USAI Lighting | USAI Lighting | B3RDM-15X1-30KH-25-S-BZ-NCIC-UNV-D6E | Light Emitting Diode | Inseparable Luminaire | Direct Wired | 0-10 VDC Controls | 66 | 3000 | 0.001 | 91 | 52 | 433 | 0.96 | Ambient | 50000 |  |  | 99999 | 0.01 | 13 | 4 | 0.01 | 0.01 | 0 | 0 | 0 | 0 | 0.09 | 0.02 | 0 | 0 | 0 | 0 | 0.85 | 0 | 0 | 0 | 0 | 0 | True |  | Non Federally-Regulated | 08/10/2018 |  | 11/21/2018
USAI Lighting | USAI Lighting | B3RDM-15X1-30KH-25-S-BZ-NCIC-UNV-D6F | Light Emitting Diode | Inseparable Luminaire | Direct Wired | 0-10 VDC Controls | 66 | 3000 | 0.001 | 91 | 52 | 433 | 0.96 | Ambient | 50000 |  |  | 99999 | 0.01 | 13 | 4 | 0.01 | 0.01 | 0 | 0 | 0 | 0 | 0.09 | 0.02 | 0 | 0 | 0 | 0 | 0.85 | 0 | 0 | 0 | 0 | 0 | True |  | Non Federally-Regulated | 08/10/2018 |  | 11/21/2018
USAI Lighting | USAI Lighting | B3RDM-15X1-30KH-25-S-GR-NCIC-UNV-D6A | Light Emitting Diode | Inseparable Luminaire | Direct Wired | 0-10 VDC Controls | 66 | 3000 | 0.001 | 91 | 52 | 433 | 0.96 | Ambient | 50000 |  |  | 99999 | 0.01 | 13 | 4 | 0.01 | 0.01 | 0 | 0 | 0 | 0 | 0.09 | 0.02 | 0 | 0 | 0 | 0 | 0.85 | 0 | 0 | 0 | 0 | 0 | True |  | Non Federally-Regulated | 08/10/2018 |  | 11/21/2018
USAI Lighting | USAI Lighting | B3RDM-15X1-30KH-25-S-GR-NCIC-UNV-D6B | Light Emitting Diode | Inseparable Luminaire | Direct Wired | 0-10 VDC Controls | 66 | 3000 | 0.001 | 91 | 52 | 433 | 0.96 | Ambient | 50000 |  |  | 99999 | 0.01 | 13 | 4 | 0.01 | 0.01 | 0 | 0 | 0 | 0 | 0.09 | 0.02 | 0 | 0 | 0 | 0 | 0.85 | 0 | 0 | 0 | 0 | 0 | True |  | Non Federally-Regulated | 08/10/2018 |  | 11/21/2018
USAI Lighting | USAI Lighting | B3RDM-15X1-30KH-25-S-GR-NCIC-UNV-D6E | Light Emitting Diode | Inseparable Luminaire | Direct Wired | 0-10 VDC Controls | 66 | 3000 | 0.001 | 91 | 52 | 433 | 0.96 | Ambient | 50000 |  |  | 99999 | 0.01 | 13 | 4 | 0.01 | 0.01 | 0 | 0 | 0 | 0 | 0.09 | 0.02 | 0 | 0 | 0 | 0 | 0.85 | 0 | 0 | 0 | 0 | 0 | True |  | Non Federally-Regulated | 08/10/2018 |  | 11/21/2018
USAI Lighting | USAI Lighting | B3RDM-15X1-30KH-25-S-GR-NCIC-UNV-D6F | Light Emitting Diode | Inseparable Luminaire | Direct Wired | 0-10 VDC Controls | 66 | 3000 | 0.001 | 91 | 52 | 433 | 0.96 | Ambient | 50000 |  |  | 99999 | 0.01 | 13 | 4 | 0.01 | 0.01 | 0 | 0 | 0 | 0 | 0.09 | 0.02 | 0 | 0 | 0 | 0 | 0.85 | 0 | 0 | 0 | 0 | 0 | True |  | Non Federally-Regulated | 08/10/2018 |  | 11/21/2018
USAI Lighting | USAI Lighting | B3RDM-15X1-30KH-25-S-WH-NCIC-UNV-D6A | Light Emitting Diode | Inseparable Luminaire | Direct Wired | 0-10 VDC Controls | 66 | 3000 | 0.001 | 91 | 52 | 433 | 0.96 | Ambient | 50000 |  |  | 99999 | 0.01 | 13 | 4 | 0.01 | 0.01 | 0 | 0 | 0 | 0 | 0.09 | 0.02 | 0 | 0 | 0 | 0 | 0.85 | 0 | 0 | 0 | 0 | 0 | True |  | Non Federally-Regulated | 08/10/2018 |  | 11/21/2018
USAI Lighting | USAI Lighting | B3RDM-15X1-30KH-25-S-WH-NCIC-UNV-D6B | Light Emitting Diode | Inseparable Luminaire | Direct Wired | 0-10 VDC Controls | 66 | 3000 | 0.001 | 91 | 52 | 433 | 0.96 | Ambient | 50000 |  |  | 99999 | 0.01 | 13 | 4 | 0.01 | 0.01 | 0 | 0 | 0 | 0 | 0.09 | 0.02 | 0 | 0 | 0 | 0 | 0.85 | 0 | 0 | 0 | 0 | 0 | True |  | Non Federally-Regulated | 08/10/2018 |  | 11/21/2018
USAI Lighting | USAI Lighting | B3RDM-15X1-30KH-25-S-WH-NCIC-UNV-D6E | Light Emitting Diode | Inseparable Luminaire | Direct Wired | 0-10 VDC Controls | 66 | 3000 | 0.001 | 91 | 52 | 433 | 0.96 | Ambient | 50000 |  |  | 99999 | 0.01 | 13 | 4 | 0.01 | 0.01 | 0 | 0 | 0 | 0 | 0.09 | 0.02 | 0 | 0 | 0 | 0 | 0.85 | 0 | 0 | 0 | 0 | 0 | True |  | Non Federally-Regulated | 08/10/2018 |  | 11/21/2018
USAI Lighting | USAI Lighting | B3RDM-15X1-30KH-25-S-WH-NCIC-UNV-D6F | Light Emitting Diode | Inseparable Luminaire | Direct Wired | 0-10 VDC Controls | 66 | 3000 | 0.001 | 91 | 52 | 433 | 0.96 | Ambient | 50000 |  |  | 99999 | 0.01 | 13 | 4 | 0.01 | 0.01 | 0 | 0 | 0 | 0 | 0.09 | 0.02 | 0 | 0 | 0 | 0 | 0.85 | 0 | 0 | 0 | 0 | 0 | True |  | Non Federally-Regulated | 08/10/2018 |  | 11/21/2018
USAI Lighting | USAI Lighting | B3RDM-15X1-30KH-45-S-BL-NCIC-UNV-D6A | Light Emitting Diode | Inseparable Luminaire | Direct Wired | 0-10 VDC Controls | 69 | 3000 | 0.001 | 91 | 52 | 433 | 0.96 | Ambient | 50000 |  |  | 99999 | 0.01 | 13 | 4 | 0.01 | 0.01 | 0 | 0 | 0 | 0 | 0.09 | 0.02 | 0 | 0 | 0 | 0 | 0.85 | 0 | 0 | 0 | 0 | 0 | True |  | Non Federally-Regulated | 08/10/2018 |  | 11/21/2018
USAI Lighting | USAI Lighting | B3RDM-15X1-30KH-45-S-BL-NCIC-UNV-D6B | Light Emitting Diode | Inseparable Luminaire | Direct Wired | 0-10 VDC Controls | 69 | 3000 | 0.001 | 91 | 52 | 433 | 0.96 | Ambient | 50000 |  |  | 99999 | 0.01 | 13 | 4 | 0.01 | 0.01 | 0 | 0 | 0 | 0 | 0.09 | 0.02 | 0 | 0 | 0 | 0 | 0.85 | 0 | 0 | 0 | 0 | 0 | True |  | Non Federally-Regulated | 08/10/2018 |  | 11/21/2018
USAI Lighting | USAI Lighting | B3RDM-15X1-30KH-45-S-BL-NCIC-UNV-D6E | Light Emitting Diode | Inseparable Luminaire | Direct Wired | 0-10 VDC Controls | 69 | 3000 | 0.001 | 91 | 52 | 433 | 0.96 | Ambient | 50000 |  |  | 99999 | 0.01 | 13 | 4 | 0.01 | 0.01 | 0 | 0 | 0 | 0 | 0.09 | 0.02 | 0 | 0 | 0 | 0 | 0.85 | 0 | 0 | 0 | 0 | 0 | True |  | Non Federally-Regulated | 08/10/2018 |  | 11/21/2018
USAI Lighting | USAI Lighting | B3RDM-15X1-30KH-45-S-BL-NCIC-UNV-D6F | Light Emitting Diode | Inseparable Luminaire | Direct Wired | 0-10 VDC Controls | 69 | 3000 | 0.001 | 91 | 52 | 433 | 0.96 | Ambient | 50000 |  |  | 99999 | 0.01 | 13 | 4 | 0.01 | 0.01 | 0 | 0 | 0 | 0 | 0.09 | 0.02 | 0 | 0 | 0 | 0 | 0.85 | 0 | 0 | 0 | 0 | 0 | True |  | Non Federally-Regulated | 08/10/2018 |  | 11/21/2018
USAI Lighting | USAI Lighting | B3RDM-15X1-30KH-45-S-BZ-NCIC-UNV-D6A | Light Emitting Diode | Inseparable Luminaire | Direct Wired | 0-10 VDC Controls | 69 | 3000 | 0.001 | 91 | 52 | 433 | 0.96 | Ambient | 50000 |  |  | 99999 | 0.01 | 13 | 4 | 0.01 | 0.01 | 0 | 0 | 0 | 0 | 0.09 | 0.02 | 0 | 0 | 0 | 0 | 0.85 | 0 | 0 | 0 | 0 | 0 | True |  | Non Federally-Regulated | 08/10/2018 |  | 11/21/2018
USAI Lighting | USAI Lighting | B3RDM-15X1-30KH-45-S-BZ-NCIC-UNV-D6B | Light Emitting Diode | Inseparable Luminaire | Direct Wired | 0-10 VDC Controls | 69 | 3000 | 0.001 | 91 | 52 | 433 | 0.96 | Ambient | 50000 |  |  | 99999 | 0.01 | 13 | 4 | 0.01 | 0.01 | 0 | 0 | 0 | 0 | 0.09 | 0.02 | 0 | 0 | 0 | 0 | 0.85 | 0 | 0 | 0 | 0 | 0 | True |  | Non Federally-Regulated | 08/10/2018 |  | 11/21/2018
USAI Lighting | USAI Lighting | B3RDM-15X1-30KH-45-S-BZ-NCIC-UNV-D6E | Light Emitting Diode | Inseparable Luminaire | Direct Wired | 0-10 VDC Controls | 69 | 3000 | 0.001 | 91 | 52 | 433 | 0.96 | Ambient | 50000 |  |  | 99999 | 0.01 | 13 | 4 | 0.01 | 0.01 | 0 | 0 | 0 | 0 | 0.09 | 0.02 | 0 | 0 | 0 | 0 | 0.85 | 0 | 0 | 0 | 0 | 0 | True |  | Non Federally-Regulated | 08/10/2018 |  | 11/21/2018
USAI Lighting | USAI Lighting | B3RDM-15X1-30KH-45-S-BZ-NCIC-UNV-D6F | Light Emitting Diode | Inseparable Luminaire | Direct Wired | 0-10 VDC Controls | 69 | 3000 | 0.001 | 91 | 52 | 433 | 0.96 | Ambient | 50000 |  |  | 99999 | 0.01 | 13 | 4 | 0.01 | 0.01 | 0 | 0 | 0 | 0 | 0.09 | 0.02 | 0 | 0 | 0 | 0 | 0.85 | 0 | 0 | 0 | 0 | 0 | True |  | Non Federally-Regulated | 08/10/2018 |  | 11/21/2018
USAI Lighting | USAI Lighting | B3RDM-15X1-30KH-45-S-GR-NCIC-UNV-D6A | Light Emitting Diode | Inseparable Luminaire | Direct Wired | 0-10 VDC Controls | 69 | 3000 | 0.001 | 91 | 52 | 433 | 0.96 | Ambient | 50000 |  |  | 99999 | 0.01 | 13 | 4 | 0.01 | 0.01 | 0 | 0 | 0 | 0 | 0.09 | 0.02 | 0 | 0 | 0 | 0 | 0.85 | 0 | 0 | 0 | 0 | 0 | True |  | Non Federally-Regulated | 08/10/2018 |  | 11/21/2018
USAI Lighting | USAI Lighting | B3RDM-15X1-30KH-45-S-GR-NCIC-UNV-D6B | Light Emitting Diode | Inseparable Luminaire | Direct Wired | 0-10 VDC Controls | 69 | 3000 | 0.001 | 91 | 52 | 433 | 0.96 | Ambient | 50000 |  |  | 99999 | 0.01 | 13 | 4 | 0.01 | 0.01 | 0 | 0 | 0 | 0 | 0.09 | 0.02 | 0 | 0 | 0 | 0 | 0.85 | 0 | 0 | 0 | 0 | 0 | True |  | Non Federally-Regulated | 08/10/2018 |  | 11/21/2018
USAI Lighting | USAI Lighting | B3RDM-15X1-30KH-45-S-GR-NCIC-UNV-D6E | Light Emitting Diode | Inseparable Luminaire | Direct Wired | 0-10 VDC Controls | 69 | 3000 | 0.001 | 91 | 52 | 433 | 0.96 | Ambient | 50000 |  |  | 99999 | 0.01 | 13 | 4 | 0.01 | 0.01 | 0 | 0 | 0 | 0 | 0.09 | 0.02 | 0 | 0 | 0 | 0 | 0.85 | 0 | 0 | 0 | 0 | 0 | True |  | Non Federally-Regulated | 08/10/2018 |  | 11/21/2018
USAI Lighting | USAI Lighting | B3RDM-15X1-30KH-45-S-GR-NCIC-UNV-D6F | Light Emitting Diode | Inseparable Luminaire | Direct Wired | 0-10 VDC Controls | 69 | 3000 | 0.001 | 91 | 52 | 433 | 0.96 | Ambient | 50000 |  |  | 99999 | 0.01 | 13 | 4 | 0.01 | 0.01 | 0 | 0 | 0 | 0 | 0.09 | 0.02 | 0 | 0 | 0 | 0 | 0.85 | 0 | 0 | 0 | 0 | 0 | True |  | Non Federally-Regulated | 08/10/2018 |  | 11/21/2018
USAI Lighting | USAI Lighting | B3RDM-15X1-30KH-45-S-WH-NCIC-UNV-D6A | Light Emitting Diode | Inseparable Luminaire | Direct Wired | 0-10 VDC Controls | 69 | 3000 | 0.001 | 91 | 52 | 433 | 0.96 | Ambient | 50000 |  |  | 99999 | 0.01 | 13 | 4 | 0.01 | 0.01 | 0 | 0 | 0 | 0 | 0.09 | 0.02 | 0 | 0 | 0 | 0 | 0.85 | 0 | 0 | 0 | 0 | 0 | True |  | Non Federally-Regulated | 08/10/2018 |  | 11/21/2018
USAI Lighting | USAI Lighting | B3RDM-15X1-30KH-45-S-WH-NCIC-UNV-D6B | Light Emitting Diode | Inseparable Luminaire | Direct Wired | 0-10 VDC Controls | 69 | 3000 | 0.001 | 91 | 52 | 433 | 0.96 | Ambient | 50000 |  |  | 99999 | 0.01 | 13 | 4 | 0.01 | 0.01 | 0 | 0 | 0 | 0 | 0.09 | 0.02 | 0 | 0 | 0 | 0 | 0.85 | 0 | 0 | 0 | 0 | 0 | True |  | Non Federally-Regulated | 08/10/2018 |  | 11/21/2018
USAI Lighting | USAI Lighting | B3RDM-15X1-30KH-45-S-WH-NCIC-UNV-D6E | Light Emitting Diode | Inseparable Luminaire | Direct Wired | 0-10 VDC Controls | 69 | 3000 | 0.001 | 91 | 52 | 433 | 0.96 | Ambient | 50000 |  |  | 99999 | 0.01 | 13 | 4 | 0.01 | 0.01 | 0 | 0 | 0 | 0 | 0.09 | 0.02 | 0 | 0 | 0 | 0 | 0.85 | 0 | 0 | 0 | 0 | 0 | True |  | Non Federally-Regulated | 08/10/2018 |  | 11/21/2018
USAI Lighting | USAI Lighting | B3RDM-15X1-30KH-45-S-WH-NCIC-UNV-D6F | Light Emitting Diode | Inseparable Luminaire | Direct Wired | 0-10 VDC Controls | 69 | 3000 | 0.001 | 91 | 52 | 433 | 0.96 | Ambient | 50000 |  |  | 99999 | 0.01 | 13 | 4 | 0.01 | 0.01 | 0 | 0 | 0 | 0 | 0.09 | 0.02 | 0 | 0 | 0 | 0 | 0.85 | 0 | 0 | 0 | 0 | 0 | True |  | Non Federally-Regulated | 08/10/2018 |  | 11/21/2018
USAI Lighting | USAI Lighting | B3RDM-15X1-30KH-65-S-BL-NCIC-UNV-D6A | Light Emitting Diode | Inseparable Luminaire | Direct Wired | 0-10 VDC Controls | 56 | 3000 | 0.001 | 91 | 52 | 433 | 0.96 | Ambient | 50000 |  |  | 99999 | 0.01 | 13 | 4 | 0.01 | 0.01 | 0 | 0 | 0 | 0 | 0.09 | 0.02 | 0 | 0 | 0 | 0 | 0.85 | 0 | 0 | 0 | 0 | 0 | True |  | Non Federally-Regulated | 08/10/2018 |  | 11/21/2018
USAI Lighting | USAI Lighting | B3RDM-15X1-30KH-65-S-BL-NCIC-UNV-D6B | Light Emitting Diode | Inseparable Luminaire | Direct Wired | 0-10 VDC Controls | 56 | 3000 | 0.001 | 91 | 52 | 433 | 0.96 | Ambient | 50000 |  |  | 99999 | 0.01 | 13 | 4 | 0.01 | 0.01 | 0 | 0 | 0 | 0 | 0.09 | 0.02 | 0 | 0 | 0 | 0 | 0.85 | 0 | 0 | 0 | 0 | 0 | True |  | Non Federally-Regulated | 08/10/2018 |  | 11/21/2018
USAI Lighting | USAI Lighting | B3RDM-15X1-30KH-65-S-BL-NCIC-UNV-D6E | Light Emitting Diode | Inseparable Luminaire | Direct Wired | 0-10 VDC Controls | 56 | 3000 | 0.001 | 91 | 52 | 433 | 0.96 | Ambient | 50000 |  |  | 99999 | 0.01 | 13 | 4 | 0.01 | 0.01 | 0 | 0 | 0 | 0 | 0.09 | 0.02 | 0 | 0 | 0 | 0 | 0.85 | 0 | 0 | 0 | 0 | 0 | True |  | Non Federally-Regulated | 08/10/2018 |  | 11/21/2018
USAI Lighting | USAI Lighting | B3RDM-15X1-30KH-65-S-BL-NCIC-UNV-D6F | Light Emitting Diode | Inseparable Luminaire | Direct Wired | 0-10 VDC Controls | 56 | 3000 | 0.001 | 91 | 52 | 433 | 0.96 | Ambient | 50000 |  |  | 99999 | 0.01 | 13 | 4 | 0.01 | 0.01 | 0 | 0 | 0 | 0 | 0.09 | 0.02 | 0 | 0 | 0 | 0 | 0.85 | 0 | 0 | 0 | 0 | 0 | True |  | Non Federally-Regulated | 08/10/2018 |  | 11/21/2018
USAI Lighting | USAI Lighting | B3RDM-15X1-30KH-65-S-BZ-NCIC-UNV-D6A | Light Emitting Diode | Inseparable Luminaire | Direct Wired | 0-10 VDC Controls | 56 | 3000 | 0.001 | 91 | 52 | 433 | 0.96 | Ambient | 50000 |  |  | 99999 | 0.01 | 13 | 4 | 0.01 | 0.01 | 0 | 0 | 0 | 0 | 0.09 | 0.02 | 0 | 0 | 0 | 0 | 0.85 | 0 | 0 | 0 | 0 | 0 | True |  | Non Federally-Regulated | 08/10/2018 |  | 11/21/2018
USAI Lighting | USAI Lighting | B3RDM-15X1-30KH-65-S-BZ-NCIC-UNV-D6B | Light Emitting Diode | Inseparable Luminaire | Direct Wired | 0-10 VDC Controls | 56 | 3000 | 0.001 | 91 | 52 | 433 | 0.96 | Ambient | 50000 |  |  | 99999 | 0.01 | 13 | 4 | 0.01 | 0.01 | 0 | 0 | 0 | 0 | 0.09 | 0.02 | 0 | 0 | 0 | 0 | 0.85 | 0 | 0 | 0 | 0 | 0 | True |  | Non Federally-Regulated | 08/10/2018 |  | 11/21/2018
USAI Lighting | USAI Lighting | B3RDM-15X1-30KH-65-S-BZ-NCIC-UNV-D6E | Light Emitting Diode | Inseparable Luminaire | Direct Wired | 0-10 VDC Controls | 56 | 3000 | 0.001 | 91 | 52 | 433 | 0.96 | Ambient | 50000 |  |  | 99999 | 0.01 | 13 | 4 | 0.01 | 0.01 | 0 | 0 | 0 | 0 | 0.09 | 0.02 | 0 | 0 | 0 | 0 | 0.85 | 0 | 0 | 0 | 0 | 0 | True |  | Non Federally-Regulated | 08/10/2018 |  | 11/21/2018
USAI Lighting | USAI Lighting | B3RDM-15X1-30KH-65-S-BZ-NCIC-UNV-D6F | Light Emitting Diode | Inseparable Luminaire | Direct Wired | 0-10 VDC Controls | 56 | 3000 | 0.001 | 91 | 52 | 433 | 0.96 | Ambient | 50000 |  |  | 99999 | 0.01 | 13 | 4 | 0.01 | 0.01 | 0 | 0 | 0 | 0 | 0.09 | 0.02 | 0 | 0 | 0 | 0 | 0.85 | 0 | 0 | 0 | 0 | 0 | True |  | Non Federally-Regulated | 08/10/2018 |  | 11/21/2018
USAI Lighting | USAI Lighting | B3RDM-15X1-30KH-65-S-GR-NCIC-UNV-D6A | Light Emitting Diode | Inseparable Luminaire | Direct Wired | 0-10 VDC Controls | 56 | 3000 | 0.001 | 91 | 52 | 433 | 0.96 | Ambient | 50000 |  |  | 99999 | 0.01 | 13 | 4 | 0.01 | 0.01 | 0 | 0 | 0 | 0 | 0.09 | 0.02 | 0 | 0 | 0 | 0 | 0.85 | 0 | 0 | 0 | 0 | 0 | True |  | Non Federally-Regulated | 08/10/2018 |  | 11/21/2018
USAI Lighting | USAI Lighting | B3RDM-15X1-30KH-65-S-GR-NCIC-UNV-D6B | Light Emitting Diode | Inseparable Luminaire | Direct Wired | 0-10 VDC Controls | 56 | 3000 | 0.001 | 91 | 52 | 433 | 0.96 | Ambient | 50000 |  |  | 99999 | 0.01 | 13 | 4 | 0.01 | 0.01 | 0 | 0 | 0 | 0 | 0.09 | 0.02 | 0 | 0 | 0 | 0 | 0.85 | 0 | 0 | 0 | 0 | 0 | True |  | Non Federally-Regulated | 08/10/2018 |  | 11/21/2018
USAI Lighting | USAI Lighting | B3RDM-15X1-30KH-65-S-GR-NCIC-UNV-D6E | Light Emitting Diode | Inseparable Luminaire | Direct Wired | 0-10 VDC Controls | 56 | 3000 | 0.001 | 91 | 52 | 433 | 0.96 | Ambient | 50000 |  |  | 99999 | 0.01 | 13 | 4 | 0.01 | 0.01 | 0 | 0 | 0 | 0 | 0.09 | 0.02 | 0 | 0 | 0 | 0 | 0.85 | 0 | 0 | 0 | 0 | 0 | True |  | Non Federally-Regulated | 08/10/2018 |  | 11/21/2018
USAI Lighting | USAI Lighting | B3RDM-15X1-30KH-65-S-GR-NCIC-UNV-D6F | Light Emitting Diode | Inseparable Luminaire | Direct Wired | 0-10 VDC Controls | 56 | 3000 | 0.001 | 91 | 52 | 433 | 0.96 | Ambient | 50000 |  |  | 99999 | 0.01 | 13 | 4 | 0.01 | 0.01 | 0 | 0 | 0 | 0 | 0.09 | 0.02 | 0 | 0 | 0 | 0 | 0.85 | 0 | 0 | 0 | 0 | 0 | True |  | Non Federally-Regulated | 08/10/2018 |  | 11/21/2018
USAI Lighting | USAI Lighting | B3RDM-15X1-30KH-65-S-WH-NCIC-UNV-D6A | Light Emitting Diode | Inseparable Luminaire | Direct Wired | 0-10 VDC Controls | 56 | 3000 | 0.001 | 91 | 52 | 433 | 0.96 | Ambient | 50000 |  |  | 99999 | 0.01 | 13 | 4 | 0.01 | 0.01 | 0 | 0 | 0 | 0 | 0.09 | 0.02 | 0 | 0 | 0 | 0 | 0.85 | 0 | 0 | 0 | 0 | 0 | True |  | Non Federally-Regulated | 08/10/2018 |  | 11/21/2018
USAI Lighting | USAI Lighting | B3RDM-15X1-30KH-65-S-WH-NCIC-UNV-D6B | Light Emitting Diode | Inseparable Luminaire | Direct Wired | 0-10 VDC Controls | 56 | 3000 | 0.001 | 91 | 52 | 433 | 0.96 | Ambient | 50000 |  |  | 99999 | 0.01 | 13 | 4 | 0.01 | 0.01 | 0 | 0 | 0 | 0 | 0.09 | 0.02 | 0 | 0 | 0 | 0 | 0.85 | 0 | 0 | 0 | 0 | 0 | True |  | Non Federally-Regulated | 08/10/2018 |  | 11/21/2018
USAI Lighting | USAI Lighting | B3RDM-15X1-30KH-65-S-WH-NCIC-UNV-D6E | Light Emitting Diode | Inseparable Luminaire | Direct Wired | 0-10 VDC Controls | 56 | 3000 | 0.001 | 91 | 52 | 433 | 0.96 | Ambient | 50000 |  |  | 99999 | 0.01 | 13 | 4 | 0.01 | 0.01 | 0 | 0 | 0 | 0 | 0.09 | 0.02 | 0 | 0 | 0 | 0 | 0.85 | 0 | 0 | 0 | 0 | 0 | True |  | Non Federally-Regulated | 08/10/2018 |  | 11/21/2018
USAI Lighting | USAI Lighting | B3RDM-15X1-30KH-65-S-WH-NCIC-UNV-D6F | Light Emitting Diode | Inseparable Luminaire | Direct Wired | 0-10 VDC Controls | 56 | 3000 | 0.001 | 91 | 52 | 433 | 0.96 | Ambient | 50000 |  |  | 99999 | 0.01 | 13 | 4 | 0.01 | 0.01 | 0 | 0 | 0 | 0 | 0.09 | 0.02 | 0 | 0 | 0 | 0 | 0.85 | 0 | 0 | 0 | 0 | 0 | True |  | Non Federally-Regulated | 08/10/2018 |  | 11/21/2018
USAI Lighting | USAI Lighting | B3RDM-15X1-35KH-25-S-BL-NCIC-UNV-D6A | Light Emitting Diode | Inseparable Luminaire | Direct Wired | 0-10 VDC Controls | 71 | 3500 | 0.001 | 91 | 52 | 433 | 0.96 | Ambient | 50000 |  |  | 99999 | 0.01 | 13 | 4 | 0.01 | 0.01 | 0 | 0 | 0 | 0 | 0.09 | 0.02 | 0 | 0 | 0 | 0 | 0.85 | 0 | 0 | 0 | 0 | 0 | True |  | Non Federally-Regulated | 08/10/2018 |  | 11/21/2018
USAI Lighting | USAI Lighting | B3RDM-15X1-35KH-25-S-BL-NCIC-UNV-D6B | Light Emitting Diode | Inseparable Luminaire | Direct Wired | 0-10 VDC Controls | 71 | 3500 | 0.001 | 91 | 52 | 433 | 0.96 | Ambient | 50000 |  |  | 99999 | 0.01 | 13 | 4 | 0.01 | 0.01 | 0 | 0 | 0 | 0 | 0.09 | 0.02 | 0 | 0 | 0 | 0 | 0.85 | 0 | 0 | 0 | 0 | 0 | True |  | Non Federally-Regulated | 08/10/2018 |  | 11/21/2018
USAI Lighting | USAI Lighting | B3RDM-15X1-35KH-25-S-BL-NCIC-UNV-D6E | Light Emitting Diode | Inseparable Luminaire | Direct Wired | 0-10 VDC Controls | 71 | 3500 | 0.001 | 91 | 52 | 433 | 0.96 | Ambient | 50000 |  |  | 99999 | 0.01 | 13 | 4 | 0.01 | 0.01 | 0 | 0 | 0 | 0 | 0.09 | 0.02 | 0 | 0 | 0 | 0 | 0.85 | 0 | 0 | 0 | 0 | 0 | True |  | Non Federally-Regulated | 08/10/2018 |  | 11/21/2018
USAI Lighting | USAI Lighting | B3RDM-15X1-35KH-25-S-BL-NCIC-UNV-D6F | Light Emitting Diode | Inseparable Luminaire | Direct Wired | 0-10 VDC Controls | 71 | 3500 | 0.001 | 91 | 52 | 433 | 0.96 | Ambient | 50000 |  |  | 99999 | 0.01 | 13 | 4 | 0.01 | 0.01 | 0 | 0 | 0 | 0 | 0.09 | 0.02 | 0 | 0 | 0 | 0 | 0.85 | 0 | 0 | 0 | 0 | 0 | True |  | Non Federally-Regulated | 08/10/2018 |  | 11/21/2018
USAI Lighting | USAI Lighting | B3RDM-15X1-35KH-25-S-BZ-NCIC-UNV-D6A | Light Emitting Diode | Inseparable Luminaire | Direct Wired | 0-10 VDC Controls | 71 | 3500 | 0.001 | 91 | 52 | 433 | 0.96 | Ambient | 50000 |  |  | 99999 | 0.01 | 13 | 4 | 0.01 | 0.01 | 0 | 0 | 0 | 0 | 0.09 | 0.02 | 0 | 0 | 0 | 0 | 0.85 | 0 | 0 | 0 | 0 | 0 | True |  | Non Federally-Regulated | 08/10/2018 |  | 11/21/2018
USAI Lighting | USAI Lighting | B3RDM-15X1-35KH-25-S-BZ-NCIC-UNV-D6B | Light Emitting Diode | Inseparable Luminaire | Direct Wired | 0-10 VDC Controls | 71 | 3500 | 0.001 | 91 | 52 | 433 | 0.96 | Ambient | 50000 |  |  | 99999 | 0.01 | 13 | 4 | 0.01 | 0.01 | 0 | 0 | 0 | 0 | 0.09 | 0.02 | 0 | 0 | 0 | 0 | 0.85 | 0 | 0 | 0 | 0 | 0 | True |  | Non Federally-Regulated | 08/10/2018 |  | 11/21/2018
USAI Lighting | USAI Lighting | B3RDM-15X1-35KH-25-S-BZ-NCIC-UNV-D6E | Light Emitting Diode | Inseparable Luminaire | Direct Wired | 0-10 VDC Controls | 71 | 3500 | 0.001 | 91 | 52 | 433 | 0.96 | Ambient | 50000 |  |  | 99999 | 0.01 | 13 | 4 | 0.01 | 0.01 | 0 | 0 | 0 | 0 | 0.09 | 0.02 | 0 | 0 | 0 | 0 | 0.85 | 0 | 0 | 0 | 0 | 0 | True |  | Non Federally-Regulated | 08/10/2018 |  | 11/21/2018
USAI Lighting | USAI Lighting | B3RDM-15X1-35KH-25-S-BZ-NCIC-UNV-D6F | Light Emitting Diode | Inseparable Luminaire | Direct Wired | 0-10 VDC Controls | 71 | 3500 | 0.001 | 91 | 52 | 433 | 0.96 | Ambient | 50000 |  |  | 99999 | 0.01 | 13 | 4 | 0.01 | 0.01 | 0 | 0 | 0 | 0 | 0.09 | 0.02 | 0 | 0 | 0 | 0 | 0.85 | 0 | 0 | 0 | 0 | 0 | True |  | Non Federally-Regulated | 08/10/2018 |  | 11/21/2018
USAI Lighting | USAI Lighting | B3RDM-15X1-35KH-25-S-GR-NCIC-UNV-D6A | Light Emitting Diode | Inseparable Luminaire | Direct Wired | 0-10 VDC Controls | 71 | 3500 | 0.001 | 91 | 52 | 433 | 0.96 | Ambient | 50000 |  |  | 99999 | 0.01 | 13 | 4 | 0.01 | 0.01 | 0 | 0 | 0 | 0 | 0.09 | 0.02 | 0 | 0 | 0 | 0 | 0.85 | 0 | 0 | 0 | 0 | 0 | True |  | Non Federally-Regulated | 08/10/2018 |  | 11/21/2018
USAI Lighting | USAI Lighting | B3RDM-15X1-35KH-25-S-GR-NCIC-UNV-D6B | Light Emitting Diode | Inseparable Luminaire | Direct Wired | 0-10 VDC Controls | 71 | 3500 | 0.001 | 91 | 52 | 433 | 0.96 | Ambient | 50000 |  |  | 99999 | 0.01 | 13 | 4 | 0.01 | 0.01 | 0 | 0 | 0 | 0 | 0.09 | 0.02 | 0 | 0 | 0 | 0 | 0.85 | 0 | 0 | 0 | 0 | 0 | True |  | Non Federally-Regulated | 08/10/2018 |  | 11/21/2018
USAI Lighting | USAI Lighting | B3RDM-15X1-35KH-25-S-GR-NCIC-UNV-D6E | Light Emitting Diode | Inseparable Luminaire | Direct Wired | 0-10 VDC Controls | 71 | 3500 | 0.001 | 91 | 52 | 433 | 0.96 | Ambient | 50000 |  |  | 99999 | 0.01 | 13 | 4 | 0.01 | 0.01 | 0 | 0 | 0 | 0 | 0.09 | 0.02 | 0 | 0 | 0 | 0 | 0.85 | 0 | 0 | 0 | 0 | 0 | True |  | Non Federally-Regulated | 08/10/2018 |  | 11/21/2018
USAI Lighting | USAI Lighting | B3RDM-15X1-35KH-25-S-GR-NCIC-UNV-D6F | Light Emitting Diode | Inseparable Luminaire | Direct Wired | 0-10 VDC Controls | 71 | 3500 | 0.001 | 91 | 52 | 433 | 0.96 | Ambient | 50000 |  |  | 99999 | 0.01 | 13 | 4 | 0.01 | 0.01 | 0 | 0 | 0 | 0 | 0.09 | 0.02 | 0 | 0 | 0 | 0 | 0.85 | 0 | 0 | 0 | 0 | 0 | True |  | Non Federally-Regulated | 08/10/2018 |  | 11/21/2018
USAI Lighting | USAI Lighting | B3RAM-09X1-35KH-20-S-WH-NCIC-UNV-D6A | Light Emitting Diode | Inseparable Luminaire | Direct Wired | 0-10 VDC Controls | 83 | 3500 | 0.001 | 91 | 52 | 433 | 0.96 | Ambient | 50000 |  |  | 99999 | 0.01 | 13 | 4 | 0.01 | 0.01 | 0 | 0 | 0 | 0 | 0.09 | 0.02 | 0 | 0 | 0 | 0 | 0.85 | 0 | 0 | 0 | 0 | 0 | True |  | Non Federally-Regulated | 06/29/2018 |  | 11/26/2018
USAI Lighting | USAI Lighting | B3RAM-09X1-35KH-20-S-WH-NCIC-UNV-D6B | Light Emitting Diode | Inseparable Luminaire | Direct Wired | 0-10 VDC Controls | 83 | 3500 | 0.001 | 91 | 52 | 433 | 0.96 | Ambient | 50000 |  |  | 99999 | 0.01 | 13 | 4 | 0.01 | 0.01 | 0 | 0 | 0 | 0 | 0.09 | 0.02 | 0 | 0 | 0 | 0 | 0.85 | 0 | 0 | 0 | 0 | 0 | True |  | Non Federally-Regulated | 06/29/2018 |  | 11/26/2018
USAI Lighting | USAI Lighting | B3RAM-09X1-35KH-20-S-WH-NCIC-UNV-D6E | Light Emitting Diode | Inseparable Luminaire | Direct Wired | 0-10 VDC Controls | 83 | 3500 | 0.001 | 91 | 52 | 433 | 0.96 | Ambient | 50000 |  |  | 99999 | 0.01 | 13 | 4 | 0.01 | 0.01 | 0 | 0 | 0 | 0 | 0.09 | 0.02 | 0 | 0 | 0 | 0 | 0.85 | 0 | 0 | 0 | 0 | 0 | True |  | Non Federally-Regulated | 06/29/2018 |  | 11/26/2018
USAI Lighting | USAI Lighting | B3RAM-09X1-35KH-20-S-WH-NCIC-UNV-D6F | Light Emitting Diode | Inseparable Luminaire | Direct Wired | 0-10 VDC Controls | 83 | 3500 | 0.001 | 91 | 52 | 433 | 0.96 | Ambient | 50000 |  |  | 99999 | 0.01 | 13 | 4 | 0.01 | 0.01 | 0 | 0 | 0 | 0 | 0.09 | 0.02 | 0 | 0 | 0 | 0 | 0.85 | 0 | 0 | 0 | 0 | 0 | True |  | Non Federally-Regulated | 06/29/2018 |  | 11/26/2018
USAI Lighting | USAI Lighting | B3RAM-09X1-40KH-20-S-BL-NCIC-UNV-D6A | Light Emitting Diode | Inseparable Luminaire | Direct Wired | 0-10 VDC Controls | 89 | 4000 | 0.001 | 91 | 52 | 433 | 0.96 | Ambient | 50000 |  |  | 99999 | 0.01 | 13 | 4 | 0.01 | 0.01 | 0 | 0 | 0 | 0 | 0.09 | 0.02 | 0 | 0 | 0 | 0 | 0.85 | 0 | 0 | 0 | 0 | 0 | True |  | Non Federally-Regulated | 06/29/2018 |  | 11/26/2018
USAI Lighting | USAI Lighting | B3RAM-09X1-40KH-20-S-BL-NCIC-UNV-D6B | Light Emitting Diode | Inseparable Luminaire | Direct Wired | 0-10 VDC Controls | 89 | 4000 | 0.001 | 91 | 52 | 433 | 0.96 | Ambient | 50000 |  |  | 99999 | 0.01 | 13 | 4 | 0.01 | 0.01 | 0 | 0 | 0 | 0 | 0.09 | 0.02 | 0 | 0 | 0 | 0 | 0.85 | 0 | 0 | 0 | 0 | 0 | True |  | Non Federally-Regulated | 06/29/2018 |  | 11/26/2018
USAI Lighting | USAI Lighting | B3RAM-09X1-40KH-20-S-BL-NCIC-UNV-D6E | Light Emitting Diode | Inseparable Luminaire | Direct Wired | 0-10 VDC Controls | 89 | 4000 | 0.001 | 91 | 52 | 433 | 0.96 | Ambient | 50000 |  |  | 99999 | 0.01 | 13 | 4 | 0.01 | 0.01 | 0 | 0 | 0 | 0 | 0.09 | 0.02 | 0 | 0 | 0 | 0 | 0.85 | 0 | 0 | 0 | 0 | 0 | True |  | Non Federally-Regulated | 06/29/2018 |  | 11/26/2018
USAI Lighting | USAI Lighting | B3RAM-09X1-40KH-20-S-BL-NCIC-UNV-D6F | Light Emitting Diode | Inseparable Luminaire | Direct Wired | 0-10 VDC Controls | 89 | 4000 | 0.001 | 91 | 52 | 433 | 0.96 | Ambient | 50000 |  |  | 99999 | 0.01 | 13 | 4 | 0.01 | 0.01 | 0 | 0 | 0 | 0 | 0.09 | 0.02 | 0 | 0 | 0 | 0 | 0.85 | 0 | 0 | 0 | 0 | 0 | True |  | Non Federally-Regulated | 06/29/2018 |  | 11/26/2018
USAI Lighting | USAI Lighting | B3RAM-09X1-40KH-20-S-BZ-NCIC-UNV-D6A | Light Emitting Diode | Inseparable Luminaire | Direct Wired | 0-10 VDC Controls | 89 | 4000 | 0.001 | 91 | 52 | 433 | 0.96 | Ambient | 50000 |  |  | 99999 | 0.01 | 13 | 4 | 0.01 | 0.01 | 0 | 0 | 0 | 0 | 0.09 | 0.02 | 0 | 0 | 0 | 0 | 0.85 | 0 | 0 | 0 | 0 | 0 | True |  | Non Federally-Regulated | 06/29/2018 |  | 11/26/2018
USAI Lighting | USAI Lighting | B3RAM-09X1-40KH-20-S-BZ-NCIC-UNV-D6B | Light Emitting Diode | Inseparable Luminaire | Direct Wired | 0-10 VDC Controls | 89 | 4000 | 0.001 | 91 | 52 | 433 | 0.96 | Ambient | 50000 |  |  | 99999 | 0.01 | 13 | 4 | 0.01 | 0.01 | 0 | 0 | 0 | 0 | 0.09 | 0.02 | 0 | 0 | 0 | 0 | 0.85 | 0 | 0 | 0 | 0 | 0 | True |  | Non Federally-Regulated | 06/29/2018 |  | 11/26/2018
USAI Lighting | USAI Lighting | B3RAM-09X1-40KH-20-S-BZ-NCIC-UNV-D6E | Light Emitting Diode | Inseparable Luminaire | Direct Wired | 0-10 VDC Controls | 89 | 4000 | 0.001 | 91 | 52 | 433 | 0.96 | Ambient | 50000 |  |  | 99999 | 0.01 | 13 | 4 | 0.01 | 0.01 | 0 | 0 | 0 | 0 | 0.09 | 0.02 | 0 | 0 | 0 | 0 | 0.85 | 0 | 0 | 0 | 0 | 0 | True |  | Non Federally-Regulated | 06/29/2018 |  | 11/26/2018
USAI Lighting | USAI Lighting | B3RAM-09X1-40KH-20-S-BZ-NCIC-UNV-D6F | Light Emitting Diode | Inseparable Luminaire | Direct Wired | 0-10 VDC Controls | 89 | 4000 | 0.001 | 91 | 52 | 433 | 0.96 | Ambient | 50000 |  |  | 99999 | 0.01 | 13 | 4 | 0.01 | 0.01 | 0 | 0 | 0 | 0 | 0.09 | 0.02 | 0 | 0 | 0 | 0 | 0.85 | 0 | 0 | 0 | 0 | 0 | True |  | Non Federally-Regulated | 06/29/2018 |  | 11/26/2018
USAI Lighting | USAI Lighting | B3RAM-09X1-40KH-20-S-GR-NCIC-UNV-D6A | Light Emitting Diode | Inseparable Luminaire | Direct Wired | 0-10 VDC Controls | 89 | 4000 | 0.001 | 91 | 52 | 433 | 0.96 | Ambient | 50000 |  |  | 99999 | 0.01 | 13 | 4 | 0.01 | 0.01 | 0 | 0 | 0 | 0 | 0.09 | 0.02 | 0 | 0 | 0 | 0 | 0.85 | 0 | 0 | 0 | 0 | 0 | True |  | Non Federally-Regulated | 06/29/2018 |  | 11/26/2018
USAI Lighting | USAI Lighting | B3RAM-09X1-40KH-20-S-GR-NCIC-UNV-D6B | Light Emitting Diode | Inseparable Luminaire | Direct Wired | 0-10 VDC Controls | 89 | 4000 | 0.001 | 91 | 52 | 433 | 0.96 | Ambient | 50000 |  |  | 99999 | 0.01 | 13 | 4 | 0.01 | 0.01 | 0 | 0 | 0 | 0 | 0.09 | 0.02 | 0 | 0 | 0 | 0 | 0.85 | 0 | 0 | 0 | 0 | 0 | True |  | Non Federally-Regulated | 06/29/2018 |  | 11/26/2018
USAI Lighting | USAI Lighting | B3RAM-09X1-40KH-20-S-GR-NCIC-UNV-D6E | Light Emitting Diode | Inseparable Luminaire | Direct Wired | 0-10 VDC Controls | 89 | 4000 | 0.001 | 91 | 52 | 433 | 0.96 | Ambient | 50000 |  |  | 99999 | 0.01 | 13 | 4 | 0.01 | 0.01 | 0 | 0 | 0 | 0 | 0.09 | 0.02 | 0 | 0 | 0 | 0 | 0.85 | 0 | 0 | 0 | 0 | 0 | True |  | Non Federally-Regulated | 06/29/2018 |  | 11/26/2018
USAI Lighting | USAI Lighting | B3RAM-09X1-40KH-20-S-GR-NCIC-UNV-D6F | Light Emitting Diode | Inseparable Luminaire | Direct Wired | 0-10 VDC Controls | 89 | 4000 | 0.001 | 91 | 52 | 433 | 0.96 | Ambient | 50000 |  |  | 99999 | 0.01 | 13 | 4 | 0.01 | 0.01 | 0 | 0 | 0 | 0 | 0.09 | 0.02 | 0 | 0 | 0 | 0 | 0.85 | 0 | 0 | 0 | 0 | 0 | True |  | Non Federally-Regulated | 06/29/2018 |  | 11/26/2018
USAI Lighting | USAI Lighting | B3RAM-09X1-40KH-20-S-WH-NCIC-UNV-D6A | Light Emitting Diode | Inseparable Luminaire | Direct Wired | 0-10 VDC Controls | 89 | 4000 | 0.001 | 91 | 52 | 433 | 0.96 | Ambient | 50000 |  |  | 99999 | 0.01 | 13 | 4 | 0.01 | 0.01 | 0 | 0 | 0 | 0 | 0.09 | 0.02 | 0 | 0 | 0 | 0 | 0.85 | 0 | 0 | 0 | 0 | 0 | True |  | Non Federally-Regulated | 06/29/2018 |  | 11/26/2018
USAI Lighting | USAI Lighting | B3RAM-09X1-40KH-20-S-WH-NCIC-UNV-D6B | Light Emitting Diode | Inseparable Luminaire | Direct Wired | 0-10 VDC Controls | 89 | 4000 | 0.001 | 91 | 52 | 433 | 0.96 | Ambient | 50000 |  |  | 99999 | 0.01 | 13 | 4 | 0.01 | 0.01 | 0 | 0 | 0 | 0 | 0.09 | 0.02 | 0 | 0 | 0 | 0 | 0.85 | 0 | 0 | 0 | 0 | 0 | True |  | Non Federally-Regulated | 06/29/2018 |  | 11/26/2018
USAI Lighting | USAI Lighting | B3RAM-09X1-40KH-20-S-WH-NCIC-UNV-D6E | Light Emitting Diode | Inseparable Luminaire | Direct Wired | 0-10 VDC Controls | 89 | 4000 | 0.001 | 91 | 52 | 433 | 0.96 | Ambient | 50000 |  |  | 99999 | 0.01 | 13 | 4 | 0.01 | 0.01 | 0 | 0 | 0 | 0 | 0.09 | 0.02 | 0 | 0 | 0 | 0 | 0.85 | 0 | 0 | 0 | 0 | 0 | True |  | Non Federally-Regulated | 06/29/2018 |  | 11/26/2018
USAI Lighting | USAI Lighting | B3RAM-09X1-40KH-20-S-WH-NCIC-UNV-D6F | Light Emitting Diode | Inseparable Luminaire | Direct Wired | 0-10 VDC Controls | 89 | 4000 | 0.001 | 91 | 52 | 433 | 0.96 | Ambient | 50000 |  |  | 99999 | 0.01 | 13 | 4 | 0.01 | 0.01 | 0 | 0 | 0 | 0 | 0.09 | 0.02 | 0 | 0 | 0 | 0 | 0.85 | 0 | 0 | 0 | 0 | 0 | True |  | Non Federally-Regulated | 06/29/2018 |  | 11/26/2018
USAI Lighting | USAI Lighting | B3SAF-09X1-27KH-20-S-BL-NCIC-UNV-D6A | Light Emitting Diode | Inseparable Luminaire | Direct Wired | 0-10 VDC Controls | 77 | 2700 | 0.001 | 91 | 52 | 433 | 0.96 | Ambient | 50000 |  |  | 99999 | 0.01 | 13 | 4 | 0.01 | 0.01 | 0 | 0 | 0 | 0 | 0.09 | 0.02 | 0 | 0 | 0 | 0 | 0.85 | 0 | 0 | 0 | 0 | 0 | True |  | Non Federally-Regulated | 06/29/2018 |  | 11/26/2018
USAI Lighting | USAI Lighting | B3SAF-09X1-27KH-20-S-BL-NCIC-UNV-D6B | Light Emitting Diode | Inseparable Luminaire | Direct Wired | 0-10 VDC Controls | 77 | 2700 | 0.001 | 91 | 52 | 433 | 0.96 | Ambient | 50000 |  |  | 99999 | 0.01 | 13 | 4 | 0.01 | 0.01 | 0 | 0 | 0 | 0 | 0.09 | 0.02 | 0 | 0 | 0 | 0 | 0.85 | 0 | 0 | 0 | 0 | 0 | True |  | Non Federally-Regulated | 06/29/2018 |  | 11/26/2018
USAI Lighting | USAI Lighting | B3SAF-09X1-27KH-20-S-BL-NCIC-UNV-D6E | Light Emitting Diode | Inseparable Luminaire | Direct Wired | 0-10 VDC Controls | 77 | 2700 | 0.001 | 91 | 52 | 433 | 0.96 | Ambient | 50000 |  |  | 99999 | 0.01 | 13 | 4 | 0.01 | 0.01 | 0 | 0 | 0 | 0 | 0.09 | 0.02 | 0 | 0 | 0 | 0 | 0.85 | 0 | 0 | 0 | 0 | 0 | True |  | Non Federally-Regulated | 06/29/2018 |  | 11/26/2018
USAI Lighting | USAI Lighting | B3SAF-09X1-27KH-20-S-BL-NCIC-UNV-D6F | Light Emitting Diode | Inseparable Luminaire | Direct Wired | 0-10 VDC Controls | 77 | 2700 | 0.001 | 91 | 52 | 433 | 0.96 | Ambient | 50000 |  |  | 99999 | 0.01 | 13 | 4 | 0.01 | 0.01 | 0 | 0 | 0 | 0 | 0.09 | 0.02 | 0 | 0 | 0 | 0 | 0.85 | 0 | 0 | 0 | 0 | 0 | True |  | Non Federally-Regulated | 06/29/2018 |  | 11/26/2018
USAI Lighting | USAI Lighting | B3SAF-09X1-27KH-20-S-BZ-NCIC-UNV-D6A | Light Emitting Diode | Inseparable Luminaire | Direct Wired | 0-10 VDC Controls | 77 | 2700 | 0.001 | 91 | 52 | 433 | 0.96 | Ambient | 50000 |  |  | 99999 | 0.01 | 13 | 4 | 0.01 | 0.01 | 0 | 0 | 0 | 0 | 0.09 | 0.02 | 0 | 0 | 0 | 0 | 0.85 | 0 | 0 | 0 | 0 | 0 | True |  | Non Federally-Regulated | 06/29/2018 |  | 11/26/2018
USAI Lighting | USAI Lighting | B3SAF-09X1-27KH-20-S-BZ-NCIC-UNV-D6B | Light Emitting Diode | Inseparable Luminaire | Direct Wired | 0-10 VDC Controls | 77 | 2700 | 0.001 | 91 | 52 | 433 | 0.96 | Ambient | 50000 |  |  | 99999 | 0.01 | 13 | 4 | 0.01 | 0.01 | 0 | 0 | 0 | 0 | 0.09 | 0.02 | 0 | 0 | 0 | 0 | 0.85 | 0 | 0 | 0 | 0 | 0 | True |  | Non Federally-Regulated | 06/29/2018 |  | 11/26/2018
USAI Lighting | USAI Lighting | B3SAF-09X1-27KH-20-S-BZ-NCIC-UNV-D6E | Light Emitting Diode | Inseparable Luminaire | Direct Wired | 0-10 VDC Controls | 77 | 2700 | 0.001 | 91 | 52 | 433 | 0.96 | Ambient | 50000 |  |  | 99999 | 0.01 | 13 | 4 | 0.01 | 0.01 | 0 | 0 | 0 | 0 | 0.09 | 0.02 | 0 | 0 | 0 | 0 | 0.85 | 0 | 0 | 0 | 0 | 0 | True |  | Non Federally-Regulated | 06/29/2018 |  | 11/26/2018
USAI Lighting | USAI Lighting | B3SAF-09X1-27KH-20-S-BZ-NCIC-UNV-D6F | Light Emitting Diode | Inseparable Luminaire | Direct Wired | 0-10 VDC Controls | 77 | 2700 | 0.001 | 91 | 52 | 433 | 0.96 | Ambient | 50000 |  |  | 99999 | 0.01 | 13 | 4 | 0.01 | 0.01 | 0 | 0 | 0 | 0 | 0.09 | 0.02 | 0 | 0 | 0 | 0 | 0.85 | 0 | 0 | 0 | 0 | 0 | True |  | Non Federally-Regulated | 06/29/2018 |  | 11/26/2018
USAI Lighting | USAI Lighting | B3SAF-09X1-27KH-20-S-GR-NCIC-UNV-D6A | Light Emitting Diode | Inseparable Luminaire | Direct Wired | 0-10 VDC Controls | 77 | 2700 | 0.001 | 91 | 52 | 433 | 0.96 | Ambient | 50000 |  |  | 99999 | 0.01 | 13 | 4 | 0.01 | 0.01 | 0 | 0 | 0 | 0 | 0.09 | 0.02 | 0 | 0 | 0 | 0 | 0.85 | 0 | 0 | 0 | 0 | 0 | True |  | Non Federally-Regulated | 06/29/2018 |  | 11/26/2018
USAI Lighting | USAI Lighting | B3SAF-09X1-27KH-20-S-GR-NCIC-UNV-D6B | Light Emitting Diode | Inseparable Luminaire | Direct Wired | 0-10 VDC Controls | 77 | 2700 | 0.001 | 91 | 52 | 433 | 0.96 | Ambient | 50000 |  |  | 99999 | 0.01 | 13 | 4 | 0.01 | 0.01 | 0 | 0 | 0 | 0 | 0.09 | 0.02 | 0 | 0 | 0 | 0 | 0.85 | 0 | 0 | 0 | 0 | 0 | True |  | Non Federally-Regulated | 06/29/2018 |  | 11/26/2018
USAI Lighting | USAI Lighting | B3SAF-09X1-27KH-20-S-GR-NCIC-UNV-D6E | Light Emitting Diode | Inseparable Luminaire | Direct Wired | 0-10 VDC Controls | 77 | 2700 | 0.001 | 91 | 52 | 433 | 0.96 | Ambient | 50000 |  |  | 99999 | 0.01 | 13 | 4 | 0.01 | 0.01 | 0 | 0 | 0 | 0 | 0.09 | 0.02 | 0 | 0 | 0 | 0 | 0.85 | 0 | 0 | 0 | 0 | 0 | True |  | Non Federally-Regulated | 06/29/2018 |  | 11/26/2018
USAI Lighting | USAI Lighting | B3SAF-09X1-27KH-20-S-GR-NCIC-UNV-D6F | Light Emitting Diode | Inseparable Luminaire | Direct Wired | 0-10 VDC Controls | 77 | 2700 | 0.001 | 91 | 52 | 433 | 0.96 | Ambient | 50000 |  |  | 99999 | 0.01 | 13 | 4 | 0.01 | 0.01 | 0 | 0 | 0 | 0 | 0.09 | 0.02 | 0 | 0 | 0 | 0 | 0.85 | 0 | 0 | 0 | 0 | 0 | True |  | Non Federally-Regulated | 06/29/2018 |  | 11/26/2018
USAI Lighting | USAI Lighting | B3SAF-09X1-27KH-20-S-WH-NCIC-UNV-D6A | Light Emitting Diode | Inseparable Luminaire | Direct Wired | 0-10 VDC Controls | 77 | 2700 | 0.001 | 91 | 52 | 433 | 0.96 | Ambient | 50000 |  |  | 99999 | 0.01 | 13 | 4 | 0.01 | 0.01 | 0 | 0 | 0 | 0 | 0.09 | 0.02 | 0 | 0 | 0 | 0 | 0.85 | 0 | 0 | 0 | 0 | 0 | True |  | Non Federally-Regulated | 06/29/2018 |  | 11/26/2018
USAI Lighting | USAI Lighting | B3SAF-09X1-27KH-20-S-WH-NCIC-UNV-D6B | Light Emitting Diode | Inseparable Luminaire | Direct Wired | 0-10 VDC Controls | 77 | 2700 | 0.001 | 91 | 52 | 433 | 0.96 | Ambient | 50000 |  |  | 99999 | 0.01 | 13 | 4 | 0.01 | 0.01 | 0 | 0 | 0 | 0 | 0.09 | 0.02 | 0 | 0 | 0 | 0 | 0.85 | 0 | 0 | 0 | 0 | 0 | True |  | Non Federally-Regulated | 06/29/2018 |  | 11/26/2018
USAI Lighting | USAI Lighting | B3SAF-09X1-27KH-20-S-WH-NCIC-UNV-D6E | Light Emitting Diode | Inseparable Luminaire | Direct Wired | 0-10 VDC Controls | 77 | 2700 | 0.001 | 91 | 52 | 433 | 0.96 | Ambient | 50000 |  |  | 99999 | 0.01 | 13 | 4 | 0.01 | 0.01 | 0 | 0 | 0 | 0 | 0.09 | 0.02 | 0 | 0 | 0 | 0 | 0.85 | 0 | 0 | 0 | 0 | 0 | True |  | Non Federally-Regulated | 06/29/2018 |  | 11/26/2018
USAI Lighting | USAI Lighting | B3SAF-09X1-27KH-20-S-WH-NCIC-UNV-D6F | Light Emitting Diode | Inseparable Luminaire | Direct Wired | 0-10 VDC Controls | 77 | 2700 | 0.001 | 91 | 52 | 433 | 0.96 | Ambient | 50000 |  |  | 99999 | 0.01 | 13 | 4 | 0.01 | 0.01 | 0 | 0 | 0 | 0 | 0.09 | 0.02 | 0 | 0 | 0 | 0 | 0.85 | 0 | 0 | 0 | 0 | 0 | True |  | Non Federally-Regulated | 06/29/2018 |  | 11/26/2018
USAI Lighting | USAI Lighting | B3SAF-09X1-30KH-20-S-BL-NCIC-UNV-D6A | Light Emitting Diode | Inseparable Luminaire | Direct Wired | 0-10 VDC Controls | 77 | 3000 | 0.001 | 91 | 52 | 433 | 0.96 | Ambient | 50000 |  |  | 99999 | 0.01 | 13 | 4 | 0.01 | 0.01 | 0 | 0 | 0 | 0 | 0.09 | 0.02 | 0 | 0 | 0 | 0 | 0.85 | 0 | 0 | 0 | 0 | 0 | True |  | Non Federally-Regulated | 06/29/2018 |  | 11/26/2018
USAI Lighting | USAI Lighting | B3SAF-09X1-30KH-20-S-BL-NCIC-UNV-D6B | Light Emitting Diode | Inseparable Luminaire | Direct Wired | 0-10 VDC Controls | 77 | 3000 | 0.001 | 91 | 52 | 433 | 0.96 | Ambient | 50000 |  |  | 99999 | 0.01 | 13 | 4 | 0.01 | 0.01 | 0 | 0 | 0 | 0 | 0.09 | 0.02 | 0 | 0 | 0 | 0 | 0.85 | 0 | 0 | 0 | 0 | 0 | True |  | Non Federally-Regulated | 06/29/2018 |  | 11/26/2018
USAI Lighting | USAI Lighting | B3SAF-09X1-30KH-20-S-BL-NCIC-UNV-D6E | Light Emitting Diode | Inseparable Luminaire | Direct Wired | 0-10 VDC Controls | 77 | 3000 | 0.001 | 91 | 52 | 433 | 0.96 | Ambient | 50000 |  |  | 99999 | 0.01 | 13 | 4 | 0.01 | 0.01 | 0 | 0 | 0 | 0 | 0.09 | 0.02 | 0 | 0 | 0 | 0 | 0.85 | 0 | 0 | 0 | 0 | 0 | True |  | Non Federally-Regulated | 06/29/2018 |  | 11/26/2018
USAI Lighting | USAI Lighting | B3SAF-09X1-30KH-20-S-BL-NCIC-UNV-D6F | Light Emitting Diode | Inseparable Luminaire | Direct Wired | 0-10 VDC Controls | 77 | 3000 | 0.001 | 91 | 52 | 433 | 0.96 | Ambient | 50000 |  |  | 99999 | 0.01 | 13 | 4 | 0.01 | 0.01 | 0 | 0 | 0 | 0 | 0.09 | 0.02 | 0 | 0 | 0 | 0 | 0.85 | 0 | 0 | 0 | 0 | 0 | True |  | Non Federally-Regulated | 06/29/2018 |  | 11/26/2018
USAI Lighting | USAI Lighting | B3SAF-09X1-30KH-20-S-BZ-NCIC-UNV-D6A | Light Emitting Diode | Inseparable Luminaire | Direct Wired | 0-10 VDC Controls | 77 | 3000 | 0.001 | 91 | 52 | 433 | 0.96 | Ambient | 50000 |  |  | 99999 | 0.01 | 13 | 4 | 0.01 | 0.01 | 0 | 0 | 0 | 0 | 0.09 | 0.02 | 0 | 0 | 0 | 0 | 0.85 | 0 | 0 | 0 | 0 | 0 | True |  | Non Federally-Regulated | 06/29/2018 |  | 11/26/2018
USAI Lighting | USAI Lighting | B3SAF-09X1-30KH-20-S-BZ-NCIC-UNV-D6B | Light Emitting Diode | Inseparable Luminaire | Direct Wired | 0-10 VDC Controls | 77 | 3000 | 0.001 | 91 | 52 | 433 | 0.96 | Ambient | 50000 |  |  | 99999 | 0.01 | 13 | 4 | 0.01 | 0.01 | 0 | 0 | 0 | 0 | 0.09 | 0.02 | 0 | 0 | 0 | 0 | 0.85 | 0 | 0 | 0 | 0 | 0 | True |  | Non Federally-Regulated | 06/29/2018 |  | 11/26/2018
USAI Lighting | USAI Lighting | B3SAF-09X1-30KH-20-S-BZ-NCIC-UNV-D6E | Light Emitting Diode | Inseparable Luminaire | Direct Wired | 0-10 VDC Controls | 77 | 3000 | 0.001 | 91 | 52 | 433 | 0.96 | Ambient | 50000 |  |  | 99999 | 0.01 | 13 | 4 | 0.01 | 0.01 | 0 | 0 | 0 | 0 | 0.09 | 0.02 | 0 | 0 | 0 | 0 | 0.85 | 0 | 0 | 0 | 0 | 0 | True |  | Non Federally-Regulated | 06/29/2018 |  | 11/26/2018
USAI Lighting | USAI Lighting | B3SAF-09X1-30KH-20-S-BZ-NCIC-UNV-D6F | Light Emitting Diode | Inseparable Luminaire | Direct Wired | 0-10 VDC Controls | 77 | 3000 | 0.001 | 91 | 52 | 433 | 0.96 | Ambient | 50000 |  |  | 99999 | 0.01 | 13 | 4 | 0.01 | 0.01 | 0 | 0 | 0 | 0 | 0.09 | 0.02 | 0 | 0 | 0 | 0 | 0.85 | 0 | 0 | 0 | 0 | 0 | True |  | Non Federally-Regulated | 06/29/2018 |  | 11/26/2018
USAI Lighting | USAI Lighting | B3SAF-09X1-30KH-20-S-GR-NCIC-UNV-D6A | Light Emitting Diode | Inseparable Luminaire | Direct Wired | 0-10 VDC Controls | 77 | 3000 | 0.001 | 91 | 52 | 433 | 0.96 | Ambient | 50000 |  |  | 99999 | 0.01 | 13 | 4 | 0.01 | 0.01 | 0 | 0 | 0 | 0 | 0.09 | 0.02 | 0 | 0 | 0 | 0 | 0.85 | 0 | 0 | 0 | 0 | 0 | True |  | Non Federally-Regulated | 06/29/2018 |  | 11/26/2018
USAI Lighting | USAI Lighting | B3SAF-09X1-30KH-20-S-GR-NCIC-UNV-D6B | Light Emitting Diode | Inseparable Luminaire | Direct Wired | 0-10 VDC Controls | 77 | 3000 | 0.001 | 91 | 52 | 433 | 0.96 | Ambient | 50000 |  |  | 99999 | 0.01 | 13 | 4 | 0.01 | 0.01 | 0 | 0 | 0 | 0 | 0.09 | 0.02 | 0 | 0 | 0 | 0 | 0.85 | 0 | 0 | 0 | 0 | 0 | True |  | Non Federally-Regulated | 06/29/2018 |  | 11/26/2018
USAI Lighting | USAI Lighting | B3SAF-09X1-30KH-20-S-GR-NCIC-UNV-D6E | Light Emitting Diode | Inseparable Luminaire | Direct Wired | 0-10 VDC Controls | 77 | 3000 | 0.001 | 91 | 52 | 433 | 0.96 | Ambient | 50000 |  |  | 99999 | 0.01 | 13 | 4 | 0.01 | 0.01 | 0 | 0 | 0 | 0 | 0.09 | 0.02 | 0 | 0 | 0 | 0 | 0.85 | 0 | 0 | 0 | 0 | 0 | True |  | Non Federally-Regulated | 06/29/2018 |  | 11/26/2018
USAI Lighting | USAI Lighting | B3SAF-09X1-30KH-20-S-GR-NCIC-UNV-D6F | Light Emitting Diode | Inseparable Luminaire | Direct Wired | 0-10 VDC Controls | 77 | 3000 | 0.001 | 91 | 52 | 433 | 0.96 | Ambient | 50000 |  |  | 99999 | 0.01 | 13 | 4 | 0.01 | 0.01 | 0 | 0 | 0 | 0 | 0.09 | 0.02 | 0 | 0 | 0 | 0 | 0.85 | 0 | 0 | 0 | 0 | 0 | True |  | Non Federally-Regulated | 06/29/2018 |  | 11/26/2018
USAI Lighting | USAI Lighting | B3SAF-09X1-30KH-20-S-WH-NCIC-UNV-D6A | Light Emitting Diode | Inseparable Luminaire | Direct Wired | 0-10 VDC Controls | 77 | 3000 | 0.001 | 91 | 52 | 433 | 0.96 | Ambient | 50000 |  |  | 99999 | 0.01 | 13 | 4 | 0.01 | 0.01 | 0 | 0 | 0 | 0 | 0.09 | 0.02 | 0 | 0 | 0 | 0 | 0.85 | 0 | 0 | 0 | 0 | 0 | True |  | Non Federally-Regulated | 06/29/2018 |  | 11/26/2018
USAI Lighting | USAI Lighting | B3SAF-09X1-30KH-20-S-WH-NCIC-UNV-D6B | Light Emitting Diode | Inseparable Luminaire | Direct Wired | 0-10 VDC Controls | 77 | 3000 | 0.001 | 91 | 52 | 433 | 0.96 | Ambient | 50000 |  |  | 99999 | 0.01 | 13 | 4 | 0.01 | 0.01 | 0 | 0 | 0 | 0 | 0.09 | 0.02 | 0 | 0 | 0 | 0 | 0.85 | 0 | 0 | 0 | 0 | 0 | True |  | Non Federally-Regulated | 06/29/2018 |  | 11/26/2018
USAI Lighting | USAI Lighting | B3SAF-09X1-30KH-20-S-WH-NCIC-UNV-D6E | Light Emitting Diode | Inseparable Luminaire | Direct Wired | 0-10 VDC Controls | 77 | 3000 | 0.001 | 91 | 52 | 433 | 0.96 | Ambient | 50000 |  |  | 99999 | 0.01 | 13 | 4 | 0.01 | 0.01 | 0 | 0 | 0 | 0 | 0.09 | 0.02 | 0 | 0 | 0 | 0 | 0.85 | 0 | 0 | 0 | 0 | 0 | True |  | Non Federally-Regulated | 06/29/2018 |  | 11/26/2018
USAI Lighting | USAI Lighting | B3SAF-09X1-30KH-20-S-WH-NCIC-UNV-D6F | Light Emitting Diode | Inseparable Luminaire | Direct Wired | 0-10 VDC Controls | 77 | 3000 | 0.001 | 91 | 52 | 433 | 0.96 | Ambient | 50000 |  |  | 99999 | 0.01 | 13 | 4 | 0.01 | 0.01 | 0 | 0 | 0 | 0 | 0.09 | 0.02 | 0 | 0 | 0 | 0 | 0.85 | 0 | 0 | 0 | 0 | 0 | True |  | Non Federally-Regulated | 06/29/2018 |  | 11/26/2018
USAI Lighting | USAI Lighting | B3SAF-09X1-35KH-20-S-BL-NCIC-UNV-D6A | Light Emitting Diode | Inseparable Luminaire | Direct Wired | 0-10 VDC Controls | 82 | 3500 | 0.001 | 91 | 52 | 433 | 0.96 | Ambient | 50000 |  |  | 99999 | 0.01 | 13 | 4 | 0.01 | 0.01 | 0 | 0 | 0 | 0 | 0.09 | 0.02 | 0 | 0 | 0 | 0 | 0.85 | 0 | 0 | 0 | 0 | 0 | True |  | Non Federally-Regulated | 06/29/2018 |  | 11/26/2018
USAI Lighting | USAI Lighting | B3SAF-09X1-35KH-20-S-BL-NCIC-UNV-D6B | Light Emitting Diode | Inseparable Luminaire | Direct Wired | 0-10 VDC Controls | 82 | 3500 | 0.001 | 91 | 52 | 433 | 0.96 | Ambient | 50000 |  |  | 99999 | 0.01 | 13 | 4 | 0.01 | 0.01 | 0 | 0 | 0 | 0 | 0.09 | 0.02 | 0 | 0 | 0 | 0 | 0.85 | 0 | 0 | 0 | 0 | 0 | True |  | Non Federally-Regulated | 06/29/2018 |  | 11/26/2018
USAI Lighting | USAI Lighting | B3SAF-09X1-35KH-20-S-BL-NCIC-UNV-D6E | Light Emitting Diode | Inseparable Luminaire | Direct Wired | 0-10 VDC Controls | 82 | 3500 | 0.001 | 91 | 52 | 433 | 0.96 | Ambient | 50000 |  |  | 99999 | 0.01 | 13 | 4 | 0.01 | 0.01 | 0 | 0 | 0 | 0 | 0.09 | 0.02 | 0 | 0 | 0 | 0 | 0.85 | 0 | 0 | 0 | 0 | 0 | True |  | Non Federally-Regulated | 06/29/2018 |  | 11/26/2018
USAI Lighting | USAI Lighting | B3SAF-09X1-35KH-20-S-BL-NCIC-UNV-D6F | Light Emitting Diode | Inseparable Luminaire | Direct Wired | 0-10 VDC Controls | 82 | 3500 | 0.001 | 91 | 52 | 433 | 0.96 | Ambient | 50000 |  |  | 99999 | 0.01 | 13 | 4 | 0.01 | 0.01 | 0 | 0 | 0 | 0 | 0.09 | 0.02 | 0 | 0 | 0 | 0 | 0.85 | 0 | 0 | 0 | 0 | 0 | True |  | Non Federally-Regulated | 06/29/2018 |  | 11/26/2018
USAI Lighting | USAI Lighting | B3SAF-09X1-35KH-20-S-BZ-NCIC-UNV-D6A | Light Emitting Diode | Inseparable Luminaire | Direct Wired | 0-10 VDC Controls | 82 | 3500 | 0.001 | 91 | 52 | 433 | 0.96 | Ambient | 50000 |  |  | 99999 | 0.01 | 13 | 4 | 0.01 | 0.01 | 0 | 0 | 0 | 0 | 0.09 | 0.02 | 0 | 0 | 0 | 0 | 0.85 | 0 | 0 | 0 | 0 | 0 | True |  | Non Federally-Regulated | 06/29/2018 |  | 11/26/2018
USAI Lighting | USAI Lighting | B3SAF-09X1-35KH-20-S-BZ-NCIC-UNV-D6B | Light Emitting Diode | Inseparable Luminaire | Direct Wired | 0-10 VDC Controls | 82 | 3500 | 0.001 | 91 | 52 | 433 | 0.96 | Ambient | 50000 |  |  | 99999 | 0.01 | 13 | 4 | 0.01 | 0.01 | 0 | 0 | 0 | 0 | 0.09 | 0.02 | 0 | 0 | 0 | 0 | 0.85 | 0 | 0 | 0 | 0 | 0 | True |  | Non Federally-Regulated | 06/29/2018 |  | 11/26/2018
USAI Lighting | USAI Lighting | B3SAF-09X1-35KH-20-S-BZ-NCIC-UNV-D6E | Light Emitting Diode | Inseparable Luminaire | Direct Wired | 0-10 VDC Controls | 82 | 3500 | 0.001 | 91 | 52 | 433 | 0.96 | Ambient | 50000 |  |  | 99999 | 0.01 | 13 | 4 | 0.01 | 0.01 | 0 | 0 | 0 | 0 | 0.09 | 0.02 | 0 | 0 | 0 | 0 | 0.85 | 0 | 0 | 0 | 0 | 0 | True |  | Non Federally-Regulated | 06/29/2018 |  | 11/26/2018
USAI Lighting | USAI Lighting | B3SAF-09X1-35KH-20-S-BZ-NCIC-UNV-D6F | Light Emitting Diode | Inseparable Luminaire | Direct Wired | 0-10 VDC Controls | 82 | 3500 | 0.001 | 91 | 52 | 433 | 0.96 | Ambient | 50000 |  |  | 99999 | 0.01 | 13 | 4 | 0.01 | 0.01 | 0 | 0 | 0 | 0 | 0.09 | 0.02 | 0 | 0 | 0 | 0 | 0.85 | 0 | 0 | 0 | 0 | 0 | True |  | Non Federally-Regulated | 06/29/2018 |  | 11/26/2018
USAI Lighting | USAI Lighting | B3SAF-09X1-35KH-20-S-GR-NCIC-UNV-D6A | Light Emitting Diode | Inseparable Luminaire | Direct Wired | 0-10 VDC Controls | 82 | 3500 | 0.001 | 91 | 52 | 433 | 0.96 | Ambient | 50000 |  |  | 99999 | 0.01 | 13 | 4 | 0.01 | 0.01 | 0 | 0 | 0 | 0 | 0.09 | 0.02 | 0 | 0 | 0 | 0 | 0.85 | 0 | 0 | 0 | 0 | 0 | True |  | Non Federally-Regulated | 06/29/2018 |  | 11/26/2018
USAI Lighting | USAI Lighting | B3SAF-09X1-35KH-20-S-GR-NCIC-UNV-D6B | Light Emitting Diode | Inseparable Luminaire | Direct Wired | 0-10 VDC Controls | 82 | 3500 | 0.001 | 91 | 52 | 433 | 0.96 | Ambient | 50000 |  |  | 99999 | 0.01 | 13 | 4 | 0.01 | 0.01 | 0 | 0 | 0 | 0 | 0.09 | 0.02 | 0 | 0 | 0 | 0 | 0.85 | 0 | 0 | 0 | 0 | 0 | True |  | Non Federally-Regulated | 06/29/2018 |  | 11/26/2018
USAI Lighting | USAI Lighting | B3SAF-09X1-35KH-20-S-GR-NCIC-UNV-D6E | Light Emitting Diode | Inseparable Luminaire | Direct Wired | 0-10 VDC Controls | 82 | 3500 | 0.001 | 91 | 52 | 433 | 0.96 | Ambient | 50000 |  |  | 99999 | 0.01 | 13 | 4 | 0.01 | 0.01 | 0 | 0 | 0 | 0 | 0.09 | 0.02 | 0 | 0 | 0 | 0 | 0.85 | 0 | 0 | 0 | 0 | 0 | True |  | Non Federally-Regulated | 06/29/2018 |  | 11/26/2018
USAI Lighting | USAI Lighting | B3SAF-09X1-35KH-20-S-GR-NCIC-UNV-D6F | Light Emitting Diode | Inseparable Luminaire | Direct Wired | 0-10 VDC Controls | 82 | 3500 | 0.001 | 91 | 52 | 433 | 0.96 | Ambient | 50000 |  |  | 99999 | 0.01 | 13 | 4 | 0.01 | 0.01 | 0 | 0 | 0 | 0 | 0.09 | 0.02 | 0 | 0 | 0 | 0 | 0.85 | 0 | 0 | 0 | 0 | 0 | True |  | Non Federally-Regulated | 06/29/2018 |  | 11/26/2018
USAI Lighting | USAI Lighting | B3SAF-09X1-35KH-20-S-WH-NCIC-UNV-D6A | Light Emitting Diode | Inseparable Luminaire | Direct Wired | 0-10 VDC Controls | 82 | 3500 | 0.001 | 91 | 52 | 433 | 0.96 | Ambient | 50000 |  |  | 99999 | 0.01 | 13 | 4 | 0.01 | 0.01 | 0 | 0 | 0 | 0 | 0.09 | 0.02 | 0 | 0 | 0 | 0 | 0.85 | 0 | 0 | 0 | 0 | 0 | True |  | Non Federally-Regulated | 06/29/2018 |  | 11/26/2018
USAI Lighting | USAI Lighting | B3SAF-09X1-35KH-20-S-WH-NCIC-UNV-D6B | Light Emitting Diode | Inseparable Luminaire | Direct Wired | 0-10 VDC Controls | 82 | 3500 | 0.001 | 91 | 52 | 433 | 0.96 | Ambient | 50000 |  |  | 99999 | 0.01 | 13 | 4 | 0.01 | 0.01 | 0 | 0 | 0 | 0 | 0.09 | 0.02 | 0 | 0 | 0 | 0 | 0.85 | 0 | 0 | 0 | 0 | 0 | True |  | Non Federally-Regulated | 06/29/2018 |  | 11/26/2018
USAI Lighting | USAI Lighting | B3SAF-09X1-35KH-20-S-WH-NCIC-UNV-D6E | Light Emitting Diode | Inseparable Luminaire | Direct Wired | 0-10 VDC Controls | 82 | 3500 | 0.001 | 91 | 52 | 433 | 0.96 | Ambient | 50000 |  |  | 99999 | 0.01 | 13 | 4 | 0.01 | 0.01 | 0 | 0 | 0 | 0 | 0.09 | 0.02 | 0 | 0 | 0 | 0 | 0.85 | 0 | 0 | 0 | 0 | 0 | True |  | Non Federally-Regulated | 06/29/2018 |  | 11/26/2018
USAI Lighting | USAI Lighting | B3SAF-09X1-35KH-20-S-WH-NCIC-UNV-D6F | Light Emitting Diode | Inseparable Luminaire | Direct Wired | 0-10 VDC Controls | 82 | 3500 | 0.001 | 91 | 52 | 433 | 0.96 | Ambient | 50000 |  |  | 99999 | 0.01 | 13 | 4 | 0.01 | 0.01 | 0 | 0 | 0 | 0 | 0.09 | 0.02 | 0 | 0 | 0 | 0 | 0.85 | 0 | 0 | 0 | 0 | 0 | True |  | Non Federally-Regulated | 06/29/2018 |  | 11/26/2018
USAI Lighting | USAI Lighting | B3SAF-09X1-40KH-20-S-BL-NCIC-UNV-D6A | Light Emitting Diode | Inseparable Luminaire | Direct Wired | 0-10 VDC Controls | 88 | 4000 | 0.001 | 91 | 52 | 433 | 0.96 | Ambient | 50000 |  |  | 99999 | 0.01 | 13 | 4 | 0.01 | 0.01 | 0 | 0 | 0 | 0 | 0.09 | 0.02 | 0 | 0 | 0 | 0 | 0.85 | 0 | 0 | 0 | 0 | 0 | True |  | Non Federally-Regulated | 06/29/2018 |  | 11/26/2018
USAI Lighting | USAI Lighting | B3SAF-09X1-40KH-20-S-BL-NCIC-UNV-D6B | Light Emitting Diode | Inseparable Luminaire | Direct Wired | 0-10 VDC Controls | 88 | 4000 | 0.001 | 91 | 52 | 433 | 0.96 | Ambient | 50000 |  |  | 99999 | 0.01 | 13 | 4 | 0.01 | 0.01 | 0 | 0 | 0 | 0 | 0.09 | 0.02 | 0 | 0 | 0 | 0 | 0.85 | 0 | 0 | 0 | 0 | 0 | True |  | Non Federally-Regulated | 06/29/2018 |  | 11/26/2018
USAI Lighting | USAI Lighting | B3SAF-09X1-40KH-20-S-BL-NCIC-UNV-D6E | Light Emitting Diode | Inseparable Luminaire | Direct Wired | 0-10 VDC Controls | 88 | 4000 | 0.001 | 91 | 52 | 433 | 0.96 | Ambient | 50000 |  |  | 99999 | 0.01 | 13 | 4 | 0.01 | 0.01 | 0 | 0 | 0 | 0 | 0.09 | 0.02 | 0 | 0 | 0 | 0 | 0.85 | 0 | 0 | 0 | 0 | 0 | True |  | Non Federally-Regulated | 06/29/2018 |  | 11/26/2018
USAI Lighting | USAI Lighting | B3SAF-09X1-40KH-20-S-BL-NCIC-UNV-D6F | Light Emitting Diode | Inseparable Luminaire | Direct Wired | 0-10 VDC Controls | 88 | 4000 | 0.001 | 91 | 52 | 433 | 0.96 | Ambient | 50000 |  |  | 99999 | 0.01 | 13 | 4 | 0.01 | 0.01 | 0 | 0 | 0 | 0 | 0.09 | 0.02 | 0 | 0 | 0 | 0 | 0.85 | 0 | 0 | 0 | 0 | 0 | True |  | Non Federally-Regulated | 06/29/2018 |  | 11/26/2018
USAI Lighting | USAI Lighting | B3SAF-09X1-40KH-20-S-BZ-NCIC-UNV-D6A | Light Emitting Diode | Inseparable Luminaire | Direct Wired | 0-10 VDC Controls | 88 | 4000 | 0.001 | 91 | 52 | 433 | 0.96 | Ambient | 50000 |  |  | 99999 | 0.01 | 13 | 4 | 0.01 | 0.01 | 0 | 0 | 0 | 0 | 0.09 | 0.02 | 0 | 0 | 0 | 0 | 0.85 | 0 | 0 | 0 | 0 | 0 | True |  | Non Federally-Regulated | 06/29/2018 |  | 11/26/2018
USAI Lighting | USAI Lighting | B3SAF-09X1-40KH-20-S-BZ-NCIC-UNV-D6B | Light Emitting Diode | Inseparable Luminaire | Direct Wired | 0-10 VDC Controls | 88 | 4000 | 0.001 | 91 | 52 | 433 | 0.96 | Ambient | 50000 |  |  | 99999 | 0.01 | 13 | 4 | 0.01 | 0.01 | 0 | 0 | 0 | 0 | 0.09 | 0.02 | 0 | 0 | 0 | 0 | 0.85 | 0 | 0 | 0 | 0 | 0 | True |  | Non Federally-Regulated | 06/29/2018 |  | 11/26/2018
USAI Lighting | USAI Lighting | B3SAF-09X1-40KH-20-S-BZ-NCIC-UNV-D6E | Light Emitting Diode | Inseparable Luminaire | Direct Wired | 0-10 VDC Controls | 88 | 4000 | 0.001 | 91 | 52 | 433 | 0.96 | Ambient | 50000 |  |  | 99999 | 0.01 | 13 | 4 | 0.01 | 0.01 | 0 | 0 | 0 | 0 | 0.09 | 0.02 | 0 | 0 | 0 | 0 | 0.85 | 0 | 0 | 0 | 0 | 0 | True |  | Non Federally-Regulated | 06/29/2018 |  | 11/26/2018
USAI Lighting | USAI Lighting | B3SAF-09X1-40KH-20-S-BZ-NCIC-UNV-D6F | Light Emitting Diode | Inseparable Luminaire | Direct Wired | 0-10 VDC Controls | 88 | 4000 | 0.001 | 91 | 52 | 433 | 0.96 | Ambient | 50000 |  |  | 99999 | 0.01 | 13 | 4 | 0.01 | 0.01 | 0 | 0 | 0 | 0 | 0.09 | 0.02 | 0 | 0 | 0 | 0 | 0.85 | 0 | 0 | 0 | 0 | 0 | True |  | Non Federally-Regulated | 06/29/2018 |  | 11/26/2018
USAI Lighting | USAI Lighting | B3SAF-09X1-40KH-20-S-GR-NCIC-UNV-D6A | Light Emitting Diode | Inseparable Luminaire | Direct Wired | 0-10 VDC Controls | 88 | 4000 | 0.001 | 91 | 52 | 433 | 0.96 | Ambient | 50000 |  |  | 99999 | 0.01 | 13 | 4 | 0.01 | 0.01 | 0 | 0 | 0 | 0 | 0.09 | 0.02 | 0 | 0 | 0 | 0 | 0.85 | 0 | 0 | 0 | 0 | 0 | True |  | Non Federally-Regulated | 06/29/2018 |  | 11/26/2018
USAI Lighting | USAI Lighting | B3SAF-09X1-40KH-20-S-GR-NCIC-UNV-D6B | Light Emitting Diode | Inseparable Luminaire | Direct Wired | 0-10 VDC Controls | 88 | 4000 | 0.001 | 91 | 52 | 433 | 0.96 | Ambient | 50000 |  |  | 99999 | 0.01 | 13 | 4 | 0.01 | 0.01 | 0 | 0 | 0 | 0 | 0.09 | 0.02 | 0 | 0 | 0 | 0 | 0.85 | 0 | 0 | 0 | 0 | 0 | True |  | Non Federally-Regulated | 06/29/2018 |  | 11/26/2018
USAI Lighting | USAI Lighting | B3SAF-09X1-40KH-20-S-GR-NCIC-UNV-D6E | Light Emitting Diode | Inseparable Luminaire | Direct Wired | 0-10 VDC Controls | 88 | 4000 | 0.001 | 91 | 52 | 433 | 0.96 | Ambient | 50000 |  |  | 99999 | 0.01 | 13 | 4 | 0.01 | 0.01 | 0 | 0 | 0 | 0 | 0.09 | 0.02 | 0 | 0 | 0 | 0 | 0.85 | 0 | 0 | 0 | 0 | 0 | True |  | Non Federally-Regulated | 06/29/2018 |  | 11/26/2018
USAI Lighting | USAI Lighting | B3SAF-09X1-40KH-20-S-GR-NCIC-UNV-D6F | Light Emitting Diode | Inseparable Luminaire | Direct Wired | 0-10 VDC Controls | 88 | 4000 | 0.001 | 91 | 52 | 433 | 0.96 | Ambient | 50000 |  |  | 99999 | 0.01 | 13 | 4 | 0.01 | 0.01 | 0 | 0 | 0 | 0 | 0.09 | 0.02 | 0 | 0 | 0 | 0 | 0.85 | 0 | 0 | 0 | 0 | 0 | True |  | Non Federally-Regulated | 06/29/2018 |  | 11/26/2018
USAI Lighting | USAI Lighting | B3SAF-09X1-40KH-20-S-WH-NCIC-UNV-D6A | Light Emitting Diode | Inseparable Luminaire | Direct Wired | 0-10 VDC Controls | 88 | 4000 | 0.001 | 91 | 52 | 433 | 0.96 | Ambient | 50000 |  |  | 99999 | 0.01 | 13 | 4 | 0.01 | 0.01 | 0 | 0 | 0 | 0 | 0.09 | 0.02 | 0 | 0 | 0 | 0 | 0.85 | 0 | 0 | 0 | 0 | 0 | True |  | Non Federally-Regulated | 06/29/2018 |  | 11/26/2018
USAI Lighting | USAI Lighting | B3SAF-09X1-40KH-20-S-WH-NCIC-UNV-D6B | Light Emitting Diode | Inseparable Luminaire | Direct Wired | 0-10 VDC Controls | 88 | 4000 | 0.001 | 91 | 52 | 433 | 0.96 | Ambient | 50000 |  |  | 99999 | 0.01 | 13 | 4 | 0.01 | 0.01 | 0 | 0 | 0 | 0 | 0.09 | 0.02 | 0 | 0 | 0 | 0 | 0.85 | 0 | 0 | 0 | 0 | 0 | True |  | Non Federally-Regulated | 06/29/2018 |  | 11/26/2018
USAI Lighting | USAI Lighting | B3SAF-09X1-40KH-20-S-WH-NCIC-UNV-D6E | Light Emitting Diode | Inseparable Luminaire | Direct Wired | 0-10 VDC Controls | 88 | 4000 | 0.001 | 91 | 52 | 433 | 0.96 | Ambient | 50000 |  |  | 99999 | 0.01 | 13 | 4 | 0.01 | 0.01 | 0 | 0 | 0 | 0 | 0.09 | 0.02 | 0 | 0 | 0 | 0 | 0.85 | 0 | 0 | 0 | 0 | 0 | True |  | Non Federally-Regulated | 06/29/2018 |  | 11/26/2018
USAI Lighting | USAI Lighting | B3SAF-09X1-40KH-20-S-WH-NCIC-UNV-D6F | Light Emitting Diode | Inseparable Luminaire | Direct Wired | 0-10 VDC Controls | 88 | 4000 | 0.001 | 91 | 52 | 433 | 0.96 | Ambient | 50000 |  |  | 99999 | 0.01 | 13 | 4 | 0.01 | 0.01 | 0 | 0 | 0 | 0 | 0.09 | 0.02 | 0 | 0 | 0 | 0 | 0.85 | 0 | 0 | 0 | 0 | 0 | True |  | Non Federally-Regulated | 06/29/2018 |  | 11/26/2018
USAI Lighting | USAI Lighting | B3SAM-09X1-27KH-20-S-BL-NCIC-UNV-D6A | Light Emitting Diode | Inseparable Luminaire | Direct Wired | 0-10 VDC Controls | 77 | 2700 | 0.001 | 91 | 52 | 433 | 0.96 | Ambient | 50000 |  |  | 99999 | 0.01 | 13 | 4 | 0.01 | 0.01 | 0 | 0 | 0 | 0 | 0.09 | 0.02 | 0 | 0 | 0 | 0 | 0.85 | 0 | 0 | 0 | 0 | 0 | True |  | Non Federally-Regulated | 06/29/2018 |  | 11/26/2018
USAI Lighting | USAI Lighting | B3SAM-09X1-27KH-20-S-BL-NCIC-UNV-D6B | Light Emitting Diode | Inseparable Luminaire | Direct Wired | 0-10 VDC Controls | 77 | 2700 | 0.001 | 91 | 52 | 433 | 0.96 | Ambient | 50000 |  |  | 99999 | 0.01 | 13 | 4 | 0.01 | 0.01 | 0 | 0 | 0 | 0 | 0.09 | 0.02 | 0 | 0 | 0 | 0 | 0.85 | 0 | 0 | 0 | 0 | 0 | True |  | Non Federally-Regulated | 06/29/2018 |  | 11/26/2018
USAI Lighting | USAI Lighting | B3SAM-09X1-27KH-20-S-BL-NCIC-UNV-D6E | Light Emitting Diode | Inseparable Luminaire | Direct Wired | 0-10 VDC Controls | 77 | 2700 | 0.001 | 91 | 52 | 433 | 0.96 | Ambient | 50000 |  |  | 99999 | 0.01 | 13 | 4 | 0.01 | 0.01 | 0 | 0 | 0 | 0 | 0.09 | 0.02 | 0 | 0 | 0 | 0 | 0.85 | 0 | 0 | 0 | 0 | 0 | True |  | Non Federally-Regulated | 06/29/2018 |  | 11/26/2018
USAI Lighting | USAI Lighting | B3SAM-09X1-27KH-20-S-BL-NCIC-UNV-D6F | Light Emitting Diode | Inseparable Luminaire | Direct Wired | 0-10 VDC Controls | 77 | 2700 | 0.001 | 91 | 52 | 433 | 0.96 | Ambient | 50000 |  |  | 99999 | 0.01 | 13 | 4 | 0.01 | 0.01 | 0 | 0 | 0 | 0 | 0.09 | 0.02 | 0 | 0 | 0 | 0 | 0.85 | 0 | 0 | 0 | 0 | 0 | True |  | Non Federally-Regulated | 06/29/2018 |  | 11/26/2018
USAI Lighting | USAI Lighting | B3SAM-09X1-27KH-20-S-BZ-NCIC-UNV-D6A | Light Emitting Diode | Inseparable Luminaire | Direct Wired | 0-10 VDC Controls | 77 | 2700 | 0.001 | 91 | 52 | 433 | 0.96 | Ambient | 50000 |  |  | 99999 | 0.01 | 13 | 4 | 0.01 | 0.01 | 0 | 0 | 0 | 0 | 0.09 | 0.02 | 0 | 0 | 0 | 0 | 0.85 | 0 | 0 | 0 | 0 | 0 | True |  | Non Federally-Regulated | 06/29/2018 |  | 11/26/2018
USAI Lighting | USAI Lighting | B3SAM-09X1-27KH-20-S-BZ-NCIC-UNV-D6B | Light Emitting Diode | Inseparable Luminaire | Direct Wired | 0-10 VDC Controls | 77 | 2700 | 0.001 | 91 | 52 | 433 | 0.96 | Ambient | 50000 |  |  | 99999 | 0.01 | 13 | 4 | 0.01 | 0.01 | 0 | 0 | 0 | 0 | 0.09 | 0.02 | 0 | 0 | 0 | 0 | 0.85 | 0 | 0 | 0 | 0 | 0 | True |  | Non Federally-Regulated | 06/29/2018 |  | 11/26/2018
USAI Lighting | USAI Lighting | B3SAM-09X1-27KH-20-S-BZ-NCIC-UNV-D6E | Light Emitting Diode | Inseparable Luminaire | Direct Wired | 0-10 VDC Controls | 77 | 2700 | 0.001 | 91 | 52 | 433 | 0.96 | Ambient | 50000 |  |  | 99999 | 0.01 | 13 | 4 | 0.01 | 0.01 | 0 | 0 | 0 | 0 | 0.09 | 0.02 | 0 | 0 | 0 | 0 | 0.85 | 0 | 0 | 0 | 0 | 0 | True |  | Non Federally-Regulated | 06/29/2018 |  | 11/26/2018
USAI Lighting | USAI Lighting | B3SAM-09X1-27KH-20-S-BZ-NCIC-UNV-D6F | Light Emitting Diode | Inseparable Luminaire | Direct Wired | 0-10 VDC Controls | 77 | 2700 | 0.001 | 91 | 52 | 433 | 0.96 | Ambient | 50000 |  |  | 99999 | 0.01 | 13 | 4 | 0.01 | 0.01 | 0 | 0 | 0 | 0 | 0.09 | 0.02 | 0 | 0 | 0 | 0 | 0.85 | 0 | 0 | 0 | 0 | 0 | True |  | Non Federally-Regulated | 06/29/2018 |  | 11/26/2018
USAI Lighting | USAI Lighting | B3SAM-09X1-27KH-20-S-GR-NCIC-UNV-D6A | Light Emitting Diode | Inseparable Luminaire | Direct Wired | 0-10 VDC Controls | 77 | 2700 | 0.001 | 91 | 52 | 433 | 0.96 | Ambient | 50000 |  |  | 99999 | 0.01 | 13 | 4 | 0.01 | 0.01 | 0 | 0 | 0 | 0 | 0.09 | 0.02 | 0 | 0 | 0 | 0 | 0.85 | 0 | 0 | 0 | 0 | 0 | True |  | Non Federally-Regulated | 06/29/2018 |  | 11/26/2018
USAI Lighting | USAI Lighting | B3SAM-09X1-27KH-20-S-GR-NCIC-UNV-D6B | Light Emitting Diode | Inseparable Luminaire | Direct Wired | 0-10 VDC Controls | 77 | 2700 | 0.001 | 91 | 52 | 433 | 0.96 | Ambient | 50000 |  |  | 99999 | 0.01 | 13 | 4 | 0.01 | 0.01 | 0 | 0 | 0 | 0 | 0.09 | 0.02 | 0 | 0 | 0 | 0 | 0.85 | 0 | 0 | 0 | 0 | 0 | True |  | Non Federally-Regulated | 06/29/2018 |  | 11/26/2018
USAI Lighting | USAI Lighting | B3SAM-09X1-27KH-20-S-GR-NCIC-UNV-D6E | Light Emitting Diode | Inseparable Luminaire | Direct Wired | 0-10 VDC Controls | 77 | 2700 | 0.001 | 91 | 52 | 433 | 0.96 | Ambient | 50000 |  |  | 99999 | 0.01 | 13 | 4 | 0.01 | 0.01 | 0 | 0 | 0 | 0 | 0.09 | 0.02 | 0 | 0 | 0 | 0 | 0.85 | 0 | 0 | 0 | 0 | 0 | True |  | Non Federally-Regulated | 06/29/2018 |  | 11/26/2018
USAI Lighting | USAI Lighting | B3SAM-09X1-27KH-20-S-GR-NCIC-UNV-D6F | Light Emitting Diode | Inseparable Luminaire | Direct Wired | 0-10 VDC Controls | 77 | 2700 | 0.001 | 91 | 52 | 433 | 0.96 | Ambient | 50000 |  |  | 99999 | 0.01 | 13 | 4 | 0.01 | 0.01 | 0 | 0 | 0 | 0 | 0.09 | 0.02 | 0 | 0 | 0 | 0 | 0.85 | 0 | 0 | 0 | 0 | 0 | True |  | Non Federally-Regulated | 06/29/2018 |  | 11/26/2018
USAI Lighting | USAI Lighting | B3SAM-09X1-27KH-20-S-WH-NCIC-UNV-D6A | Light Emitting Diode | Inseparable Luminaire | Direct Wired | 0-10 VDC Controls | 77 | 2700 | 0.001 | 91 | 52 | 433 | 0.96 | Ambient | 50000 |  |  | 99999 | 0.01 | 13 | 4 | 0.01 | 0.01 | 0 | 0 | 0 | 0 | 0.09 | 0.02 | 0 | 0 | 0 | 0 | 0.85 | 0 | 0 | 0 | 0 | 0 | True |  | Non Federally-Regulated | 06/29/2018 |  | 11/26/2018
USAI Lighting | USAI Lighting | B3SAM-09X1-27KH-20-S-WH-NCIC-UNV-D6B | Light Emitting Diode | Inseparable Luminaire | Direct Wired | 0-10 VDC Controls | 77 | 2700 | 0.001 | 91 | 52 | 433 | 0.96 | Ambient | 50000 |  |  | 99999 | 0.01 | 13 | 4 | 0.01 | 0.01 | 0 | 0 | 0 | 0 | 0.09 | 0.02 | 0 | 0 | 0 | 0 | 0.85 | 0 | 0 | 0 | 0 | 0 | True |  | Non Federally-Regulated | 06/29/2018 |  | 11/26/2018
USAI Lighting | USAI Lighting | B3SAM-09X1-27KH-20-S-WH-NCIC-UNV-D6E | Light Emitting Diode | Inseparable Luminaire | Direct Wired | 0-10 VDC Controls | 77 | 2700 | 0.001 | 91 | 52 | 433 | 0.96 | Ambient | 50000 |  |  | 99999 | 0.01 | 13 | 4 | 0.01 | 0.01 | 0 | 0 | 0 | 0 | 0.09 | 0.02 | 0 | 0 | 0 | 0 | 0.85 | 0 | 0 | 0 | 0 | 0 | True |  | Non Federally-Regulated | 06/29/2018 |  | 11/26/2018
USAI Lighting | USAI Lighting | B3SAM-09X1-27KH-20-S-WH-NCIC-UNV-D6F | Light Emitting Diode | Inseparable Luminaire | Direct Wired | 0-10 VDC Controls | 77 | 2700 | 0.001 | 91 | 52 | 433 | 0.96 | Ambient | 50000 |  |  | 99999 | 0.01 | 13 | 4 | 0.01 | 0.01 | 0 | 0 | 0 | 0 | 0.09 | 0.02 | 0 | 0 | 0 | 0 | 0.85 | 0 | 0 | 0 | 0 | 0 | True |  | Non Federally-Regulated | 06/29/2018 |  | 11/26/2018
USAI Lighting | USAI Lighting | B3SAM-09X1-30KH-20-S-BL-NCIC-UNV-D6A | Light Emitting Diode | Inseparable Luminaire | Direct Wired | 0-10 VDC Controls | 77 | 3000 | 0.001 | 91 | 52 | 433 | 0.96 | Ambient | 50000 |  |  | 99999 | 0.01 | 13 | 4 | 0.01 | 0.01 | 0 | 0 | 0 | 0 | 0.09 | 0.02 | 0 | 0 | 0 | 0 | 0.85 | 0 | 0 | 0 | 0 | 0 | True |  | Non Federally-Regulated | 06/29/2018 |  | 11/26/2018
USAI Lighting | USAI Lighting | B3SAM-09X1-30KH-20-S-BL-NCIC-UNV-D6B | Light Emitting Diode | Inseparable Luminaire | Direct Wired | 0-10 VDC Controls | 77 | 3000 | 0.001 | 91 | 52 | 433 | 0.96 | Ambient | 50000 |  |  | 99999 | 0.01 | 13 | 4 | 0.01 | 0.01 | 0 | 0 | 0 | 0 | 0.09 | 0.02 | 0 | 0 | 0 | 0 | 0.85 | 0 | 0 | 0 | 0 | 0 | True |  | Non Federally-Regulated | 06/29/2018 |  | 11/26/2018
USAI Lighting | USAI Lighting | B3SAM-09X1-30KH-20-S-BL-NCIC-UNV-D6E | Light Emitting Diode | Inseparable Luminaire | Direct Wired | 0-10 VDC Controls | 77 | 3000 | 0.001 | 91 | 52 | 433 | 0.96 | Ambient | 50000 |  |  | 99999 | 0.01 | 13 | 4 | 0.01 | 0.01 | 0 | 0 | 0 | 0 | 0.09 | 0.02 | 0 | 0 | 0 | 0 | 0.85 | 0 | 0 | 0 | 0 | 0 | True |  | Non Federally-Regulated | 06/29/2018 |  | 11/26/2018
USAI Lighting | USAI Lighting | B3SAM-09X1-30KH-20-S-BL-NCIC-UNV-D6F | Light Emitting Diode | Inseparable Luminaire | Direct Wired | 0-10 VDC Controls | 77 | 3000 | 0.001 | 91 | 52 | 433 | 0.96 | Ambient | 50000 |  |  | 99999 | 0.01 | 13 | 4 | 0.01 | 0.01 | 0 | 0 | 0 | 0 | 0.09 | 0.02 | 0 | 0 | 0 | 0 | 0.85 | 0 | 0 | 0 | 0 | 0 | True |  | Non Federally-Regulated | 06/29/2018 |  | 11/26/2018
USAI Lighting | USAI Lighting | B3SAM-09X1-30KH-20-S-BZ-NCIC-UNV-D6A | Light Emitting Diode | Inseparable Luminaire | Direct Wired | 0-10 VDC Controls | 77 | 3000 | 0.001 | 91 | 52 | 433 | 0.96 | Ambient | 50000 |  |  | 99999 | 0.01 | 13 | 4 | 0.01 | 0.01 | 0 | 0 | 0 | 0 | 0.09 | 0.02 | 0 | 0 | 0 | 0 | 0.85 | 0 | 0 | 0 | 0 | 0 | True |  | Non Federally-Regulated | 06/29/2018 |  | 11/26/2018
USAI Lighting | USAI Lighting | B3SAM-09X1-30KH-20-S-BZ-NCIC-UNV-D6B | Light Emitting Diode | Inseparable Luminaire | Direct Wired | 0-10 VDC Controls | 77 | 3000 | 0.001 | 91 | 52 | 433 | 0.96 | Ambient | 50000 |  |  | 99999 | 0.01 | 13 | 4 | 0.01 | 0.01 | 0 | 0 | 0 | 0 | 0.09 | 0.02 | 0 | 0 | 0 | 0 | 0.85 | 0 | 0 | 0 | 0 | 0 | True |  | Non Federally-Regulated | 06/29/2018 |  | 11/26/2018
USAI Lighting | USAI Lighting | B3SAM-09X1-30KH-20-S-BZ-NCIC-UNV-D6E | Light Emitting Diode | Inseparable Luminaire | Direct Wired | 0-10 VDC Controls | 77 | 3000 | 0.001 | 91 | 52 | 433 | 0.96 | Ambient | 50000 |  |  | 99999 | 0.01 | 13 | 4 | 0.01 | 0.01 | 0 | 0 | 0 | 0 | 0.09 | 0.02 | 0 | 0 | 0 | 0 | 0.85 | 0 | 0 | 0 | 0 | 0 | True |  | Non Federally-Regulated | 06/29/2018 |  | 11/26/2018
USAI Lighting | USAI Lighting | B3SAM-09X1-30KH-20-S-BZ-NCIC-UNV-D6F | Light Emitting Diode | Inseparable Luminaire | Direct Wired | 0-10 VDC Controls | 77 | 3000 | 0.001 | 91 | 52 | 433 | 0.96 | Ambient | 50000 |  |  | 99999 | 0.01 | 13 | 4 | 0.01 | 0.01 | 0 | 0 | 0 | 0 | 0.09 | 0.02 | 0 | 0 | 0 | 0 | 0.85 | 0 | 0 | 0 | 0 | 0 | True |  | Non Federally-Regulated | 06/29/2018 |  | 11/26/2018
USAI Lighting | USAI Lighting | B3RAF-09X1-27KH-20-S-BL-NCIC-UNV-D6A | Light Emitting Diode | Inseparable Luminaire | Direct Wired | 0-10 VDC Controls | 78 | 2700 | 0.001 | 91 | 52 | 433 | 0.96 | Ambient | 50000 |  |  | 99999 | 0.01 | 13 | 4 | 0.01 | 0.01 | 0 | 0 | 0 | 0 | 0.09 | 0.02 | 0 | 0 | 0 | 0 | 0.85 | 0 | 0 | 0 | 0 | 0 | True |  | Non Federally-Regulated | 06/29/2018 |  | 11/26/2018
USAI Lighting | USAI Lighting | B3RAF-09X1-27KH-20-S-BL-NCIC-UNV-D6B | Light Emitting Diode | Inseparable Luminaire | Direct Wired | 0-10 VDC Controls | 78 | 2700 | 0.001 | 91 | 52 | 433 | 0.96 | Ambient | 50000 |  |  | 99999 | 0.01 | 13 | 4 | 0.01 | 0.01 | 0 | 0 | 0 | 0 | 0.09 | 0.02 | 0 | 0 | 0 | 0 | 0.85 | 0 | 0 | 0 | 0 | 0 | True |  | Non Federally-Regulated | 06/29/2018 |  | 11/26/2018
USAI Lighting | USAI Lighting | B3RAF-09X1-27KH-20-S-BL-NCIC-UNV-D6E | Light Emitting Diode | Inseparable Luminaire | Direct Wired | 0-10 VDC Controls | 78 | 2700 | 0.001 | 91 | 52 | 433 | 0.96 | Ambient | 50000 |  |  | 99999 | 0.01 | 13 | 4 | 0.01 | 0.01 | 0 | 0 | 0 | 0 | 0.09 | 0.02 | 0 | 0 | 0 | 0 | 0.85 | 0 | 0 | 0 | 0 | 0 | True |  | Non Federally-Regulated | 06/29/2018 |  | 11/26/2018
USAI Lighting | USAI Lighting | B3RAF-09X1-27KH-20-S-BL-NCIC-UNV-D6F | Light Emitting Diode | Inseparable Luminaire | Direct Wired | 0-10 VDC Controls | 78 | 2700 | 0.001 | 91 | 52 | 433 | 0.96 | Ambient | 50000 |  |  | 99999 | 0.01 | 13 | 4 | 0.01 | 0.01 | 0 | 0 | 0 | 0 | 0.09 | 0.02 | 0 | 0 | 0 | 0 | 0.85 | 0 | 0 | 0 | 0 | 0 | True |  | Non Federally-Regulated | 06/29/2018 |  | 11/26/2018
USAI Lighting | USAI Lighting | B3RAF-09X1-27KH-20-S-BZ-NCIC-UNV-D6A | Light Emitting Diode | Inseparable Luminaire | Direct Wired | 0-10 VDC Controls | 78 | 2700 | 0.001 | 91 | 52 | 433 | 0.96 | Ambient | 50000 |  |  | 99999 | 0.01 | 13 | 4 | 0.01 | 0.01 | 0 | 0 | 0 | 0 | 0.09 | 0.02 | 0 | 0 | 0 | 0 | 0.85 | 0 | 0 | 0 | 0 | 0 | True |  | Non Federally-Regulated | 06/29/2018 |  | 11/26/2018
USAI Lighting | USAI Lighting | B3RAF-09X1-27KH-20-S-BZ-NCIC-UNV-D6B | Light Emitting Diode | Inseparable Luminaire | Direct Wired | 0-10 VDC Controls | 78 | 2700 | 0.001 | 91 | 52 | 433 | 0.96 | Ambient | 50000 |  |  | 99999 | 0.01 | 13 | 4 | 0.01 | 0.01 | 0 | 0 | 0 | 0 | 0.09 | 0.02 | 0 | 0 | 0 | 0 | 0.85 | 0 | 0 | 0 | 0 | 0 | True |  | Non Federally-Regulated | 06/29/2018 |  | 11/26/2018
USAI Lighting | USAI Lighting | B3RAF-09X1-27KH-20-S-BZ-NCIC-UNV-D6E | Light Emitting Diode | Inseparable Luminaire | Direct Wired | 0-10 VDC Controls | 78 | 2700 | 0.001 | 91 | 52 | 433 | 0.96 | Ambient | 50000 |  |  | 99999 | 0.01 | 13 | 4 | 0.01 | 0.01 | 0 | 0 | 0 | 0 | 0.09 | 0.02 | 0 | 0 | 0 | 0 | 0.85 | 0 | 0 | 0 | 0 | 0 | True |  | Non Federally-Regulated | 06/29/2018 |  | 11/26/2018
USAI Lighting | USAI Lighting | B3RAF-09X1-27KH-20-S-BZ-NCIC-UNV-D6F | Light Emitting Diode | Inseparable Luminaire | Direct Wired | 0-10 VDC Controls | 78 | 2700 | 0.001 | 91 | 52 | 433 | 0.96 | Ambient | 50000 |  |  | 99999 | 0.01 | 13 | 4 | 0.01 | 0.01 | 0 | 0 | 0 | 0 | 0.09 | 0.02 | 0 | 0 | 0 | 0 | 0.85 | 0 | 0 | 0 | 0 | 0 | True |  | Non Federally-Regulated | 06/29/2018 |  | 11/26/2018
USAI Lighting | USAI Lighting | B3RAF-09X1-27KH-20-S-GR-NCIC-UNV-D6A | Light Emitting Diode | Inseparable Luminaire | Direct Wired | 0-10 VDC Controls | 78 | 2700 | 0.001 | 91 | 52 | 433 | 0.96 | Ambient | 50000 |  |  | 99999 | 0.01 | 13 | 4 | 0.01 | 0.01 | 0 | 0 | 0 | 0 | 0.09 | 0.02 | 0 | 0 | 0 | 0 | 0.85 | 0 | 0 | 0 | 0 | 0 | True |  | Non Federally-Regulated | 06/29/2018 |  | 11/26/2018
USAI Lighting | USAI Lighting | B3RAF-09X1-27KH-20-S-GR-NCIC-UNV-D6B | Light Emitting Diode | Inseparable Luminaire | Direct Wired | 0-10 VDC Controls | 78 | 2700 | 0.001 | 91 | 52 | 433 | 0.96 | Ambient | 50000 |  |  | 99999 | 0.01 | 13 | 4 | 0.01 | 0.01 | 0 | 0 | 0 | 0 | 0.09 | 0.02 | 0 | 0 | 0 | 0 | 0.85 | 0 | 0 | 0 | 0 | 0 | True |  | Non Federally-Regulated | 06/29/2018 |  | 11/26/2018
USAI Lighting | USAI Lighting | B3RAF-09X1-27KH-20-S-GR-NCIC-UNV-D6E | Light Emitting Diode | Inseparable Luminaire | Direct Wired | 0-10 VDC Controls | 78 | 2700 | 0.001 | 91 | 52 | 433 | 0.96 | Ambient | 50000 |  |  | 99999 | 0.01 | 13 | 4 | 0.01 | 0.01 | 0 | 0 | 0 | 0 | 0.09 | 0.02 | 0 | 0 | 0 | 0 | 0.85 | 0 | 0 | 0 | 0 | 0 | True |  | Non Federally-Regulated | 06/29/2018 |  | 11/26/2018
USAI Lighting | USAI Lighting | B3RAF-09X1-27KH-20-S-GR-NCIC-UNV-D6F | Light Emitting Diode | Inseparable Luminaire | Direct Wired | 0-10 VDC Controls | 78 | 2700 | 0.001 | 91 | 52 | 433 | 0.96 | Ambient | 50000 |  |  | 99999 | 0.01 | 13 | 4 | 0.01 | 0.01 | 0 | 0 | 0 | 0 | 0.09 | 0.02 | 0 | 0 | 0 | 0 | 0.85 | 0 | 0 | 0 | 0 | 0 | True |  | Non Federally-Regulated | 06/29/2018 |  | 11/26/2018
USAI Lighting | USAI Lighting | B3RAF-09X1-27KH-20-S-WH-NCIC-UNV-D6A | Light Emitting Diode | Inseparable Luminaire | Direct Wired | 0-10 VDC Controls | 78 | 2700 | 0.001 | 91 | 52 | 433 | 0.96 | Ambient | 50000 |  |  | 99999 | 0.01 | 13 | 4 | 0.01 | 0.01 | 0 | 0 | 0 | 0 | 0.09 | 0.02 | 0 | 0 | 0 | 0 | 0.85 | 0 | 0 | 0 | 0 | 0 | True |  | Non Federally-Regulated | 06/29/2018 |  | 11/26/2018
USAI Lighting | USAI Lighting | B3RAF-09X1-27KH-20-S-WH-NCIC-UNV-D6B | Light Emitting Diode | Inseparable Luminaire | Direct Wired | 0-10 VDC Controls | 78 | 2700 | 0.001 | 91 | 52 | 433 | 0.96 | Ambient | 50000 |  |  | 99999 | 0.01 | 13 | 4 | 0.01 | 0.01 | 0 | 0 | 0 | 0 | 0.09 | 0.02 | 0 | 0 | 0 | 0 | 0.85 | 0 | 0 | 0 | 0 | 0 | True |  | Non Federally-Regulated | 06/29/2018 |  | 11/26/2018
USAI Lighting | USAI Lighting | B3RAF-09X1-27KH-20-S-WH-NCIC-UNV-D6E | Light Emitting Diode | Inseparable Luminaire | Direct Wired | 0-10 VDC Controls | 78 | 2700 | 0.001 | 91 | 52 | 433 | 0.96 | Ambient | 50000 |  |  | 99999 | 0.01 | 13 | 4 | 0.01 | 0.01 | 0 | 0 | 0 | 0 | 0.09 | 0.02 | 0 | 0 | 0 | 0 | 0.85 | 0 | 0 | 0 | 0 | 0 | True |  | Non Federally-Regulated | 06/29/2018 |  | 11/26/2018
USAI Lighting | USAI Lighting | B3RAF-09X1-27KH-20-S-WH-NCIC-UNV-D6F | Light Emitting Diode | Inseparable Luminaire | Direct Wired | 0-10 VDC Controls | 78 | 2700 | 0.001 | 91 | 52 | 433 | 0.96 | Ambient | 50000 |  |  | 99999 | 0.01 | 13 | 4 | 0.01 | 0.01 | 0 | 0 | 0 | 0 | 0.09 | 0.02 | 0 | 0 | 0 | 0 | 0.85 | 0 | 0 | 0 | 0 | 0 | True |  | Non Federally-Regulated | 06/29/2018 |  | 11/26/2018
USAI Lighting | USAI Lighting | B3RAF-09X1-30KH-20-S-BL-NCIC-UNV-D6A | Light Emitting Diode | Inseparable Luminaire | Direct Wired | 0-10 VDC Controls | 78 | 3000 | 0.001 | 91 | 52 | 433 | 0.96 | Ambient | 50000 |  |  | 99999 | 0.01 | 13 | 4 | 0.01 | 0.01 | 0 | 0 | 0 | 0 | 0.09 | 0.02 | 0 | 0 | 0 | 0 | 0.85 | 0 | 0 | 0 | 0 | 0 | True |  | Non Federally-Regulated | 06/29/2018 |  | 11/26/2018
USAI Lighting | USAI Lighting | B3RAF-09X1-30KH-20-S-BL-NCIC-UNV-D6B | Light Emitting Diode | Inseparable Luminaire | Direct Wired | 0-10 VDC Controls | 78 | 3000 | 0.001 | 91 | 52 | 433 | 0.96 | Ambient | 50000 |  |  | 99999 | 0.01 | 13 | 4 | 0.01 | 0.01 | 0 | 0 | 0 | 0 | 0.09 | 0.02 | 0 | 0 | 0 | 0 | 0.85 | 0 | 0 | 0 | 0 | 0 | True |  | Non Federally-Regulated | 06/29/2018 |  | 11/26/2018
USAI Lighting | USAI Lighting | B3RAF-09X1-30KH-20-S-BL-NCIC-UNV-D6E | Light Emitting Diode | Inseparable Luminaire | Direct Wired | 0-10 VDC Controls | 78 | 3000 | 0.001 | 91 | 52 | 433 | 0.96 | Ambient | 50000 |  |  | 99999 | 0.01 | 13 | 4 | 0.01 | 0.01 | 0 | 0 | 0 | 0 | 0.09 | 0.02 | 0 | 0 | 0 | 0 | 0.85 | 0 | 0 | 0 | 0 | 0 | True |  | Non Federally-Regulated | 06/29/2018 |  | 11/26/2018
USAI Lighting | USAI Lighting | B3RAF-09X1-30KH-20-S-BL-NCIC-UNV-D6F | Light Emitting Diode | Inseparable Luminaire | Direct Wired | 0-10 VDC Controls | 78 | 3000 | 0.001 | 91 | 52 | 433 | 0.96 | Ambient | 50000 |  |  | 99999 | 0.01 | 13 | 4 | 0.01 | 0.01 | 0 | 0 | 0 | 0 | 0.09 | 0.02 | 0 | 0 | 0 | 0 | 0.85 | 0 | 0 | 0 | 0 | 0 | True |  | Non Federally-Regulated | 06/29/2018 |  | 11/26/2018
USAI Lighting | USAI Lighting | B3RAF-09X1-30KH-20-S-BZ-NCIC-UNV-D6A | Light Emitting Diode | Inseparable Luminaire | Direct Wired | 0-10 VDC Controls | 78 | 3000 | 0.001 | 91 | 52 | 433 | 0.96 | Ambient | 50000 |  |  | 99999 | 0.01 | 13 | 4 | 0.01 | 0.01 | 0 | 0 | 0 | 0 | 0.09 | 0.02 | 0 | 0 | 0 | 0 | 0.85 | 0 | 0 | 0 | 0 | 0 | True |  | Non Federally-Regulated | 06/29/2018 |  | 11/26/2018
USAI Lighting | USAI Lighting | B3RAF-09X1-30KH-20-S-BZ-NCIC-UNV-D6B | Light Emitting Diode | Inseparable Luminaire | Direct Wired | 0-10 VDC Controls | 78 | 3000 | 0.001 | 91 | 52 | 433 | 0.96 | Ambient | 50000 |  |  | 99999 | 0.01 | 13 | 4 | 0.01 | 0.01 | 0 | 0 | 0 | 0 | 0.09 | 0.02 | 0 | 0 | 0 | 0 | 0.85 | 0 | 0 | 0 | 0 | 0 | True |  | Non Federally-Regulated | 06/29/2018 |  | 11/26/2018
USAI Lighting | USAI Lighting | B3RAF-09X1-30KH-20-S-BZ-NCIC-UNV-D6E | Light Emitting Diode | Inseparable Luminaire | Direct Wired | 0-10 VDC Controls | 78 | 3000 | 0.001 | 91 | 52 | 433 | 0.96 | Ambient | 50000 |  |  | 99999 | 0.01 | 13 | 4 | 0.01 | 0.01 | 0 | 0 | 0 | 0 | 0.09 | 0.02 | 0 | 0 | 0 | 0 | 0.85 | 0 | 0 | 0 | 0 | 0 | True |  | Non Federally-Regulated | 06/29/2018 |  | 11/26/2018
USAI Lighting | USAI Lighting | B3RAF-09X1-30KH-20-S-BZ-NCIC-UNV-D6F | Light Emitting Diode | Inseparable Luminaire | Direct Wired | 0-10 VDC Controls | 78 | 3000 | 0.001 | 91 | 52 | 433 | 0.96 | Ambient | 50000 |  |  | 99999 | 0.01 | 13 | 4 | 0.01 | 0.01 | 0 | 0 | 0 | 0 | 0.09 | 0.02 | 0 | 0 | 0 | 0 | 0.85 | 0 | 0 | 0 | 0 | 0 | True |  | Non Federally-Regulated | 06/29/2018 |  | 11/26/2018
USAI Lighting | USAI Lighting | B3RAF-09X1-30KH-20-S-GR-NCIC-UNV-D6A | Light Emitting Diode | Inseparable Luminaire | Direct Wired | 0-10 VDC Controls | 78 | 3000 | 0.001 | 91 | 52 | 433 | 0.96 | Ambient | 50000 |  |  | 99999 | 0.01 | 13 | 4 | 0.01 | 0.01 | 0 | 0 | 0 | 0 | 0.09 | 0.02 | 0 | 0 | 0 | 0 | 0.85 | 0 | 0 | 0 | 0 | 0 | True |  | Non Federally-Regulated | 06/29/2018 |  | 11/26/2018
USAI Lighting | USAI Lighting | B3RAF-09X1-30KH-20-S-GR-NCIC-UNV-D6B | Light Emitting Diode | Inseparable Luminaire | Direct Wired | 0-10 VDC Controls | 78 | 3000 | 0.001 | 91 | 52 | 433 | 0.96 | Ambient | 50000 |  |  | 99999 | 0.01 | 13 | 4 | 0.01 | 0.01 | 0 | 0 | 0 | 0 | 0.09 | 0.02 | 0 | 0 | 0 | 0 | 0.85 | 0 | 0 | 0 | 0 | 0 | True |  | Non Federally-Regulated | 06/29/2018 |  | 11/26/2018
USAI Lighting | USAI Lighting | B3RAF-09X1-30KH-20-S-GR-NCIC-UNV-D6E | Light Emitting Diode | Inseparable Luminaire | Direct Wired | 0-10 VDC Controls | 78 | 3000 | 0.001 | 91 | 52 | 433 | 0.96 | Ambient | 50000 |  |  | 99999 | 0.01 | 13 | 4 | 0.01 | 0.01 | 0 | 0 | 0 | 0 | 0.09 | 0.02 | 0 | 0 | 0 | 0 | 0.85 | 0 | 0 | 0 | 0 | 0 | True |  | Non Federally-Regulated | 06/29/2018 |  | 11/26/2018
USAI Lighting | USAI Lighting | B3RAF-09X1-30KH-20-S-GR-NCIC-UNV-D6F | Light Emitting Diode | Inseparable Luminaire | Direct Wired | 0-10 VDC Controls | 78 | 3000 | 0.001 | 91 | 52 | 433 | 0.96 | Ambient | 50000 |  |  | 99999 | 0.01 | 13 | 4 | 0.01 | 0.01 | 0 | 0 | 0 | 0 | 0.09 | 0.02 | 0 | 0 | 0 | 0 | 0.85 | 0 | 0 | 0 | 0 | 0 | True |  | Non Federally-Regulated | 06/29/2018 |  | 11/26/2018
USAI Lighting | USAI Lighting | B3RAF-09X1-30KH-20-S-WH-NCIC-UNV-D6A | Light Emitting Diode | Inseparable Luminaire | Direct Wired | 0-10 VDC Controls | 78 | 3000 | 0.001 | 91 | 52 | 433 | 0.96 | Ambient | 50000 |  |  | 99999 | 0.01 | 13 | 4 | 0.01 | 0.01 | 0 | 0 | 0 | 0 | 0.09 | 0.02 | 0 | 0 | 0 | 0 | 0.85 | 0 | 0 | 0 | 0 | 0 | True |  | Non Federally-Regulated | 06/29/2018 |  | 11/26/2018
USAI Lighting | USAI Lighting | B3RAF-09X1-30KH-20-S-WH-NCIC-UNV-D6B | Light Emitting Diode | Inseparable Luminaire | Direct Wired | 0-10 VDC Controls | 78 | 3000 | 0.001 | 91 | 52 | 433 | 0.96 | Ambient | 50000 |  |  | 99999 | 0.01 | 13 | 4 | 0.01 | 0.01 | 0 | 0 | 0 | 0 | 0.09 | 0.02 | 0 | 0 | 0 | 0 | 0.85 | 0 | 0 | 0 | 0 | 0 | True |  | Non Federally-Regulated | 06/29/2018 |  | 11/26/2018
USAI Lighting | USAI Lighting | B3RAF-09X1-30KH-20-S-WH-NCIC-UNV-D6E | Light Emitting Diode | Inseparable Luminaire | Direct Wired | 0-10 VDC Controls | 78 | 3000 | 0.001 | 91 | 52 | 433 | 0.96 | Ambient | 50000 |  |  | 99999 | 0.01 | 13 | 4 | 0.01 | 0.01 | 0 | 0 | 0 | 0 | 0.09 | 0.02 | 0 | 0 | 0 | 0 | 0.85 | 0 | 0 | 0 | 0 | 0 | True |  | Non Federally-Regulated | 06/29/2018 |  | 11/26/2018
USAI Lighting | USAI Lighting | B3RAF-09X1-30KH-20-S-WH-NCIC-UNV-D6F | Light Emitting Diode | Inseparable Luminaire | Direct Wired | 0-10 VDC Controls | 78 | 3000 | 0.001 | 91 | 52 | 433 | 0.96 | Ambient | 50000 |  |  | 99999 | 0.01 | 13 | 4 | 0.01 | 0.01 | 0 | 0 | 0 | 0 | 0.09 | 0.02 | 0 | 0 | 0 | 0 | 0.85 | 0 | 0 | 0 | 0 | 0 | True |  | Non Federally-Regulated | 06/29/2018 |  | 11/26/2018
USAI Lighting | USAI Lighting | B3RAF-09X1-35KH-20-S-BL-NCIC-UNV-D6A | Light Emitting Diode | Inseparable Luminaire | Direct Wired | 0-10 VDC Controls | 83 | 3500 | 0.001 | 91 | 52 | 433 | 0.96 | Ambient | 50000 |  |  | 99999 | 0.01 | 13 | 4 | 0.01 | 0.01 | 0 | 0 | 0 | 0 | 0.09 | 0.02 | 0 | 0 | 0 | 0 | 0.85 | 0 | 0 | 0 | 0 | 0 | True |  | Non Federally-Regulated | 06/29/2018 |  | 11/26/2018
USAI Lighting | USAI Lighting | B3RAF-09X1-35KH-20-S-BL-NCIC-UNV-D6B | Light Emitting Diode | Inseparable Luminaire | Direct Wired | 0-10 VDC Controls | 83 | 3500 | 0.001 | 91 | 52 | 433 | 0.96 | Ambient | 50000 |  |  | 99999 | 0.01 | 13 | 4 | 0.01 | 0.01 | 0 | 0 | 0 | 0 | 0.09 | 0.02 | 0 | 0 | 0 | 0 | 0.85 | 0 | 0 | 0 | 0 | 0 | True |  | Non Federally-Regulated | 06/29/2018 |  | 11/26/2018
USAI Lighting | USAI Lighting | B3RAF-09X1-35KH-20-S-BL-NCIC-UNV-D6E | Light Emitting Diode | Inseparable Luminaire | Direct Wired | 0-10 VDC Controls | 83 | 3500 | 0.001 | 91 | 52 | 433 | 0.96 | Ambient | 50000 |  |  | 99999 | 0.01 | 13 | 4 | 0.01 | 0.01 | 0 | 0 | 0 | 0 | 0.09 | 0.02 | 0 | 0 | 0 | 0 | 0.85 | 0 | 0 | 0 | 0 | 0 | True |  | Non Federally-Regulated | 06/29/2018 |  | 11/26/2018
USAI Lighting | USAI Lighting | B3RAF-09X1-35KH-20-S-BL-NCIC-UNV-D6F | Light Emitting Diode | Inseparable Luminaire | Direct Wired | 0-10 VDC Controls | 83 | 3500 | 0.001 | 91 | 52 | 433 | 0.96 | Ambient | 50000 |  |  | 99999 | 0.01 | 13 | 4 | 0.01 | 0.01 | 0 | 0 | 0 | 0 | 0.09 | 0.02 | 0 | 0 | 0 | 0 | 0.85 | 0 | 0 | 0 | 0 | 0 | True |  | Non Federally-Regulated | 06/29/2018 |  | 11/26/2018
USAI Lighting | USAI Lighting | B3RAF-09X1-35KH-20-S-BZ-NCIC-UNV-D6A | Light Emitting Diode | Inseparable Luminaire | Direct Wired | 0-10 VDC Controls | 83 | 3500 | 0.001 | 91 | 52 | 433 | 0.96 | Ambient | 50000 |  |  | 99999 | 0.01 | 13 | 4 | 0.01 | 0.01 | 0 | 0 | 0 | 0 | 0.09 | 0.02 | 0 | 0 | 0 | 0 | 0.85 | 0 | 0 | 0 | 0 | 0 | True |  | Non Federally-Regulated | 06/29/2018 |  | 11/26/2018
USAI Lighting | USAI Lighting | B3RAF-09X1-35KH-20-S-BZ-NCIC-UNV-D6B | Light Emitting Diode | Inseparable Luminaire | Direct Wired | 0-10 VDC Controls | 83 | 3500 | 0.001 | 91 | 52 | 433 | 0.96 | Ambient | 50000 |  |  | 99999 | 0.01 | 13 | 4 | 0.01 | 0.01 | 0 | 0 | 0 | 0 | 0.09 | 0.02 | 0 | 0 | 0 | 0 | 0.85 | 0 | 0 | 0 | 0 | 0 | True |  | Non Federally-Regulated | 06/29/2018 |  | 11/26/2018
USAI Lighting | USAI Lighting | B3RAF-09X1-35KH-20-S-BZ-NCIC-UNV-D6E | Light Emitting Diode | Inseparable Luminaire | Direct Wired | 0-10 VDC Controls | 83 | 3500 | 0.001 | 91 | 52 | 433 | 0.96 | Ambient | 50000 |  |  | 99999 | 0.01 | 13 | 4 | 0.01 | 0.01 | 0 | 0 | 0 | 0 | 0.09 | 0.02 | 0 | 0 | 0 | 0 | 0.85 | 0 | 0 | 0 | 0 | 0 | True |  | Non Federally-Regulated | 06/29/2018 |  | 11/26/2018
USAI Lighting | USAI Lighting | B3RAF-09X1-35KH-20-S-BZ-NCIC-UNV-D6F | Light Emitting Diode | Inseparable Luminaire | Direct Wired | 0-10 VDC Controls | 83 | 3500 | 0.001 | 91 | 52 | 433 | 0.96 | Ambient | 50000 |  |  | 99999 | 0.01 | 13 | 4 | 0.01 | 0.01 | 0 | 0 | 0 | 0 | 0.09 | 0.02 | 0 | 0 | 0 | 0 | 0.85 | 0 | 0 | 0 | 0 | 0 | True |  | Non Federally-Regulated | 06/29/2018 |  | 11/26/2018
USAI Lighting | USAI Lighting | B3RAF-09X1-35KH-20-S-GR-NCIC-UNV-D6A | Light Emitting Diode | Inseparable Luminaire | Direct Wired | 0-10 VDC Controls | 83 | 3500 | 0.001 | 91 | 52 | 433 | 0.96 | Ambient | 50000 |  |  | 99999 | 0.01 | 13 | 4 | 0.01 | 0.01 | 0 | 0 | 0 | 0 | 0.09 | 0.02 | 0 | 0 | 0 | 0 | 0.85 | 0 | 0 | 0 | 0 | 0 | True |  | Non Federally-Regulated | 06/29/2018 |  | 11/26/2018
USAI Lighting | USAI Lighting | B3RAF-09X1-35KH-20-S-GR-NCIC-UNV-D6B | Light Emitting Diode | Inseparable Luminaire | Direct Wired | 0-10 VDC Controls | 83 | 3500 | 0.001 | 91 | 52 | 433 | 0.96 | Ambient | 50000 |  |  | 99999 | 0.01 | 13 | 4 | 0.01 | 0.01 | 0 | 0 | 0 | 0 | 0.09 | 0.02 | 0 | 0 | 0 | 0 | 0.85 | 0 | 0 | 0 | 0 | 0 | True |  | Non Federally-Regulated | 06/29/2018 |  | 11/26/2018
USAI Lighting | USAI Lighting | B3RAF-09X1-35KH-20-S-GR-NCIC-UNV-D6E | Light Emitting Diode | Inseparable Luminaire | Direct Wired | 0-10 VDC Controls | 83 | 3500 | 0.001 | 91 | 52 | 433 | 0.96 | Ambient | 50000 |  |  | 99999 | 0.01 | 13 | 4 | 0.01 | 0.01 | 0 | 0 | 0 | 0 | 0.09 | 0.02 | 0 | 0 | 0 | 0 | 0.85 | 0 | 0 | 0 | 0 | 0 | True |  | Non Federally-Regulated | 06/29/2018 |  | 11/26/2018
USAI Lighting | USAI Lighting | B3RAF-09X1-35KH-20-S-GR-NCIC-UNV-D6F | Light Emitting Diode | Inseparable Luminaire | Direct Wired | 0-10 VDC Controls | 83 | 3500 | 0.001 | 91 | 52 | 433 | 0.96 | Ambient | 50000 |  |  | 99999 | 0.01 | 13 | 4 | 0.01 | 0.01 | 0 | 0 | 0 | 0 | 0.09 | 0.02 | 0 | 0 | 0 | 0 | 0.85 | 0 | 0 | 0 | 0 | 0 | True |  | Non Federally-Regulated | 06/29/2018 |  | 11/26/2018
USAI Lighting | USAI Lighting | B3RAF-09X1-35KH-20-S-WH-NCIC-UNV-D6A | Light Emitting Diode | Inseparable Luminaire | Direct Wired | 0-10 VDC Controls | 83 | 3500 | 0.001 | 91 | 52 | 433 | 0.96 | Ambient | 50000 |  |  | 99999 | 0.01 | 13 | 4 | 0.01 | 0.01 | 0 | 0 | 0 | 0 | 0.09 | 0.02 | 0 | 0 | 0 | 0 | 0.85 | 0 | 0 | 0 | 0 | 0 | True |  | Non Federally-Regulated | 06/29/2018 |  | 11/26/2018
USAI Lighting | USAI Lighting | B3RAF-09X1-35KH-20-S-WH-NCIC-UNV-D6B | Light Emitting Diode | Inseparable Luminaire | Direct Wired | 0-10 VDC Controls | 83 | 3500 | 0.001 | 91 | 52 | 433 | 0.96 | Ambient | 50000 |  |  | 99999 | 0.01 | 13 | 4 | 0.01 | 0.01 | 0 | 0 | 0 | 0 | 0.09 | 0.02 | 0 | 0 | 0 | 0 | 0.85 | 0 | 0 | 0 | 0 | 0 | True |  | Non Federally-Regulated | 06/29/2018 |  | 11/26/2018
USAI Lighting | USAI Lighting | B3RAF-09X1-35KH-20-S-WH-NCIC-UNV-D6E | Light Emitting Diode | Inseparable Luminaire | Direct Wired | 0-10 VDC Controls | 83 | 3500 | 0.001 | 91 | 52 | 433 | 0.96 | Ambient | 50000 |  |  | 99999 | 0.01 | 13 | 4 | 0.01 | 0.01 | 0 | 0 | 0 | 0 | 0.09 | 0.02 | 0 | 0 | 0 | 0 | 0.85 | 0 | 0 | 0 | 0 | 0 | True |  | Non Federally-Regulated | 06/29/2018 |  | 11/26/2018
USAI Lighting | USAI Lighting | B3RAF-09X1-35KH-20-S-WH-NCIC-UNV-D6F | Light Emitting Diode | Inseparable Luminaire | Direct Wired | 0-10 VDC Controls | 83 | 3500 | 0.001 | 91 | 52 | 433 | 0.96 | Ambient | 50000 |  |  | 99999 | 0.01 | 13 | 4 | 0.01 | 0.01 | 0 | 0 | 0 | 0 | 0.09 | 0.02 | 0 | 0 | 0 | 0 | 0.85 | 0 | 0 | 0 | 0 | 0 | True |  | Non Federally-Regulated | 06/29/2018 |  | 11/26/2018
USAI Lighting | USAI Lighting | B3RAF-09X1-40KH-20-S-BL-NCIC-UNV-D6A | Light Emitting Diode | Inseparable Luminaire | Direct Wired | 0-10 VDC Controls | 89 | 4000 | 0.001 | 91 | 52 | 433 | 0.96 | Ambient | 50000 |  |  | 99999 | 0.01 | 13 | 4 | 0.01 | 0.01 | 0 | 0 | 0 | 0 | 0.09 | 0.02 | 0 | 0 | 0 | 0 | 0.85 | 0 | 0 | 0 | 0 | 0 | True |  | Non Federally-Regulated | 06/29/2018 |  | 11/26/2018
USAI Lighting | USAI Lighting | B3RAF-09X1-40KH-20-S-BL-NCIC-UNV-D6B | Light Emitting Diode | Inseparable Luminaire | Direct Wired | 0-10 VDC Controls | 89 | 4000 | 0.001 | 91 | 52 | 433 | 0.96 | Ambient | 50000 |  |  | 99999 | 0.01 | 13 | 4 | 0.01 | 0.01 | 0 | 0 | 0 | 0 | 0.09 | 0.02 | 0 | 0 | 0 | 0 | 0.85 | 0 | 0 | 0 | 0 | 0 | True |  | Non Federally-Regulated | 06/29/2018 |  | 11/26/2018
USAI Lighting | USAI Lighting | B3RAF-09X1-40KH-20-S-BL-NCIC-UNV-D6E | Light Emitting Diode | Inseparable Luminaire | Direct Wired | 0-10 VDC Controls | 89 | 4000 | 0.001 | 91 | 52 | 433 | 0.96 | Ambient | 50000 |  |  | 99999 | 0.01 | 13 | 4 | 0.01 | 0.01 | 0 | 0 | 0 | 0 | 0.09 | 0.02 | 0 | 0 | 0 | 0 | 0.85 | 0 | 0 | 0 | 0 | 0 | True |  | Non Federally-Regulated | 06/29/2018 |  | 11/26/2018
USAI Lighting | USAI Lighting | B3RAF-09X1-40KH-20-S-BL-NCIC-UNV-D6F | Light Emitting Diode | Inseparable Luminaire | Direct Wired | 0-10 VDC Controls | 89 | 4000 | 0.001 | 91 | 52 | 433 | 0.96 | Ambient | 50000 |  |  | 99999 | 0.01 | 13 | 4 | 0.01 | 0.01 | 0 | 0 | 0 | 0 | 0.09 | 0.02 | 0 | 0 | 0 | 0 | 0.85 | 0 | 0 | 0 | 0 | 0 | True |  | Non Federally-Regulated | 06/29/2018 |  | 11/26/2018
USAI Lighting | USAI Lighting | B3RAF-09X1-40KH-20-S-BZ-NCIC-UNV-D6A | Light Emitting Diode | Inseparable Luminaire | Direct Wired | 0-10 VDC Controls | 89 | 4000 | 0.001 | 91 | 52 | 433 | 0.96 | Ambient | 50000 |  |  | 99999 | 0.01 | 13 | 4 | 0.01 | 0.01 | 0 | 0 | 0 | 0 | 0.09 | 0.02 | 0 | 0 | 0 | 0 | 0.85 | 0 | 0 | 0 | 0 | 0 | True |  | Non Federally-Regulated | 06/29/2018 |  | 11/26/2018
USAI Lighting | USAI Lighting | B3RAF-09X1-40KH-20-S-BZ-NCIC-UNV-D6B | Light Emitting Diode | Inseparable Luminaire | Direct Wired | 0-10 VDC Controls | 89 | 4000 | 0.001 | 91 | 52 | 433 | 0.96 | Ambient | 50000 |  |  | 99999 | 0.01 | 13 | 4 | 0.01 | 0.01 | 0 | 0 | 0 | 0 | 0.09 | 0.02 | 0 | 0 | 0 | 0 | 0.85 | 0 | 0 | 0 | 0 | 0 | True |  | Non Federally-Regulated | 06/29/2018 |  | 11/26/2018
USAI Lighting | USAI Lighting | B3RAF-09X1-40KH-20-S-BZ-NCIC-UNV-D6E | Light Emitting Diode | Inseparable Luminaire | Direct Wired | 0-10 VDC Controls | 89 | 4000 | 0.001 | 91 | 52 | 433 | 0.96 | Ambient | 50000 |  |  | 99999 | 0.01 | 13 | 4 | 0.01 | 0.01 | 0 | 0 | 0 | 0 | 0.09 | 0.02 | 0 | 0 | 0 | 0 | 0.85 | 0 | 0 | 0 | 0 | 0 | True |  | Non Federally-Regulated | 06/29/2018 |  | 11/26/2018
USAI Lighting | USAI Lighting | B3RAF-09X1-40KH-20-S-BZ-NCIC-UNV-D6F | Light Emitting Diode | Inseparable Luminaire | Direct Wired | 0-10 VDC Controls | 89 | 4000 | 0.001 | 91 | 52 | 433 | 0.96 | Ambient | 50000 |  |  | 99999 | 0.01 | 13 | 4 | 0.01 | 0.01 | 0 | 0 | 0 | 0 | 0.09 | 0.02 | 0 | 0 | 0 | 0 | 0.85 | 0 | 0 | 0 | 0 | 0 | True |  | Non Federally-Regulated | 06/29/2018 |  | 11/26/2018
USAI Lighting | USAI Lighting | B3RAF-09X1-40KH-20-S-GR-NCIC-UNV-D6A | Light Emitting Diode | Inseparable Luminaire | Direct Wired | 0-10 VDC Controls | 89 | 4000 | 0.001 | 91 | 52 | 433 | 0.96 | Ambient | 50000 |  |  | 99999 | 0.01 | 13 | 4 | 0.01 | 0.01 | 0 | 0 | 0 | 0 | 0.09 | 0.02 | 0 | 0 | 0 | 0 | 0.85 | 0 | 0 | 0 | 0 | 0 | True |  | Non Federally-Regulated | 06/29/2018 |  | 11/26/2018
USAI Lighting | USAI Lighting | B3RAF-09X1-40KH-20-S-GR-NCIC-UNV-D6B | Light Emitting Diode | Inseparable Luminaire | Direct Wired | 0-10 VDC Controls | 89 | 4000 | 0.001 | 91 | 52 | 433 | 0.96 | Ambient | 50000 |  |  | 99999 | 0.01 | 13 | 4 | 0.01 | 0.01 | 0 | 0 | 0 | 0 | 0.09 | 0.02 | 0 | 0 | 0 | 0 | 0.85 | 0 | 0 | 0 | 0 | 0 | True |  | Non Federally-Regulated | 06/29/2018 |  | 11/26/2018
USAI Lighting | USAI Lighting | B3RAF-09X1-40KH-20-S-GR-NCIC-UNV-D6E | Light Emitting Diode | Inseparable Luminaire | Direct Wired | 0-10 VDC Controls | 89 | 4000 | 0.001 | 91 | 52 | 433 | 0.96 | Ambient | 50000 |  |  | 99999 | 0.01 | 13 | 4 | 0.01 | 0.01 | 0 | 0 | 0 | 0 | 0.09 | 0.02 | 0 | 0 | 0 | 0 | 0.85 | 0 | 0 | 0 | 0 | 0 | True |  | Non Federally-Regulated | 06/29/2018 |  | 11/26/2018
USAI Lighting | USAI Lighting | B3RAF-09X1-40KH-20-S-GR-NCIC-UNV-D6F | Light Emitting Diode | Inseparable Luminaire | Direct Wired | 0-10 VDC Controls | 89 | 4000 | 0.001 | 91 | 52 | 433 | 0.96 | Ambient | 50000 |  |  | 99999 | 0.01 | 13 | 4 | 0.01 | 0.01 | 0 | 0 | 0 | 0 | 0.09 | 0.02 | 0 | 0 | 0 | 0 | 0.85 | 0 | 0 | 0 | 0 | 0 | True |  | Non Federally-Regulated | 06/29/2018 |  | 11/26/2018
USAI Lighting | USAI Lighting | B3RAF-09X1-40KH-20-S-WH-NCIC-UNV-D6A | Light Emitting Diode | Inseparable Luminaire | Direct Wired | 0-10 VDC Controls | 89 | 4000 | 0.001 | 91 | 52 | 433 | 0.96 | Ambient | 50000 |  |  | 99999 | 0.01 | 13 | 4 | 0.01 | 0.01 | 0 | 0 | 0 | 0 | 0.09 | 0.02 | 0 | 0 | 0 | 0 | 0.85 | 0 | 0 | 0 | 0 | 0 | True |  | Non Federally-Regulated | 06/29/2018 |  | 11/26/2018
USAI Lighting | USAI Lighting | B3RAF-09X1-40KH-20-S-WH-NCIC-UNV-D6B | Light Emitting Diode | Inseparable Luminaire | Direct Wired | 0-10 VDC Controls | 89 | 4000 | 0.001 | 91 | 52 | 433 | 0.96 | Ambient | 50000 |  |  | 99999 | 0.01 | 13 | 4 | 0.01 | 0.01 | 0 | 0 | 0 | 0 | 0.09 | 0.02 | 0 | 0 | 0 | 0 | 0.85 | 0 | 0 | 0 | 0 | 0 | True |  | Non Federally-Regulated | 06/29/2018 |  | 11/26/2018
USAI Lighting | USAI Lighting | B3RAF-09X1-40KH-20-S-WH-NCIC-UNV-D6E | Light Emitting Diode | Inseparable Luminaire | Direct Wired | 0-10 VDC Controls | 89 | 4000 | 0.001 | 91 | 52 | 433 | 0.96 | Ambient | 50000 |  |  | 99999 | 0.01 | 13 | 4 | 0.01 | 0.01 | 0 | 0 | 0 | 0 | 0.09 | 0.02 | 0 | 0 | 0 | 0 | 0.85 | 0 | 0 | 0 | 0 | 0 | True |  | Non Federally-Regulated | 06/29/2018 |  | 11/26/2018
USAI Lighting | USAI Lighting | B3RAF-09X1-40KH-20-S-WH-NCIC-UNV-D6F | Light Emitting Diode | Inseparable Luminaire | Direct Wired | 0-10 VDC Controls | 89 | 4000 | 0.001 | 91 | 52 | 433 | 0.96 | Ambient | 50000 |  |  | 99999 | 0.01 | 13 | 4 | 0.01 | 0.01 | 0 | 0 | 0 | 0 | 0.09 | 0.02 | 0 | 0 | 0 | 0 | 0.85 | 0 | 0 | 0 | 0 | 0 | True |  | Non Federally-Regulated | 06/29/2018 |  | 11/26/2018
USAI Lighting | USAI Lighting | B3RAM-09X1-27KH-20-S-BL-NCIC-UNV-D6A | Light Emitting Diode | Inseparable Luminaire | Direct Wired | 0-10 VDC Controls | 78 | 2700 | 0.001 | 91 | 52 | 433 | 0.96 | Ambient | 50000 |  |  | 99999 | 0.01 | 13 | 4 | 0.01 | 0.01 | 0 | 0 | 0 | 0 | 0.09 | 0.02 | 0 | 0 | 0 | 0 | 0.85 | 0 | 0 | 0 | 0 | 0 | True |  | Non Federally-Regulated | 06/29/2018 |  | 11/26/2018
USAI Lighting | USAI Lighting | B3RAM-09X1-27KH-20-S-BL-NCIC-UNV-D6B | Light Emitting Diode | Inseparable Luminaire | Direct Wired | 0-10 VDC Controls | 78 | 2700 | 0.001 | 91 | 52 | 433 | 0.96 | Ambient | 50000 |  |  | 99999 | 0.01 | 13 | 4 | 0.01 | 0.01 | 0 | 0 | 0 | 0 | 0.09 | 0.02 | 0 | 0 | 0 | 0 | 0.85 | 0 | 0 | 0 | 0 | 0 | True |  | Non Federally-Regulated | 06/29/2018 |  | 11/26/2018
USAI Lighting | USAI Lighting | B3RAM-09X1-27KH-20-S-BL-NCIC-UNV-D6E | Light Emitting Diode | Inseparable Luminaire | Direct Wired | 0-10 VDC Controls | 78 | 2700 | 0.001 | 91 | 52 | 433 | 0.96 | Ambient | 50000 |  |  | 99999 | 0.01 | 13 | 4 | 0.01 | 0.01 | 0 | 0 | 0 | 0 | 0.09 | 0.02 | 0 | 0 | 0 | 0 | 0.85 | 0 | 0 | 0 | 0 | 0 | True |  | Non Federally-Regulated | 06/29/2018 |  | 11/26/2018
USAI Lighting | USAI Lighting | B3RAM-09X1-27KH-20-S-BL-NCIC-UNV-D6F | Light Emitting Diode | Inseparable Luminaire | Direct Wired | 0-10 VDC Controls | 78 | 2700 | 0.001 | 91 | 52 | 433 | 0.96 | Ambient | 50000 |  |  | 99999 | 0.01 | 13 | 4 | 0.01 | 0.01 | 0 | 0 | 0 | 0 | 0.09 | 0.02 | 0 | 0 | 0 | 0 | 0.85 | 0 | 0 | 0 | 0 | 0 | True |  | Non Federally-Regulated | 06/29/2018 |  | 11/26/2018
USAI Lighting | USAI Lighting | B3RAM-09X1-27KH-20-S-BZ-NCIC-UNV-D6A | Light Emitting Diode | Inseparable Luminaire | Direct Wired | 0-10 VDC Controls | 78 | 2700 | 0.001 | 91 | 52 | 433 | 0.96 | Ambient | 50000 |  |  | 99999 | 0.01 | 13 | 4 | 0.01 | 0.01 | 0 | 0 | 0 | 0 | 0.09 | 0.02 | 0 | 0 | 0 | 0 | 0.85 | 0 | 0 | 0 | 0 | 0 | True |  | Non Federally-Regulated | 06/29/2018 |  | 11/26/2018
USAI Lighting | USAI Lighting | B3RAM-09X1-27KH-20-S-BZ-NCIC-UNV-D6B | Light Emitting Diode | Inseparable Luminaire | Direct Wired | 0-10 VDC Controls | 78 | 2700 | 0.001 | 91 | 52 | 433 | 0.96 | Ambient | 50000 |  |  | 99999 | 0.01 | 13 | 4 | 0.01 | 0.01 | 0 | 0 | 0 | 0 | 0.09 | 0.02 | 0 | 0 | 0 | 0 | 0.85 | 0 | 0 | 0 | 0 | 0 | True |  | Non Federally-Regulated | 06/29/2018 |  | 11/26/2018
USAI Lighting | USAI Lighting | B3RAM-09X1-27KH-20-S-BZ-NCIC-UNV-D6E | Light Emitting Diode | Inseparable Luminaire | Direct Wired | 0-10 VDC Controls | 78 | 2700 | 0.001 | 91 | 52 | 433 | 0.96 | Ambient | 50000 |  |  | 99999 | 0.01 | 13 | 4 | 0.01 | 0.01 | 0 | 0 | 0 | 0 | 0.09 | 0.02 | 0 | 0 | 0 | 0 | 0.85 | 0 | 0 | 0 | 0 | 0 | True |  | Non Federally-Regulated | 06/29/2018 |  | 11/26/2018
USAI Lighting | USAI Lighting | B3RAM-09X1-27KH-20-S-BZ-NCIC-UNV-D6F | Light Emitting Diode | Inseparable Luminaire | Direct Wired | 0-10 VDC Controls | 78 | 2700 | 0.001 | 91 | 52 | 433 | 0.96 | Ambient | 50000 |  |  | 99999 | 0.01 | 13 | 4 | 0.01 | 0.01 | 0 | 0 | 0 | 0 | 0.09 | 0.02 | 0 | 0 | 0 | 0 | 0.85 | 0 | 0 | 0 | 0 | 0 | True |  | Non Federally-Regulated | 06/29/2018 |  | 11/26/2018
USAI Lighting | USAI Lighting | B3RAM-09X1-27KH-20-S-GR-NCIC-UNV-D6A | Light Emitting Diode | Inseparable Luminaire | Direct Wired | 0-10 VDC Controls | 78 | 2700 | 0.001 | 91 | 52 | 433 | 0.96 | Ambient | 50000 |  |  | 99999 | 0.01 | 13 | 4 | 0.01 | 0.01 | 0 | 0 | 0 | 0 | 0.09 | 0.02 | 0 | 0 | 0 | 0 | 0.85 | 0 | 0 | 0 | 0 | 0 | True |  | Non Federally-Regulated | 06/29/2018 |  | 11/26/2018
USAI Lighting | USAI Lighting | B3RAM-09X1-27KH-20-S-GR-NCIC-UNV-D6B | Light Emitting Diode | Inseparable Luminaire | Direct Wired | 0-10 VDC Controls | 78 | 2700 | 0.001 | 91 | 52 | 433 | 0.96 | Ambient | 50000 |  |  | 99999 | 0.01 | 13 | 4 | 0.01 | 0.01 | 0 | 0 | 0 | 0 | 0.09 | 0.02 | 0 | 0 | 0 | 0 | 0.85 | 0 | 0 | 0 | 0 | 0 | True |  | Non Federally-Regulated | 06/29/2018 |  | 11/26/2018
USAI Lighting | USAI Lighting | B3RAM-09X1-27KH-20-S-GR-NCIC-UNV-D6E | Light Emitting Diode | Inseparable Luminaire | Direct Wired | 0-10 VDC Controls | 78 | 2700 | 0.001 | 91 | 52 | 433 | 0.96 | Ambient | 50000 |  |  | 99999 | 0.01 | 13 | 4 | 0.01 | 0.01 | 0 | 0 | 0 | 0 | 0.09 | 0.02 | 0 | 0 | 0 | 0 | 0.85 | 0 | 0 | 0 | 0 | 0 | True |  | Non Federally-Regulated | 06/29/2018 |  | 11/26/2018
USAI Lighting | USAI Lighting | B3RAM-09X1-27KH-20-S-GR-NCIC-UNV-D6F | Light Emitting Diode | Inseparable Luminaire | Direct Wired | 0-10 VDC Controls | 78 | 2700 | 0.001 | 91 | 52 | 433 | 0.96 | Ambient | 50000 |  |  | 99999 | 0.01 | 13 | 4 | 0.01 | 0.01 | 0 | 0 | 0 | 0 | 0.09 | 0.02 | 0 | 0 | 0 | 0 | 0.85 | 0 | 0 | 0 | 0 | 0 | True |  | Non Federally-Regulated | 06/29/2018 |  | 11/26/2018
USAI Lighting | USAI Lighting | B3RAM-09X1-27KH-20-S-WH-NCIC-UNV-D6A | Light Emitting Diode | Inseparable Luminaire | Direct Wired | 0-10 VDC Controls | 78 | 2700 | 0.001 | 91 | 52 | 433 | 0.96 | Ambient | 50000 |  |  | 99999 | 0.01 | 13 | 4 | 0.01 | 0.01 | 0 | 0 | 0 | 0 | 0.09 | 0.02 | 0 | 0 | 0 | 0 | 0.85 | 0 | 0 | 0 | 0 | 0 | True |  | Non Federally-Regulated | 06/29/2018 |  | 11/26/2018
USAI Lighting | USAI Lighting | B3RAM-09X1-27KH-20-S-WH-NCIC-UNV-D6B | Light Emitting Diode | Inseparable Luminaire | Direct Wired | 0-10 VDC Controls | 78 | 2700 | 0.001 | 91 | 52 | 433 | 0.96 | Ambient | 50000 |  |  | 99999 | 0.01 | 13 | 4 | 0.01 | 0.01 | 0 | 0 | 0 | 0 | 0.09 | 0.02 | 0 | 0 | 0 | 0 | 0.85 | 0 | 0 | 0 | 0 | 0 | True |  | Non Federally-Regulated | 06/29/2018 |  | 11/26/2018
USAI Lighting | USAI Lighting | B3RAM-09X1-27KH-20-S-WH-NCIC-UNV-D6E | Light Emitting Diode | Inseparable Luminaire | Direct Wired | 0-10 VDC Controls | 78 | 2700 | 0.001 | 91 | 52 | 433 | 0.96 | Ambient | 50000 |  |  | 99999 | 0.01 | 13 | 4 | 0.01 | 0.01 | 0 | 0 | 0 | 0 | 0.09 | 0.02 | 0 | 0 | 0 | 0 | 0.85 | 0 | 0 | 0 | 0 | 0 | True |  | Non Federally-Regulated | 06/29/2018 |  | 11/26/2018
USAI Lighting | USAI Lighting | B3RAM-09X1-27KH-20-S-WH-NCIC-UNV-D6F | Light Emitting Diode | Inseparable Luminaire | Direct Wired | 0-10 VDC Controls | 78 | 2700 | 0.001 | 91 | 52 | 433 | 0.96 | Ambient | 50000 |  |  | 99999 | 0.01 | 13 | 4 | 0.01 | 0.01 | 0 | 0 | 0 | 0 | 0.09 | 0.02 | 0 | 0 | 0 | 0 | 0.85 | 0 | 0 | 0 | 0 | 0 | True |  | Non Federally-Regulated | 06/29/2018 |  | 11/26/2018
USAI Lighting | USAI Lighting | B3RAM-09X1-30KH-20-S-BL-NCIC-UNV-D6A | Light Emitting Diode | Inseparable Luminaire | Direct Wired | 0-10 VDC Controls | 78 | 3000 | 0.001 | 91 | 52 | 433 | 0.96 | Ambient | 50000 |  |  | 99999 | 0.01 | 13 | 4 | 0.01 | 0.01 | 0 | 0 | 0 | 0 | 0.09 | 0.02 | 0 | 0 | 0 | 0 | 0.85 | 0 | 0 | 0 | 0 | 0 | True |  | Non Federally-Regulated | 06/29/2018 |  | 11/26/2018
USAI Lighting | USAI Lighting | B3RAM-09X1-30KH-20-S-BL-NCIC-UNV-D6B | Light Emitting Diode | Inseparable Luminaire | Direct Wired | 0-10 VDC Controls | 78 | 3000 | 0.001 | 91 | 52 | 433 | 0.96 | Ambient | 50000 |  |  | 99999 | 0.01 | 13 | 4 | 0.01 | 0.01 | 0 | 0 | 0 | 0 | 0.09 | 0.02 | 0 | 0 | 0 | 0 | 0.85 | 0 | 0 | 0 | 0 | 0 | True |  | Non Federally-Regulated | 06/29/2018 |  | 11/26/2018
USAI Lighting | USAI Lighting | B3RAM-09X1-30KH-20-S-BL-NCIC-UNV-D6E | Light Emitting Diode | Inseparable Luminaire | Direct Wired | 0-10 VDC Controls | 78 | 3000 | 0.001 | 91 | 52 | 433 | 0.96 | Ambient | 50000 |  |  | 99999 | 0.01 | 13 | 4 | 0.01 | 0.01 | 0 | 0 | 0 | 0 | 0.09 | 0.02 | 0 | 0 | 0 | 0 | 0.85 | 0 | 0 | 0 | 0 | 0 | True |  | Non Federally-Regulated | 06/29/2018 |  | 11/26/2018
USAI Lighting | USAI Lighting | B3RAM-09X1-30KH-20-S-BL-NCIC-UNV-D6F | Light Emitting Diode | Inseparable Luminaire | Direct Wired | 0-10 VDC Controls | 78 | 3000 | 0.001 | 91 | 52 | 433 | 0.96 | Ambient | 50000 |  |  | 99999 | 0.01 | 13 | 4 | 0.01 | 0.01 | 0 | 0 | 0 | 0 | 0.09 | 0.02 | 0 | 0 | 0 | 0 | 0.85 | 0 | 0 | 0 | 0 | 0 | True |  | Non Federally-Regulated | 06/29/2018 |  | 11/26/2018
USAI Lighting | USAI Lighting | B3RAM-09X1-30KH-20-S-BZ-NCIC-UNV-D6A | Light Emitting Diode | Inseparable Luminaire | Direct Wired | 0-10 VDC Controls | 78 | 3000 | 0.001 | 91 | 52 | 433 | 0.96 | Ambient | 50000 |  |  | 99999 | 0.01 | 13 | 4 | 0.01 | 0.01 | 0 | 0 | 0 | 0 | 0.09 | 0.02 | 0 | 0 | 0 | 0 | 0.85 | 0 | 0 | 0 | 0 | 0 | True |  | Non Federally-Regulated | 06/29/2018 |  | 11/26/2018
USAI Lighting | USAI Lighting | B3RAM-09X1-30KH-20-S-BZ-NCIC-UNV-D6B | Light Emitting Diode | Inseparable Luminaire | Direct Wired | 0-10 VDC Controls | 78 | 3000 | 0.001 | 91 | 52 | 433 | 0.96 | Ambient | 50000 |  |  | 99999 | 0.01 | 13 | 4 | 0.01 | 0.01 | 0 | 0 | 0 | 0 | 0.09 | 0.02 | 0 | 0 | 0 | 0 | 0.85 | 0 | 0 | 0 | 0 | 0 | True |  | Non Federally-Regulated | 06/29/2018 |  | 11/26/2018
USAI Lighting | USAI Lighting | B3RAM-09X1-30KH-20-S-BZ-NCIC-UNV-D6E | Light Emitting Diode | Inseparable Luminaire | Direct Wired | 0-10 VDC Controls | 78 | 3000 | 0.001 | 91 | 52 | 433 | 0.96 | Ambient | 50000 |  |  | 99999 | 0.01 | 13 | 4 | 0.01 | 0.01 | 0 | 0 | 0 | 0 | 0.09 | 0.02 | 0 | 0 | 0 | 0 | 0.85 | 0 | 0 | 0 | 0 | 0 | True |  | Non Federally-Regulated | 06/29/2018 |  | 11/26/2018
USAI Lighting | USAI Lighting | B3RAM-09X1-30KH-20-S-BZ-NCIC-UNV-D6F | Light Emitting Diode | Inseparable Luminaire | Direct Wired | 0-10 VDC Controls | 78 | 3000 | 0.001 | 91 | 52 | 433 | 0.96 | Ambient | 50000 |  |  | 99999 | 0.01 | 13 | 4 | 0.01 | 0.01 | 0 | 0 | 0 | 0 | 0.09 | 0.02 | 0 | 0 | 0 | 0 | 0.85 | 0 | 0 | 0 | 0 | 0 | True |  | Non Federally-Regulated | 06/29/2018 |  | 11/26/2018
USAI Lighting | USAI Lighting | B3RAM-09X1-30KH-20-S-GR-NCIC-UNV-D6A | Light Emitting Diode | Inseparable Luminaire | Direct Wired | 0-10 VDC Controls | 78 | 3000 | 0.001 | 91 | 52 | 433 | 0.96 | Ambient | 50000 |  |  | 99999 | 0.01 | 13 | 4 | 0.01 | 0.01 | 0 | 0 | 0 | 0 | 0.09 | 0.02 | 0 | 0 | 0 | 0 | 0.85 | 0 | 0 | 0 | 0 | 0 | True |  | Non Federally-Regulated | 06/29/2018 |  | 11/26/2018
USAI Lighting | USAI Lighting | B3RAM-09X1-30KH-20-S-GR-NCIC-UNV-D6B | Light Emitting Diode | Inseparable Luminaire | Direct Wired | 0-10 VDC Controls | 78 | 3000 | 0.001 | 91 | 52 | 433 | 0.96 | Ambient | 50000 |  |  | 99999 | 0.01 | 13 | 4 | 0.01 | 0.01 | 0 | 0 | 0 | 0 | 0.09 | 0.02 | 0 | 0 | 0 | 0 | 0.85 | 0 | 0 | 0 | 0 | 0 | True |  | Non Federally-Regulated | 06/29/2018 |  | 11/26/2018
USAI Lighting | USAI Lighting | B3RAM-09X1-30KH-20-S-GR-NCIC-UNV-D6E | Light Emitting Diode | Inseparable Luminaire | Direct Wired | 0-10 VDC Controls | 78 | 3000 | 0.001 | 91 | 52 | 433 | 0.96 | Ambient | 50000 |  |  | 99999 | 0.01 | 13 | 4 | 0.01 | 0.01 | 0 | 0 | 0 | 0 | 0.09 | 0.02 | 0 | 0 | 0 | 0 | 0.85 | 0 | 0 | 0 | 0 | 0 | True |  | Non Federally-Regulated | 06/29/2018 |  | 11/26/2018
USAI Lighting | USAI Lighting | B3RAM-09X1-30KH-20-S-GR-NCIC-UNV-D6F | Light Emitting Diode | Inseparable Luminaire | Direct Wired | 0-10 VDC Controls | 78 | 3000 | 0.001 | 91 | 52 | 433 | 0.96 | Ambient | 50000 |  |  | 99999 | 0.01 | 13 | 4 | 0.01 | 0.01 | 0 | 0 | 0 | 0 | 0.09 | 0.02 | 0 | 0 | 0 | 0 | 0.85 | 0 | 0 | 0 | 0 | 0 | True |  | Non Federally-Regulated | 06/29/2018 |  | 11/26/2018
USAI Lighting | USAI Lighting | B3RAM-09X1-30KH-20-S-WH-NCIC-UNV-D6A | Light Emitting Diode | Inseparable Luminaire | Direct Wired | 0-10 VDC Controls | 78 | 3000 | 0.001 | 91 | 52 | 433 | 0.96 | Ambient | 50000 |  |  | 99999 | 0.01 | 13 | 4 | 0.01 | 0.01 | 0 | 0 | 0 | 0 | 0.09 | 0.02 | 0 | 0 | 0 | 0 | 0.85 | 0 | 0 | 0 | 0 | 0 | True |  | Non Federally-Regulated | 06/29/2018 |  | 11/26/2018
USAI Lighting | USAI Lighting | B3RAM-09X1-30KH-20-S-WH-NCIC-UNV-D6B | Light Emitting Diode | Inseparable Luminaire | Direct Wired | 0-10 VDC Controls | 78 | 3000 | 0.001 | 91 | 52 | 433 | 0.96 | Ambient | 50000 |  |  | 99999 | 0.01 | 13 | 4 | 0.01 | 0.01 | 0 | 0 | 0 | 0 | 0.09 | 0.02 | 0 | 0 | 0 | 0 | 0.85 | 0 | 0 | 0 | 0 | 0 | True |  | Non Federally-Regulated | 06/29/2018 |  | 11/26/2018
USAI Lighting | USAI Lighting | B3RAM-09X1-30KH-20-S-WH-NCIC-UNV-D6E | Light Emitting Diode | Inseparable Luminaire | Direct Wired | 0-10 VDC Controls | 78 | 3000 | 0.001 | 91 | 52 | 433 | 0.96 | Ambient | 50000 |  |  | 99999 | 0.01 | 13 | 4 | 0.01 | 0.01 | 0 | 0 | 0 | 0 | 0.09 | 0.02 | 0 | 0 | 0 | 0 | 0.85 | 0 | 0 | 0 | 0 | 0 | True |  | Non Federally-Regulated | 06/29/2018 |  | 11/26/2018
USAI Lighting | USAI Lighting | B3RAM-09X1-30KH-20-S-WH-NCIC-UNV-D6F | Light Emitting Diode | Inseparable Luminaire | Direct Wired | 0-10 VDC Controls | 78 | 3000 | 0.001 | 91 | 52 | 433 | 0.96 | Ambient | 50000 |  |  | 99999 | 0.01 | 13 | 4 | 0.01 | 0.01 | 0 | 0 | 0 | 0 | 0.09 | 0.02 | 0 | 0 | 0 | 0 | 0.85 | 0 | 0 | 0 | 0 | 0 | True |  | Non Federally-Regulated | 06/29/2018 |  | 11/26/2018
USAI Lighting | USAI Lighting | B3RAM-09X1-35KH-20-S-BL-NCIC-UNV-D6A | Light Emitting Diode | Inseparable Luminaire | Direct Wired | 0-10 VDC Controls | 83 | 3500 | 0.001 | 91 | 52 | 433 | 0.96 | Ambient | 50000 |  |  | 99999 | 0.01 | 13 | 4 | 0.01 | 0.01 | 0 | 0 | 0 | 0 | 0.09 | 0.02 | 0 | 0 | 0 | 0 | 0.85 | 0 | 0 | 0 | 0 | 0 | True |  | Non Federally-Regulated | 06/29/2018 |  | 11/26/2018
USAI Lighting | USAI Lighting | B3RAM-09X1-35KH-20-S-BL-NCIC-UNV-D6B | Light Emitting Diode | Inseparable Luminaire | Direct Wired | 0-10 VDC Controls | 83 | 3500 | 0.001 | 91 | 52 | 433 | 0.96 | Ambient | 50000 |  |  | 99999 | 0.01 | 13 | 4 | 0.01 | 0.01 | 0 | 0 | 0 | 0 | 0.09 | 0.02 | 0 | 0 | 0 | 0 | 0.85 | 0 | 0 | 0 | 0 | 0 | True |  | Non Federally-Regulated | 06/29/2018 |  | 11/26/2018
USAI Lighting | USAI Lighting | B3RAM-09X1-35KH-20-S-BL-NCIC-UNV-D6E | Light Emitting Diode | Inseparable Luminaire | Direct Wired | 0-10 VDC Controls | 83 | 3500 | 0.001 | 91 | 52 | 433 | 0.96 | Ambient | 50000 |  |  | 99999 | 0.01 | 13 | 4 | 0.01 | 0.01 | 0 | 0 | 0 | 0 | 0.09 | 0.02 | 0 | 0 | 0 | 0 | 0.85 | 0 | 0 | 0 | 0 | 0 | True |  | Non Federally-Regulated | 06/29/2018 |  | 11/26/2018
USAI Lighting | USAI Lighting | B3RAM-09X1-35KH-20-S-BL-NCIC-UNV-D6F | Light Emitting Diode | Inseparable Luminaire | Direct Wired | 0-10 VDC Controls | 83 | 3500 | 0.001 | 91 | 52 | 433 | 0.96 | Ambient | 50000 |  |  | 99999 | 0.01 | 13 | 4 | 0.01 | 0.01 | 0 | 0 | 0 | 0 | 0.09 | 0.02 | 0 | 0 | 0 | 0 | 0.85 | 0 | 0 | 0 | 0 | 0 | True |  | Non Federally-Regulated | 06/29/2018 |  | 11/26/2018
USAI Lighting | USAI Lighting | B3RAM-09X1-35KH-20-S-BZ-NCIC-UNV-D6A | Light Emitting Diode | Inseparable Luminaire | Direct Wired | 0-10 VDC Controls | 83 | 3500 | 0.001 | 91 | 52 | 433 | 0.96 | Ambient | 50000 |  |  | 99999 | 0.01 | 13 | 4 | 0.01 | 0.01 | 0 | 0 | 0 | 0 | 0.09 | 0.02 | 0 | 0 | 0 | 0 | 0.85 | 0 | 0 | 0 | 0 | 0 | True |  | Non Federally-Regulated | 06/29/2018 |  | 11/26/2018
USAI Lighting | USAI Lighting | B3RAM-09X1-35KH-20-S-BZ-NCIC-UNV-D6B | Light Emitting Diode | Inseparable Luminaire | Direct Wired | 0-10 VDC Controls | 83 | 3500 | 0.001 | 91 | 52 | 433 | 0.96 | Ambient | 50000 |  |  | 99999 | 0.01 | 13 | 4 | 0.01 | 0.01 | 0 | 0 | 0 | 0 | 0.09 | 0.02 | 0 | 0 | 0 | 0 | 0.85 | 0 | 0 | 0 | 0 | 0 | True |  | Non Federally-Regulated | 06/29/2018 |  | 11/26/2018
USAI Lighting | USAI Lighting | B3RAM-09X1-35KH-20-S-BZ-NCIC-UNV-D6E | Light Emitting Diode | Inseparable Luminaire | Direct Wired | 0-10 VDC Controls | 83 | 3500 | 0.001 | 91 | 52 | 433 | 0.96 | Ambient | 50000 |  |  | 99999 | 0.01 | 13 | 4 | 0.01 | 0.01 | 0 | 0 | 0 | 0 | 0.09 | 0.02 | 0 | 0 | 0 | 0 | 0.85 | 0 | 0 | 0 | 0 | 0 | True |  | Non Federally-Regulated | 06/29/2018 |  | 11/26/2018
USAI Lighting | USAI Lighting | B3RAM-09X1-35KH-20-S-BZ-NCIC-UNV-D6F | Light Emitting Diode | Inseparable Luminaire | Direct Wired | 0-10 VDC Controls | 83 | 3500 | 0.001 | 91 | 52 | 433 | 0.96 | Ambient | 50000 |  |  | 99999 | 0.01 | 13 | 4 | 0.01 | 0.01 | 0 | 0 | 0 | 0 | 0.09 | 0.02 | 0 | 0 | 0 | 0 | 0.85 | 0 | 0 | 0 | 0 | 0 | True |  | Non Federally-Regulated | 06/29/2018 |  | 11/26/2018
USAI Lighting | USAI Lighting | B3RAM-09X1-35KH-20-S-GR-NCIC-UNV-D6A | Light Emitting Diode | Inseparable Luminaire | Direct Wired | 0-10 VDC Controls | 83 | 3500 | 0.001 | 91 | 52 | 433 | 0.96 | Ambient | 50000 |  |  | 99999 | 0.01 | 13 | 4 | 0.01 | 0.01 | 0 | 0 | 0 | 0 | 0.09 | 0.02 | 0 | 0 | 0 | 0 | 0.85 | 0 | 0 | 0 | 0 | 0 | True |  | Non Federally-Regulated | 06/29/2018 |  | 11/26/2018
USAI Lighting | USAI Lighting | B3RAM-09X1-35KH-20-S-GR-NCIC-UNV-D6B | Light Emitting Diode | Inseparable Luminaire | Direct Wired | 0-10 VDC Controls | 83 | 3500 | 0.001 | 91 | 52 | 433 | 0.96 | Ambient | 50000 |  |  | 99999 | 0.01 | 13 | 4 | 0.01 | 0.01 | 0 | 0 | 0 | 0 | 0.09 | 0.02 | 0 | 0 | 0 | 0 | 0.85 | 0 | 0 | 0 | 0 | 0 | True |  | Non Federally-Regulated | 06/29/2018 |  | 11/26/2018
USAI Lighting | USAI Lighting | B3RAM-09X1-35KH-20-S-GR-NCIC-UNV-D6E | Light Emitting Diode | Inseparable Luminaire | Direct Wired | 0-10 VDC Controls | 83 | 3500 | 0.001 | 91 | 52 | 433 | 0.96 | Ambient | 50000 |  |  | 99999 | 0.01 | 13 | 4 | 0.01 | 0.01 | 0 | 0 | 0 | 0 | 0.09 | 0.02 | 0 | 0 | 0 | 0 | 0.85 | 0 | 0 | 0 | 0 | 0 | True |  | Non Federally-Regulated | 06/29/2018 |  | 11/26/2018
USAI Lighting | USAI Lighting | B3RAM-09X1-35KH-20-S-GR-NCIC-UNV-D6F | Light Emitting Diode | Inseparable Luminaire | Direct Wired | 0-10 VDC Controls | 83 | 3500 | 0.001 | 91 | 52 | 433 | 0.96 | Ambient | 50000 |  |  | 99999 | 0.01 | 13 | 4 | 0.01 | 0.01 | 0 | 0 | 0 | 0 | 0.09 | 0.02 | 0 | 0 | 0 | 0 | 0.85 | 0 | 0 | 0 | 0 | 0 | True |  | Non Federally-Regulated | 06/29/2018 |  | 11/26/2018
USAI Lighting | USAI Lighting | B3RWF-09X1-27KH-W2-BL-NCIC-UNV-D6A | Light Emitting Diode | Inseparable Luminaire | Direct Wired | 0-10 VDC Controls | 62 | 2700 | 0.001 | 91 | 52 | 433 | 0.96 | Ambient | 50000 |  |  | 99999 | 0.01 | 13 | 4 | 0.01 | 0.01 | 0 | 0 | 0 | 0 | 0.09 | 0.02 | 0 | 0 | 0 | 0 | 0.85 | 0 | 0 | 0 | 0 | 0 | True |  | Non Federally-Regulated | 06/29/2018 |  | 11/26/2018
USAI Lighting | USAI Lighting | B3RWF-09X1-27KH-W2-BL-NCIC-UNV-D6B | Light Emitting Diode | Inseparable Luminaire | Direct Wired | 0-10 VDC Controls | 62 | 2700 | 0.001 | 91 | 52 | 433 | 0.96 | Ambient | 50000 |  |  | 99999 | 0.01 | 13 | 4 | 0.01 | 0.01 | 0 | 0 | 0 | 0 | 0.09 | 0.02 | 0 | 0 | 0 | 0 | 0.85 | 0 | 0 | 0 | 0 | 0 | True |  | Non Federally-Regulated | 06/29/2018 |  | 11/26/2018
USAI Lighting | USAI Lighting | B3RWF-09X1-27KH-W2-BL-NCIC-UNV-D6E | Light Emitting Diode | Inseparable Luminaire | Direct Wired | 0-10 VDC Controls | 62 | 2700 | 0.001 | 91 | 52 | 433 | 0.96 | Ambient | 50000 |  |  | 99999 | 0.01 | 13 | 4 | 0.01 | 0.01 | 0 | 0 | 0 | 0 | 0.09 | 0.02 | 0 | 0 | 0 | 0 | 0.85 | 0 | 0 | 0 | 0 | 0 | True |  | Non Federally-Regulated | 06/29/2018 |  | 11/26/2018
USAI Lighting | USAI Lighting | B3RWF-09X1-27KH-W2-BL-NCIC-UNV-D6F | Light Emitting Diode | Inseparable Luminaire | Direct Wired | 0-10 VDC Controls | 62 | 2700 | 0.001 | 91 | 52 | 433 | 0.96 | Ambient | 50000 |  |  | 99999 | 0.01 | 13 | 4 | 0.01 | 0.01 | 0 | 0 | 0 | 0 | 0.09 | 0.02 | 0 | 0 | 0 | 0 | 0.85 | 0 | 0 | 0 | 0 | 0 | True |  | Non Federally-Regulated | 06/29/2018 |  | 11/26/2018
USAI Lighting | USAI Lighting | B3RWF-09X1-27KH-W2-BZ-NCIC-UNV-D6A | Light Emitting Diode | Inseparable Luminaire | Direct Wired | 0-10 VDC Controls | 62 | 2700 | 0.001 | 91 | 52 | 433 | 0.96 | Ambient | 50000 |  |  | 99999 | 0.01 | 13 | 4 | 0.01 | 0.01 | 0 | 0 | 0 | 0 | 0.09 | 0.02 | 0 | 0 | 0 | 0 | 0.85 | 0 | 0 | 0 | 0 | 0 | True |  | Non Federally-Regulated | 06/29/2018 |  | 11/26/2018
USAI Lighting | USAI Lighting | B3RWF-09X1-27KH-W2-BZ-NCIC-UNV-D6B | Light Emitting Diode | Inseparable Luminaire | Direct Wired | 0-10 VDC Controls | 62 | 2700 | 0.001 | 91 | 52 | 433 | 0.96 | Ambient | 50000 |  |  | 99999 | 0.01 | 13 | 4 | 0.01 | 0.01 | 0 | 0 | 0 | 0 | 0.09 | 0.02 | 0 | 0 | 0 | 0 | 0.85 | 0 | 0 | 0 | 0 | 0 | True |  | Non Federally-Regulated | 06/29/2018 |  | 11/26/2018
USAI Lighting | USAI Lighting | B3RWF-09X1-27KH-W2-BZ-NCIC-UNV-D6E | Light Emitting Diode | Inseparable Luminaire | Direct Wired | 0-10 VDC Controls | 62 | 2700 | 0.001 | 91 | 52 | 433 | 0.96 | Ambient | 50000 |  |  | 99999 | 0.01 | 13 | 4 | 0.01 | 0.01 | 0 | 0 | 0 | 0 | 0.09 | 0.02 | 0 | 0 | 0 | 0 | 0.85 | 0 | 0 | 0 | 0 | 0 | True |  | Non Federally-Regulated | 06/29/2018 |  | 11/26/2018
USAI Lighting | USAI Lighting | B3RWF-09X1-27KH-W2-BZ-NCIC-UNV-D6F | Light Emitting Diode | Inseparable Luminaire | Direct Wired | 0-10 VDC Controls | 62 | 2700 | 0.001 | 91 | 52 | 433 | 0.96 | Ambient | 50000 |  |  | 99999 | 0.01 | 13 | 4 | 0.01 | 0.01 | 0 | 0 | 0 | 0 | 0.09 | 0.02 | 0 | 0 | 0 | 0 | 0.85 | 0 | 0 | 0 | 0 | 0 | True |  | Non Federally-Regulated | 06/29/2018 |  | 11/26/2018
USAI Lighting | USAI Lighting | B3RWF-09X1-27KH-W2-GR-NCIC-UNV-D6A | Light Emitting Diode | Inseparable Luminaire | Direct Wired | 0-10 VDC Controls | 62 | 2700 | 0.001 | 91 | 52 | 433 | 0.96 | Ambient | 50000 |  |  | 99999 | 0.01 | 13 | 4 | 0.01 | 0.01 | 0 | 0 | 0 | 0 | 0.09 | 0.02 | 0 | 0 | 0 | 0 | 0.85 | 0 | 0 | 0 | 0 | 0 | True |  | Non Federally-Regulated | 06/29/2018 |  | 11/26/2018
USAI Lighting | USAI Lighting | B3RWF-09X1-27KH-W2-GR-NCIC-UNV-D6B | Light Emitting Diode | Inseparable Luminaire | Direct Wired | 0-10 VDC Controls | 62 | 2700 | 0.001 | 91 | 52 | 433 | 0.96 | Ambient | 50000 |  |  | 99999 | 0.01 | 13 | 4 | 0.01 | 0.01 | 0 | 0 | 0 | 0 | 0.09 | 0.02 | 0 | 0 | 0 | 0 | 0.85 | 0 | 0 | 0 | 0 | 0 | True |  | Non Federally-Regulated | 06/29/2018 |  | 11/26/2018
USAI Lighting | USAI Lighting | B3RWF-09X1-27KH-W2-GR-NCIC-UNV-D6E | Light Emitting Diode | Inseparable Luminaire | Direct Wired | 0-10 VDC Controls | 62 | 2700 | 0.001 | 91 | 52 | 433 | 0.96 | Ambient | 50000 |  |  | 99999 | 0.01 | 13 | 4 | 0.01 | 0.01 | 0 | 0 | 0 | 0 | 0.09 | 0.02 | 0 | 0 | 0 | 0 | 0.85 | 0 | 0 | 0 | 0 | 0 | True |  | Non Federally-Regulated | 06/29/2018 |  | 11/26/2018
USAI Lighting | USAI Lighting | B3RWF-09X1-27KH-W2-GR-NCIC-UNV-D6F | Light Emitting Diode | Inseparable Luminaire | Direct Wired | 0-10 VDC Controls | 62 | 2700 | 0.001 | 91 | 52 | 433 | 0.96 | Ambient | 50000 |  |  | 99999 | 0.01 | 13 | 4 | 0.01 | 0.01 | 0 | 0 | 0 | 0 | 0.09 | 0.02 | 0 | 0 | 0 | 0 | 0.85 | 0 | 0 | 0 | 0 | 0 | True |  | Non Federally-Regulated | 06/29/2018 |  | 11/26/2018
USAI Lighting | USAI Lighting | B3RWF-09X1-27KH-W2-WH-NCIC-UNV-D6A | Light Emitting Diode | Inseparable Luminaire | Direct Wired | 0-10 VDC Controls | 62 | 2700 | 0.001 | 91 | 52 | 433 | 0.96 | Ambient | 50000 |  |  | 99999 | 0.01 | 13 | 4 | 0.01 | 0.01 | 0 | 0 | 0 | 0 | 0.09 | 0.02 | 0 | 0 | 0 | 0 | 0.85 | 0 | 0 | 0 | 0 | 0 | True |  | Non Federally-Regulated | 06/29/2018 |  | 11/26/2018
USAI Lighting | USAI Lighting | B3RWF-09X1-27KH-W2-WH-NCIC-UNV-D6B | Light Emitting Diode | Inseparable Luminaire | Direct Wired | 0-10 VDC Controls | 62 | 2700 | 0.001 | 91 | 52 | 433 | 0.96 | Ambient | 50000 |  |  | 99999 | 0.01 | 13 | 4 | 0.01 | 0.01 | 0 | 0 | 0 | 0 | 0.09 | 0.02 | 0 | 0 | 0 | 0 | 0.85 | 0 | 0 | 0 | 0 | 0 | True |  | Non Federally-Regulated | 06/29/2018 |  | 11/26/2018
USAI Lighting | USAI Lighting | B3RWF-09X1-27KH-W2-WH-NCIC-UNV-D6E | Light Emitting Diode | Inseparable Luminaire | Direct Wired | 0-10 VDC Controls | 62 | 2700 | 0.001 | 91 | 52 | 433 | 0.96 | Ambient | 50000 |  |  | 99999 | 0.01 | 13 | 4 | 0.01 | 0.01 | 0 | 0 | 0 | 0 | 0.09 | 0.02 | 0 | 0 | 0 | 0 | 0.85 | 0 | 0 | 0 | 0 | 0 | True |  | Non Federally-Regulated | 06/29/2018 |  | 11/26/2018
USAI Lighting | USAI Lighting | B3RWF-09X1-27KH-W2-WH-NCIC-UNV-D6F | Light Emitting Diode | Inseparable Luminaire | Direct Wired | 0-10 VDC Controls | 62 | 2700 | 0.001 | 91 | 52 | 433 | 0.96 | Ambient | 50000 |  |  | 99999 | 0.01 | 13 | 4 | 0.01 | 0.01 | 0 | 0 | 0 | 0 | 0.09 | 0.02 | 0 | 0 | 0 | 0 | 0.85 | 0 | 0 | 0 | 0 | 0 | True |  | Non Federally-Regulated | 06/29/2018 |  | 11/26/2018
USAI Lighting | USAI Lighting | B3RWF-09X1-30KH-W2-BL-NCIC-UNV-D6A | Light Emitting Diode | Inseparable Luminaire | Direct Wired | 0-10 VDC Controls | 62 | 3000 | 0.001 | 91 | 52 | 433 | 0.96 | Ambient | 50000 |  |  | 99999 | 0.01 | 13 | 4 | 0.01 | 0.01 | 0 | 0 | 0 | 0 | 0.09 | 0.02 | 0 | 0 | 0 | 0 | 0.85 | 0 | 0 | 0 | 0 | 0 | True |  | Non Federally-Regulated | 06/29/2018 |  | 11/26/2018
USAI Lighting | USAI Lighting | B3RWF-09X1-30KH-W2-BL-NCIC-UNV-D6B | Light Emitting Diode | Inseparable Luminaire | Direct Wired | 0-10 VDC Controls | 62 | 3000 | 0.001 | 91 | 52 | 433 | 0.96 | Ambient | 50000 |  |  | 99999 | 0.01 | 13 | 4 | 0.01 | 0.01 | 0 | 0 | 0 | 0 | 0.09 | 0.02 | 0 | 0 | 0 | 0 | 0.85 | 0 | 0 | 0 | 0 | 0 | True |  | Non Federally-Regulated | 06/29/2018 |  | 11/26/2018
USAI Lighting | USAI Lighting | B3RWF-09X1-30KH-W2-BL-NCIC-UNV-D6E | Light Emitting Diode | Inseparable Luminaire | Direct Wired | 0-10 VDC Controls | 62 | 3000 | 0.001 | 91 | 52 | 433 | 0.96 | Ambient | 50000 |  |  | 99999 | 0.01 | 13 | 4 | 0.01 | 0.01 | 0 | 0 | 0 | 0 | 0.09 | 0.02 | 0 | 0 | 0 | 0 | 0.85 | 0 | 0 | 0 | 0 | 0 | True |  | Non Federally-Regulated | 06/29/2018 |  | 11/26/2018
USAI Lighting | USAI Lighting | B3RWF-09X1-30KH-W2-BL-NCIC-UNV-D6F | Light Emitting Diode | Inseparable Luminaire | Direct Wired | 0-10 VDC Controls | 62 | 3000 | 0.001 | 91 | 52 | 433 | 0.96 | Ambient | 50000 |  |  | 99999 | 0.01 | 13 | 4 | 0.01 | 0.01 | 0 | 0 | 0 | 0 | 0.09 | 0.02 | 0 | 0 | 0 | 0 | 0.85 | 0 | 0 | 0 | 0 | 0 | True |  | Non Federally-Regulated | 06/29/2018 |  | 11/26/2018
USAI Lighting | USAI Lighting | B3RWF-09X1-30KH-W2-BZ-NCIC-UNV-D6A | Light Emitting Diode | Inseparable Luminaire | Direct Wired | 0-10 VDC Controls | 62 | 3000 | 0.001 | 91 | 52 | 433 | 0.96 | Ambient | 50000 |  |  | 99999 | 0.01 | 13 | 4 | 0.01 | 0.01 | 0 | 0 | 0 | 0 | 0.09 | 0.02 | 0 | 0 | 0 | 0 | 0.85 | 0 | 0 | 0 | 0 | 0 | True |  | Non Federally-Regulated | 06/29/2018 |  | 11/26/2018
USAI Lighting | USAI Lighting | B3RWF-09X1-30KH-W2-BZ-NCIC-UNV-D6B | Light Emitting Diode | Inseparable Luminaire | Direct Wired | 0-10 VDC Controls | 62 | 3000 | 0.001 | 91 | 52 | 433 | 0.96 | Ambient | 50000 |  |  | 99999 | 0.01 | 13 | 4 | 0.01 | 0.01 | 0 | 0 | 0 | 0 | 0.09 | 0.02 | 0 | 0 | 0 | 0 | 0.85 | 0 | 0 | 0 | 0 | 0 | True |  | Non Federally-Regulated | 06/29/2018 |  | 11/26/2018
USAI Lighting | USAI Lighting | B3RWF-09X1-30KH-W2-BZ-NCIC-UNV-D6E | Light Emitting Diode | Inseparable Luminaire | Direct Wired | 0-10 VDC Controls | 62 | 3000 | 0.001 | 91 | 52 | 433 | 0.96 | Ambient | 50000 |  |  | 99999 | 0.01 | 13 | 4 | 0.01 | 0.01 | 0 | 0 | 0 | 0 | 0.09 | 0.02 | 0 | 0 | 0 | 0 | 0.85 | 0 | 0 | 0 | 0 | 0 | True |  | Non Federally-Regulated | 06/29/2018 |  | 11/26/2018
USAI Lighting | USAI Lighting | B3RWF-09X1-30KH-W2-BZ-NCIC-UNV-D6F | Light Emitting Diode | Inseparable Luminaire | Direct Wired | 0-10 VDC Controls | 62 | 3000 | 0.001 | 91 | 52 | 433 | 0.96 | Ambient | 50000 |  |  | 99999 | 0.01 | 13 | 4 | 0.01 | 0.01 | 0 | 0 | 0 | 0 | 0.09 | 0.02 | 0 | 0 | 0 | 0 | 0.85 | 0 | 0 | 0 | 0 | 0 | True |  | Non Federally-Regulated | 06/29/2018 |  | 11/26/2018
USAI Lighting | USAI Lighting | B3RWF-09X1-30KH-W2-GR-NCIC-UNV-D6A | Light Emitting Diode | Inseparable Luminaire | Direct Wired | 0-10 VDC Controls | 62 | 3000 | 0.001 | 91 | 52 | 433 | 0.96 | Ambient | 50000 |  |  | 99999 | 0.01 | 13 | 4 | 0.01 | 0.01 | 0 | 0 | 0 | 0 | 0.09 | 0.02 | 0 | 0 | 0 | 0 | 0.85 | 0 | 0 | 0 | 0 | 0 | True |  | Non Federally-Regulated | 06/29/2018 |  | 11/26/2018
USAI Lighting | USAI Lighting | B3RWF-09X1-30KH-W2-GR-NCIC-UNV-D6B | Light Emitting Diode | Inseparable Luminaire | Direct Wired | 0-10 VDC Controls | 62 | 3000 | 0.001 | 91 | 52 | 433 | 0.96 | Ambient | 50000 |  |  | 99999 | 0.01 | 13 | 4 | 0.01 | 0.01 | 0 | 0 | 0 | 0 | 0.09 | 0.02 | 0 | 0 | 0 | 0 | 0.85 | 0 | 0 | 0 | 0 | 0 | True |  | Non Federally-Regulated | 06/29/2018 |  | 11/26/2018
USAI Lighting | USAI Lighting | B3RWF-09X1-30KH-W2-GR-NCIC-UNV-D6E | Light Emitting Diode | Inseparable Luminaire | Direct Wired | 0-10 VDC Controls | 62 | 3000 | 0.001 | 91 | 52 | 433 | 0.96 | Ambient | 50000 |  |  | 99999 | 0.01 | 13 | 4 | 0.01 | 0.01 | 0 | 0 | 0 | 0 | 0.09 | 0.02 | 0 | 0 | 0 | 0 | 0.85 | 0 | 0 | 0 | 0 | 0 | True |  | Non Federally-Regulated | 06/29/2018 |  | 11/26/2018
USAI Lighting | USAI Lighting | B3RWF-09X1-30KH-W2-GR-NCIC-UNV-D6F | Light Emitting Diode | Inseparable Luminaire | Direct Wired | 0-10 VDC Controls | 62 | 3000 | 0.001 | 91 | 52 | 433 | 0.96 | Ambient | 50000 |  |  | 99999 | 0.01 | 13 | 4 | 0.01 | 0.01 | 0 | 0 | 0 | 0 | 0.09 | 0.02 | 0 | 0 | 0 | 0 | 0.85 | 0 | 0 | 0 | 0 | 0 | True |  | Non Federally-Regulated | 06/29/2018 |  | 11/26/2018
USAI Lighting | USAI Lighting | B3RWF-09X1-30KH-W2-WH-NCIC-UNV-D6A | Light Emitting Diode | Inseparable Luminaire | Direct Wired | 0-10 VDC Controls | 62 | 3000 | 0.001 | 91 | 52 | 433 | 0.96 | Ambient | 50000 |  |  | 99999 | 0.01 | 13 | 4 | 0.01 | 0.01 | 0 | 0 | 0 | 0 | 0.09 | 0.02 | 0 | 0 | 0 | 0 | 0.85 | 0 | 0 | 0 | 0 | 0 | True |  | Non Federally-Regulated | 06/29/2018 |  | 11/26/2018
USAI Lighting | USAI Lighting | B3RWF-09X1-30KH-W2-WH-NCIC-UNV-D6B | Light Emitting Diode | Inseparable Luminaire | Direct Wired | 0-10 VDC Controls | 62 | 3000 | 0.001 | 91 | 52 | 433 | 0.96 | Ambient | 50000 |  |  | 99999 | 0.01 | 13 | 4 | 0.01 | 0.01 | 0 | 0 | 0 | 0 | 0.09 | 0.02 | 0 | 0 | 0 | 0 | 0.85 | 0 | 0 | 0 | 0 | 0 | True |  | Non Federally-Regulated | 06/29/2018 |  | 11/26/2018
USAI Lighting | USAI Lighting | B3RWF-09X1-30KH-W2-WH-NCIC-UNV-D6E | Light Emitting Diode | Inseparable Luminaire | Direct Wired | 0-10 VDC Controls | 62 | 3000 | 0.001 | 91 | 52 | 433 | 0.96 | Ambient | 50000 |  |  | 99999 | 0.01 | 13 | 4 | 0.01 | 0.01 | 0 | 0 | 0 | 0 | 0.09 | 0.02 | 0 | 0 | 0 | 0 | 0.85 | 0 | 0 | 0 | 0 | 0 | True |  | Non Federally-Regulated | 06/29/2018 |  | 11/26/2018
USAI Lighting | USAI Lighting | B3RWF-09X1-30KH-W2-WH-NCIC-UNV-D6F | Light Emitting Diode | Inseparable Luminaire | Direct Wired | 0-10 VDC Controls | 62 | 3000 | 0.001 | 91 | 52 | 433 | 0.96 | Ambient | 50000 |  |  | 99999 | 0.01 | 13 | 4 | 0.01 | 0.01 | 0 | 0 | 0 | 0 | 0.09 | 0.02 | 0 | 0 | 0 | 0 | 0.85 | 0 | 0 | 0 | 0 | 0 | True |  | Non Federally-Regulated | 06/29/2018 |  | 11/26/2018
USAI Lighting | USAI Lighting | B3RWF-09X1-35KH-W2-BL-NCIC-UNV-D6A | Light Emitting Diode | Inseparable Luminaire | Direct Wired | 0-10 VDC Controls | 72 | 3500 | 0.001 | 91 | 52 | 433 | 0.96 | Ambient | 50000 |  |  | 99999 | 0.01 | 13 | 4 | 0.01 | 0.01 | 0 | 0 | 0 | 0 | 0.09 | 0.02 | 0 | 0 | 0 | 0 | 0.85 | 0 | 0 | 0 | 0 | 0 | True |  | Non Federally-Regulated | 06/29/2018 |  | 11/26/2018
USAI Lighting | USAI Lighting | B3RWF-09X1-35KH-W2-BL-NCIC-UNV-D6B | Light Emitting Diode | Inseparable Luminaire | Direct Wired | 0-10 VDC Controls | 72 | 3500 | 0.001 | 91 | 52 | 433 | 0.96 | Ambient | 50000 |  |  | 99999 | 0.01 | 13 | 4 | 0.01 | 0.01 | 0 | 0 | 0 | 0 | 0.09 | 0.02 | 0 | 0 | 0 | 0 | 0.85 | 0 | 0 | 0 | 0 | 0 | True |  | Non Federally-Regulated | 06/29/2018 |  | 11/26/2018
USAI Lighting | USAI Lighting | B3RWF-09X1-35KH-W2-BL-NCIC-UNV-D6E | Light Emitting Diode | Inseparable Luminaire | Direct Wired | 0-10 VDC Controls | 72 | 3500 | 0.001 | 91 | 52 | 433 | 0.96 | Ambient | 50000 |  |  | 99999 | 0.01 | 13 | 4 | 0.01 | 0.01 | 0 | 0 | 0 | 0 | 0.09 | 0.02 | 0 | 0 | 0 | 0 | 0.85 | 0 | 0 | 0 | 0 | 0 | True |  | Non Federally-Regulated | 06/29/2018 |  | 11/26/2018
USAI Lighting | USAI Lighting | B3RWF-09X1-35KH-W2-BL-NCIC-UNV-D6F | Light Emitting Diode | Inseparable Luminaire | Direct Wired | 0-10 VDC Controls | 72 | 3500 | 0.001 | 91 | 52 | 433 | 0.96 | Ambient | 50000 |  |  | 99999 | 0.01 | 13 | 4 | 0.01 | 0.01 | 0 | 0 | 0 | 0 | 0.09 | 0.02 | 0 | 0 | 0 | 0 | 0.85 | 0 | 0 | 0 | 0 | 0 | True |  | Non Federally-Regulated | 06/29/2018 |  | 11/26/2018
USAI Lighting | USAI Lighting | B3RWF-09X1-35KH-W2-BZ-NCIC-UNV-D6A | Light Emitting Diode | Inseparable Luminaire | Direct Wired | 0-10 VDC Controls | 72 | 3500 | 0.001 | 91 | 52 | 433 | 0.96 | Ambient | 50000 |  |  | 99999 | 0.01 | 13 | 4 | 0.01 | 0.01 | 0 | 0 | 0 | 0 | 0.09 | 0.02 | 0 | 0 | 0 | 0 | 0.85 | 0 | 0 | 0 | 0 | 0 | True |  | Non Federally-Regulated | 06/29/2018 |  | 11/26/2018
USAI Lighting | USAI Lighting | B3RWF-09X1-35KH-W2-BZ-NCIC-UNV-D6B | Light Emitting Diode | Inseparable Luminaire | Direct Wired | 0-10 VDC Controls | 72 | 3500 | 0.001 | 91 | 52 | 433 | 0.96 | Ambient | 50000 |  |  | 99999 | 0.01 | 13 | 4 | 0.01 | 0.01 | 0 | 0 | 0 | 0 | 0.09 | 0.02 | 0 | 0 | 0 | 0 | 0.85 | 0 | 0 | 0 | 0 | 0 | True |  | Non Federally-Regulated | 06/29/2018 |  | 11/26/2018
USAI Lighting | USAI Lighting | B3RWF-09X1-35KH-W2-BZ-NCIC-UNV-D6E | Light Emitting Diode | Inseparable Luminaire | Direct Wired | 0-10 VDC Controls | 72 | 3500 | 0.001 | 91 | 52 | 433 | 0.96 | Ambient | 50000 |  |  | 99999 | 0.01 | 13 | 4 | 0.01 | 0.01 | 0 | 0 | 0 | 0 | 0.09 | 0.02 | 0 | 0 | 0 | 0 | 0.85 | 0 | 0 | 0 | 0 | 0 | True |  | Non Federally-Regulated | 06/29/2018 |  | 11/26/2018
USAI Lighting | USAI Lighting | B3RWF-09X1-35KH-W2-BZ-NCIC-UNV-D6F | Light Emitting Diode | Inseparable Luminaire | Direct Wired | 0-10 VDC Controls | 72 | 3500 | 0.001 | 91 | 52 | 433 | 0.96 | Ambient | 50000 |  |  | 99999 | 0.01 | 13 | 4 | 0.01 | 0.01 | 0 | 0 | 0 | 0 | 0.09 | 0.02 | 0 | 0 | 0 | 0 | 0.85 | 0 | 0 | 0 | 0 | 0 | True |  | Non Federally-Regulated | 06/29/2018 |  | 11/26/2018
USAI Lighting | USAI Lighting | B3RWF-09X1-35KH-W2-GR-NCIC-UNV-D6A | Light Emitting Diode | Inseparable Luminaire | Direct Wired | 0-10 VDC Controls | 72 | 3500 | 0.001 | 91 | 52 | 433 | 0.96 | Ambient | 50000 |  |  | 99999 | 0.01 | 13 | 4 | 0.01 | 0.01 | 0 | 0 | 0 | 0 | 0.09 | 0.02 | 0 | 0 | 0 | 0 | 0.85 | 0 | 0 | 0 | 0 | 0 | True |  | Non Federally-Regulated | 06/29/2018 |  | 11/26/2018
USAI Lighting | USAI Lighting | B3RWF-09X1-35KH-W2-GR-NCIC-UNV-D6B | Light Emitting Diode | Inseparable Luminaire | Direct Wired | 0-10 VDC Controls | 72 | 3500 | 0.001 | 91 | 52 | 433 | 0.96 | Ambient | 50000 |  |  | 99999 | 0.01 | 13 | 4 | 0.01 | 0.01 | 0 | 0 | 0 | 0 | 0.09 | 0.02 | 0 | 0 | 0 | 0 | 0.85 | 0 | 0 | 0 | 0 | 0 | True |  | Non Federally-Regulated | 06/29/2018 |  | 11/26/2018
USAI Lighting | USAI Lighting | B3RWF-09X1-35KH-W2-GR-NCIC-UNV-D6E | Light Emitting Diode | Inseparable Luminaire | Direct Wired | 0-10 VDC Controls | 72 | 3500 | 0.001 | 91 | 52 | 433 | 0.96 | Ambient | 50000 |  |  | 99999 | 0.01 | 13 | 4 | 0.01 | 0.01 | 0 | 0 | 0 | 0 | 0.09 | 0.02 | 0 | 0 | 0 | 0 | 0.85 | 0 | 0 | 0 | 0 | 0 | True |  | Non Federally-Regulated | 06/29/2018 |  | 11/26/2018
USAI Lighting | USAI Lighting | B3RWF-09X1-35KH-W2-GR-NCIC-UNV-D6F | Light Emitting Diode | Inseparable Luminaire | Direct Wired | 0-10 VDC Controls | 72 | 3500 | 0.001 | 91 | 52 | 433 | 0.96 | Ambient | 50000 |  |  | 99999 | 0.01 | 13 | 4 | 0.01 | 0.01 | 0 | 0 | 0 | 0 | 0.09 | 0.02 | 0 | 0 | 0 | 0 | 0.85 | 0 | 0 | 0 | 0 | 0 | True |  | Non Federally-Regulated | 06/29/2018 |  | 11/26/2018
USAI Lighting | USAI Lighting | B3RWF-09X1-35KH-W2-WH-NCIC-UNV-D6A | Light Emitting Diode | Inseparable Luminaire | Direct Wired | 0-10 VDC Controls | 72 | 3500 | 0.001 | 91 | 52 | 433 | 0.96 | Ambient | 50000 |  |  | 99999 | 0.01 | 13 | 4 | 0.01 | 0.01 | 0 | 0 | 0 | 0 | 0.09 | 0.02 | 0 | 0 | 0 | 0 | 0.85 | 0 | 0 | 0 | 0 | 0 | True |  | Non Federally-Regulated | 06/29/2018 |  | 11/26/2018
USAI Lighting | USAI Lighting | B3RWF-09X1-35KH-W2-WH-NCIC-UNV-D6B | Light Emitting Diode | Inseparable Luminaire | Direct Wired | 0-10 VDC Controls | 72 | 3500 | 0.001 | 91 | 52 | 433 | 0.96 | Ambient | 50000 |  |  | 99999 | 0.01 | 13 | 4 | 0.01 | 0.01 | 0 | 0 | 0 | 0 | 0.09 | 0.02 | 0 | 0 | 0 | 0 | 0.85 | 0 | 0 | 0 | 0 | 0 | True |  | Non Federally-Regulated | 06/29/2018 |  | 11/26/2018
USAI Lighting | USAI Lighting | B3RWF-09X1-35KH-W2-WH-NCIC-UNV-D6E | Light Emitting Diode | Inseparable Luminaire | Direct Wired | 0-10 VDC Controls | 72 | 3500 | 0.001 | 91 | 52 | 433 | 0.96 | Ambient | 50000 |  |  | 99999 | 0.01 | 13 | 4 | 0.01 | 0.01 | 0 | 0 | 0 | 0 | 0.09 | 0.02 | 0 | 0 | 0 | 0 | 0.85 | 0 | 0 | 0 | 0 | 0 | True |  | Non Federally-Regulated | 06/29/2018 |  | 11/26/2018
USAI Lighting | USAI Lighting | B3RWF-09X1-35KH-W2-WH-NCIC-UNV-D6F | Light Emitting Diode | Inseparable Luminaire | Direct Wired | 0-10 VDC Controls | 72 | 3500 | 0.001 | 91 | 52 | 433 | 0.96 | Ambient | 50000 |  |  | 99999 | 0.01 | 13 | 4 | 0.01 | 0.01 | 0 | 0 | 0 | 0 | 0.09 | 0.02 | 0 | 0 | 0 | 0 | 0.85 | 0 | 0 | 0 | 0 | 0 | True |  | Non Federally-Regulated | 06/29/2018 |  | 11/26/2018
USAI Lighting | USAI Lighting | B3RWF-09X1-40KH-W2-BL-NCIC-UNV-D6A | Light Emitting Diode | Inseparable Luminaire | Direct Wired | 0-10 VDC Controls | 88 | 4000 | 0.001 | 91 | 52 | 433 | 0.96 | Ambient | 50000 |  |  | 99999 | 0.01 | 13 | 4 | 0.01 | 0.01 | 0 | 0 | 0 | 0 | 0.09 | 0.02 | 0 | 0 | 0 | 0 | 0.85 | 0 | 0 | 0 | 0 | 0 | True |  | Non Federally-Regulated | 06/29/2018 |  | 11/26/2018
USAI Lighting | USAI Lighting | B3RWF-09X1-40KH-W2-BL-NCIC-UNV-D6B | Light Emitting Diode | Inseparable Luminaire | Direct Wired | 0-10 VDC Controls | 88 | 4000 | 0.001 | 91 | 52 | 433 | 0.96 | Ambient | 50000 |  |  | 99999 | 0.01 | 13 | 4 | 0.01 | 0.01 | 0 | 0 | 0 | 0 | 0.09 | 0.02 | 0 | 0 | 0 | 0 | 0.85 | 0 | 0 | 0 | 0 | 0 | True |  | Non Federally-Regulated | 06/29/2018 |  | 11/26/2018
USAI Lighting | USAI Lighting | B3RWF-09X1-40KH-W2-BL-NCIC-UNV-D6E | Light Emitting Diode | Inseparable Luminaire | Direct Wired | 0-10 VDC Controls | 88 | 4000 | 0.001 | 91 | 52 | 433 | 0.96 | Ambient | 50000 |  |  | 99999 | 0.01 | 13 | 4 | 0.01 | 0.01 | 0 | 0 | 0 | 0 | 0.09 | 0.02 | 0 | 0 | 0 | 0 | 0.85 | 0 | 0 | 0 | 0 | 0 | True |  | Non Federally-Regulated | 06/29/2018 |  | 11/26/2018
USAI Lighting | USAI Lighting | B3RWF-09X1-40KH-W2-BL-NCIC-UNV-D6F | Light Emitting Diode | Inseparable Luminaire | Direct Wired | 0-10 VDC Controls | 88 | 4000 | 0.001 | 91 | 52 | 433 | 0.96 | Ambient | 50000 |  |  | 99999 | 0.01 | 13 | 4 | 0.01 | 0.01 | 0 | 0 | 0 | 0 | 0.09 | 0.02 | 0 | 0 | 0 | 0 | 0.85 | 0 | 0 | 0 | 0 | 0 | True |  | Non Federally-Regulated | 06/29/2018 |  | 11/26/2018
USAI Lighting | USAI Lighting | B3RWF-09X1-40KH-W2-BZ-NCIC-UNV-D6A | Light Emitting Diode | Inseparable Luminaire | Direct Wired | 0-10 VDC Controls | 88 | 4000 | 0.001 | 91 | 52 | 433 | 0.96 | Ambient | 50000 |  |  | 99999 | 0.01 | 13 | 4 | 0.01 | 0.01 | 0 | 0 | 0 | 0 | 0.09 | 0.02 | 0 | 0 | 0 | 0 | 0.85 | 0 | 0 | 0 | 0 | 0 | True |  | Non Federally-Regulated | 06/29/2018 |  | 11/26/2018
USAI Lighting | USAI Lighting | B3RWF-09X1-40KH-W2-BZ-NCIC-UNV-D6B | Light Emitting Diode | Inseparable Luminaire | Direct Wired | 0-10 VDC Controls | 88 | 4000 | 0.001 | 91 | 52 | 433 | 0.96 | Ambient | 50000 |  |  | 99999 | 0.01 | 13 | 4 | 0.01 | 0.01 | 0 | 0 | 0 | 0 | 0.09 | 0.02 | 0 | 0 | 0 | 0 | 0.85 | 0 | 0 | 0 | 0 | 0 | True |  | Non Federally-Regulated | 06/29/2018 |  | 11/26/2018
USAI Lighting | USAI Lighting | B3RWF-09X1-40KH-W2-BZ-NCIC-UNV-D6E | Light Emitting Diode | Inseparable Luminaire | Direct Wired | 0-10 VDC Controls | 88 | 4000 | 0.001 | 91 | 52 | 433 | 0.96 | Ambient | 50000 |  |  | 99999 | 0.01 | 13 | 4 | 0.01 | 0.01 | 0 | 0 | 0 | 0 | 0.09 | 0.02 | 0 | 0 | 0 | 0 | 0.85 | 0 | 0 | 0 | 0 | 0 | True |  | Non Federally-Regulated | 06/29/2018 |  | 11/26/2018
USAI Lighting | USAI Lighting | B3RWF-09X1-40KH-W2-BZ-NCIC-UNV-D6F | Light Emitting Diode | Inseparable Luminaire | Direct Wired | 0-10 VDC Controls | 88 | 4000 | 0.001 | 91 | 52 | 433 | 0.96 | Ambient | 50000 |  |  | 99999 | 0.01 | 13 | 4 | 0.01 | 0.01 | 0 | 0 | 0 | 0 | 0.09 | 0.02 | 0 | 0 | 0 | 0 | 0.85 | 0 | 0 | 0 | 0 | 0 | True |  | Non Federally-Regulated | 06/29/2018 |  | 11/26/2018
USAI Lighting | USAI Lighting | B3RWF-09X1-40KH-W2-GR-NCIC-UNV-D6A | Light Emitting Diode | Inseparable Luminaire | Direct Wired | 0-10 VDC Controls | 88 | 4000 | 0.001 | 91 | 52 | 433 | 0.96 | Ambient | 50000 |  |  | 99999 | 0.01 | 13 | 4 | 0.01 | 0.01 | 0 | 0 | 0 | 0 | 0.09 | 0.02 | 0 | 0 | 0 | 0 | 0.85 | 0 | 0 | 0 | 0 | 0 | True |  | Non Federally-Regulated | 06/29/2018 |  | 11/26/2018
USAI Lighting | USAI Lighting | B3RWF-09X1-40KH-W2-GR-NCIC-UNV-D6B | Light Emitting Diode | Inseparable Luminaire | Direct Wired | 0-10 VDC Controls | 88 | 4000 | 0.001 | 91 | 52 | 433 | 0.96 | Ambient | 50000 |  |  | 99999 | 0.01 | 13 | 4 | 0.01 | 0.01 | 0 | 0 | 0 | 0 | 0.09 | 0.02 | 0 | 0 | 0 | 0 | 0.85 | 0 | 0 | 0 | 0 | 0 | True |  | Non Federally-Regulated | 06/29/2018 |  | 11/26/2018
USAI Lighting | USAI Lighting | B3RWF-09X1-40KH-W2-GR-NCIC-UNV-D6E | Light Emitting Diode | Inseparable Luminaire | Direct Wired | 0-10 VDC Controls | 88 | 4000 | 0.001 | 91 | 52 | 433 | 0.96 | Ambient | 50000 |  |  | 99999 | 0.01 | 13 | 4 | 0.01 | 0.01 | 0 | 0 | 0 | 0 | 0.09 | 0.02 | 0 | 0 | 0 | 0 | 0.85 | 0 | 0 | 0 | 0 | 0 | True |  | Non Federally-Regulated | 06/29/2018 |  | 11/26/2018
USAI Lighting | USAI Lighting | B3RWF-09X1-40KH-W2-GR-NCIC-UNV-D6F | Light Emitting Diode | Inseparable Luminaire | Direct Wired | 0-10 VDC Controls | 88 | 4000 | 0.001 | 91 | 52 | 433 | 0.96 | Ambient | 50000 |  |  | 99999 | 0.01 | 13 | 4 | 0.01 | 0.01 | 0 | 0 | 0 | 0 | 0.09 | 0.02 | 0 | 0 | 0 | 0 | 0.85 | 0 | 0 | 0 | 0 | 0 | True |  | Non Federally-Regulated | 06/29/2018 |  | 11/26/2018
USAI Lighting | USAI Lighting | B3RWF-09X1-40KH-W2-WH-NCIC-UNV-D6A | Light Emitting Diode | Inseparable Luminaire | Direct Wired | 0-10 VDC Controls | 88 | 4000 | 0.001 | 91 | 52 | 433 | 0.96 | Ambient | 50000 |  |  | 99999 | 0.01 | 13 | 4 | 0.01 | 0.01 | 0 | 0 | 0 | 0 | 0.09 | 0.02 | 0 | 0 | 0 | 0 | 0.85 | 0 | 0 | 0 | 0 | 0 | True |  | Non Federally-Regulated | 06/29/2018 |  | 11/26/2018
USAI Lighting | USAI Lighting | B3RWF-09X1-40KH-W2-WH-NCIC-UNV-D6B | Light Emitting Diode | Inseparable Luminaire | Direct Wired | 0-10 VDC Controls | 88 | 4000 | 0.001 | 91 | 52 | 433 | 0.96 | Ambient | 50000 |  |  | 99999 | 0.01 | 13 | 4 | 0.01 | 0.01 | 0 | 0 | 0 | 0 | 0.09 | 0.02 | 0 | 0 | 0 | 0 | 0.85 | 0 | 0 | 0 | 0 | 0 | True |  | Non Federally-Regulated | 06/29/2018 |  | 11/26/2018
USAI Lighting | USAI Lighting | B3RWF-09X1-40KH-W2-WH-NCIC-UNV-D6E | Light Emitting Diode | Inseparable Luminaire | Direct Wired | 0-10 VDC Controls | 88 | 4000 | 0.001 | 91 | 52 | 433 | 0.96 | Ambient | 50000 |  |  | 99999 | 0.01 | 13 | 4 | 0.01 | 0.01 | 0 | 0 | 0 | 0 | 0.09 | 0.02 | 0 | 0 | 0 | 0 | 0.85 | 0 | 0 | 0 | 0 | 0 | True |  | Non Federally-Regulated | 06/29/2018 |  | 11/26/2018
USAI Lighting | USAI Lighting | B3RWF-09X1-40KH-W2-WH-NCIC-UNV-D6F | Light Emitting Diode | Inseparable Luminaire | Direct Wired | 0-10 VDC Controls | 88 | 4000 | 0.001 | 91 | 52 | 433 | 0.96 | Ambient | 50000 |  |  | 99999 | 0.01 | 13 | 4 | 0.01 | 0.01 | 0 | 0 | 0 | 0 | 0.09 | 0.02 | 0 | 0 | 0 | 0 | 0.85 | 0 | 0 | 0 | 0 | 0 | True |  | Non Federally-Regulated | 06/29/2018 |  | 11/26/2018
USAI Lighting | USAI Lighting | B3RWL-09X1-27KH-W2-BL-NCIC-UNV-D6A | Light Emitting Diode | Inseparable Luminaire | Direct Wired | 0-10 VDC Controls | 62 | 2700 | 0.001 | 91 | 52 | 433 | 0.96 | Ambient | 50000 |  |  | 99999 | 0.01 | 13 | 4 | 0.01 | 0.01 | 0 | 0 | 0 | 0 | 0.09 | 0.02 | 0 | 0 | 0 | 0 | 0.85 | 0 | 0 | 0 | 0 | 0 | True |  | Non Federally-Regulated | 06/29/2018 |  | 11/26/2018
USAI Lighting | USAI Lighting | B3RWL-09X1-27KH-W2-BL-NCIC-UNV-D6B | Light Emitting Diode | Inseparable Luminaire | Direct Wired | 0-10 VDC Controls | 62 | 2700 | 0.001 | 91 | 52 | 433 | 0.96 | Ambient | 50000 |  |  | 99999 | 0.01 | 13 | 4 | 0.01 | 0.01 | 0 | 0 | 0 | 0 | 0.09 | 0.02 | 0 | 0 | 0 | 0 | 0.85 | 0 | 0 | 0 | 0 | 0 | True |  | Non Federally-Regulated | 06/29/2018 |  | 11/26/2018
USAI Lighting | USAI Lighting | B3RWL-09X1-27KH-W2-BL-NCIC-UNV-D6E | Light Emitting Diode | Inseparable Luminaire | Direct Wired | 0-10 VDC Controls | 62 | 2700 | 0.001 | 91 | 52 | 433 | 0.96 | Ambient | 50000 |  |  | 99999 | 0.01 | 13 | 4 | 0.01 | 0.01 | 0 | 0 | 0 | 0 | 0.09 | 0.02 | 0 | 0 | 0 | 0 | 0.85 | 0 | 0 | 0 | 0 | 0 | True |  | Non Federally-Regulated | 06/29/2018 |  | 11/26/2018
USAI Lighting | USAI Lighting | B3RWL-09X1-27KH-W2-BL-NCIC-UNV-D6F | Light Emitting Diode | Inseparable Luminaire | Direct Wired | 0-10 VDC Controls | 62 | 2700 | 0.001 | 91 | 52 | 433 | 0.96 | Ambient | 50000 |  |  | 99999 | 0.01 | 13 | 4 | 0.01 | 0.01 | 0 | 0 | 0 | 0 | 0.09 | 0.02 | 0 | 0 | 0 | 0 | 0.85 | 0 | 0 | 0 | 0 | 0 | True |  | Non Federally-Regulated | 06/29/2018 |  | 11/26/2018
USAI Lighting | USAI Lighting | B3RWL-09X1-27KH-W2-BZ-NCIC-UNV-D6A | Light Emitting Diode | Inseparable Luminaire | Direct Wired | 0-10 VDC Controls | 62 | 2700 | 0.001 | 91 | 52 | 433 | 0.96 | Ambient | 50000 |  |  | 99999 | 0.01 | 13 | 4 | 0.01 | 0.01 | 0 | 0 | 0 | 0 | 0.09 | 0.02 | 0 | 0 | 0 | 0 | 0.85 | 0 | 0 | 0 | 0 | 0 | True |  | Non Federally-Regulated | 06/29/2018 |  | 11/26/2018
USAI Lighting | USAI Lighting | B3RWL-09X1-27KH-W2-BZ-NCIC-UNV-D6B | Light Emitting Diode | Inseparable Luminaire | Direct Wired | 0-10 VDC Controls | 62 | 2700 | 0.001 | 91 | 52 | 433 | 0.96 | Ambient | 50000 |  |  | 99999 | 0.01 | 13 | 4 | 0.01 | 0.01 | 0 | 0 | 0 | 0 | 0.09 | 0.02 | 0 | 0 | 0 | 0 | 0.85 | 0 | 0 | 0 | 0 | 0 | True |  | Non Federally-Regulated | 06/29/2018 |  | 11/26/2018
USAI Lighting | USAI Lighting | B3RWL-09X1-27KH-W2-BZ-NCIC-UNV-D6E | Light Emitting Diode | Inseparable Luminaire | Direct Wired | 0-10 VDC Controls | 62 | 2700 | 0.001 | 91 | 52 | 433 | 0.96 | Ambient | 50000 |  |  | 99999 | 0.01 | 13 | 4 | 0.01 | 0.01 | 0 | 0 | 0 | 0 | 0.09 | 0.02 | 0 | 0 | 0 | 0 | 0.85 | 0 | 0 | 0 | 0 | 0 | True |  | Non Federally-Regulated | 06/29/2018 |  | 11/26/2018
USAI Lighting | USAI Lighting | B3RWL-09X1-27KH-W2-BZ-NCIC-UNV-D6F | Light Emitting Diode | Inseparable Luminaire | Direct Wired | 0-10 VDC Controls | 62 | 2700 | 0.001 | 91 | 52 | 433 | 0.96 | Ambient | 50000 |  |  | 99999 | 0.01 | 13 | 4 | 0.01 | 0.01 | 0 | 0 | 0 | 0 | 0.09 | 0.02 | 0 | 0 | 0 | 0 | 0.85 | 0 | 0 | 0 | 0 | 0 | True |  | Non Federally-Regulated | 06/29/2018 |  | 11/26/2018
USAI Lighting | USAI Lighting | B3RWL-09X1-27KH-W2-GR-NCIC-UNV-D6A | Light Emitting Diode | Inseparable Luminaire | Direct Wired | 0-10 VDC Controls | 62 | 2700 | 0.001 | 91 | 52 | 433 | 0.96 | Ambient | 50000 |  |  | 99999 | 0.01 | 13 | 4 | 0.01 | 0.01 | 0 | 0 | 0 | 0 | 0.09 | 0.02 | 0 | 0 | 0 | 0 | 0.85 | 0 | 0 | 0 | 0 | 0 | True |  | Non Federally-Regulated | 06/29/2018 |  | 11/26/2018
USAI Lighting | USAI Lighting | B3RWL-09X1-27KH-W2-GR-NCIC-UNV-D6B | Light Emitting Diode | Inseparable Luminaire | Direct Wired | 0-10 VDC Controls | 62 | 2700 | 0.001 | 91 | 52 | 433 | 0.96 | Ambient | 50000 |  |  | 99999 | 0.01 | 13 | 4 | 0.01 | 0.01 | 0 | 0 | 0 | 0 | 0.09 | 0.02 | 0 | 0 | 0 | 0 | 0.85 | 0 | 0 | 0 | 0 | 0 | True |  | Non Federally-Regulated | 06/29/2018 |  | 11/26/2018
USAI Lighting | USAI Lighting | B3RWL-09X1-27KH-W2-GR-NCIC-UNV-D6E | Light Emitting Diode | Inseparable Luminaire | Direct Wired | 0-10 VDC Controls | 62 | 2700 | 0.001 | 91 | 52 | 433 | 0.96 | Ambient | 50000 |  |  | 99999 | 0.01 | 13 | 4 | 0.01 | 0.01 | 0 | 0 | 0 | 0 | 0.09 | 0.02 | 0 | 0 | 0 | 0 | 0.85 | 0 | 0 | 0 | 0 | 0 | True |  | Non Federally-Regulated | 06/29/2018 |  | 11/26/2018
USAI Lighting | USAI Lighting | B3RWL-09X1-27KH-W2-GR-NCIC-UNV-D6F | Light Emitting Diode | Inseparable Luminaire | Direct Wired | 0-10 VDC Controls | 62 | 2700 | 0.001 | 91 | 52 | 433 | 0.96 | Ambient | 50000 |  |  | 99999 | 0.01 | 13 | 4 | 0.01 | 0.01 | 0 | 0 | 0 | 0 | 0.09 | 0.02 | 0 | 0 | 0 | 0 | 0.85 | 0 | 0 | 0 | 0 | 0 | True |  | Non Federally-Regulated | 06/29/2018 |  | 11/26/2018
USAI Lighting | USAI Lighting | B3RWL-09X1-27KH-W2-WH-NCIC-UNV-D6A | Light Emitting Diode | Inseparable Luminaire | Direct Wired | 0-10 VDC Controls | 62 | 2700 | 0.001 | 91 | 52 | 433 | 0.96 | Ambient | 50000 |  |  | 99999 | 0.01 | 13 | 4 | 0.01 | 0.01 | 0 | 0 | 0 | 0 | 0.09 | 0.02 | 0 | 0 | 0 | 0 | 0.85 | 0 | 0 | 0 | 0 | 0 | True |  | Non Federally-Regulated | 06/29/2018 |  | 11/26/2018
USAI Lighting | USAI Lighting | B3RWL-09X1-27KH-W2-WH-NCIC-UNV-D6B | Light Emitting Diode | Inseparable Luminaire | Direct Wired | 0-10 VDC Controls | 62 | 2700 | 0.001 | 91 | 52 | 433 | 0.96 | Ambient | 50000 |  |  | 99999 | 0.01 | 13 | 4 | 0.01 | 0.01 | 0 | 0 | 0 | 0 | 0.09 | 0.02 | 0 | 0 | 0 | 0 | 0.85 | 0 | 0 | 0 | 0 | 0 | True |  | Non Federally-Regulated | 06/29/2018 |  | 11/26/2018
USAI Lighting | USAI Lighting | B3RWL-09X1-27KH-W2-WH-NCIC-UNV-D6E | Light Emitting Diode | Inseparable Luminaire | Direct Wired | 0-10 VDC Controls | 62 | 2700 | 0.001 | 91 | 52 | 433 | 0.96 | Ambient | 50000 |  |  | 99999 | 0.01 | 13 | 4 | 0.01 | 0.01 | 0 | 0 | 0 | 0 | 0.09 | 0.02 | 0 | 0 | 0 | 0 | 0.85 | 0 | 0 | 0 | 0 | 0 | True |  | Non Federally-Regulated | 06/29/2018 |  | 11/26/2018
USAI Lighting | USAI Lighting | B3RWL-09X1-27KH-W2-WH-NCIC-UNV-D6F | Light Emitting Diode | Inseparable Luminaire | Direct Wired | 0-10 VDC Controls | 62 | 2700 | 0.001 | 91 | 52 | 433 | 0.96 | Ambient | 50000 |  |  | 99999 | 0.01 | 13 | 4 | 0.01 | 0.01 | 0 | 0 | 0 | 0 | 0.09 | 0.02 | 0 | 0 | 0 | 0 | 0.85 | 0 | 0 | 0 | 0 | 0 | True |  | Non Federally-Regulated | 06/29/2018 |  | 11/26/2018
USAI Lighting | USAI Lighting | B3RWL-09X1-30KH-W2-BL-NCIC-UNV-D6A | Light Emitting Diode | Inseparable Luminaire | Direct Wired | 0-10 VDC Controls | 62 | 3000 | 0.001 | 91 | 52 | 433 | 0.96 | Ambient | 50000 |  |  | 99999 | 0.01 | 13 | 4 | 0.01 | 0.01 | 0 | 0 | 0 | 0 | 0.09 | 0.02 | 0 | 0 | 0 | 0 | 0.85 | 0 | 0 | 0 | 0 | 0 | True |  | Non Federally-Regulated | 06/29/2018 |  | 11/26/2018
USAI Lighting | USAI Lighting | B3RWL-09X1-30KH-W2-BL-NCIC-UNV-D6B | Light Emitting Diode | Inseparable Luminaire | Direct Wired | 0-10 VDC Controls | 62 | 3000 | 0.001 | 91 | 52 | 433 | 0.96 | Ambient | 50000 |  |  | 99999 | 0.01 | 13 | 4 | 0.01 | 0.01 | 0 | 0 | 0 | 0 | 0.09 | 0.02 | 0 | 0 | 0 | 0 | 0.85 | 0 | 0 | 0 | 0 | 0 | True |  | Non Federally-Regulated | 06/29/2018 |  | 11/26/2018
USAI Lighting | USAI Lighting | B3RWL-09X1-30KH-W2-BL-NCIC-UNV-D6E | Light Emitting Diode | Inseparable Luminaire | Direct Wired | 0-10 VDC Controls | 62 | 3000 | 0.001 | 91 | 52 | 433 | 0.96 | Ambient | 50000 |  |  | 99999 | 0.01 | 13 | 4 | 0.01 | 0.01 | 0 | 0 | 0 | 0 | 0.09 | 0.02 | 0 | 0 | 0 | 0 | 0.85 | 0 | 0 | 0 | 0 | 0 | True |  | Non Federally-Regulated | 06/29/2018 |  | 11/26/2018
USAI Lighting | USAI Lighting | B3RWL-09X1-30KH-W2-BL-NCIC-UNV-D6F | Light Emitting Diode | Inseparable Luminaire | Direct Wired | 0-10 VDC Controls | 62 | 3000 | 0.001 | 91 | 52 | 433 | 0.96 | Ambient | 50000 |  |  | 99999 | 0.01 | 13 | 4 | 0.01 | 0.01 | 0 | 0 | 0 | 0 | 0.09 | 0.02 | 0 | 0 | 0 | 0 | 0.85 | 0 | 0 | 0 | 0 | 0 | True |  | Non Federally-Regulated | 06/29/2018 |  | 11/26/2018
USAI Lighting | USAI Lighting | B3RWL-09X1-30KH-W2-BZ-NCIC-UNV-D6A | Light Emitting Diode | Inseparable Luminaire | Direct Wired | 0-10 VDC Controls | 62 | 3000 | 0.001 | 91 | 52 | 433 | 0.96 | Ambient | 50000 |  |  | 99999 | 0.01 | 13 | 4 | 0.01 | 0.01 | 0 | 0 | 0 | 0 | 0.09 | 0.02 | 0 | 0 | 0 | 0 | 0.85 | 0 | 0 | 0 | 0 | 0 | True |  | Non Federally-Regulated | 06/29/2018 |  | 11/26/2018
USAI Lighting | USAI Lighting | B3RWL-09X1-30KH-W2-BZ-NCIC-UNV-D6B | Light Emitting Diode | Inseparable Luminaire | Direct Wired | 0-10 VDC Controls | 62 | 3000 | 0.001 | 91 | 52 | 433 | 0.96 | Ambient | 50000 |  |  | 99999 | 0.01 | 13 | 4 | 0.01 | 0.01 | 0 | 0 | 0 | 0 | 0.09 | 0.02 | 0 | 0 | 0 | 0 | 0.85 | 0 | 0 | 0 | 0 | 0 | True |  | Non Federally-Regulated | 06/29/2018 |  | 11/26/2018
USAI Lighting | USAI Lighting | B3RWL-09X1-30KH-W2-BZ-NCIC-UNV-D6E | Light Emitting Diode | Inseparable Luminaire | Direct Wired | 0-10 VDC Controls | 62 | 3000 | 0.001 | 91 | 52 | 433 | 0.96 | Ambient | 50000 |  |  | 99999 | 0.01 | 13 | 4 | 0.01 | 0.01 | 0 | 0 | 0 | 0 | 0.09 | 0.02 | 0 | 0 | 0 | 0 | 0.85 | 0 | 0 | 0 | 0 | 0 | True |  | Non Federally-Regulated | 06/29/2018 |  | 11/26/2018
USAI Lighting | USAI Lighting | B3RWL-09X1-30KH-W2-BZ-NCIC-UNV-D6F | Light Emitting Diode | Inseparable Luminaire | Direct Wired | 0-10 VDC Controls | 62 | 3000 | 0.001 | 91 | 52 | 433 | 0.96 | Ambient | 50000 |  |  | 99999 | 0.01 | 13 | 4 | 0.01 | 0.01 | 0 | 0 | 0 | 0 | 0.09 | 0.02 | 0 | 0 | 0 | 0 | 0.85 | 0 | 0 | 0 | 0 | 0 | True |  | Non Federally-Regulated | 06/29/2018 |  | 11/26/2018
USAI Lighting | USAI Lighting | B3RWL-09X1-30KH-W2-GR-NCIC-UNV-D6A | Light Emitting Diode | Inseparable Luminaire | Direct Wired | 0-10 VDC Controls | 62 | 3000 | 0.001 | 91 | 52 | 433 | 0.96 | Ambient | 50000 |  |  | 99999 | 0.01 | 13 | 4 | 0.01 | 0.01 | 0 | 0 | 0 | 0 | 0.09 | 0.02 | 0 | 0 | 0 | 0 | 0.85 | 0 | 0 | 0 | 0 | 0 | True |  | Non Federally-Regulated | 06/29/2018 |  | 11/26/2018
USAI Lighting | USAI Lighting | B3RWL-09X1-30KH-W2-GR-NCIC-UNV-D6B | Light Emitting Diode | Inseparable Luminaire | Direct Wired | 0-10 VDC Controls | 62 | 3000 | 0.001 | 91 | 52 | 433 | 0.96 | Ambient | 50000 |  |  | 99999 | 0.01 | 13 | 4 | 0.01 | 0.01 | 0 | 0 | 0 | 0 | 0.09 | 0.02 | 0 | 0 | 0 | 0 | 0.85 | 0 | 0 | 0 | 0 | 0 | True |  | Non Federally-Regulated | 06/29/2018 |  | 11/26/2018
USAI Lighting | USAI Lighting | B3RWL-09X1-30KH-W2-GR-NCIC-UNV-D6E | Light Emitting Diode | Inseparable Luminaire | Direct Wired | 0-10 VDC Controls | 62 | 3000 | 0.001 | 91 | 52 | 433 | 0.96 | Ambient | 50000 |  |  | 99999 | 0.01 | 13 | 4 | 0.01 | 0.01 | 0 | 0 | 0 | 0 | 0.09 | 0.02 | 0 | 0 | 0 | 0 | 0.85 | 0 | 0 | 0 | 0 | 0 | True |  | Non Federally-Regulated | 06/29/2018 |  | 11/26/2018
USAI Lighting | USAI Lighting | B3RWL-09X1-30KH-W2-GR-NCIC-UNV-D6F | Light Emitting Diode | Inseparable Luminaire | Direct Wired | 0-10 VDC Controls | 62 | 3000 | 0.001 | 91 | 52 | 433 | 0.96 | Ambient | 50000 |  |  | 99999 | 0.01 | 13 | 4 | 0.01 | 0.01 | 0 | 0 | 0 | 0 | 0.09 | 0.02 | 0 | 0 | 0 | 0 | 0.85 | 0 | 0 | 0 | 0 | 0 | True |  | Non Federally-Regulated | 06/29/2018 |  | 11/26/2018
USAI Lighting | USAI Lighting | B3RWL-09X1-30KH-W2-WH-NCIC-UNV-D6A | Light Emitting Diode | Inseparable Luminaire | Direct Wired | 0-10 VDC Controls | 62 | 3000 | 0.001 | 91 | 52 | 433 | 0.96 | Ambient | 50000 |  |  | 99999 | 0.01 | 13 | 4 | 0.01 | 0.01 | 0 | 0 | 0 | 0 | 0.09 | 0.02 | 0 | 0 | 0 | 0 | 0.85 | 0 | 0 | 0 | 0 | 0 | True |  | Non Federally-Regulated | 06/29/2018 |  | 11/26/2018
USAI Lighting | USAI Lighting | B3RWL-09X1-30KH-W2-WH-NCIC-UNV-D6B | Light Emitting Diode | Inseparable Luminaire | Direct Wired | 0-10 VDC Controls | 62 | 3000 | 0.001 | 91 | 52 | 433 | 0.96 | Ambient | 50000 |  |  | 99999 | 0.01 | 13 | 4 | 0.01 | 0.01 | 0 | 0 | 0 | 0 | 0.09 | 0.02 | 0 | 0 | 0 | 0 | 0.85 | 0 | 0 | 0 | 0 | 0 | True |  | Non Federally-Regulated | 06/29/2018 |  | 11/26/2018
USAI Lighting | USAI Lighting | B3RWL-09X1-30KH-W2-WH-NCIC-UNV-D6E | Light Emitting Diode | Inseparable Luminaire | Direct Wired | 0-10 VDC Controls | 62 | 3000 | 0.001 | 91 | 52 | 433 | 0.96 | Ambient | 50000 |  |  | 99999 | 0.01 | 13 | 4 | 0.01 | 0.01 | 0 | 0 | 0 | 0 | 0.09 | 0.02 | 0 | 0 | 0 | 0 | 0.85 | 0 | 0 | 0 | 0 | 0 | True |  | Non Federally-Regulated | 06/29/2018 |  | 11/26/2018
USAI Lighting | USAI Lighting | B3RWL-09X1-30KH-W2-WH-NCIC-UNV-D6F | Light Emitting Diode | Inseparable Luminaire | Direct Wired | 0-10 VDC Controls | 62 | 3000 | 0.001 | 91 | 52 | 433 | 0.96 | Ambient | 50000 |  |  | 99999 | 0.01 | 13 | 4 | 0.01 | 0.01 | 0 | 0 | 0 | 0 | 0.09 | 0.02 | 0 | 0 | 0 | 0 | 0.85 | 0 | 0 | 0 | 0 | 0 | True |  | Non Federally-Regulated | 06/29/2018 |  | 11/26/2018
USAI Lighting | USAI Lighting | B3RWL-09X1-35KH-W2-BL-NCIC-UNV-D6A | Light Emitting Diode | Inseparable Luminaire | Direct Wired | 0-10 VDC Controls | 72 | 3500 | 0.001 | 91 | 52 | 433 | 0.96 | Ambient | 50000 |  |  | 99999 | 0.01 | 13 | 4 | 0.01 | 0.01 | 0 | 0 | 0 | 0 | 0.09 | 0.02 | 0 | 0 | 0 | 0 | 0.85 | 0 | 0 | 0 | 0 | 0 | True |  | Non Federally-Regulated | 06/29/2018 |  | 11/26/2018
USAI Lighting | USAI Lighting | B3RWL-09X1-35KH-W2-BL-NCIC-UNV-D6B | Light Emitting Diode | Inseparable Luminaire | Direct Wired | 0-10 VDC Controls | 72 | 3500 | 0.001 | 91 | 52 | 433 | 0.96 | Ambient | 50000 |  |  | 99999 | 0.01 | 13 | 4 | 0.01 | 0.01 | 0 | 0 | 0 | 0 | 0.09 | 0.02 | 0 | 0 | 0 | 0 | 0.85 | 0 | 0 | 0 | 0 | 0 | True |  | Non Federally-Regulated | 06/29/2018 |  | 11/26/2018
USAI Lighting | USAI Lighting | B3RWL-09X1-35KH-W2-BL-NCIC-UNV-D6E | Light Emitting Diode | Inseparable Luminaire | Direct Wired | 0-10 VDC Controls | 72 | 3500 | 0.001 | 91 | 52 | 433 | 0.96 | Ambient | 50000 |  |  | 99999 | 0.01 | 13 | 4 | 0.01 | 0.01 | 0 | 0 | 0 | 0 | 0.09 | 0.02 | 0 | 0 | 0 | 0 | 0.85 | 0 | 0 | 0 | 0 | 0 | True |  | Non Federally-Regulated | 06/29/2018 |  | 11/26/2018
USAI Lighting | USAI Lighting | B3RWL-09X1-35KH-W2-BL-NCIC-UNV-D6F | Light Emitting Diode | Inseparable Luminaire | Direct Wired | 0-10 VDC Controls | 72 | 3500 | 0.001 | 91 | 52 | 433 | 0.96 | Ambient | 50000 |  |  | 99999 | 0.01 | 13 | 4 | 0.01 | 0.01 | 0 | 0 | 0 | 0 | 0.09 | 0.02 | 0 | 0 | 0 | 0 | 0.85 | 0 | 0 | 0 | 0 | 0 | True |  | Non Federally-Regulated | 06/29/2018 |  | 11/26/2018
USAI Lighting | USAI Lighting | B3RWL-09X1-35KH-W2-BZ-NCIC-UNV-D6A | Light Emitting Diode | Inseparable Luminaire | Direct Wired | 0-10 VDC Controls | 72 | 3500 | 0.001 | 91 | 52 | 433 | 0.96 | Ambient | 50000 |  |  | 99999 | 0.01 | 13 | 4 | 0.01 | 0.01 | 0 | 0 | 0 | 0 | 0.09 | 0.02 | 0 | 0 | 0 | 0 | 0.85 | 0 | 0 | 0 | 0 | 0 | True |  | Non Federally-Regulated | 06/29/2018 |  | 11/26/2018
USAI Lighting | USAI Lighting | B3RWL-09X1-35KH-W2-BZ-NCIC-UNV-D6B | Light Emitting Diode | Inseparable Luminaire | Direct Wired | 0-10 VDC Controls | 72 | 3500 | 0.001 | 91 | 52 | 433 | 0.96 | Ambient | 50000 |  |  | 99999 | 0.01 | 13 | 4 | 0.01 | 0.01 | 0 | 0 | 0 | 0 | 0.09 | 0.02 | 0 | 0 | 0 | 0 | 0.85 | 0 | 0 | 0 | 0 | 0 | True |  | Non Federally-Regulated | 06/29/2018 |  | 11/26/2018
USAI Lighting | USAI Lighting | B3RWL-09X1-35KH-W2-BZ-NCIC-UNV-D6E | Light Emitting Diode | Inseparable Luminaire | Direct Wired | 0-10 VDC Controls | 72 | 3500 | 0.001 | 91 | 52 | 433 | 0.96 | Ambient | 50000 |  |  | 99999 | 0.01 | 13 | 4 | 0.01 | 0.01 | 0 | 0 | 0 | 0 | 0.09 | 0.02 | 0 | 0 | 0 | 0 | 0.85 | 0 | 0 | 0 | 0 | 0 | True |  | Non Federally-Regulated | 06/29/2018 |  | 11/26/2018
USAI Lighting | USAI Lighting | B3RWL-09X1-35KH-W2-BZ-NCIC-UNV-D6F | Light Emitting Diode | Inseparable Luminaire | Direct Wired | 0-10 VDC Controls | 72 | 3500 | 0.001 | 91 | 52 | 433 | 0.96 | Ambient | 50000 |  |  | 99999 | 0.01 | 13 | 4 | 0.01 | 0.01 | 0 | 0 | 0 | 0 | 0.09 | 0.02 | 0 | 0 | 0 | 0 | 0.85 | 0 | 0 | 0 | 0 | 0 | True |  | Non Federally-Regulated | 06/29/2018 |  | 11/26/2018
USAI Lighting | USAI Lighting | B3RWL-09X1-35KH-W2-GR-NCIC-UNV-D6A | Light Emitting Diode | Inseparable Luminaire | Direct Wired | 0-10 VDC Controls | 72 | 3500 | 0.001 | 91 | 52 | 433 | 0.96 | Ambient | 50000 |  |  | 99999 | 0.01 | 13 | 4 | 0.01 | 0.01 | 0 | 0 | 0 | 0 | 0.09 | 0.02 | 0 | 0 | 0 | 0 | 0.85 | 0 | 0 | 0 | 0 | 0 | True |  | Non Federally-Regulated | 06/29/2018 |  | 11/26/2018
USAI Lighting | USAI Lighting | B3RWL-09X1-35KH-W2-GR-NCIC-UNV-D6B | Light Emitting Diode | Inseparable Luminaire | Direct Wired | 0-10 VDC Controls | 72 | 3500 | 0.001 | 91 | 52 | 433 | 0.96 | Ambient | 50000 |  |  | 99999 | 0.01 | 13 | 4 | 0.01 | 0.01 | 0 | 0 | 0 | 0 | 0.09 | 0.02 | 0 | 0 | 0 | 0 | 0.85 | 0 | 0 | 0 | 0 | 0 | True |  | Non Federally-Regulated | 06/29/2018 |  | 11/26/2018
USAI Lighting | USAI Lighting | B3RWL-09X1-35KH-W2-GR-NCIC-UNV-D6E | Light Emitting Diode | Inseparable Luminaire | Direct Wired | 0-10 VDC Controls | 72 | 3500 | 0.001 | 91 | 52 | 433 | 0.96 | Ambient | 50000 |  |  | 99999 | 0.01 | 13 | 4 | 0.01 | 0.01 | 0 | 0 | 0 | 0 | 0.09 | 0.02 | 0 | 0 | 0 | 0 | 0.85 | 0 | 0 | 0 | 0 | 0 | True |  | Non Federally-Regulated | 06/29/2018 |  | 11/26/2018
USAI Lighting | USAI Lighting | B3RWL-09X1-35KH-W2-GR-NCIC-UNV-D6F | Light Emitting Diode | Inseparable Luminaire | Direct Wired | 0-10 VDC Controls | 72 | 3500 | 0.001 | 91 | 52 | 433 | 0.96 | Ambient | 50000 |  |  | 99999 | 0.01 | 13 | 4 | 0.01 | 0.01 | 0 | 0 | 0 | 0 | 0.09 | 0.02 | 0 | 0 | 0 | 0 | 0.85 | 0 | 0 | 0 | 0 | 0 | True |  | Non Federally-Regulated | 06/29/2018 |  | 11/26/2018
USAI Lighting | USAI Lighting | B3RWL-09X1-35KH-W2-WH-NCIC-UNV-D6A | Light Emitting Diode | Inseparable Luminaire | Direct Wired | 0-10 VDC Controls | 72 | 3500 | 0.001 | 91 | 52 | 433 | 0.96 | Ambient | 50000 |  |  | 99999 | 0.01 | 13 | 4 | 0.01 | 0.01 | 0 | 0 | 0 | 0 | 0.09 | 0.02 | 0 | 0 | 0 | 0 | 0.85 | 0 | 0 | 0 | 0 | 0 | True |  | Non Federally-Regulated | 06/29/2018 |  | 11/26/2018
USAI Lighting | USAI Lighting | B3RWL-09X1-35KH-W2-WH-NCIC-UNV-D6B | Light Emitting Diode | Inseparable Luminaire | Direct Wired | 0-10 VDC Controls | 72 | 3500 | 0.001 | 91 | 52 | 433 | 0.96 | Ambient | 50000 |  |  | 99999 | 0.01 | 13 | 4 | 0.01 | 0.01 | 0 | 0 | 0 | 0 | 0.09 | 0.02 | 0 | 0 | 0 | 0 | 0.85 | 0 | 0 | 0 | 0 | 0 | True |  | Non Federally-Regulated | 06/29/2018 |  | 11/26/2018
USAI Lighting | USAI Lighting | B3RWL-09X1-35KH-W2-WH-NCIC-UNV-D6E | Light Emitting Diode | Inseparable Luminaire | Direct Wired | 0-10 VDC Controls | 72 | 3500 | 0.001 | 91 | 52 | 433 | 0.96 | Ambient | 50000 |  |  | 99999 | 0.01 | 13 | 4 | 0.01 | 0.01 | 0 | 0 | 0 | 0 | 0.09 | 0.02 | 0 | 0 | 0 | 0 | 0.85 | 0 | 0 | 0 | 0 | 0 | True |  | Non Federally-Regulated | 06/29/2018 |  | 11/26/2018
USAI Lighting | USAI Lighting | B3RWL-09X1-35KH-W2-WH-NCIC-UNV-D6F | Light Emitting Diode | Inseparable Luminaire | Direct Wired | 0-10 VDC Controls | 72 | 3500 | 0.001 | 91 | 52 | 433 | 0.96 | Ambient | 50000 |  |  | 99999 | 0.01 | 13 | 4 | 0.01 | 0.01 | 0 | 0 | 0 | 0 | 0.09 | 0.02 | 0 | 0 | 0 | 0 | 0.85 | 0 | 0 | 0 | 0 | 0 | True |  | Non Federally-Regulated | 06/29/2018 |  | 11/26/2018
USAI Lighting | USAI Lighting | B3RWL-09X1-40KH-W2-BL-NCIC-UNV-D6A | Light Emitting Diode | Inseparable Luminaire | Direct Wired | 0-10 VDC Controls | 88 | 4000 | 0.001 | 91 | 52 | 433 | 0.96 | Ambient | 50000 |  |  | 99999 | 0.01 | 13 | 4 | 0.01 | 0.01 | 0 | 0 | 0 | 0 | 0.09 | 0.02 | 0 | 0 | 0 | 0 | 0.85 | 0 | 0 | 0 | 0 | 0 | True |  | Non Federally-Regulated | 06/29/2018 |  | 11/26/2018
USAI Lighting | USAI Lighting | B3RWL-09X1-40KH-W2-BL-NCIC-UNV-D6B | Light Emitting Diode | Inseparable Luminaire | Direct Wired | 0-10 VDC Controls | 88 | 4000 | 0.001 | 91 | 52 | 433 | 0.96 | Ambient | 50000 |  |  | 99999 | 0.01 | 13 | 4 | 0.01 | 0.01 | 0 | 0 | 0 | 0 | 0.09 | 0.02 | 0 | 0 | 0 | 0 | 0.85 | 0 | 0 | 0 | 0 | 0 | True |  | Non Federally-Regulated | 06/29/2018 |  | 11/26/2018
USAI Lighting | USAI Lighting | B3RWL-09X1-40KH-W2-BL-NCIC-UNV-D6E | Light Emitting Diode | Inseparable Luminaire | Direct Wired | 0-10 VDC Controls | 88 | 4000 | 0.001 | 91 | 52 | 433 | 0.96 | Ambient | 50000 |  |  | 99999 | 0.01 | 13 | 4 | 0.01 | 0.01 | 0 | 0 | 0 | 0 | 0.09 | 0.02 | 0 | 0 | 0 | 0 | 0.85 | 0 | 0 | 0 | 0 | 0 | True |  | Non Federally-Regulated | 06/29/2018 |  | 11/26/2018
USAI Lighting | USAI Lighting | B3RWL-09X1-40KH-W2-BL-NCIC-UNV-D6F | Light Emitting Diode | Inseparable Luminaire | Direct Wired | 0-10 VDC Controls | 88 | 4000 | 0.001 | 91 | 52 | 433 | 0.96 | Ambient | 50000 |  |  | 99999 | 0.01 | 13 | 4 | 0.01 | 0.01 | 0 | 0 | 0 | 0 | 0.09 | 0.02 | 0 | 0 | 0 | 0 | 0.85 | 0 | 0 | 0 | 0 | 0 | True |  | Non Federally-Regulated | 06/29/2018 |  | 11/26/2018
USAI Lighting | USAI Lighting | B3RWL-09X1-40KH-W2-BZ-NCIC-UNV-D6A | Light Emitting Diode | Inseparable Luminaire | Direct Wired | 0-10 VDC Controls | 88 | 4000 | 0.001 | 91 | 52 | 433 | 0.96 | Ambient | 50000 |  |  | 99999 | 0.01 | 13 | 4 | 0.01 | 0.01 | 0 | 0 | 0 | 0 | 0.09 | 0.02 | 0 | 0 | 0 | 0 | 0.85 | 0 | 0 | 0 | 0 | 0 | True |  | Non Federally-Regulated | 06/29/2018 |  | 11/26/2018
USAI Lighting | USAI Lighting | B3RWL-09X1-40KH-W2-BZ-NCIC-UNV-D6B | Light Emitting Diode | Inseparable Luminaire | Direct Wired | 0-10 VDC Controls | 88 | 4000 | 0.001 | 91 | 52 | 433 | 0.96 | Ambient | 50000 |  |  | 99999 | 0.01 | 13 | 4 | 0.01 | 0.01 | 0 | 0 | 0 | 0 | 0.09 | 0.02 | 0 | 0 | 0 | 0 | 0.85 | 0 | 0 | 0 | 0 | 0 | True |  | Non Federally-Regulated | 06/29/2018 |  | 11/26/2018
USAI Lighting | USAI Lighting | B3RWL-09X1-40KH-W2-BZ-NCIC-UNV-D6E | Light Emitting Diode | Inseparable Luminaire | Direct Wired | 0-10 VDC Controls | 88 | 4000 | 0.001 | 91 | 52 | 433 | 0.96 | Ambient | 50000 |  |  | 99999 | 0.01 | 13 | 4 | 0.01 | 0.01 | 0 | 0 | 0 | 0 | 0.09 | 0.02 | 0 | 0 | 0 | 0 | 0.85 | 0 | 0 | 0 | 0 | 0 | True |  | Non Federally-Regulated | 06/29/2018 |  | 11/26/2018
USAI Lighting | USAI Lighting | B3RWL-09X1-40KH-W2-BZ-NCIC-UNV-D6F | Light Emitting Diode | Inseparable Luminaire | Direct Wired | 0-10 VDC Controls | 88 | 4000 | 0.001 | 91 | 52 | 433 | 0.96 | Ambient | 50000 |  |  | 99999 | 0.01 | 13 | 4 | 0.01 | 0.01 | 0 | 0 | 0 | 0 | 0.09 | 0.02 | 0 | 0 | 0 | 0 | 0.85 | 0 | 0 | 0 | 0 | 0 | True |  | Non Federally-Regulated | 06/29/2018 |  | 11/26/2018
USAI Lighting | USAI Lighting | B3RWL-09X1-40KH-W2-GR-NCIC-UNV-D6A | Light Emitting Diode | Inseparable Luminaire | Direct Wired | 0-10 VDC Controls | 88 | 4000 | 0.001 | 91 | 52 | 433 | 0.96 | Ambient | 50000 |  |  | 99999 | 0.01 | 13 | 4 | 0.01 | 0.01 | 0 | 0 | 0 | 0 | 0.09 | 0.02 | 0 | 0 | 0 | 0 | 0.85 | 0 | 0 | 0 | 0 | 0 | True |  | Non Federally-Regulated | 06/29/2018 |  | 11/26/2018
USAI Lighting | USAI Lighting | B3RWL-09X1-40KH-W2-GR-NCIC-UNV-D6B | Light Emitting Diode | Inseparable Luminaire | Direct Wired | 0-10 VDC Controls | 88 | 4000 | 0.001 | 91 | 52 | 433 | 0.96 | Ambient | 50000 |  |  | 99999 | 0.01 | 13 | 4 | 0.01 | 0.01 | 0 | 0 | 0 | 0 | 0.09 | 0.02 | 0 | 0 | 0 | 0 | 0.85 | 0 | 0 | 0 | 0 | 0 | True |  | Non Federally-Regulated | 06/29/2018 |  | 11/26/2018
USAI Lighting | USAI Lighting | B3RWL-09X1-40KH-W2-GR-NCIC-UNV-D6E | Light Emitting Diode | Inseparable Luminaire | Direct Wired | 0-10 VDC Controls | 88 | 4000 | 0.001 | 91 | 52 | 433 | 0.96 | Ambient | 50000 |  |  | 99999 | 0.01 | 13 | 4 | 0.01 | 0.01 | 0 | 0 | 0 | 0 | 0.09 | 0.02 | 0 | 0 | 0 | 0 | 0.85 | 0 | 0 | 0 | 0 | 0 | True |  | Non Federally-Regulated | 06/29/2018 |  | 11/26/2018
USAI Lighting | USAI Lighting | B3RWL-09X1-40KH-W2-GR-NCIC-UNV-D6F | Light Emitting Diode | Inseparable Luminaire | Direct Wired | 0-10 VDC Controls | 88 | 4000 | 0.001 | 91 | 52 | 433 | 0.96 | Ambient | 50000 |  |  | 99999 | 0.01 | 13 | 4 | 0.01 | 0.01 | 0 | 0 | 0 | 0 | 0.09 | 0.02 | 0 | 0 | 0 | 0 | 0.85 | 0 | 0 | 0 | 0 | 0 | True |  | Non Federally-Regulated | 06/29/2018 |  | 11/26/2018
USAI Lighting | USAI Lighting | B3RWL-09X1-40KH-W2-WH-NCIC-UNV-D6A | Light Emitting Diode | Inseparable Luminaire | Direct Wired | 0-10 VDC Controls | 88 | 4000 | 0.001 | 91 | 52 | 433 | 0.96 | Ambient | 50000 |  |  | 99999 | 0.01 | 13 | 4 | 0.01 | 0.01 | 0 | 0 | 0 | 0 | 0.09 | 0.02 | 0 | 0 | 0 | 0 | 0.85 | 0 | 0 | 0 | 0 | 0 | True |  | Non Federally-Regulated | 06/29/2018 |  | 11/26/2018
USAI Lighting | USAI Lighting | B3RWL-09X1-40KH-W2-WH-NCIC-UNV-D6B | Light Emitting Diode | Inseparable Luminaire | Direct Wired | 0-10 VDC Controls | 88 | 4000 | 0.001 | 91 | 52 | 433 | 0.96 | Ambient | 50000 |  |  | 99999 | 0.01 | 13 | 4 | 0.01 | 0.01 | 0 | 0 | 0 | 0 | 0.09 | 0.02 | 0 | 0 | 0 | 0 | 0.85 | 0 | 0 | 0 | 0 | 0 | True |  | Non Federally-Regulated | 06/29/2018 |  | 11/26/2018
USAI Lighting | USAI Lighting | B3RWL-09X1-40KH-W2-WH-NCIC-UNV-D6E | Light Emitting Diode | Inseparable Luminaire | Direct Wired | 0-10 VDC Controls | 88 | 4000 | 0.001 | 91 | 52 | 433 | 0.96 | Ambient | 50000 |  |  | 99999 | 0.01 | 13 | 4 | 0.01 | 0.01 | 0 | 0 | 0 | 0 | 0.09 | 0.02 | 0 | 0 | 0 | 0 | 0.85 | 0 | 0 | 0 | 0 | 0 | True |  | Non Federally-Regulated | 06/29/2018 |  | 11/26/2018
USAI Lighting | USAI Lighting | B3RWL-09X1-40KH-W2-WH-NCIC-UNV-D6F | Light Emitting Diode | Inseparable Luminaire | Direct Wired | 0-10 VDC Controls | 88 | 4000 | 0.001 | 91 | 52 | 433 | 0.96 | Ambient | 50000 |  |  | 99999 | 0.01 | 13 | 4 | 0.01 | 0.01 | 0 | 0 | 0 | 0 | 0.09 | 0.02 | 0 | 0 | 0 | 0 | 0.85 | 0 | 0 | 0 | 0 | 0 | True |  | Non Federally-Regulated | 06/29/2018 |  | 11/26/2018
USAI Lighting | USAI Lighting | B3RWM-09X1-27KH-W2-BL-NCIC-UNV-D6A | Light Emitting Diode | Inseparable Luminaire | Direct Wired | 0-10 VDC Controls | 62 | 2700 | 0.001 | 91 | 52 | 433 | 0.96 | Ambient | 50000 |  |  | 99999 | 0.01 | 13 | 4 | 0.01 | 0.01 | 0 | 0 | 0 | 0 | 0.09 | 0.02 | 0 | 0 | 0 | 0 | 0.85 | 0 | 0 | 0 | 0 | 0 | True |  | Non Federally-Regulated | 06/29/2018 |  | 11/26/2018
USAI Lighting | USAI Lighting | B3RWM-09X1-27KH-W2-BL-NCIC-UNV-D6B | Light Emitting Diode | Inseparable Luminaire | Direct Wired | 0-10 VDC Controls | 62 | 2700 | 0.001 | 91 | 52 | 433 | 0.96 | Ambient | 50000 |  |  | 99999 | 0.01 | 13 | 4 | 0.01 | 0.01 | 0 | 0 | 0 | 0 | 0.09 | 0.02 | 0 | 0 | 0 | 0 | 0.85 | 0 | 0 | 0 | 0 | 0 | True |  | Non Federally-Regulated | 06/29/2018 |  | 11/26/2018
USAI Lighting | USAI Lighting | B3RWM-09X1-27KH-W2-BL-NCIC-UNV-D6E | Light Emitting Diode | Inseparable Luminaire | Direct Wired | 0-10 VDC Controls | 62 | 2700 | 0.001 | 91 | 52 | 433 | 0.96 | Ambient | 50000 |  |  | 99999 | 0.01 | 13 | 4 | 0.01 | 0.01 | 0 | 0 | 0 | 0 | 0.09 | 0.02 | 0 | 0 | 0 | 0 | 0.85 | 0 | 0 | 0 | 0 | 0 | True |  | Non Federally-Regulated | 06/29/2018 |  | 11/26/2018
USAI Lighting | USAI Lighting | B3RWM-09X1-27KH-W2-BL-NCIC-UNV-D6F | Light Emitting Diode | Inseparable Luminaire | Direct Wired | 0-10 VDC Controls | 62 | 2700 | 0.001 | 91 | 52 | 433 | 0.96 | Ambient | 50000 |  |  | 99999 | 0.01 | 13 | 4 | 0.01 | 0.01 | 0 | 0 | 0 | 0 | 0.09 | 0.02 | 0 | 0 | 0 | 0 | 0.85 | 0 | 0 | 0 | 0 | 0 | True |  | Non Federally-Regulated | 06/29/2018 |  | 11/26/2018
USAI Lighting | USAI Lighting | B3RWM-09X1-27KH-W2-BZ-NCIC-UNV-D6A | Light Emitting Diode | Inseparable Luminaire | Direct Wired | 0-10 VDC Controls | 62 | 2700 | 0.001 | 91 | 52 | 433 | 0.96 | Ambient | 50000 |  |  | 99999 | 0.01 | 13 | 4 | 0.01 | 0.01 | 0 | 0 | 0 | 0 | 0.09 | 0.02 | 0 | 0 | 0 | 0 | 0.85 | 0 | 0 | 0 | 0 | 0 | True |  | Non Federally-Regulated | 06/29/2018 |  | 11/26/2018
USAI Lighting | USAI Lighting | B3RWM-09X1-27KH-W2-BZ-NCIC-UNV-D6B | Light Emitting Diode | Inseparable Luminaire | Direct Wired | 0-10 VDC Controls | 62 | 2700 | 0.001 | 91 | 52 | 433 | 0.96 | Ambient | 50000 |  |  | 99999 | 0.01 | 13 | 4 | 0.01 | 0.01 | 0 | 0 | 0 | 0 | 0.09 | 0.02 | 0 | 0 | 0 | 0 | 0.85 | 0 | 0 | 0 | 0 | 0 | True |  | Non Federally-Regulated | 06/29/2018 |  | 11/26/2018
USAI Lighting | USAI Lighting | B3RWM-09X1-27KH-W2-BZ-NCIC-UNV-D6E | Light Emitting Diode | Inseparable Luminaire | Direct Wired | 0-10 VDC Controls | 62 | 2700 | 0.001 | 91 | 52 | 433 | 0.96 | Ambient | 50000 |  |  | 99999 | 0.01 | 13 | 4 | 0.01 | 0.01 | 0 | 0 | 0 | 0 | 0.09 | 0.02 | 0 | 0 | 0 | 0 | 0.85 | 0 | 0 | 0 | 0 | 0 | True |  | Non Federally-Regulated | 06/29/2018 |  | 11/26/2018
USAI Lighting | USAI Lighting | B3RWM-09X1-27KH-W2-BZ-NCIC-UNV-D6F | Light Emitting Diode | Inseparable Luminaire | Direct Wired | 0-10 VDC Controls | 62 | 2700 | 0.001 | 91 | 52 | 433 | 0.96 | Ambient | 50000 |  |  | 99999 | 0.01 | 13 | 4 | 0.01 | 0.01 | 0 | 0 | 0 | 0 | 0.09 | 0.02 | 0 | 0 | 0 | 0 | 0.85 | 0 | 0 | 0 | 0 | 0 | True |  | Non Federally-Regulated | 06/29/2018 |  | 11/26/2018
USAI Lighting | USAI Lighting | B3RWM-09X1-27KH-W2-GR-NCIC-UNV-D6A | Light Emitting Diode | Inseparable Luminaire | Direct Wired | 0-10 VDC Controls | 62 | 2700 | 0.001 | 91 | 52 | 433 | 0.96 | Ambient | 50000 |  |  | 99999 | 0.01 | 13 | 4 | 0.01 | 0.01 | 0 | 0 | 0 | 0 | 0.09 | 0.02 | 0 | 0 | 0 | 0 | 0.85 | 0 | 0 | 0 | 0 | 0 | True |  | Non Federally-Regulated | 06/29/2018 |  | 11/26/2018
USAI Lighting | USAI Lighting | B3RWM-09X1-27KH-W2-GR-NCIC-UNV-D6B | Light Emitting Diode | Inseparable Luminaire | Direct Wired | 0-10 VDC Controls | 62 | 2700 | 0.001 | 91 | 52 | 433 | 0.96 | Ambient | 50000 |  |  | 99999 | 0.01 | 13 | 4 | 0.01 | 0.01 | 0 | 0 | 0 | 0 | 0.09 | 0.02 | 0 | 0 | 0 | 0 | 0.85 | 0 | 0 | 0 | 0 | 0 | True |  | Non Federally-Regulated | 06/29/2018 |  | 11/26/2018
USAI Lighting | USAI Lighting | B3RWM-09X1-27KH-W2-GR-NCIC-UNV-D6E | Light Emitting Diode | Inseparable Luminaire | Direct Wired | 0-10 VDC Controls | 62 | 2700 | 0.001 | 91 | 52 | 433 | 0.96 | Ambient | 50000 |  |  | 99999 | 0.01 | 13 | 4 | 0.01 | 0.01 | 0 | 0 | 0 | 0 | 0.09 | 0.02 | 0 | 0 | 0 | 0 | 0.85 | 0 | 0 | 0 | 0 | 0 | True |  | Non Federally-Regulated | 06/29/2018 |  | 11/26/2018
USAI Lighting | USAI Lighting | B3RWM-09X1-27KH-W2-GR-NCIC-UNV-D6F | Light Emitting Diode | Inseparable Luminaire | Direct Wired | 0-10 VDC Controls | 62 | 2700 | 0.001 | 91 | 52 | 433 | 0.96 | Ambient | 50000 |  |  | 99999 | 0.01 | 13 | 4 | 0.01 | 0.01 | 0 | 0 | 0 | 0 | 0.09 | 0.02 | 0 | 0 | 0 | 0 | 0.85 | 0 | 0 | 0 | 0 | 0 | True |  | Non Federally-Regulated | 06/29/2018 |  | 11/26/2018
USAI Lighting | USAI Lighting | B3RWM-09X1-27KH-W2-WH-NCIC-UNV-D6A | Light Emitting Diode | Inseparable Luminaire | Direct Wired | 0-10 VDC Controls | 62 | 2700 | 0.001 | 91 | 52 | 433 | 0.96 | Ambient | 50000 |  |  | 99999 | 0.01 | 13 | 4 | 0.01 | 0.01 | 0 | 0 | 0 | 0 | 0.09 | 0.02 | 0 | 0 | 0 | 0 | 0.85 | 0 | 0 | 0 | 0 | 0 | True |  | Non Federally-Regulated | 06/29/2018 |  | 11/26/2018
USAI Lighting | USAI Lighting | B3RWM-09X1-27KH-W2-WH-NCIC-UNV-D6B | Light Emitting Diode | Inseparable Luminaire | Direct Wired | 0-10 VDC Controls | 62 | 2700 | 0.001 | 91 | 52 | 433 | 0.96 | Ambient | 50000 |  |  | 99999 | 0.01 | 13 | 4 | 0.01 | 0.01 | 0 | 0 | 0 | 0 | 0.09 | 0.02 | 0 | 0 | 0 | 0 | 0.85 | 0 | 0 | 0 | 0 | 0 | True |  | Non Federally-Regulated | 06/29/2018 |  | 11/26/2018
USAI Lighting | USAI Lighting | B3RWM-09X1-27KH-W2-WH-NCIC-UNV-D6E | Light Emitting Diode | Inseparable Luminaire | Direct Wired | 0-10 VDC Controls | 62 | 2700 | 0.001 | 91 | 52 | 433 | 0.96 | Ambient | 50000 |  |  | 99999 | 0.01 | 13 | 4 | 0.01 | 0.01 | 0 | 0 | 0 | 0 | 0.09 | 0.02 | 0 | 0 | 0 | 0 | 0.85 | 0 | 0 | 0 | 0 | 0 | True |  | Non Federally-Regulated | 06/29/2018 |  | 11/26/2018
USAI Lighting | USAI Lighting | B3RWM-09X1-27KH-W2-WH-NCIC-UNV-D6F | Light Emitting Diode | Inseparable Luminaire | Direct Wired | 0-10 VDC Controls | 62 | 2700 | 0.001 | 91 | 52 | 433 | 0.96 | Ambient | 50000 |  |  | 99999 | 0.01 | 13 | 4 | 0.01 | 0.01 | 0 | 0 | 0 | 0 | 0.09 | 0.02 | 0 | 0 | 0 | 0 | 0.85 | 0 | 0 | 0 | 0 | 0 | True |  | Non Federally-Regulated | 06/29/2018 |  | 11/26/2018
USAI Lighting | USAI Lighting | B3RWM-09X1-30KH-W2-BL-NCIC-UNV-D6A | Light Emitting Diode | Inseparable Luminaire | Direct Wired | 0-10 VDC Controls | 62 | 3000 | 0.001 | 91 | 52 | 433 | 0.96 | Ambient | 50000 |  |  | 99999 | 0.01 | 13 | 4 | 0.01 | 0.01 | 0 | 0 | 0 | 0 | 0.09 | 0.02 | 0 | 0 | 0 | 0 | 0.85 | 0 | 0 | 0 | 0 | 0 | True |  | Non Federally-Regulated | 06/29/2018 |  | 11/26/2018
USAI Lighting | USAI Lighting | B3RWM-09X1-30KH-W2-BL-NCIC-UNV-D6B | Light Emitting Diode | Inseparable Luminaire | Direct Wired | 0-10 VDC Controls | 62 | 3000 | 0.001 | 91 | 52 | 433 | 0.96 | Ambient | 50000 |  |  | 99999 | 0.01 | 13 | 4 | 0.01 | 0.01 | 0 | 0 | 0 | 0 | 0.09 | 0.02 | 0 | 0 | 0 | 0 | 0.85 | 0 | 0 | 0 | 0 | 0 | True |  | Non Federally-Regulated | 06/29/2018 |  | 11/26/2018
USAI Lighting | USAI Lighting | B3RWM-09X1-30KH-W2-BL-NCIC-UNV-D6E | Light Emitting Diode | Inseparable Luminaire | Direct Wired | 0-10 VDC Controls | 62 | 3000 | 0.001 | 91 | 52 | 433 | 0.96 | Ambient | 50000 |  |  | 99999 | 0.01 | 13 | 4 | 0.01 | 0.01 | 0 | 0 | 0 | 0 | 0.09 | 0.02 | 0 | 0 | 0 | 0 | 0.85 | 0 | 0 | 0 | 0 | 0 | True |  | Non Federally-Regulated | 06/29/2018 |  | 11/26/2018
USAI Lighting | USAI Lighting | B3RWM-09X1-30KH-W2-BL-NCIC-UNV-D6F | Light Emitting Diode | Inseparable Luminaire | Direct Wired | 0-10 VDC Controls | 62 | 3000 | 0.001 | 91 | 52 | 433 | 0.96 | Ambient | 50000 |  |  | 99999 | 0.01 | 13 | 4 | 0.01 | 0.01 | 0 | 0 | 0 | 0 | 0.09 | 0.02 | 0 | 0 | 0 | 0 | 0.85 | 0 | 0 | 0 | 0 | 0 | True |  | Non Federally-Regulated | 06/29/2018 |  | 11/26/2018
USAI Lighting | USAI Lighting | B3RWM-09X1-30KH-W2-BZ-NCIC-UNV-D6A | Light Emitting Diode | Inseparable Luminaire | Direct Wired | 0-10 VDC Controls | 62 | 3000 | 0.001 | 91 | 52 | 433 | 0.96 | Ambient | 50000 |  |  | 99999 | 0.01 | 13 | 4 | 0.01 | 0.01 | 0 | 0 | 0 | 0 | 0.09 | 0.02 | 0 | 0 | 0 | 0 | 0.85 | 0 | 0 | 0 | 0 | 0 | True |  | Non Federally-Regulated | 06/29/2018 |  | 11/26/2018
USAI Lighting | USAI Lighting | B3RWM-09X1-30KH-W2-BZ-NCIC-UNV-D6B | Light Emitting Diode | Inseparable Luminaire | Direct Wired | 0-10 VDC Controls | 62 | 3000 | 0.001 | 91 | 52 | 433 | 0.96 | Ambient | 50000 |  |  | 99999 | 0.01 | 13 | 4 | 0.01 | 0.01 | 0 | 0 | 0 | 0 | 0.09 | 0.02 | 0 | 0 | 0 | 0 | 0.85 | 0 | 0 | 0 | 0 | 0 | True |  | Non Federally-Regulated | 06/29/2018 |  | 11/26/2018
USAI Lighting | USAI Lighting | B3RWM-09X1-30KH-W2-BZ-NCIC-UNV-D6E | Light Emitting Diode | Inseparable Luminaire | Direct Wired | 0-10 VDC Controls | 62 | 3000 | 0.001 | 91 | 52 | 433 | 0.96 | Ambient | 50000 |  |  | 99999 | 0.01 | 13 | 4 | 0.01 | 0.01 | 0 | 0 | 0 | 0 | 0.09 | 0.02 | 0 | 0 | 0 | 0 | 0.85 | 0 | 0 | 0 | 0 | 0 | True |  | Non Federally-Regulated | 06/29/2018 |  | 11/26/2018
USAI Lighting | USAI Lighting | B3RWM-09X1-30KH-W2-BZ-NCIC-UNV-D6F | Light Emitting Diode | Inseparable Luminaire | Direct Wired | 0-10 VDC Controls | 62 | 3000 | 0.001 | 91 | 52 | 433 | 0.96 | Ambient | 50000 |  |  | 99999 | 0.01 | 13 | 4 | 0.01 | 0.01 | 0 | 0 | 0 | 0 | 0.09 | 0.02 | 0 | 0 | 0 | 0 | 0.85 | 0 | 0 | 0 | 0 | 0 | True |  | Non Federally-Regulated | 06/29/2018 |  | 11/26/2018
USAI Lighting | USAI Lighting | B3RWM-09X1-30KH-W2-GR-NCIC-UNV-D6A | Light Emitting Diode | Inseparable Luminaire | Direct Wired | 0-10 VDC Controls | 62 | 3000 | 0.001 | 91 | 52 | 433 | 0.96 | Ambient | 50000 |  |  | 99999 | 0.01 | 13 | 4 | 0.01 | 0.01 | 0 | 0 | 0 | 0 | 0.09 | 0.02 | 0 | 0 | 0 | 0 | 0.85 | 0 | 0 | 0 | 0 | 0 | True |  | Non Federally-Regulated | 06/29/2018 |  | 11/26/2018
USAI Lighting | USAI Lighting | B3RWM-09X1-30KH-W2-GR-NCIC-UNV-D6B | Light Emitting Diode | Inseparable Luminaire | Direct Wired | 0-10 VDC Controls | 62 | 3000 | 0.001 | 91 | 52 | 433 | 0.96 | Ambient | 50000 |  |  | 99999 | 0.01 | 13 | 4 | 0.01 | 0.01 | 0 | 0 | 0 | 0 | 0.09 | 0.02 | 0 | 0 | 0 | 0 | 0.85 | 0 | 0 | 0 | 0 | 0 | True |  | Non Federally-Regulated | 06/29/2018 |  | 11/26/2018
USAI Lighting | USAI Lighting | B3RWM-09X1-30KH-W2-GR-NCIC-UNV-D6E | Light Emitting Diode | Inseparable Luminaire | Direct Wired | 0-10 VDC Controls | 62 | 3000 | 0.001 | 91 | 52 | 433 | 0.96 | Ambient | 50000 |  |  | 99999 | 0.01 | 13 | 4 | 0.01 | 0.01 | 0 | 0 | 0 | 0 | 0.09 | 0.02 | 0 | 0 | 0 | 0 | 0.85 | 0 | 0 | 0 | 0 | 0 | True |  | Non Federally-Regulated | 06/29/2018 |  | 11/26/2018
USAI Lighting | USAI Lighting | B3RWM-09X1-30KH-W2-GR-NCIC-UNV-D6F | Light Emitting Diode | Inseparable Luminaire | Direct Wired | 0-10 VDC Controls | 62 | 3000 | 0.001 | 91 | 52 | 433 | 0.96 | Ambient | 50000 |  |  | 99999 | 0.01 | 13 | 4 | 0.01 | 0.01 | 0 | 0 | 0 | 0 | 0.09 | 0.02 | 0 | 0 | 0 | 0 | 0.85 | 0 | 0 | 0 | 0 | 0 | True |  | Non Federally-Regulated | 06/29/2018 |  | 11/26/2018
USAI Lighting | USAI Lighting | B3RWM-09X1-30KH-W2-WH-NCIC-UNV-D6A | Light Emitting Diode | Inseparable Luminaire | Direct Wired | 0-10 VDC Controls | 62 | 3000 | 0.001 | 91 | 52 | 433 | 0.96 | Ambient | 50000 |  |  | 99999 | 0.01 | 13 | 4 | 0.01 | 0.01 | 0 | 0 | 0 | 0 | 0.09 | 0.02 | 0 | 0 | 0 | 0 | 0.85 | 0 | 0 | 0 | 0 | 0 | True |  | Non Federally-Regulated | 06/29/2018 |  | 11/26/2018
USAI Lighting | USAI Lighting | B3RWM-09X1-30KH-W2-WH-NCIC-UNV-D6B | Light Emitting Diode | Inseparable Luminaire | Direct Wired | 0-10 VDC Controls | 62 | 3000 | 0.001 | 91 | 52 | 433 | 0.96 | Ambient | 50000 |  |  | 99999 | 0.01 | 13 | 4 | 0.01 | 0.01 | 0 | 0 | 0 | 0 | 0.09 | 0.02 | 0 | 0 | 0 | 0 | 0.85 | 0 | 0 | 0 | 0 | 0 | True |  | Non Federally-Regulated | 06/29/2018 |  | 11/26/2018
USAI Lighting | USAI Lighting | B3RWM-09X1-30KH-W2-WH-NCIC-UNV-D6E | Light Emitting Diode | Inseparable Luminaire | Direct Wired | 0-10 VDC Controls | 62 | 3000 | 0.001 | 91 | 52 | 433 | 0.96 | Ambient | 50000 |  |  | 99999 | 0.01 | 13 | 4 | 0.01 | 0.01 | 0 | 0 | 0 | 0 | 0.09 | 0.02 | 0 | 0 | 0 | 0 | 0.85 | 0 | 0 | 0 | 0 | 0 | True |  | Non Federally-Regulated | 06/29/2018 |  | 11/26/2018
USAI Lighting | USAI Lighting | B3RWM-09X1-30KH-W2-WH-NCIC-UNV-D6F | Light Emitting Diode | Inseparable Luminaire | Direct Wired | 0-10 VDC Controls | 62 | 3000 | 0.001 | 91 | 52 | 433 | 0.96 | Ambient | 50000 |  |  | 99999 | 0.01 | 13 | 4 | 0.01 | 0.01 | 0 | 0 | 0 | 0 | 0.09 | 0.02 | 0 | 0 | 0 | 0 | 0.85 | 0 | 0 | 0 | 0 | 0 | True |  | Non Federally-Regulated | 06/29/2018 |  | 11/26/2018
USAI Lighting | USAI Lighting | B3RWM-09X1-35KH-W2-BL-NCIC-UNV-D6A | Light Emitting Diode | Inseparable Luminaire | Direct Wired | 0-10 VDC Controls | 72 | 3500 | 0.001 | 91 | 52 | 433 | 0.96 | Ambient | 50000 |  |  | 99999 | 0.01 | 13 | 4 | 0.01 | 0.01 | 0 | 0 | 0 | 0 | 0.09 | 0.02 | 0 | 0 | 0 | 0 | 0.85 | 0 | 0 | 0 | 0 | 0 | True |  | Non Federally-Regulated | 06/29/2018 |  | 11/26/2018
USAI Lighting | USAI Lighting | B3RWM-09X1-35KH-W2-BL-NCIC-UNV-D6B | Light Emitting Diode | Inseparable Luminaire | Direct Wired | 0-10 VDC Controls | 72 | 3500 | 0.001 | 91 | 52 | 433 | 0.96 | Ambient | 50000 |  |  | 99999 | 0.01 | 13 | 4 | 0.01 | 0.01 | 0 | 0 | 0 | 0 | 0.09 | 0.02 | 0 | 0 | 0 | 0 | 0.85 | 0 | 0 | 0 | 0 | 0 | True |  | Non Federally-Regulated | 06/29/2018 |  | 11/26/2018
USAI Lighting | USAI Lighting | B3RWM-09X1-35KH-W2-BL-NCIC-UNV-D6E | Light Emitting Diode | Inseparable Luminaire | Direct Wired | 0-10 VDC Controls | 72 | 3500 | 0.001 | 91 | 52 | 433 | 0.96 | Ambient | 50000 |  |  | 99999 | 0.01 | 13 | 4 | 0.01 | 0.01 | 0 | 0 | 0 | 0 | 0.09 | 0.02 | 0 | 0 | 0 | 0 | 0.85 | 0 | 0 | 0 | 0 | 0 | True |  | Non Federally-Regulated | 06/29/2018 |  | 11/26/2018
USAI Lighting | USAI Lighting | B3RWM-09X1-35KH-W2-BL-NCIC-UNV-D6F | Light Emitting Diode | Inseparable Luminaire | Direct Wired | 0-10 VDC Controls | 72 | 3500 | 0.001 | 91 | 52 | 433 | 0.96 | Ambient | 50000 |  |  | 99999 | 0.01 | 13 | 4 | 0.01 | 0.01 | 0 | 0 | 0 | 0 | 0.09 | 0.02 | 0 | 0 | 0 | 0 | 0.85 | 0 | 0 | 0 | 0 | 0 | True |  | Non Federally-Regulated | 06/29/2018 |  | 11/26/2018
USAI Lighting | USAI Lighting | B3RWM-09X1-35KH-W2-BZ-NCIC-UNV-D6A | Light Emitting Diode | Inseparable Luminaire | Direct Wired | 0-10 VDC Controls | 72 | 3500 | 0.001 | 91 | 52 | 433 | 0.96 | Ambient | 50000 |  |  | 99999 | 0.01 | 13 | 4 | 0.01 | 0.01 | 0 | 0 | 0 | 0 | 0.09 | 0.02 | 0 | 0 | 0 | 0 | 0.85 | 0 | 0 | 0 | 0 | 0 | True |  | Non Federally-Regulated | 06/29/2018 |  | 11/26/2018
USAI Lighting | USAI Lighting | B3RWM-09X1-35KH-W2-BZ-NCIC-UNV-D6B | Light Emitting Diode | Inseparable Luminaire | Direct Wired | 0-10 VDC Controls | 72 | 3500 | 0.001 | 91 | 52 | 433 | 0.96 | Ambient | 50000 |  |  | 99999 | 0.01 | 13 | 4 | 0.01 | 0.01 | 0 | 0 | 0 | 0 | 0.09 | 0.02 | 0 | 0 | 0 | 0 | 0.85 | 0 | 0 | 0 | 0 | 0 | True |  | Non Federally-Regulated | 06/29/2018 |  | 11/26/2018
USAI Lighting | USAI Lighting | B3RWM-09X1-35KH-W2-BZ-NCIC-UNV-D6E | Light Emitting Diode | Inseparable Luminaire | Direct Wired | 0-10 VDC Controls | 72 | 3500 | 0.001 | 91 | 52 | 433 | 0.96 | Ambient | 50000 |  |  | 99999 | 0.01 | 13 | 4 | 0.01 | 0.01 | 0 | 0 | 0 | 0 | 0.09 | 0.02 | 0 | 0 | 0 | 0 | 0.85 | 0 | 0 | 0 | 0 | 0 | True |  | Non Federally-Regulated | 06/29/2018 |  | 11/26/2018
USAI Lighting | USAI Lighting | B3RWM-09X1-35KH-W2-BZ-NCIC-UNV-D6F | Light Emitting Diode | Inseparable Luminaire | Direct Wired | 0-10 VDC Controls | 72 | 3500 | 0.001 | 91 | 52 | 433 | 0.96 | Ambient | 50000 |  |  | 99999 | 0.01 | 13 | 4 | 0.01 | 0.01 | 0 | 0 | 0 | 0 | 0.09 | 0.02 | 0 | 0 | 0 | 0 | 0.85 | 0 | 0 | 0 | 0 | 0 | True |  | Non Federally-Regulated | 06/29/2018 |  | 11/26/2018
USAI Lighting | USAI Lighting | B3RWM-09X1-35KH-W2-GR-NCIC-UNV-D6A | Light Emitting Diode | Inseparable Luminaire | Direct Wired | 0-10 VDC Controls | 72 | 3500 | 0.001 | 91 | 52 | 433 | 0.96 | Ambient | 50000 |  |  | 99999 | 0.01 | 13 | 4 | 0.01 | 0.01 | 0 | 0 | 0 | 0 | 0.09 | 0.02 | 0 | 0 | 0 | 0 | 0.85 | 0 | 0 | 0 | 0 | 0 | True |  | Non Federally-Regulated | 06/29/2018 |  | 11/26/2018
USAI Lighting | USAI Lighting | B3RWM-09X1-35KH-W2-GR-NCIC-UNV-D6B | Light Emitting Diode | Inseparable Luminaire | Direct Wired | 0-10 VDC Controls | 72 | 3500 | 0.001 | 91 | 52 | 433 | 0.96 | Ambient | 50000 |  |  | 99999 | 0.01 | 13 | 4 | 0.01 | 0.01 | 0 | 0 | 0 | 0 | 0.09 | 0.02 | 0 | 0 | 0 | 0 | 0.85 | 0 | 0 | 0 | 0 | 0 | True |  | Non Federally-Regulated | 06/29/2018 |  | 11/26/2018
USAI Lighting | USAI Lighting | B3RWM-09X1-35KH-W2-GR-NCIC-UNV-D6E | Light Emitting Diode | Inseparable Luminaire | Direct Wired | 0-10 VDC Controls | 72 | 3500 | 0.001 | 91 | 52 | 433 | 0.96 | Ambient | 50000 |  |  | 99999 | 0.01 | 13 | 4 | 0.01 | 0.01 | 0 | 0 | 0 | 0 | 0.09 | 0.02 | 0 | 0 | 0 | 0 | 0.85 | 0 | 0 | 0 | 0 | 0 | True |  | Non Federally-Regulated | 06/29/2018 |  | 11/26/2018
USAI Lighting | USAI Lighting | B3RWM-09X1-35KH-W2-GR-NCIC-UNV-D6F | Light Emitting Diode | Inseparable Luminaire | Direct Wired | 0-10 VDC Controls | 72 | 3500 | 0.001 | 91 | 52 | 433 | 0.96 | Ambient | 50000 |  |  | 99999 | 0.01 | 13 | 4 | 0.01 | 0.01 | 0 | 0 | 0 | 0 | 0.09 | 0.02 | 0 | 0 | 0 | 0 | 0.85 | 0 | 0 | 0 | 0 | 0 | True |  | Non Federally-Regulated | 06/29/2018 |  | 11/26/2018
USAI Lighting | USAI Lighting | B3RWM-09X1-35KH-W2-WH-NCIC-UNV-D6A | Light Emitting Diode | Inseparable Luminaire | Direct Wired | 0-10 VDC Controls | 72 | 3500 | 0.001 | 91 | 52 | 433 | 0.96 | Ambient | 50000 |  |  | 99999 | 0.01 | 13 | 4 | 0.01 | 0.01 | 0 | 0 | 0 | 0 | 0.09 | 0.02 | 0 | 0 | 0 | 0 | 0.85 | 0 | 0 | 0 | 0 | 0 | True |  | Non Federally-Regulated | 06/29/2018 |  | 11/26/2018
USAI Lighting | USAI Lighting | B3RWM-09X1-35KH-W2-WH-NCIC-UNV-D6B | Light Emitting Diode | Inseparable Luminaire | Direct Wired | 0-10 VDC Controls | 72 | 3500 | 0.001 | 91 | 52 | 433 | 0.96 | Ambient | 50000 |  |  | 99999 | 0.01 | 13 | 4 | 0.01 | 0.01 | 0 | 0 | 0 | 0 | 0.09 | 0.02 | 0 | 0 | 0 | 0 | 0.85 | 0 | 0 | 0 | 0 | 0 | True |  | Non Federally-Regulated | 06/29/2018 |  | 11/26/2018
USAI Lighting | USAI Lighting | B3RWM-09X1-35KH-W2-WH-NCIC-UNV-D6E | Light Emitting Diode | Inseparable Luminaire | Direct Wired | 0-10 VDC Controls | 72 | 3500 | 0.001 | 91 | 52 | 433 | 0.96 | Ambient | 50000 |  |  | 99999 | 0.01 | 13 | 4 | 0.01 | 0.01 | 0 | 0 | 0 | 0 | 0.09 | 0.02 | 0 | 0 | 0 | 0 | 0.85 | 0 | 0 | 0 | 0 | 0 | True |  | Non Federally-Regulated | 06/29/2018 |  | 11/26/2018
USAI Lighting | USAI Lighting | B3RWM-09X1-35KH-W2-WH-NCIC-UNV-D6F | Light Emitting Diode | Inseparable Luminaire | Direct Wired | 0-10 VDC Controls | 72 | 3500 | 0.001 | 91 | 52 | 433 | 0.96 | Ambient | 50000 |  |  | 99999 | 0.01 | 13 | 4 | 0.01 | 0.01 | 0 | 0 | 0 | 0 | 0.09 | 0.02 | 0 | 0 | 0 | 0 | 0.85 | 0 | 0 | 0 | 0 | 0 | True |  | Non Federally-Regulated | 06/29/2018 |  | 11/26/2018
USAI Lighting | USAI Lighting | B3RWM-09X1-40KH-W2-BL-NCIC-UNV-D6A | Light Emitting Diode | Inseparable Luminaire | Direct Wired | 0-10 VDC Controls | 88 | 4000 | 0.001 | 91 | 52 | 433 | 0.96 | Ambient | 50000 |  |  | 99999 | 0.01 | 13 | 4 | 0.01 | 0.01 | 0 | 0 | 0 | 0 | 0.09 | 0.02 | 0 | 0 | 0 | 0 | 0.85 | 0 | 0 | 0 | 0 | 0 | True |  | Non Federally-Regulated | 06/29/2018 |  | 11/26/2018
USAI Lighting | USAI Lighting | B3RWM-09X1-40KH-W2-BL-NCIC-UNV-D6B | Light Emitting Diode | Inseparable Luminaire | Direct Wired | 0-10 VDC Controls | 88 | 4000 | 0.001 | 91 | 52 | 433 | 0.96 | Ambient | 50000 |  |  | 99999 | 0.01 | 13 | 4 | 0.01 | 0.01 | 0 | 0 | 0 | 0 | 0.09 | 0.02 | 0 | 0 | 0 | 0 | 0.85 | 0 | 0 | 0 | 0 | 0 | True |  | Non Federally-Regulated | 06/29/2018 |  | 11/26/2018
USAI Lighting | USAI Lighting | B3RWM-09X1-40KH-W2-BL-NCIC-UNV-D6E | Light Emitting Diode | Inseparable Luminaire | Direct Wired | 0-10 VDC Controls | 88 | 4000 | 0.001 | 91 | 52 | 433 | 0.96 | Ambient | 50000 |  |  | 99999 | 0.01 | 13 | 4 | 0.01 | 0.01 | 0 | 0 | 0 | 0 | 0.09 | 0.02 | 0 | 0 | 0 | 0 | 0.85 | 0 | 0 | 0 | 0 | 0 | True |  | Non Federally-Regulated | 06/29/2018 |  | 11/26/2018
USAI Lighting | USAI Lighting | B3RWM-09X1-40KH-W2-BL-NCIC-UNV-D6F | Light Emitting Diode | Inseparable Luminaire | Direct Wired | 0-10 VDC Controls | 88 | 4000 | 0.001 | 91 | 52 | 433 | 0.96 | Ambient | 50000 |  |  | 99999 | 0.01 | 13 | 4 | 0.01 | 0.01 | 0 | 0 | 0 | 0 | 0.09 | 0.02 | 0 | 0 | 0 | 0 | 0.85 | 0 | 0 | 0 | 0 | 0 | True |  | Non Federally-Regulated | 06/29/2018 |  | 11/26/2018
USAI Lighting | USAI Lighting | B3RWM-09X1-40KH-W2-BZ-NCIC-UNV-D6A | Light Emitting Diode | Inseparable Luminaire | Direct Wired | 0-10 VDC Controls | 88 | 4000 | 0.001 | 91 | 52 | 433 | 0.96 | Ambient | 50000 |  |  | 99999 | 0.01 | 13 | 4 | 0.01 | 0.01 | 0 | 0 | 0 | 0 | 0.09 | 0.02 | 0 | 0 | 0 | 0 | 0.85 | 0 | 0 | 0 | 0 | 0 | True |  | Non Federally-Regulated | 06/29/2018 |  | 11/26/2018
USAI Lighting | USAI Lighting | B3RWM-09X1-40KH-W2-BZ-NCIC-UNV-D6B | Light Emitting Diode | Inseparable Luminaire | Direct Wired | 0-10 VDC Controls | 88 | 4000 | 0.001 | 91 | 52 | 433 | 0.96 | Ambient | 50000 |  |  | 99999 | 0.01 | 13 | 4 | 0.01 | 0.01 | 0 | 0 | 0 | 0 | 0.09 | 0.02 | 0 | 0 | 0 | 0 | 0.85 | 0 | 0 | 0 | 0 | 0 | True |  | Non Federally-Regulated | 06/29/2018 |  | 11/26/2018
USAI Lighting | USAI Lighting | B3RWM-09X1-40KH-W2-BZ-NCIC-UNV-D6E | Light Emitting Diode | Inseparable Luminaire | Direct Wired | 0-10 VDC Controls | 88 | 4000 | 0.001 | 91 | 52 | 433 | 0.96 | Ambient | 50000 |  |  | 99999 | 0.01 | 13 | 4 | 0.01 | 0.01 | 0 | 0 | 0 | 0 | 0.09 | 0.02 | 0 | 0 | 0 | 0 | 0.85 | 0 | 0 | 0 | 0 | 0 | True |  | Non Federally-Regulated | 06/29/2018 |  | 11/26/2018
USAI Lighting | USAI Lighting | B3RWM-09X1-40KH-W2-BZ-NCIC-UNV-D6F | Light Emitting Diode | Inseparable Luminaire | Direct Wired | 0-10 VDC Controls | 88 | 4000 | 0.001 | 91 | 52 | 433 | 0.96 | Ambient | 50000 |  |  | 99999 | 0.01 | 13 | 4 | 0.01 | 0.01 | 0 | 0 | 0 | 0 | 0.09 | 0.02 | 0 | 0 | 0 | 0 | 0.85 | 0 | 0 | 0 | 0 | 0 | True |  | Non Federally-Regulated | 06/29/2018 |  | 11/26/2018
USAI Lighting | USAI Lighting | B3RWM-09X1-40KH-W2-GR-NCIC-UNV-D6A | Light Emitting Diode | Inseparable Luminaire | Direct Wired | 0-10 VDC Controls | 88 | 4000 | 0.001 | 91 | 52 | 433 | 0.96 | Ambient | 50000 |  |  | 99999 | 0.01 | 13 | 4 | 0.01 | 0.01 | 0 | 0 | 0 | 0 | 0.09 | 0.02 | 0 | 0 | 0 | 0 | 0.85 | 0 | 0 | 0 | 0 | 0 | True |  | Non Federally-Regulated | 06/29/2018 |  | 11/26/2018
USAI Lighting | USAI Lighting | B3RWM-09X1-40KH-W2-GR-NCIC-UNV-D6B | Light Emitting Diode | Inseparable Luminaire | Direct Wired | 0-10 VDC Controls | 88 | 4000 | 0.001 | 91 | 52 | 433 | 0.96 | Ambient | 50000 |  |  | 99999 | 0.01 | 13 | 4 | 0.01 | 0.01 | 0 | 0 | 0 | 0 | 0.09 | 0.02 | 0 | 0 | 0 | 0 | 0.85 | 0 | 0 | 0 | 0 | 0 | True |  | Non Federally-Regulated | 06/29/2018 |  | 11/26/2018
USAI Lighting | USAI Lighting | B3RWM-09X1-40KH-W2-GR-NCIC-UNV-D6E | Light Emitting Diode | Inseparable Luminaire | Direct Wired | 0-10 VDC Controls | 88 | 4000 | 0.001 | 91 | 52 | 433 | 0.96 | Ambient | 50000 |  |  | 99999 | 0.01 | 13 | 4 | 0.01 | 0.01 | 0 | 0 | 0 | 0 | 0.09 | 0.02 | 0 | 0 | 0 | 0 | 0.85 | 0 | 0 | 0 | 0 | 0 | True |  | Non Federally-Regulated | 06/29/2018 |  | 11/26/2018
USAI Lighting | USAI Lighting | B3RWM-09X1-40KH-W2-GR-NCIC-UNV-D6F | Light Emitting Diode | Inseparable Luminaire | Direct Wired | 0-10 VDC Controls | 88 | 4000 | 0.001 | 91 | 52 | 433 | 0.96 | Ambient | 50000 |  |  | 99999 | 0.01 | 13 | 4 | 0.01 | 0.01 | 0 | 0 | 0 | 0 | 0.09 | 0.02 | 0 | 0 | 0 | 0 | 0.85 | 0 | 0 | 0 | 0 | 0 | True |  | Non Federally-Regulated | 06/29/2018 |  | 11/26/2018
USAI Lighting | USAI Lighting | B3RWM-09X1-40KH-W2-WH-NCIC-UNV-D6A | Light Emitting Diode | Inseparable Luminaire | Direct Wired | 0-10 VDC Controls | 88 | 4000 | 0.001 | 91 | 52 | 433 | 0.96 | Ambient | 50000 |  |  | 99999 | 0.01 | 13 | 4 | 0.01 | 0.01 | 0 | 0 | 0 | 0 | 0.09 | 0.02 | 0 | 0 | 0 | 0 | 0.85 | 0 | 0 | 0 | 0 | 0 | True |  | Non Federally-Regulated | 06/29/2018 |  | 11/26/2018
USAI Lighting | USAI Lighting | B3RWM-09X1-40KH-W2-WH-NCIC-UNV-D6B | Light Emitting Diode | Inseparable Luminaire | Direct Wired | 0-10 VDC Controls | 88 | 4000 | 0.001 | 91 | 52 | 433 | 0.96 | Ambient | 50000 |  |  | 99999 | 0.01 | 13 | 4 | 0.01 | 0.01 | 0 | 0 | 0 | 0 | 0.09 | 0.02 | 0 | 0 | 0 | 0 | 0.85 | 0 | 0 | 0 | 0 | 0 | True |  | Non Federally-Regulated | 06/29/2018 |  | 11/26/2018
USAI Lighting | USAI Lighting | B3RWM-09X1-40KH-W2-WH-NCIC-UNV-D6E | Light Emitting Diode | Inseparable Luminaire | Direct Wired | 0-10 VDC Controls | 88 | 4000 | 0.001 | 91 | 52 | 433 | 0.96 | Ambient | 50000 |  |  | 99999 | 0.01 | 13 | 4 | 0.01 | 0.01 | 0 | 0 | 0 | 0 | 0.09 | 0.02 | 0 | 0 | 0 | 0 | 0.85 | 0 | 0 | 0 | 0 | 0 | True |  | Non Federally-Regulated | 06/29/2018 |  | 11/26/2018
USAI Lighting | USAI Lighting | B3RWM-09X1-40KH-W2-WH-NCIC-UNV-D6F | Light Emitting Diode | Inseparable Luminaire | Direct Wired | 0-10 VDC Controls | 88 | 4000 | 0.001 | 91 | 52 | 433 | 0.96 | Ambient | 50000 |  |  | 99999 | 0.01 | 13 | 4 | 0.01 | 0.01 | 0 | 0 | 0 | 0 | 0.09 | 0.02 | 0 | 0 | 0 | 0 | 0.85 | 0 | 0 | 0 | 0 | 0 | True |  | Non Federally-Regulated | 06/29/2018 |  | 11/26/2018
USAI Lighting | USAI Lighting | B3SWF-09X1-27KH-W2-BL-NCIC-UNV-D6A | Light Emitting Diode | Inseparable Luminaire | Direct Wired | 0-10 VDC Controls | 62 | 2700 | 0.001 | 91 | 52 | 433 | 0.96 | Ambient | 50000 |  |  | 99999 | 0.01 | 13 | 4 | 0.01 | 0.01 | 0 | 0 | 0 | 0 | 0.09 | 0.02 | 0 | 0 | 0 | 0 | 0.85 | 0 | 0 | 0 | 0 | 0 | True |  | Non Federally-Regulated | 06/29/2018 |  | 11/26/2018
USAI Lighting | USAI Lighting | B3SWF-09X1-27KH-W2-BL-NCIC-UNV-D6B | Light Emitting Diode | Inseparable Luminaire | Direct Wired | 0-10 VDC Controls | 62 | 2700 | 0.001 | 91 | 52 | 433 | 0.96 | Ambient | 50000 |  |  | 99999 | 0.01 | 13 | 4 | 0.01 | 0.01 | 0 | 0 | 0 | 0 | 0.09 | 0.02 | 0 | 0 | 0 | 0 | 0.85 | 0 | 0 | 0 | 0 | 0 | True |  | Non Federally-Regulated | 06/29/2018 |  | 11/26/2018
USAI Lighting | USAI Lighting | B3SWF-09X1-27KH-W2-BL-NCIC-UNV-D6E | Light Emitting Diode | Inseparable Luminaire | Direct Wired | 0-10 VDC Controls | 62 | 2700 | 0.001 | 91 | 52 | 433 | 0.96 | Ambient | 50000 |  |  | 99999 | 0.01 | 13 | 4 | 0.01 | 0.01 | 0 | 0 | 0 | 0 | 0.09 | 0.02 | 0 | 0 | 0 | 0 | 0.85 | 0 | 0 | 0 | 0 | 0 | True |  | Non Federally-Regulated | 06/29/2018 |  | 11/26/2018
USAI Lighting | USAI Lighting | B3SWF-09X1-27KH-W2-BL-NCIC-UNV-D6F | Light Emitting Diode | Inseparable Luminaire | Direct Wired | 0-10 VDC Controls | 62 | 2700 | 0.001 | 91 | 52 | 433 | 0.96 | Ambient | 50000 |  |  | 99999 | 0.01 | 13 | 4 | 0.01 | 0.01 | 0 | 0 | 0 | 0 | 0.09 | 0.02 | 0 | 0 | 0 | 0 | 0.85 | 0 | 0 | 0 | 0 | 0 | True |  | Non Federally-Regulated | 06/29/2018 |  | 11/26/2018
USAI Lighting | USAI Lighting | B3SWF-09X1-27KH-W2-BZ-NCIC-UNV-D6A | Light Emitting Diode | Inseparable Luminaire | Direct Wired | 0-10 VDC Controls | 62 | 2700 | 0.001 | 91 | 52 | 433 | 0.96 | Ambient | 50000 |  |  | 99999 | 0.01 | 13 | 4 | 0.01 | 0.01 | 0 | 0 | 0 | 0 | 0.09 | 0.02 | 0 | 0 | 0 | 0 | 0.85 | 0 | 0 | 0 | 0 | 0 | True |  | Non Federally-Regulated | 06/29/2018 |  | 11/26/2018
USAI Lighting | USAI Lighting | B3SWF-09X1-27KH-W2-BZ-NCIC-UNV-D6B | Light Emitting Diode | Inseparable Luminaire | Direct Wired | 0-10 VDC Controls | 62 | 2700 | 0.001 | 91 | 52 | 433 | 0.96 | Ambient | 50000 |  |  | 99999 | 0.01 | 13 | 4 | 0.01 | 0.01 | 0 | 0 | 0 | 0 | 0.09 | 0.02 | 0 | 0 | 0 | 0 | 0.85 | 0 | 0 | 0 | 0 | 0 | True |  | Non Federally-Regulated | 06/29/2018 |  | 11/26/2018
USAI Lighting | USAI Lighting | B3SWF-09X1-27KH-W2-BZ-NCIC-UNV-D6E | Light Emitting Diode | Inseparable Luminaire | Direct Wired | 0-10 VDC Controls | 62 | 2700 | 0.001 | 91 | 52 | 433 | 0.96 | Ambient | 50000 |  |  | 99999 | 0.01 | 13 | 4 | 0.01 | 0.01 | 0 | 0 | 0 | 0 | 0.09 | 0.02 | 0 | 0 | 0 | 0 | 0.85 | 0 | 0 | 0 | 0 | 0 | True |  | Non Federally-Regulated | 06/29/2018 |  | 11/26/2018
USAI Lighting | USAI Lighting | B3SWF-09X1-27KH-W2-BZ-NCIC-UNV-D6F | Light Emitting Diode | Inseparable Luminaire | Direct Wired | 0-10 VDC Controls | 62 | 2700 | 0.001 | 91 | 52 | 433 | 0.96 | Ambient | 50000 |  |  | 99999 | 0.01 | 13 | 4 | 0.01 | 0.01 | 0 | 0 | 0 | 0 | 0.09 | 0.02 | 0 | 0 | 0 | 0 | 0.85 | 0 | 0 | 0 | 0 | 0 | True |  | Non Federally-Regulated | 06/29/2018 |  | 11/26/2018
USAI Lighting | USAI Lighting | B3SWF-09X1-27KH-W2-GR-NCIC-UNV-D6A | Light Emitting Diode | Inseparable Luminaire | Direct Wired | 0-10 VDC Controls | 62 | 2700 | 0.001 | 91 | 52 | 433 | 0.96 | Ambient | 50000 |  |  | 99999 | 0.01 | 13 | 4 | 0.01 | 0.01 | 0 | 0 | 0 | 0 | 0.09 | 0.02 | 0 | 0 | 0 | 0 | 0.85 | 0 | 0 | 0 | 0 | 0 | True |  | Non Federally-Regulated | 06/29/2018 |  | 11/26/2018
USAI Lighting | USAI Lighting | B3SWF-09X1-27KH-W2-GR-NCIC-UNV-D6B | Light Emitting Diode | Inseparable Luminaire | Direct Wired | 0-10 VDC Controls | 62 | 2700 | 0.001 | 91 | 52 | 433 | 0.96 | Ambient | 50000 |  |  | 99999 | 0.01 | 13 | 4 | 0.01 | 0.01 | 0 | 0 | 0 | 0 | 0.09 | 0.02 | 0 | 0 | 0 | 0 | 0.85 | 0 | 0 | 0 | 0 | 0 | True |  | Non Federally-Regulated | 06/29/2018 |  | 11/26/2018
USAI Lighting | USAI Lighting | B3SWF-09X1-27KH-W2-GR-NCIC-UNV-D6E | Light Emitting Diode | Inseparable Luminaire | Direct Wired | 0-10 VDC Controls | 62 | 2700 | 0.001 | 91 | 52 | 433 | 0.96 | Ambient | 50000 |  |  | 99999 | 0.01 | 13 | 4 | 0.01 | 0.01 | 0 | 0 | 0 | 0 | 0.09 | 0.02 | 0 | 0 | 0 | 0 | 0.85 | 0 | 0 | 0 | 0 | 0 | True |  | Non Federally-Regulated | 06/29/2018 |  | 11/26/2018
USAI Lighting | USAI Lighting | B3SWF-09X1-27KH-W2-GR-NCIC-UNV-D6F | Light Emitting Diode | Inseparable Luminaire | Direct Wired | 0-10 VDC Controls | 62 | 2700 | 0.001 | 91 | 52 | 433 | 0.96 | Ambient | 50000 |  |  | 99999 | 0.01 | 13 | 4 | 0.01 | 0.01 | 0 | 0 | 0 | 0 | 0.09 | 0.02 | 0 | 0 | 0 | 0 | 0.85 | 0 | 0 | 0 | 0 | 0 | True |  | Non Federally-Regulated | 06/29/2018 |  | 11/26/2018
USAI Lighting | USAI Lighting | B3SWF-09X1-27KH-W2-WH-NCIC-UNV-D6A | Light Emitting Diode | Inseparable Luminaire | Direct Wired | 0-10 VDC Controls | 62 | 2700 | 0.001 | 91 | 52 | 433 | 0.96 | Ambient | 50000 |  |  | 99999 | 0.01 | 13 | 4 | 0.01 | 0.01 | 0 | 0 | 0 | 0 | 0.09 | 0.02 | 0 | 0 | 0 | 0 | 0.85 | 0 | 0 | 0 | 0 | 0 | True |  | Non Federally-Regulated | 06/29/2018 |  | 11/26/2018
USAI Lighting | USAI Lighting | B3SWF-09X1-27KH-W2-WH-NCIC-UNV-D6B | Light Emitting Diode | Inseparable Luminaire | Direct Wired | 0-10 VDC Controls | 62 | 2700 | 0.001 | 91 | 52 | 433 | 0.96 | Ambient | 50000 |  |  | 99999 | 0.01 | 13 | 4 | 0.01 | 0.01 | 0 | 0 | 0 | 0 | 0.09 | 0.02 | 0 | 0 | 0 | 0 | 0.85 | 0 | 0 | 0 | 0 | 0 | True |  | Non Federally-Regulated | 06/29/2018 |  | 11/26/2018
USAI Lighting | USAI Lighting | B3SWF-09X1-27KH-W2-WH-NCIC-UNV-D6E | Light Emitting Diode | Inseparable Luminaire | Direct Wired | 0-10 VDC Controls | 62 | 2700 | 0.001 | 91 | 52 | 433 | 0.96 | Ambient | 50000 |  |  | 99999 | 0.01 | 13 | 4 | 0.01 | 0.01 | 0 | 0 | 0 | 0 | 0.09 | 0.02 | 0 | 0 | 0 | 0 | 0.85 | 0 | 0 | 0 | 0 | 0 | True |  | Non Federally-Regulated | 06/29/2018 |  | 11/26/2018
USAI Lighting | USAI Lighting | B3SWF-09X1-27KH-W2-WH-NCIC-UNV-D6F | Light Emitting Diode | Inseparable Luminaire | Direct Wired | 0-10 VDC Controls | 62 | 2700 | 0.001 | 91 | 52 | 433 | 0.96 | Ambient | 50000 |  |  | 99999 | 0.01 | 13 | 4 | 0.01 | 0.01 | 0 | 0 | 0 | 0 | 0.09 | 0.02 | 0 | 0 | 0 | 0 | 0.85 | 0 | 0 | 0 | 0 | 0 | True |  | Non Federally-Regulated | 06/29/2018 |  | 11/26/2018
USAI Lighting | USAI Lighting | B3SWF-09X1-30KH-W2-BL-NCIC-UNV-D6A | Light Emitting Diode | Inseparable Luminaire | Direct Wired | 0-10 VDC Controls | 62 | 3000 | 0.001 | 91 | 52 | 433 | 0.96 | Ambient | 50000 |  |  | 99999 | 0.01 | 13 | 4 | 0.01 | 0.01 | 0 | 0 | 0 | 0 | 0.09 | 0.02 | 0 | 0 | 0 | 0 | 0.85 | 0 | 0 | 0 | 0 | 0 | True |  | Non Federally-Regulated | 06/29/2018 |  | 11/26/2018
USAI Lighting | USAI Lighting | B3SWF-09X1-30KH-W2-BL-NCIC-UNV-D6B | Light Emitting Diode | Inseparable Luminaire | Direct Wired | 0-10 VDC Controls | 62 | 3000 | 0.001 | 91 | 52 | 433 | 0.96 | Ambient | 50000 |  |  | 99999 | 0.01 | 13 | 4 | 0.01 | 0.01 | 0 | 0 | 0 | 0 | 0.09 | 0.02 | 0 | 0 | 0 | 0 | 0.85 | 0 | 0 | 0 | 0 | 0 | True |  | Non Federally-Regulated | 06/29/2018 |  | 11/26/2018
USAI Lighting | USAI Lighting | B3SWF-09X1-30KH-W2-BL-NCIC-UNV-D6E | Light Emitting Diode | Inseparable Luminaire | Direct Wired | 0-10 VDC Controls | 62 | 3000 | 0.001 | 91 | 52 | 433 | 0.96 | Ambient | 50000 |  |  | 99999 | 0.01 | 13 | 4 | 0.01 | 0.01 | 0 | 0 | 0 | 0 | 0.09 | 0.02 | 0 | 0 | 0 | 0 | 0.85 | 0 | 0 | 0 | 0 | 0 | True |  | Non Federally-Regulated | 06/29/2018 |  | 11/26/2018
USAI Lighting | USAI Lighting | B3SWF-09X1-30KH-W2-BL-NCIC-UNV-D6F | Light Emitting Diode | Inseparable Luminaire | Direct Wired | 0-10 VDC Controls | 62 | 3000 | 0.001 | 91 | 52 | 433 | 0.96 | Ambient | 50000 |  |  | 99999 | 0.01 | 13 | 4 | 0.01 | 0.01 | 0 | 0 | 0 | 0 | 0.09 | 0.02 | 0 | 0 | 0 | 0 | 0.85 | 0 | 0 | 0 | 0 | 0 | True |  | Non Federally-Regulated | 06/29/2018 |  | 11/26/2018
USAI Lighting | USAI Lighting | B3SWF-09X1-30KH-W2-BZ-NCIC-UNV-D6A | Light Emitting Diode | Inseparable Luminaire | Direct Wired | 0-10 VDC Controls | 62 | 3000 | 0.001 | 91 | 52 | 433 | 0.96 | Ambient | 50000 |  |  | 99999 | 0.01 | 13 | 4 | 0.01 | 0.01 | 0 | 0 | 0 | 0 | 0.09 | 0.02 | 0 | 0 | 0 | 0 | 0.85 | 0 | 0 | 0 | 0 | 0 | True |  | Non Federally-Regulated | 06/29/2018 |  | 11/26/2018
USAI Lighting | USAI Lighting | B3SWF-09X1-30KH-W2-BZ-NCIC-UNV-D6B | Light Emitting Diode | Inseparable Luminaire | Direct Wired | 0-10 VDC Controls | 62 | 3000 | 0.001 | 91 | 52 | 433 | 0.96 | Ambient | 50000 |  |  | 99999 | 0.01 | 13 | 4 | 0.01 | 0.01 | 0 | 0 | 0 | 0 | 0.09 | 0.02 | 0 | 0 | 0 | 0 | 0.85 | 0 | 0 | 0 | 0 | 0 | True |  | Non Federally-Regulated | 06/29/2018 |  | 11/26/2018
USAI Lighting | USAI Lighting | B3SWF-09X1-30KH-W2-BZ-NCIC-UNV-D6E | Light Emitting Diode | Inseparable Luminaire | Direct Wired | 0-10 VDC Controls | 62 | 3000 | 0.001 | 91 | 52 | 433 | 0.96 | Ambient | 50000 |  |  | 99999 | 0.01 | 13 | 4 | 0.01 | 0.01 | 0 | 0 | 0 | 0 | 0.09 | 0.02 | 0 | 0 | 0 | 0 | 0.85 | 0 | 0 | 0 | 0 | 0 | True |  | Non Federally-Regulated | 06/29/2018 |  | 11/26/2018
USAI Lighting | USAI Lighting | B3SWF-09X1-30KH-W2-BZ-NCIC-UNV-D6F | Light Emitting Diode | Inseparable Luminaire | Direct Wired | 0-10 VDC Controls | 62 | 3000 | 0.001 | 91 | 52 | 433 | 0.96 | Ambient | 50000 |  |  | 99999 | 0.01 | 13 | 4 | 0.01 | 0.01 | 0 | 0 | 0 | 0 | 0.09 | 0.02 | 0 | 0 | 0 | 0 | 0.85 | 0 | 0 | 0 | 0 | 0 | True |  | Non Federally-Regulated | 06/29/2018 |  | 11/26/2018
USAI Lighting | USAI Lighting | B3RDM-15X1-35KH-25-S-WH-NCIC-UNV-D6A | Light Emitting Diode | Inseparable Luminaire | Direct Wired | 0-10 VDC Controls | 71 | 3500 | 0.001 | 91 | 52 | 433 | 0.96 | Ambient | 50000 |  |  | 99999 | 0.01 | 13 | 4 | 0.01 | 0.01 | 0 | 0 | 0 | 0 | 0.09 | 0.02 | 0 | 0 | 0 | 0 | 0.85 | 0 | 0 | 0 | 0 | 0 | True |  | Non Federally-Regulated | 08/10/2018 |  | 11/26/2018
USAI Lighting | USAI Lighting | B3RDM-15X1-35KH-25-S-WH-NCIC-UNV-D6B | Light Emitting Diode | Inseparable Luminaire | Direct Wired | 0-10 VDC Controls | 71 | 3500 | 0.001 | 91 | 52 | 433 | 0.96 | Ambient | 50000 |  |  | 99999 | 0.01 | 13 | 4 | 0.01 | 0.01 | 0 | 0 | 0 | 0 | 0.09 | 0.02 | 0 | 0 | 0 | 0 | 0.85 | 0 | 0 | 0 | 0 | 0 | True |  | Non Federally-Regulated | 08/10/2018 |  | 11/26/2018
USAI Lighting | USAI Lighting | B3RDM-15X1-35KH-25-S-WH-NCIC-UNV-D6E | Light Emitting Diode | Inseparable Luminaire | Direct Wired | 0-10 VDC Controls | 71 | 3500 | 0.001 | 91 | 52 | 433 | 0.96 | Ambient | 50000 |  |  | 99999 | 0.01 | 13 | 4 | 0.01 | 0.01 | 0 | 0 | 0 | 0 | 0.09 | 0.02 | 0 | 0 | 0 | 0 | 0.85 | 0 | 0 | 0 | 0 | 0 | True |  | Non Federally-Regulated | 08/10/2018 |  | 11/26/2018
USAI Lighting | USAI Lighting | B3RDM-15X1-35KH-25-S-WH-NCIC-UNV-D6F | Light Emitting Diode | Inseparable Luminaire | Direct Wired | 0-10 VDC Controls | 71 | 3500 | 0.001 | 91 | 52 | 433 | 0.96 | Ambient | 50000 |  |  | 99999 | 0.01 | 13 | 4 | 0.01 | 0.01 | 0 | 0 | 0 | 0 | 0.09 | 0.02 | 0 | 0 | 0 | 0 | 0.85 | 0 | 0 | 0 | 0 | 0 | True |  | Non Federally-Regulated | 08/10/2018 |  | 11/26/2018
USAI Lighting | USAI Lighting | B3RDM-15X1-35KH-45-S-BL-NCIC-UNV-D6A | Light Emitting Diode | Inseparable Luminaire | Direct Wired | 0-10 VDC Controls | 75 | 3500 | 0.001 | 91 | 52 | 433 | 0.96 | Ambient | 50000 |  |  | 99999 | 0.01 | 13 | 4 | 0.01 | 0.01 | 0 | 0 | 0 | 0 | 0.09 | 0.02 | 0 | 0 | 0 | 0 | 0.85 | 0 | 0 | 0 | 0 | 0 | True |  | Non Federally-Regulated | 08/10/2018 |  | 11/26/2018
USAI Lighting | USAI Lighting | B3RDM-15X1-35KH-45-S-BL-NCIC-UNV-D6B | Light Emitting Diode | Inseparable Luminaire | Direct Wired | 0-10 VDC Controls | 75 | 3500 | 0.001 | 91 | 52 | 433 | 0.96 | Ambient | 50000 |  |  | 99999 | 0.01 | 13 | 4 | 0.01 | 0.01 | 0 | 0 | 0 | 0 | 0.09 | 0.02 | 0 | 0 | 0 | 0 | 0.85 | 0 | 0 | 0 | 0 | 0 | True |  | Non Federally-Regulated | 08/10/2018 |  | 11/26/2018
USAI Lighting | USAI Lighting | B3RDM-15X1-35KH-45-S-BL-NCIC-UNV-D6E | Light Emitting Diode | Inseparable Luminaire | Direct Wired | 0-10 VDC Controls | 75 | 3500 | 0.001 | 91 | 52 | 433 | 0.96 | Ambient | 50000 |  |  | 99999 | 0.01 | 13 | 4 | 0.01 | 0.01 | 0 | 0 | 0 | 0 | 0.09 | 0.02 | 0 | 0 | 0 | 0 | 0.85 | 0 | 0 | 0 | 0 | 0 | True |  | Non Federally-Regulated | 08/10/2018 |  | 11/26/2018
USAI Lighting | USAI Lighting | B3RDM-15X1-35KH-45-S-BL-NCIC-UNV-D6F | Light Emitting Diode | Inseparable Luminaire | Direct Wired | 0-10 VDC Controls | 75 | 3500 | 0.001 | 91 | 52 | 433 | 0.96 | Ambient | 50000 |  |  | 99999 | 0.01 | 13 | 4 | 0.01 | 0.01 | 0 | 0 | 0 | 0 | 0.09 | 0.02 | 0 | 0 | 0 | 0 | 0.85 | 0 | 0 | 0 | 0 | 0 | True |  | Non Federally-Regulated | 08/10/2018 |  | 11/26/2018
USAI Lighting | USAI Lighting | B3RDM-15X1-35KH-45-S-BZ-NCIC-UNV-D6A | Light Emitting Diode | Inseparable Luminaire | Direct Wired | 0-10 VDC Controls | 75 | 3500 | 0.001 | 91 | 52 | 433 | 0.96 | Ambient | 50000 |  |  | 99999 | 0.01 | 13 | 4 | 0.01 | 0.01 | 0 | 0 | 0 | 0 | 0.09 | 0.02 | 0 | 0 | 0 | 0 | 0.85 | 0 | 0 | 0 | 0 | 0 | True |  | Non Federally-Regulated | 08/10/2018 |  | 11/26/2018
USAI Lighting | USAI Lighting | B3RDM-15X1-35KH-45-S-BZ-NCIC-UNV-D6B | Light Emitting Diode | Inseparable Luminaire | Direct Wired | 0-10 VDC Controls | 75 | 3500 | 0.001 | 91 | 52 | 433 | 0.96 | Ambient | 50000 |  |  | 99999 | 0.01 | 13 | 4 | 0.01 | 0.01 | 0 | 0 | 0 | 0 | 0.09 | 0.02 | 0 | 0 | 0 | 0 | 0.85 | 0 | 0 | 0 | 0 | 0 | True |  | Non Federally-Regulated | 08/10/2018 |  | 11/26/2018
USAI Lighting | USAI Lighting | B3RDM-15X1-35KH-45-S-BZ-NCIC-UNV-D6E | Light Emitting Diode | Inseparable Luminaire | Direct Wired | 0-10 VDC Controls | 75 | 3500 | 0.001 | 91 | 52 | 433 | 0.96 | Ambient | 50000 |  |  | 99999 | 0.01 | 13 | 4 | 0.01 | 0.01 | 0 | 0 | 0 | 0 | 0.09 | 0.02 | 0 | 0 | 0 | 0 | 0.85 | 0 | 0 | 0 | 0 | 0 | True |  | Non Federally-Regulated | 08/10/2018 |  | 11/26/2018
USAI Lighting | USAI Lighting | B3RDM-15X1-35KH-45-S-BZ-NCIC-UNV-D6F | Light Emitting Diode | Inseparable Luminaire | Direct Wired | 0-10 VDC Controls | 75 | 3500 | 0.001 | 91 | 52 | 433 | 0.96 | Ambient | 50000 |  |  | 99999 | 0.01 | 13 | 4 | 0.01 | 0.01 | 0 | 0 | 0 | 0 | 0.09 | 0.02 | 0 | 0 | 0 | 0 | 0.85 | 0 | 0 | 0 | 0 | 0 | True |  | Non Federally-Regulated | 08/10/2018 |  | 11/26/2018
USAI Lighting | USAI Lighting | B3RDM-15X1-35KH-45-S-GR-NCIC-UNV-D6A | Light Emitting Diode | Inseparable Luminaire | Direct Wired | 0-10 VDC Controls | 75 | 3500 | 0.001 | 91 | 52 | 433 | 0.96 | Ambient | 50000 |  |  | 99999 | 0.01 | 13 | 4 | 0.01 | 0.01 | 0 | 0 | 0 | 0 | 0.09 | 0.02 | 0 | 0 | 0 | 0 | 0.85 | 0 | 0 | 0 | 0 | 0 | True |  | Non Federally-Regulated | 08/10/2018 |  | 11/26/2018
USAI Lighting | USAI Lighting | B3RDM-15X1-35KH-45-S-GR-NCIC-UNV-D6B | Light Emitting Diode | Inseparable Luminaire | Direct Wired | 0-10 VDC Controls | 75 | 3500 | 0.001 | 91 | 52 | 433 | 0.96 | Ambient | 50000 |  |  | 99999 | 0.01 | 13 | 4 | 0.01 | 0.01 | 0 | 0 | 0 | 0 | 0.09 | 0.02 | 0 | 0 | 0 | 0 | 0.85 | 0 | 0 | 0 | 0 | 0 | True |  | Non Federally-Regulated | 08/10/2018 |  | 11/26/2018
USAI Lighting | USAI Lighting | B3RDM-15X1-35KH-45-S-GR-NCIC-UNV-D6E | Light Emitting Diode | Inseparable Luminaire | Direct Wired | 0-10 VDC Controls | 75 | 3500 | 0.001 | 91 | 52 | 433 | 0.96 | Ambient | 50000 |  |  | 99999 | 0.01 | 13 | 4 | 0.01 | 0.01 | 0 | 0 | 0 | 0 | 0.09 | 0.02 | 0 | 0 | 0 | 0 | 0.85 | 0 | 0 | 0 | 0 | 0 | True |  | Non Federally-Regulated | 08/10/2018 |  | 11/26/2018
USAI Lighting | USAI Lighting | B3RDM-15X1-35KH-45-S-GR-NCIC-UNV-D6F | Light Emitting Diode | Inseparable Luminaire | Direct Wired | 0-10 VDC Controls | 75 | 3500 | 0.001 | 91 | 52 | 433 | 0.96 | Ambient | 50000 |  |  | 99999 | 0.01 | 13 | 4 | 0.01 | 0.01 | 0 | 0 | 0 | 0 | 0.09 | 0.02 | 0 | 0 | 0 | 0 | 0.85 | 0 | 0 | 0 | 0 | 0 | True |  | Non Federally-Regulated | 08/10/2018 |  | 11/26/2018
USAI Lighting | USAI Lighting | B3RDM-15X1-35KH-45-S-WH-NCIC-UNV-D6A | Light Emitting Diode | Inseparable Luminaire | Direct Wired | 0-10 VDC Controls | 75 | 3500 | 0.001 | 91 | 52 | 433 | 0.96 | Ambient | 50000 |  |  | 99999 | 0.01 | 13 | 4 | 0.01 | 0.01 | 0 | 0 | 0 | 0 | 0.09 | 0.02 | 0 | 0 | 0 | 0 | 0.85 | 0 | 0 | 0 | 0 | 0 | True |  | Non Federally-Regulated | 08/10/2018 |  | 11/26/2018
USAI Lighting | USAI Lighting | B3RDM-15X1-35KH-45-S-WH-NCIC-UNV-D6B | Light Emitting Diode | Inseparable Luminaire | Direct Wired | 0-10 VDC Controls | 75 | 3500 | 0.001 | 91 | 52 | 433 | 0.96 | Ambient | 50000 |  |  | 99999 | 0.01 | 13 | 4 | 0.01 | 0.01 | 0 | 0 | 0 | 0 | 0.09 | 0.02 | 0 | 0 | 0 | 0 | 0.85 | 0 | 0 | 0 | 0 | 0 | True |  | Non Federally-Regulated | 08/10/2018 |  | 11/26/2018
USAI Lighting | USAI Lighting | B3RDM-15X1-35KH-45-S-WH-NCIC-UNV-D6E | Light Emitting Diode | Inseparable Luminaire | Direct Wired | 0-10 VDC Controls | 75 | 3500 | 0.001 | 91 | 52 | 433 | 0.96 | Ambient | 50000 |  |  | 99999 | 0.01 | 13 | 4 | 0.01 | 0.01 | 0 | 0 | 0 | 0 | 0.09 | 0.02 | 0 | 0 | 0 | 0 | 0.85 | 0 | 0 | 0 | 0 | 0 | True |  | Non Federally-Regulated | 08/10/2018 |  | 11/26/2018
USAI Lighting | USAI Lighting | B3RDM-15X1-35KH-45-S-WH-NCIC-UNV-D6F | Light Emitting Diode | Inseparable Luminaire | Direct Wired | 0-10 VDC Controls | 75 | 3500 | 0.001 | 91 | 52 | 433 | 0.96 | Ambient | 50000 |  |  | 99999 | 0.01 | 13 | 4 | 0.01 | 0.01 | 0 | 0 | 0 | 0 | 0.09 | 0.02 | 0 | 0 | 0 | 0 | 0.85 | 0 | 0 | 0 | 0 | 0 | True |  | Non Federally-Regulated | 08/10/2018 |  | 11/26/2018
USAI Lighting | USAI Lighting | B3RDM-15X1-35KH-65-S-BL-NCIC-UNV-D6A | Light Emitting Diode | Inseparable Luminaire | Direct Wired | 0-10 VDC Controls | 61 | 3500 | 0.001 | 91 | 52 | 433 | 0.96 | Ambient | 50000 |  |  | 99999 | 0.01 | 13 | 4 | 0.01 | 0.01 | 0 | 0 | 0 | 0 | 0.09 | 0.02 | 0 | 0 | 0 | 0 | 0.85 | 0 | 0 | 0 | 0 | 0 | True |  | Non Federally-Regulated | 08/10/2018 |  | 11/26/2018
USAI Lighting | USAI Lighting | B3RDM-15X1-35KH-65-S-BL-NCIC-UNV-D6B | Light Emitting Diode | Inseparable Luminaire | Direct Wired | 0-10 VDC Controls | 61 | 3500 | 0.001 | 91 | 52 | 433 | 0.96 | Ambient | 50000 |  |  | 99999 | 0.01 | 13 | 4 | 0.01 | 0.01 | 0 | 0 | 0 | 0 | 0.09 | 0.02 | 0 | 0 | 0 | 0 | 0.85 | 0 | 0 | 0 | 0 | 0 | True |  | Non Federally-Regulated | 08/10/2018 |  | 11/26/2018
USAI Lighting | USAI Lighting | B3RDM-15X1-35KH-65-S-BL-NCIC-UNV-D6E | Light Emitting Diode | Inseparable Luminaire | Direct Wired | 0-10 VDC Controls | 61 | 3500 | 0.001 | 91 | 52 | 433 | 0.96 | Ambient | 50000 |  |  | 99999 | 0.01 | 13 | 4 | 0.01 | 0.01 | 0 | 0 | 0 | 0 | 0.09 | 0.02 | 0 | 0 | 0 | 0 | 0.85 | 0 | 0 | 0 | 0 | 0 | True |  | Non Federally-Regulated | 08/10/2018 |  | 11/26/2018
USAI Lighting | USAI Lighting | B3RDM-15X1-35KH-65-S-BL-NCIC-UNV-D6F | Light Emitting Diode | Inseparable Luminaire | Direct Wired | 0-10 VDC Controls | 61 | 3500 | 0.001 | 91 | 52 | 433 | 0.96 | Ambient | 50000 |  |  | 99999 | 0.01 | 13 | 4 | 0.01 | 0.01 | 0 | 0 | 0 | 0 | 0.09 | 0.02 | 0 | 0 | 0 | 0 | 0.85 | 0 | 0 | 0 | 0 | 0 | True |  | Non Federally-Regulated | 08/10/2018 |  | 11/26/2018
USAI Lighting | USAI Lighting | B3RDM-15X1-35KH-65-S-BZ-NCIC-UNV-D6A | Light Emitting Diode | Inseparable Luminaire | Direct Wired | 0-10 VDC Controls | 61 | 3500 | 0.001 | 91 | 52 | 433 | 0.96 | Ambient | 50000 |  |  | 99999 | 0.01 | 13 | 4 | 0.01 | 0.01 | 0 | 0 | 0 | 0 | 0.09 | 0.02 | 0 | 0 | 0 | 0 | 0.85 | 0 | 0 | 0 | 0 | 0 | True |  | Non Federally-Regulated | 08/10/2018 |  | 11/26/2018
USAI Lighting | USAI Lighting | B3RDM-15X1-35KH-65-S-BZ-NCIC-UNV-D6B | Light Emitting Diode | Inseparable Luminaire | Direct Wired | 0-10 VDC Controls | 61 | 3500 | 0.001 | 91 | 52 | 433 | 0.96 | Ambient | 50000 |  |  | 99999 | 0.01 | 13 | 4 | 0.01 | 0.01 | 0 | 0 | 0 | 0 | 0.09 | 0.02 | 0 | 0 | 0 | 0 | 0.85 | 0 | 0 | 0 | 0 | 0 | True |  | Non Federally-Regulated | 08/10/2018 |  | 11/26/2018
USAI Lighting | USAI Lighting | B3RDM-15X1-35KH-65-S-BZ-NCIC-UNV-D6E | Light Emitting Diode | Inseparable Luminaire | Direct Wired | 0-10 VDC Controls | 61 | 3500 | 0.001 | 91 | 52 | 433 | 0.96 | Ambient | 50000 |  |  | 99999 | 0.01 | 13 | 4 | 0.01 | 0.01 | 0 | 0 | 0 | 0 | 0.09 | 0.02 | 0 | 0 | 0 | 0 | 0.85 | 0 | 0 | 0 | 0 | 0 | True |  | Non Federally-Regulated | 08/10/2018 |  | 11/26/2018
USAI Lighting | USAI Lighting | B3RDM-15X1-35KH-65-S-BZ-NCIC-UNV-D6F | Light Emitting Diode | Inseparable Luminaire | Direct Wired | 0-10 VDC Controls | 61 | 3500 | 0.001 | 91 | 52 | 433 | 0.96 | Ambient | 50000 |  |  | 99999 | 0.01 | 13 | 4 | 0.01 | 0.01 | 0 | 0 | 0 | 0 | 0.09 | 0.02 | 0 | 0 | 0 | 0 | 0.85 | 0 | 0 | 0 | 0 | 0 | True |  | Non Federally-Regulated | 08/10/2018 |  | 11/26/2018
USAI Lighting | USAI Lighting | B3RDM-15X1-35KH-65-S-GR-NCIC-UNV-D6A | Light Emitting Diode | Inseparable Luminaire | Direct Wired | 0-10 VDC Controls | 61 | 3500 | 0.001 | 91 | 52 | 433 | 0.96 | Ambient | 50000 |  |  | 99999 | 0.01 | 13 | 4 | 0.01 | 0.01 | 0 | 0 | 0 | 0 | 0.09 | 0.02 | 0 | 0 | 0 | 0 | 0.85 | 0 | 0 | 0 | 0 | 0 | True |  | Non Federally-Regulated | 08/10/2018 |  | 11/26/2018
USAI Lighting | USAI Lighting | B3RDM-15X1-35KH-65-S-GR-NCIC-UNV-D6B | Light Emitting Diode | Inseparable Luminaire | Direct Wired | 0-10 VDC Controls | 61 | 3500 | 0.001 | 91 | 52 | 433 | 0.96 | Ambient | 50000 |  |  | 99999 | 0.01 | 13 | 4 | 0.01 | 0.01 | 0 | 0 | 0 | 0 | 0.09 | 0.02 | 0 | 0 | 0 | 0 | 0.85 | 0 | 0 | 0 | 0 | 0 | True |  | Non Federally-Regulated | 08/10/2018 |  | 11/26/2018
USAI Lighting | USAI Lighting | B3RDM-15X1-35KH-65-S-GR-NCIC-UNV-D6E | Light Emitting Diode | Inseparable Luminaire | Direct Wired | 0-10 VDC Controls | 61 | 3500 | 0.001 | 91 | 52 | 433 | 0.96 | Ambient | 50000 |  |  | 99999 | 0.01 | 13 | 4 | 0.01 | 0.01 | 0 | 0 | 0 | 0 | 0.09 | 0.02 | 0 | 0 | 0 | 0 | 0.85 | 0 | 0 | 0 | 0 | 0 | True |  | Non Federally-Regulated | 08/10/2018 |  | 11/26/2018
USAI Lighting | USAI Lighting | B3RDM-15X1-35KH-65-S-GR-NCIC-UNV-D6F | Light Emitting Diode | Inseparable Luminaire | Direct Wired | 0-10 VDC Controls | 61 | 3500 | 0.001 | 91 | 52 | 433 | 0.96 | Ambient | 50000 |  |  | 99999 | 0.01 | 13 | 4 | 0.01 | 0.01 | 0 | 0 | 0 | 0 | 0.09 | 0.02 | 0 | 0 | 0 | 0 | 0.85 | 0 | 0 | 0 | 0 | 0 | True |  | Non Federally-Regulated | 08/10/2018 |  | 11/26/2018
USAI Lighting | USAI Lighting | B3RDM-15X1-35KH-65-S-WH-NCIC-UNV-D6A | Light Emitting Diode | Inseparable Luminaire | Direct Wired | 0-10 VDC Controls | 61 | 3500 | 0.001 | 91 | 52 | 433 | 0.96 | Ambient | 50000 |  |  | 99999 | 0.01 | 13 | 4 | 0.01 | 0.01 | 0 | 0 | 0 | 0 | 0.09 | 0.02 | 0 | 0 | 0 | 0 | 0.85 | 0 | 0 | 0 | 0 | 0 | True |  | Non Federally-Regulated | 08/10/2018 |  | 11/26/2018
USAI Lighting | USAI Lighting | B3RDM-15X1-35KH-65-S-WH-NCIC-UNV-D6B | Light Emitting Diode | Inseparable Luminaire | Direct Wired | 0-10 VDC Controls | 61 | 3500 | 0.001 | 91 | 52 | 433 | 0.96 | Ambient | 50000 |  |  | 99999 | 0.01 | 13 | 4 | 0.01 | 0.01 | 0 | 0 | 0 | 0 | 0.09 | 0.02 | 0 | 0 | 0 | 0 | 0.85 | 0 | 0 | 0 | 0 | 0 | True |  | Non Federally-Regulated | 08/10/2018 |  | 11/26/2018
USAI Lighting | USAI Lighting | B3RDM-15X1-35KH-65-S-WH-NCIC-UNV-D6E | Light Emitting Diode | Inseparable Luminaire | Direct Wired | 0-10 VDC Controls | 61 | 3500 | 0.001 | 91 | 52 | 433 | 0.96 | Ambient | 50000 |  |  | 99999 | 0.01 | 13 | 4 | 0.01 | 0.01 | 0 | 0 | 0 | 0 | 0.09 | 0.02 | 0 | 0 | 0 | 0 | 0.85 | 0 | 0 | 0 | 0 | 0 | True |  | Non Federally-Regulated | 08/10/2018 |  | 11/26/2018
USAI Lighting | USAI Lighting | B3RDM-15X1-35KH-65-S-WH-NCIC-UNV-D6F | Light Emitting Diode | Inseparable Luminaire | Direct Wired | 0-10 VDC Controls | 61 | 3500 | 0.001 | 91 | 52 | 433 | 0.96 | Ambient | 50000 |  |  | 99999 | 0.01 | 13 | 4 | 0.01 | 0.01 | 0 | 0 | 0 | 0 | 0.09 | 0.02 | 0 | 0 | 0 | 0 | 0.85 | 0 | 0 | 0 | 0 | 0 | True |  | Non Federally-Regulated | 08/10/2018 |  | 11/26/2018
USAI Lighting | USAI Lighting | B3RDM-15X1-40KH-25-S-BL-NCIC-UNV-D6A | Light Emitting Diode | Inseparable Luminaire | Direct Wired | 0-10 VDC Controls | 76 | 4000 | 0.001 | 91 | 52 | 433 | 0.96 | Ambient | 50000 |  |  | 99999 | 0.01 | 13 | 4 | 0.01 | 0.01 | 0 | 0 | 0 | 0 | 0.09 | 0.02 | 0 | 0 | 0 | 0 | 0.85 | 0 | 0 | 0 | 0 | 0 | True |  | Non Federally-Regulated | 08/10/2018 |  | 11/26/2018
USAI Lighting | USAI Lighting | B3RDM-15X1-40KH-25-S-BL-NCIC-UNV-D6B | Light Emitting Diode | Inseparable Luminaire | Direct Wired | 0-10 VDC Controls | 76 | 4000 | 0.001 | 91 | 52 | 433 | 0.96 | Ambient | 50000 |  |  | 99999 | 0.01 | 13 | 4 | 0.01 | 0.01 | 0 | 0 | 0 | 0 | 0.09 | 0.02 | 0 | 0 | 0 | 0 | 0.85 | 0 | 0 | 0 | 0 | 0 | True |  | Non Federally-Regulated | 08/10/2018 |  | 11/26/2018
USAI Lighting | USAI Lighting | B3RDM-15X1-40KH-25-S-BL-NCIC-UNV-D6E | Light Emitting Diode | Inseparable Luminaire | Direct Wired | 0-10 VDC Controls | 76 | 4000 | 0.001 | 91 | 52 | 433 | 0.96 | Ambient | 50000 |  |  | 99999 | 0.01 | 13 | 4 | 0.01 | 0.01 | 0 | 0 | 0 | 0 | 0.09 | 0.02 | 0 | 0 | 0 | 0 | 0.85 | 0 | 0 | 0 | 0 | 0 | True |  | Non Federally-Regulated | 08/10/2018 |  | 11/26/2018
USAI Lighting | USAI Lighting | B3RDM-15X1-40KH-25-S-BL-NCIC-UNV-D6F | Light Emitting Diode | Inseparable Luminaire | Direct Wired | 0-10 VDC Controls | 76 | 4000 | 0.001 | 91 | 52 | 433 | 0.96 | Ambient | 50000 |  |  | 99999 | 0.01 | 13 | 4 | 0.01 | 0.01 | 0 | 0 | 0 | 0 | 0.09 | 0.02 | 0 | 0 | 0 | 0 | 0.85 | 0 | 0 | 0 | 0 | 0 | True |  | Non Federally-Regulated | 08/10/2018 |  | 11/26/2018
USAI Lighting | USAI Lighting | B3RDM-15X1-40KH-25-S-BZ-NCIC-UNV-D6A | Light Emitting Diode | Inseparable Luminaire | Direct Wired | 0-10 VDC Controls | 76 | 4000 | 0.001 | 91 | 52 | 433 | 0.96 | Ambient | 50000 |  |  | 99999 | 0.01 | 13 | 4 | 0.01 | 0.01 | 0 | 0 | 0 | 0 | 0.09 | 0.02 | 0 | 0 | 0 | 0 | 0.85 | 0 | 0 | 0 | 0 | 0 | True |  | Non Federally-Regulated | 08/10/2018 |  | 11/26/2018
USAI Lighting | USAI Lighting | B3RDM-15X1-40KH-25-S-BZ-NCIC-UNV-D6B | Light Emitting Diode | Inseparable Luminaire | Direct Wired | 0-10 VDC Controls | 76 | 4000 | 0.001 | 91 | 52 | 433 | 0.96 | Ambient | 50000 |  |  | 99999 | 0.01 | 13 | 4 | 0.01 | 0.01 | 0 | 0 | 0 | 0 | 0.09 | 0.02 | 0 | 0 | 0 | 0 | 0.85 | 0 | 0 | 0 | 0 | 0 | True |  | Non Federally-Regulated | 08/10/2018 |  | 11/26/2018
USAI Lighting | USAI Lighting | B3RDM-15X1-40KH-25-S-BZ-NCIC-UNV-D6E | Light Emitting Diode | Inseparable Luminaire | Direct Wired | 0-10 VDC Controls | 76 | 4000 | 0.001 | 91 | 52 | 433 | 0.96 | Ambient | 50000 |  |  | 99999 | 0.01 | 13 | 4 | 0.01 | 0.01 | 0 | 0 | 0 | 0 | 0.09 | 0.02 | 0 | 0 | 0 | 0 | 0.85 | 0 | 0 | 0 | 0 | 0 | True |  | Non Federally-Regulated | 08/10/2018 |  | 11/26/2018
USAI Lighting | USAI Lighting | B3RDM-15X1-40KH-25-S-BZ-NCIC-UNV-D6F | Light Emitting Diode | Inseparable Luminaire | Direct Wired | 0-10 VDC Controls | 76 | 4000 | 0.001 | 91 | 52 | 433 | 0.96 | Ambient | 50000 |  |  | 99999 | 0.01 | 13 | 4 | 0.01 | 0.01 | 0 | 0 | 0 | 0 | 0.09 | 0.02 | 0 | 0 | 0 | 0 | 0.85 | 0 | 0 | 0 | 0 | 0 | True |  | Non Federally-Regulated | 08/10/2018 |  | 11/26/2018
USAI Lighting | USAI Lighting | B3RDM-15X1-40KH-25-S-GR-NCIC-UNV-D6A | Light Emitting Diode | Inseparable Luminaire | Direct Wired | 0-10 VDC Controls | 76 | 4000 | 0.001 | 91 | 52 | 433 | 0.96 | Ambient | 50000 |  |  | 99999 | 0.01 | 13 | 4 | 0.01 | 0.01 | 0 | 0 | 0 | 0 | 0.09 | 0.02 | 0 | 0 | 0 | 0 | 0.85 | 0 | 0 | 0 | 0 | 0 | True |  | Non Federally-Regulated | 08/10/2018 |  | 11/26/2018
USAI Lighting | USAI Lighting | B3RDM-15X1-40KH-25-S-GR-NCIC-UNV-D6B | Light Emitting Diode | Inseparable Luminaire | Direct Wired | 0-10 VDC Controls | 76 | 4000 | 0.001 | 91 | 52 | 433 | 0.96 | Ambient | 50000 |  |  | 99999 | 0.01 | 13 | 4 | 0.01 | 0.01 | 0 | 0 | 0 | 0 | 0.09 | 0.02 | 0 | 0 | 0 | 0 | 0.85 | 0 | 0 | 0 | 0 | 0 | True |  | Non Federally-Regulated | 08/10/2018 |  | 11/26/2018
USAI Lighting | USAI Lighting | B3RDM-15X1-40KH-25-S-GR-NCIC-UNV-D6E | Light Emitting Diode | Inseparable Luminaire | Direct Wired | 0-10 VDC Controls | 76 | 4000 | 0.001 | 91 | 52 | 433 | 0.96 | Ambient | 50000 |  |  | 99999 | 0.01 | 13 | 4 | 0.01 | 0.01 | 0 | 0 | 0 | 0 | 0.09 | 0.02 | 0 | 0 | 0 | 0 | 0.85 | 0 | 0 | 0 | 0 | 0 | True |  | Non Federally-Regulated | 08/10/2018 |  | 11/26/2018
USAI Lighting | USAI Lighting | B3RDM-15X1-40KH-25-S-GR-NCIC-UNV-D6F | Light Emitting Diode | Inseparable Luminaire | Direct Wired | 0-10 VDC Controls | 76 | 4000 | 0.001 | 91 | 52 | 433 | 0.96 | Ambient | 50000 |  |  | 99999 | 0.01 | 13 | 4 | 0.01 | 0.01 | 0 | 0 | 0 | 0 | 0.09 | 0.02 | 0 | 0 | 0 | 0 | 0.85 | 0 | 0 | 0 | 0 | 0 | True |  | Non Federally-Regulated | 08/10/2018 |  | 11/26/2018
USAI Lighting | USAI Lighting | B3RDM-15X1-40KH-25-S-WH-NCIC-UNV-D6A | Light Emitting Diode | Inseparable Luminaire | Direct Wired | 0-10 VDC Controls | 76 | 4000 | 0.001 | 91 | 52 | 433 | 0.96 | Ambient | 50000 |  |  | 99999 | 0.01 | 13 | 4 | 0.01 | 0.01 | 0 | 0 | 0 | 0 | 0.09 | 0.02 | 0 | 0 | 0 | 0 | 0.85 | 0 | 0 | 0 | 0 | 0 | True |  | Non Federally-Regulated | 08/10/2018 |  | 11/26/2018
USAI Lighting | USAI Lighting | B3RDM-15X1-40KH-25-S-WH-NCIC-UNV-D6B | Light Emitting Diode | Inseparable Luminaire | Direct Wired | 0-10 VDC Controls | 76 | 4000 | 0.001 | 91 | 52 | 433 | 0.96 | Ambient | 50000 |  |  | 99999 | 0.01 | 13 | 4 | 0.01 | 0.01 | 0 | 0 | 0 | 0 | 0.09 | 0.02 | 0 | 0 | 0 | 0 | 0.85 | 0 | 0 | 0 | 0 | 0 | True |  | Non Federally-Regulated | 08/10/2018 |  | 11/26/2018
USAI Lighting | USAI Lighting | B3RDM-15X1-40KH-25-S-WH-NCIC-UNV-D6E | Light Emitting Diode | Inseparable Luminaire | Direct Wired | 0-10 VDC Controls | 76 | 4000 | 0.001 | 91 | 52 | 433 | 0.96 | Ambient | 50000 |  |  | 99999 | 0.01 | 13 | 4 | 0.01 | 0.01 | 0 | 0 | 0 | 0 | 0.09 | 0.02 | 0 | 0 | 0 | 0 | 0.85 | 0 | 0 | 0 | 0 | 0 | True |  | Non Federally-Regulated | 08/10/2018 |  | 11/26/2018
USAI Lighting | USAI Lighting | B3RDM-15X1-40KH-25-S-WH-NCIC-UNV-D6F | Light Emitting Diode | Inseparable Luminaire | Direct Wired | 0-10 VDC Controls | 76 | 4000 | 0.001 | 91 | 52 | 433 | 0.96 | Ambient | 50000 |  |  | 99999 | 0.01 | 13 | 4 | 0.01 | 0.01 | 0 | 0 | 0 | 0 | 0.09 | 0.02 | 0 | 0 | 0 | 0 | 0.85 | 0 | 0 | 0 | 0 | 0 | True |  | Non Federally-Regulated | 08/10/2018 |  | 11/26/2018
USAI Lighting | USAI Lighting | B3RDM-15X1-40KH-45-S-BL-NCIC-UNV-D6A | Light Emitting Diode | Inseparable Luminaire | Direct Wired | 0-10 VDC Controls | 80 | 4000 | 0.001 | 91 | 52 | 433 | 0.96 | Ambient | 50000 |  |  | 99999 | 0.01 | 13 | 4 | 0.01 | 0.01 | 0 | 0 | 0 | 0 | 0.09 | 0.02 | 0 | 0 | 0 | 0 | 0.85 | 0 | 0 | 0 | 0 | 0 | True |  | Non Federally-Regulated | 08/10/2018 |  | 11/26/2018
USAI Lighting | USAI Lighting | B3RDM-15X1-40KH-45-S-BL-NCIC-UNV-D6B | Light Emitting Diode | Inseparable Luminaire | Direct Wired | 0-10 VDC Controls | 80 | 4000 | 0.001 | 91 | 52 | 433 | 0.96 | Ambient | 50000 |  |  | 99999 | 0.01 | 13 | 4 | 0.01 | 0.01 | 0 | 0 | 0 | 0 | 0.09 | 0.02 | 0 | 0 | 0 | 0 | 0.85 | 0 | 0 | 0 | 0 | 0 | True |  | Non Federally-Regulated | 08/10/2018 |  | 11/26/2018
USAI Lighting | USAI Lighting | B3RDM-15X1-40KH-45-S-BL-NCIC-UNV-D6E | Light Emitting Diode | Inseparable Luminaire | Direct Wired | 0-10 VDC Controls | 80 | 4000 | 0.001 | 91 | 52 | 433 | 0.96 | Ambient | 50000 |  |  | 99999 | 0.01 | 13 | 4 | 0.01 | 0.01 | 0 | 0 | 0 | 0 | 0.09 | 0.02 | 0 | 0 | 0 | 0 | 0.85 | 0 | 0 | 0 | 0 | 0 | True |  | Non Federally-Regulated | 08/10/2018 |  | 11/26/2018
USAI Lighting | USAI Lighting | B3RDM-15X1-40KH-45-S-BL-NCIC-UNV-D6F | Light Emitting Diode | Inseparable Luminaire | Direct Wired | 0-10 VDC Controls | 80 | 4000 | 0.001 | 91 | 52 | 433 | 0.96 | Ambient | 50000 |  |  | 99999 | 0.01 | 13 | 4 | 0.01 | 0.01 | 0 | 0 | 0 | 0 | 0.09 | 0.02 | 0 | 0 | 0 | 0 | 0.85 | 0 | 0 | 0 | 0 | 0 | True |  | Non Federally-Regulated | 08/10/2018 |  | 11/26/2018
USAI Lighting | USAI Lighting | B3RDM-15X1-40KH-45-S-BZ-NCIC-UNV-D6A | Light Emitting Diode | Inseparable Luminaire | Direct Wired | 0-10 VDC Controls | 80 | 4000 | 0.001 | 91 | 52 | 433 | 0.96 | Ambient | 50000 |  |  | 99999 | 0.01 | 13 | 4 | 0.01 | 0.01 | 0 | 0 | 0 | 0 | 0.09 | 0.02 | 0 | 0 | 0 | 0 | 0.85 | 0 | 0 | 0 | 0 | 0 | True |  | Non Federally-Regulated | 08/10/2018 |  | 11/26/2018
USAI Lighting | USAI Lighting | B3RDM-15X1-40KH-45-S-BZ-NCIC-UNV-D6B | Light Emitting Diode | Inseparable Luminaire | Direct Wired | 0-10 VDC Controls | 80 | 4000 | 0.001 | 91 | 52 | 433 | 0.96 | Ambient | 50000 |  |  | 99999 | 0.01 | 13 | 4 | 0.01 | 0.01 | 0 | 0 | 0 | 0 | 0.09 | 0.02 | 0 | 0 | 0 | 0 | 0.85 | 0 | 0 | 0 | 0 | 0 | True |  | Non Federally-Regulated | 08/10/2018 |  | 11/26/2018
USAI Lighting | USAI Lighting | B3RDM-15X1-40KH-45-S-BZ-NCIC-UNV-D6E | Light Emitting Diode | Inseparable Luminaire | Direct Wired | 0-10 VDC Controls | 80 | 4000 | 0.001 | 91 | 52 | 433 | 0.96 | Ambient | 50000 |  |  | 99999 | 0.01 | 13 | 4 | 0.01 | 0.01 | 0 | 0 | 0 | 0 | 0.09 | 0.02 | 0 | 0 | 0 | 0 | 0.85 | 0 | 0 | 0 | 0 | 0 | True |  | Non Federally-Regulated | 08/10/2018 |  | 11/26/2018
USAI Lighting | USAI Lighting | B3RDM-15X1-40KH-45-S-BZ-NCIC-UNV-D6F | Light Emitting Diode | Inseparable Luminaire | Direct Wired | 0-10 VDC Controls | 80 | 4000 | 0.001 | 91 | 52 | 433 | 0.96 | Ambient | 50000 |  |  | 99999 | 0.01 | 13 | 4 | 0.01 | 0.01 | 0 | 0 | 0 | 0 | 0.09 | 0.02 | 0 | 0 | 0 | 0 | 0.85 | 0 | 0 | 0 | 0 | 0 | True |  | Non Federally-Regulated | 08/10/2018 |  | 11/26/2018
USAI Lighting | USAI Lighting | B3RDM-15X1-40KH-45-S-GR-NCIC-UNV-D6A | Light Emitting Diode | Inseparable Luminaire | Direct Wired | 0-10 VDC Controls | 80 | 4000 | 0.001 | 91 | 52 | 433 | 0.96 | Ambient | 50000 |  |  | 99999 | 0.01 | 13 | 4 | 0.01 | 0.01 | 0 | 0 | 0 | 0 | 0.09 | 0.02 | 0 | 0 | 0 | 0 | 0.85 | 0 | 0 | 0 | 0 | 0 | True |  | Non Federally-Regulated | 08/10/2018 |  | 11/26/2018
USAI Lighting | USAI Lighting | B3RDM-15X1-40KH-45-S-GR-NCIC-UNV-D6B | Light Emitting Diode | Inseparable Luminaire | Direct Wired | 0-10 VDC Controls | 80 | 4000 | 0.001 | 91 | 52 | 433 | 0.96 | Ambient | 50000 |  |  | 99999 | 0.01 | 13 | 4 | 0.01 | 0.01 | 0 | 0 | 0 | 0 | 0.09 | 0.02 | 0 | 0 | 0 | 0 | 0.85 | 0 | 0 | 0 | 0 | 0 | True |  | Non Federally-Regulated | 08/10/2018 |  | 11/26/2018
USAI Lighting | USAI Lighting | B3RDM-15X1-40KH-45-S-GR-NCIC-UNV-D6E | Light Emitting Diode | Inseparable Luminaire | Direct Wired | 0-10 VDC Controls | 80 | 4000 | 0.001 | 91 | 52 | 433 | 0.96 | Ambient | 50000 |  |  | 99999 | 0.01 | 13 | 4 | 0.01 | 0.01 | 0 | 0 | 0 | 0 | 0.09 | 0.02 | 0 | 0 | 0 | 0 | 0.85 | 0 | 0 | 0 | 0 | 0 | True |  | Non Federally-Regulated | 08/10/2018 |  | 11/26/2018
USAI Lighting | USAI Lighting | B3RDM-15X1-40KH-45-S-GR-NCIC-UNV-D6F | Light Emitting Diode | Inseparable Luminaire | Direct Wired | 0-10 VDC Controls | 80 | 4000 | 0.001 | 91 | 52 | 433 | 0.96 | Ambient | 50000 |  |  | 99999 | 0.01 | 13 | 4 | 0.01 | 0.01 | 0 | 0 | 0 | 0 | 0.09 | 0.02 | 0 | 0 | 0 | 0 | 0.85 | 0 | 0 | 0 | 0 | 0 | True |  | Non Federally-Regulated | 08/10/2018 |  | 11/26/2018
USAI Lighting | USAI Lighting | B3RDM-15X1-40KH-45-S-WH-NCIC-UNV-D6A | Light Emitting Diode | Inseparable Luminaire | Direct Wired | 0-10 VDC Controls | 80 | 4000 | 0.001 | 91 | 52 | 433 | 0.96 | Ambient | 50000 |  |  | 99999 | 0.01 | 13 | 4 | 0.01 | 0.01 | 0 | 0 | 0 | 0 | 0.09 | 0.02 | 0 | 0 | 0 | 0 | 0.85 | 0 | 0 | 0 | 0 | 0 | True |  | Non Federally-Regulated | 08/10/2018 |  | 11/26/2018
USAI Lighting | USAI Lighting | B3RDM-15X1-40KH-45-S-WH-NCIC-UNV-D6B | Light Emitting Diode | Inseparable Luminaire | Direct Wired | 0-10 VDC Controls | 80 | 4000 | 0.001 | 91 | 52 | 433 | 0.96 | Ambient | 50000 |  |  | 99999 | 0.01 | 13 | 4 | 0.01 | 0.01 | 0 | 0 | 0 | 0 | 0.09 | 0.02 | 0 | 0 | 0 | 0 | 0.85 | 0 | 0 | 0 | 0 | 0 | True |  | Non Federally-Regulated | 08/10/2018 |  | 11/26/2018
USAI Lighting | USAI Lighting | B3RDM-15X1-40KH-45-S-WH-NCIC-UNV-D6E | Light Emitting Diode | Inseparable Luminaire | Direct Wired | 0-10 VDC Controls | 80 | 4000 | 0.001 | 91 | 52 | 433 | 0.96 | Ambient | 50000 |  |  | 99999 | 0.01 | 13 | 4 | 0.01 | 0.01 | 0 | 0 | 0 | 0 | 0.09 | 0.02 | 0 | 0 | 0 | 0 | 0.85 | 0 | 0 | 0 | 0 | 0 | True |  | Non Federally-Regulated | 08/10/2018 |  | 11/26/2018
USAI Lighting | USAI Lighting | B3RDM-15X1-40KH-45-S-WH-NCIC-UNV-D6F | Light Emitting Diode | Inseparable Luminaire | Direct Wired | 0-10 VDC Controls | 80 | 4000 | 0.001 | 91 | 52 | 433 | 0.96 | Ambient | 50000 |  |  | 99999 | 0.01 | 13 | 4 | 0.01 | 0.01 | 0 | 0 | 0 | 0 | 0.09 | 0.02 | 0 | 0 | 0 | 0 | 0.85 | 0 | 0 | 0 | 0 | 0 | True |  | Non Federally-Regulated | 08/10/2018 |  | 11/26/2018
USAI Lighting | USAI Lighting | B3RDM-15X1-40KH-65-S-BL-NCIC-UNV-D6A | Light Emitting Diode | Inseparable Luminaire | Direct Wired | 0-10 VDC Controls | 66 | 4000 | 0.001 | 91 | 52 | 433 | 0.96 | Ambient | 50000 |  |  | 99999 | 0.01 | 13 | 4 | 0.01 | 0.01 | 0 | 0 | 0 | 0 | 0.09 | 0.02 | 0 | 0 | 0 | 0 | 0.85 | 0 | 0 | 0 | 0 | 0 | True |  | Non Federally-Regulated | 08/10/2018 |  | 11/26/2018
USAI Lighting | USAI Lighting | B3RDM-15X1-40KH-65-S-BL-NCIC-UNV-D6B | Light Emitting Diode | Inseparable Luminaire | Direct Wired | 0-10 VDC Controls | 66 | 4000 | 0.001 | 91 | 52 | 433 | 0.96 | Ambient | 50000 |  |  | 99999 | 0.01 | 13 | 4 | 0.01 | 0.01 | 0 | 0 | 0 | 0 | 0.09 | 0.02 | 0 | 0 | 0 | 0 | 0.85 | 0 | 0 | 0 | 0 | 0 | True |  | Non Federally-Regulated | 08/10/2018 |  | 11/26/2018
USAI Lighting | USAI Lighting | B3RDM-15X1-40KH-65-S-BL-NCIC-UNV-D6E | Light Emitting Diode | Inseparable Luminaire | Direct Wired | 0-10 VDC Controls | 66 | 4000 | 0.001 | 91 | 52 | 433 | 0.96 | Ambient | 50000 |  |  | 99999 | 0.01 | 13 | 4 | 0.01 | 0.01 | 0 | 0 | 0 | 0 | 0.09 | 0.02 | 0 | 0 | 0 | 0 | 0.85 | 0 | 0 | 0 | 0 | 0 | True |  | Non Federally-Regulated | 08/10/2018 |  | 11/26/2018
USAI Lighting | USAI Lighting | B3RDM-15X1-40KH-65-S-BL-NCIC-UNV-D6F | Light Emitting Diode | Inseparable Luminaire | Direct Wired | 0-10 VDC Controls | 66 | 4000 | 0.001 | 91 | 52 | 433 | 0.96 | Ambient | 50000 |  |  | 99999 | 0.01 | 13 | 4 | 0.01 | 0.01 | 0 | 0 | 0 | 0 | 0.09 | 0.02 | 0 | 0 | 0 | 0 | 0.85 | 0 | 0 | 0 | 0 | 0 | True |  | Non Federally-Regulated | 08/10/2018 |  | 11/26/2018
USAI Lighting | USAI Lighting | B3RDM-15X1-40KH-65-S-BZ-NCIC-UNV-D6A | Light Emitting Diode | Inseparable Luminaire | Direct Wired | 0-10 VDC Controls | 66 | 4000 | 0.001 | 91 | 52 | 433 | 0.96 | Ambient | 50000 |  |  | 99999 | 0.01 | 13 | 4 | 0.01 | 0.01 | 0 | 0 | 0 | 0 | 0.09 | 0.02 | 0 | 0 | 0 | 0 | 0.85 | 0 | 0 | 0 | 0 | 0 | True |  | Non Federally-Regulated | 08/10/2018 |  | 11/26/2018
USAI Lighting | USAI Lighting | B3RDM-15X1-40KH-65-S-BZ-NCIC-UNV-D6B | Light Emitting Diode | Inseparable Luminaire | Direct Wired | 0-10 VDC Controls | 66 | 4000 | 0.001 | 91 | 52 | 433 | 0.96 | Ambient | 50000 |  |  | 99999 | 0.01 | 13 | 4 | 0.01 | 0.01 | 0 | 0 | 0 | 0 | 0.09 | 0.02 | 0 | 0 | 0 | 0 | 0.85 | 0 | 0 | 0 | 0 | 0 | True |  | Non Federally-Regulated | 08/10/2018 |  | 11/26/2018
USAI Lighting | USAI Lighting | B3RDM-15X1-40KH-65-S-BZ-NCIC-UNV-D6E | Light Emitting Diode | Inseparable Luminaire | Direct Wired | 0-10 VDC Controls | 66 | 4000 | 0.001 | 91 | 52 | 433 | 0.96 | Ambient | 50000 |  |  | 99999 | 0.01 | 13 | 4 | 0.01 | 0.01 | 0 | 0 | 0 | 0 | 0.09 | 0.02 | 0 | 0 | 0 | 0 | 0.85 | 0 | 0 | 0 | 0 | 0 | True |  | Non Federally-Regulated | 08/10/2018 |  | 11/26/2018
USAI Lighting | USAI Lighting | B3RDM-15X1-40KH-65-S-BZ-NCIC-UNV-D6F | Light Emitting Diode | Inseparable Luminaire | Direct Wired | 0-10 VDC Controls | 66 | 4000 | 0.001 | 91 | 52 | 433 | 0.96 | Ambient | 50000 |  |  | 99999 | 0.01 | 13 | 4 | 0.01 | 0.01 | 0 | 0 | 0 | 0 | 0.09 | 0.02 | 0 | 0 | 0 | 0 | 0.85 | 0 | 0 | 0 | 0 | 0 | True |  | Non Federally-Regulated | 08/10/2018 |  | 11/26/2018
USAI Lighting | USAI Lighting | B3RDM-15X1-40KH-65-S-GR-NCIC-UNV-D6A | Light Emitting Diode | Inseparable Luminaire | Direct Wired | 0-10 VDC Controls | 66 | 4000 | 0.001 | 91 | 52 | 433 | 0.96 | Ambient | 50000 |  |  | 99999 | 0.01 | 13 | 4 | 0.01 | 0.01 | 0 | 0 | 0 | 0 | 0.09 | 0.02 | 0 | 0 | 0 | 0 | 0.85 | 0 | 0 | 0 | 0 | 0 | True |  | Non Federally-Regulated | 08/10/2018 |  | 11/26/2018
USAI Lighting | USAI Lighting | B3RDM-15X1-40KH-65-S-GR-NCIC-UNV-D6B | Light Emitting Diode | Inseparable Luminaire | Direct Wired | 0-10 VDC Controls | 66 | 4000 | 0.001 | 91 | 52 | 433 | 0.96 | Ambient | 50000 |  |  | 99999 | 0.01 | 13 | 4 | 0.01 | 0.01 | 0 | 0 | 0 | 0 | 0.09 | 0.02 | 0 | 0 | 0 | 0 | 0.85 | 0 | 0 | 0 | 0 | 0 | True |  | Non Federally-Regulated | 08/10/2018 |  | 11/26/2018
USAI Lighting | USAI Lighting | B3RDM-15X1-40KH-65-S-GR-NCIC-UNV-D6E | Light Emitting Diode | Inseparable Luminaire | Direct Wired | 0-10 VDC Controls | 66 | 4000 | 0.001 | 91 | 52 | 433 | 0.96 | Ambient | 50000 |  |  | 99999 | 0.01 | 13 | 4 | 0.01 | 0.01 | 0 | 0 | 0 | 0 | 0.09 | 0.02 | 0 | 0 | 0 | 0 | 0.85 | 0 | 0 | 0 | 0 | 0 | True |  | Non Federally-Regulated | 08/10/2018 |  | 11/26/2018
USAI Lighting | USAI Lighting | B3RDM-15X1-40KH-65-S-GR-NCIC-UNV-D6F | Light Emitting Diode | Inseparable Luminaire | Direct Wired | 0-10 VDC Controls | 66 | 4000 | 0.001 | 91 | 52 | 433 | 0.96 | Ambient | 50000 |  |  | 99999 | 0.01 | 13 | 4 | 0.01 | 0.01 | 0 | 0 | 0 | 0 | 0.09 | 0.02 | 0 | 0 | 0 | 0 | 0.85 | 0 | 0 | 0 | 0 | 0 | True |  | Non Federally-Regulated | 08/10/2018 |  | 11/26/2018
USAI Lighting | USAI Lighting | B3RDM-15X1-40KH-65-S-WH-NCIC-UNV-D6A | Light Emitting Diode | Inseparable Luminaire | Direct Wired | 0-10 VDC Controls | 66 | 4000 | 0.001 | 91 | 52 | 433 | 0.96 | Ambient | 50000 |  |  | 99999 | 0.01 | 13 | 4 | 0.01 | 0.01 | 0 | 0 | 0 | 0 | 0.09 | 0.02 | 0 | 0 | 0 | 0 | 0.85 | 0 | 0 | 0 | 0 | 0 | True |  | Non Federally-Regulated | 08/10/2018 |  | 11/26/2018
USAI Lighting | USAI Lighting | B3RDM-15X1-40KH-65-S-WH-NCIC-UNV-D6B | Light Emitting Diode | Inseparable Luminaire | Direct Wired | 0-10 VDC Controls | 66 | 4000 | 0.001 | 91 | 52 | 433 | 0.96 | Ambient | 50000 |  |  | 99999 | 0.01 | 13 | 4 | 0.01 | 0.01 | 0 | 0 | 0 | 0 | 0.09 | 0.02 | 0 | 0 | 0 | 0 | 0.85 | 0 | 0 | 0 | 0 | 0 | True |  | Non Federally-Regulated | 08/10/2018 |  | 11/26/2018
USAI Lighting | USAI Lighting | B3RDM-15X1-40KH-65-S-WH-NCIC-UNV-D6E | Light Emitting Diode | Inseparable Luminaire | Direct Wired | 0-10 VDC Controls | 66 | 4000 | 0.001 | 91 | 52 | 433 | 0.96 | Ambient | 50000 |  |  | 99999 | 0.01 | 13 | 4 | 0.01 | 0.01 | 0 | 0 | 0 | 0 | 0.09 | 0.02 | 0 | 0 | 0 | 0 | 0.85 | 0 | 0 | 0 | 0 | 0 | True |  | Non Federally-Regulated | 08/10/2018 |  | 11/26/2018
USAI Lighting | USAI Lighting | B3RDM-15X1-40KH-65-S-WH-NCIC-UNV-D6F | Light Emitting Diode | Inseparable Luminaire | Direct Wired | 0-10 VDC Controls | 66 | 4000 | 0.001 | 91 | 52 | 433 | 0.96 | Ambient | 50000 |  |  | 99999 | 0.01 | 13 | 4 | 0.01 | 0.01 | 0 | 0 | 0 | 0 | 0.09 | 0.02 | 0 | 0 | 0 | 0 | 0.85 | 0 | 0 | 0 | 0 | 0 | True |  | Non Federally-Regulated | 08/10/2018 |  | 11/26/2018
USAI Lighting | USAI Lighting | B3SDF-15X1-27KH-25-S-BL-NCIC-UNV-D6A | Light Emitting Diode | Inseparable Luminaire | Direct Wired | 0-10 VDC Controls | 65 | 2700 | 0.001 | 91 | 52 | 433 | 0.96 | Ambient | 50000 |  |  | 99999 | 0.01 | 13 | 4 | 0.01 | 0.01 | 0 | 0 | 0 | 0 | 0.09 | 0.02 | 0 | 0 | 0 | 0 | 0.85 | 0 | 0 | 0 | 0 | 0 | True |  | Non Federally-Regulated | 08/10/2018 |  | 11/26/2018
USAI Lighting | USAI Lighting | B3SDF-15X1-27KH-25-S-BL-NCIC-UNV-D6B | Light Emitting Diode | Inseparable Luminaire | Direct Wired | 0-10 VDC Controls | 65 | 2700 | 0.001 | 91 | 52 | 433 | 0.96 | Ambient | 50000 |  |  | 99999 | 0.01 | 13 | 4 | 0.01 | 0.01 | 0 | 0 | 0 | 0 | 0.09 | 0.02 | 0 | 0 | 0 | 0 | 0.85 | 0 | 0 | 0 | 0 | 0 | True |  | Non Federally-Regulated | 08/10/2018 |  | 11/26/2018
USAI Lighting | USAI Lighting | B3SDF-15X1-27KH-25-S-BL-NCIC-UNV-D6E | Light Emitting Diode | Inseparable Luminaire | Direct Wired | 0-10 VDC Controls | 65 | 2700 | 0.001 | 91 | 52 | 433 | 0.96 | Ambient | 50000 |  |  | 99999 | 0.01 | 13 | 4 | 0.01 | 0.01 | 0 | 0 | 0 | 0 | 0.09 | 0.02 | 0 | 0 | 0 | 0 | 0.85 | 0 | 0 | 0 | 0 | 0 | True |  | Non Federally-Regulated | 08/10/2018 |  | 11/26/2018
USAI Lighting | USAI Lighting | B3SDF-15X1-27KH-25-S-BL-NCIC-UNV-D6F | Light Emitting Diode | Inseparable Luminaire | Direct Wired | 0-10 VDC Controls | 65 | 2700 | 0.001 | 91 | 52 | 433 | 0.96 | Ambient | 50000 |  |  | 99999 | 0.01 | 13 | 4 | 0.01 | 0.01 | 0 | 0 | 0 | 0 | 0.09 | 0.02 | 0 | 0 | 0 | 0 | 0.85 | 0 | 0 | 0 | 0 | 0 | True |  | Non Federally-Regulated | 08/10/2018 |  | 11/26/2018
USAI Lighting | USAI Lighting | B3SDF-15X1-27KH-25-S-BZ-NCIC-UNV-D6A | Light Emitting Diode | Inseparable Luminaire | Direct Wired | 0-10 VDC Controls | 65 | 2700 | 0.001 | 91 | 52 | 433 | 0.96 | Ambient | 50000 |  |  | 99999 | 0.01 | 13 | 4 | 0.01 | 0.01 | 0 | 0 | 0 | 0 | 0.09 | 0.02 | 0 | 0 | 0 | 0 | 0.85 | 0 | 0 | 0 | 0 | 0 | True |  | Non Federally-Regulated | 08/10/2018 |  | 11/26/2018
USAI Lighting | USAI Lighting | B3SDF-15X1-27KH-25-S-BZ-NCIC-UNV-D6B | Light Emitting Diode | Inseparable Luminaire | Direct Wired | 0-10 VDC Controls | 65 | 2700 | 0.001 | 91 | 52 | 433 | 0.96 | Ambient | 50000 |  |  | 99999 | 0.01 | 13 | 4 | 0.01 | 0.01 | 0 | 0 | 0 | 0 | 0.09 | 0.02 | 0 | 0 | 0 | 0 | 0.85 | 0 | 0 | 0 | 0 | 0 | True |  | Non Federally-Regulated | 08/10/2018 |  | 11/26/2018
USAI Lighting | USAI Lighting | B3SDF-15X1-27KH-25-S-BZ-NCIC-UNV-D6E | Light Emitting Diode | Inseparable Luminaire | Direct Wired | 0-10 VDC Controls | 65 | 2700 | 0.001 | 91 | 52 | 433 | 0.96 | Ambient | 50000 |  |  | 99999 | 0.01 | 13 | 4 | 0.01 | 0.01 | 0 | 0 | 0 | 0 | 0.09 | 0.02 | 0 | 0 | 0 | 0 | 0.85 | 0 | 0 | 0 | 0 | 0 | True |  | Non Federally-Regulated | 08/10/2018 |  | 11/26/2018
USAI Lighting | USAI Lighting | B3SDF-15X1-27KH-25-S-BZ-NCIC-UNV-D6F | Light Emitting Diode | Inseparable Luminaire | Direct Wired | 0-10 VDC Controls | 65 | 2700 | 0.001 | 91 | 52 | 433 | 0.96 | Ambient | 50000 |  |  | 99999 | 0.01 | 13 | 4 | 0.01 | 0.01 | 0 | 0 | 0 | 0 | 0.09 | 0.02 | 0 | 0 | 0 | 0 | 0.85 | 0 | 0 | 0 | 0 | 0 | True |  | Non Federally-Regulated | 08/10/2018 |  | 11/26/2018
USAI Lighting | USAI Lighting | B3SDF-15X1-27KH-25-S-GR-NCIC-UNV-D6A | Light Emitting Diode | Inseparable Luminaire | Direct Wired | 0-10 VDC Controls | 65 | 2700 | 0.001 | 91 | 52 | 433 | 0.96 | Ambient | 50000 |  |  | 99999 | 0.01 | 13 | 4 | 0.01 | 0.01 | 0 | 0 | 0 | 0 | 0.09 | 0.02 | 0 | 0 | 0 | 0 | 0.85 | 0 | 0 | 0 | 0 | 0 | True |  | Non Federally-Regulated | 08/10/2018 |  | 11/26/2018
USAI Lighting | USAI Lighting | B3SDF-15X1-27KH-25-S-GR-NCIC-UNV-D6B | Light Emitting Diode | Inseparable Luminaire | Direct Wired | 0-10 VDC Controls | 65 | 2700 | 0.001 | 91 | 52 | 433 | 0.96 | Ambient | 50000 |  |  | 99999 | 0.01 | 13 | 4 | 0.01 | 0.01 | 0 | 0 | 0 | 0 | 0.09 | 0.02 | 0 | 0 | 0 | 0 | 0.85 | 0 | 0 | 0 | 0 | 0 | True |  | Non Federally-Regulated | 08/10/2018 |  | 11/26/2018
USAI Lighting | USAI Lighting | B3SDF-15X1-27KH-25-S-GR-NCIC-UNV-D6E | Light Emitting Diode | Inseparable Luminaire | Direct Wired | 0-10 VDC Controls | 65 | 2700 | 0.001 | 91 | 52 | 433 | 0.96 | Ambient | 50000 |  |  | 99999 | 0.01 | 13 | 4 | 0.01 | 0.01 | 0 | 0 | 0 | 0 | 0.09 | 0.02 | 0 | 0 | 0 | 0 | 0.85 | 0 | 0 | 0 | 0 | 0 | True |  | Non Federally-Regulated | 08/10/2018 |  | 11/26/2018
USAI Lighting | USAI Lighting | B3SDF-15X1-27KH-25-S-GR-NCIC-UNV-D6F | Light Emitting Diode | Inseparable Luminaire | Direct Wired | 0-10 VDC Controls | 65 | 2700 | 0.001 | 91 | 52 | 433 | 0.96 | Ambient | 50000 |  |  | 99999 | 0.01 | 13 | 4 | 0.01 | 0.01 | 0 | 0 | 0 | 0 | 0.09 | 0.02 | 0 | 0 | 0 | 0 | 0.85 | 0 | 0 | 0 | 0 | 0 | True |  | Non Federally-Regulated | 08/10/2018 |  | 11/26/2018
USAI Lighting | USAI Lighting | B3SDF-15X1-27KH-25-S-WH-NCIC-UNV-D6A | Light Emitting Diode | Inseparable Luminaire | Direct Wired | 0-10 VDC Controls | 65 | 2700 | 0.001 | 91 | 52 | 433 | 0.96 | Ambient | 50000 |  |  | 99999 | 0.01 | 13 | 4 | 0.01 | 0.01 | 0 | 0 | 0 | 0 | 0.09 | 0.02 | 0 | 0 | 0 | 0 | 0.85 | 0 | 0 | 0 | 0 | 0 | True |  | Non Federally-Regulated | 08/10/2018 |  | 11/26/2018
USAI Lighting | USAI Lighting | B3SDF-15X1-27KH-25-S-WH-NCIC-UNV-D6B | Light Emitting Diode | Inseparable Luminaire | Direct Wired | 0-10 VDC Controls | 65 | 2700 | 0.001 | 91 | 52 | 433 | 0.96 | Ambient | 50000 |  |  | 99999 | 0.01 | 13 | 4 | 0.01 | 0.01 | 0 | 0 | 0 | 0 | 0.09 | 0.02 | 0 | 0 | 0 | 0 | 0.85 | 0 | 0 | 0 | 0 | 0 | True |  | Non Federally-Regulated | 08/10/2018 |  | 11/26/2018
USAI Lighting | USAI Lighting | B3SDF-15X1-27KH-25-S-WH-NCIC-UNV-D6E | Light Emitting Diode | Inseparable Luminaire | Direct Wired | 0-10 VDC Controls | 65 | 2700 | 0.001 | 91 | 52 | 433 | 0.96 | Ambient | 50000 |  |  | 99999 | 0.01 | 13 | 4 | 0.01 | 0.01 | 0 | 0 | 0 | 0 | 0.09 | 0.02 | 0 | 0 | 0 | 0 | 0.85 | 0 | 0 | 0 | 0 | 0 | True |  | Non Federally-Regulated | 08/10/2018 |  | 11/26/2018
USAI Lighting | USAI Lighting | B3SDF-15X1-27KH-25-S-WH-NCIC-UNV-D6F | Light Emitting Diode | Inseparable Luminaire | Direct Wired | 0-10 VDC Controls | 65 | 2700 | 0.001 | 91 | 52 | 433 | 0.96 | Ambient | 50000 |  |  | 99999 | 0.01 | 13 | 4 | 0.01 | 0.01 | 0 | 0 | 0 | 0 | 0.09 | 0.02 | 0 | 0 | 0 | 0 | 0.85 | 0 | 0 | 0 | 0 | 0 | True |  | Non Federally-Regulated | 08/10/2018 |  | 11/26/2018
USAI Lighting | USAI Lighting | B3SDF-15X1-27KH-45-S-BL-NCIC-UNV-D6A | Light Emitting Diode | Inseparable Luminaire | Direct Wired | 0-10 VDC Controls | 68 | 2700 | 0.001 | 91 | 52 | 433 | 0.96 | Ambient | 50000 |  |  | 99999 | 0.01 | 13 | 4 | 0.01 | 0.01 | 0 | 0 | 0 | 0 | 0.09 | 0.02 | 0 | 0 | 0 | 0 | 0.85 | 0 | 0 | 0 | 0 | 0 | True |  | Non Federally-Regulated | 08/10/2018 |  | 11/26/2018
USAI Lighting | USAI Lighting | B3SDF-15X1-27KH-45-S-BL-NCIC-UNV-D6B | Light Emitting Diode | Inseparable Luminaire | Direct Wired | 0-10 VDC Controls | 68 | 2700 | 0.001 | 91 | 52 | 433 | 0.96 | Ambient | 50000 |  |  | 99999 | 0.01 | 13 | 4 | 0.01 | 0.01 | 0 | 0 | 0 | 0 | 0.09 | 0.02 | 0 | 0 | 0 | 0 | 0.85 | 0 | 0 | 0 | 0 | 0 | True |  | Non Federally-Regulated | 08/10/2018 |  | 11/26/2018
USAI Lighting | USAI Lighting | B3SDF-15X1-27KH-45-S-BL-NCIC-UNV-D6E | Light Emitting Diode | Inseparable Luminaire | Direct Wired | 0-10 VDC Controls | 68 | 2700 | 0.001 | 91 | 52 | 433 | 0.96 | Ambient | 50000 |  |  | 99999 | 0.01 | 13 | 4 | 0.01 | 0.01 | 0 | 0 | 0 | 0 | 0.09 | 0.02 | 0 | 0 | 0 | 0 | 0.85 | 0 | 0 | 0 | 0 | 0 | True |  | Non Federally-Regulated | 08/10/2018 |  | 11/26/2018
USAI Lighting | USAI Lighting | B3SDF-15X1-27KH-45-S-BL-NCIC-UNV-D6F | Light Emitting Diode | Inseparable Luminaire | Direct Wired | 0-10 VDC Controls | 68 | 2700 | 0.001 | 91 | 52 | 433 | 0.96 | Ambient | 50000 |  |  | 99999 | 0.01 | 13 | 4 | 0.01 | 0.01 | 0 | 0 | 0 | 0 | 0.09 | 0.02 | 0 | 0 | 0 | 0 | 0.85 | 0 | 0 | 0 | 0 | 0 | True |  | Non Federally-Regulated | 08/10/2018 |  | 11/26/2018
USAI Lighting | USAI Lighting | B3SDF-15X1-27KH-45-S-BZ-NCIC-UNV-D6A | Light Emitting Diode | Inseparable Luminaire | Direct Wired | 0-10 VDC Controls | 68 | 2700 | 0.001 | 91 | 52 | 433 | 0.96 | Ambient | 50000 |  |  | 99999 | 0.01 | 13 | 4 | 0.01 | 0.01 | 0 | 0 | 0 | 0 | 0.09 | 0.02 | 0 | 0 | 0 | 0 | 0.85 | 0 | 0 | 0 | 0 | 0 | True |  | Non Federally-Regulated | 08/10/2018 |  | 11/26/2018
USAI Lighting | USAI Lighting | B3SDF-15X1-27KH-45-S-BZ-NCIC-UNV-D6B | Light Emitting Diode | Inseparable Luminaire | Direct Wired | 0-10 VDC Controls | 68 | 2700 | 0.001 | 91 | 52 | 433 | 0.96 | Ambient | 50000 |  |  | 99999 | 0.01 | 13 | 4 | 0.01 | 0.01 | 0 | 0 | 0 | 0 | 0.09 | 0.02 | 0 | 0 | 0 | 0 | 0.85 | 0 | 0 | 0 | 0 | 0 | True |  | Non Federally-Regulated | 08/10/2018 |  | 11/26/2018
USAI Lighting | USAI Lighting | B3SDF-15X1-27KH-45-S-BZ-NCIC-UNV-D6E | Light Emitting Diode | Inseparable Luminaire | Direct Wired | 0-10 VDC Controls | 68 | 2700 | 0.001 | 91 | 52 | 433 | 0.96 | Ambient | 50000 |  |  | 99999 | 0.01 | 13 | 4 | 0.01 | 0.01 | 0 | 0 | 0 | 0 | 0.09 | 0.02 | 0 | 0 | 0 | 0 | 0.85 | 0 | 0 | 0 | 0 | 0 | True |  | Non Federally-Regulated | 08/10/2018 |  | 11/26/2018
USAI Lighting | USAI Lighting | B3SDF-15X1-27KH-45-S-BZ-NCIC-UNV-D6F | Light Emitting Diode | Inseparable Luminaire | Direct Wired | 0-10 VDC Controls | 68 | 2700 | 0.001 | 91 | 52 | 433 | 0.96 | Ambient | 50000 |  |  | 99999 | 0.01 | 13 | 4 | 0.01 | 0.01 | 0 | 0 | 0 | 0 | 0.09 | 0.02 | 0 | 0 | 0 | 0 | 0.85 | 0 | 0 | 0 | 0 | 0 | True |  | Non Federally-Regulated | 08/10/2018 |  | 11/26/2018
USAI Lighting | USAI Lighting | B3SDF-15X1-27KH-45-S-GR-NCIC-UNV-D6A | Light Emitting Diode | Inseparable Luminaire | Direct Wired | 0-10 VDC Controls | 68 | 2700 | 0.001 | 91 | 52 | 433 | 0.96 | Ambient | 50000 |  |  | 99999 | 0.01 | 13 | 4 | 0.01 | 0.01 | 0 | 0 | 0 | 0 | 0.09 | 0.02 | 0 | 0 | 0 | 0 | 0.85 | 0 | 0 | 0 | 0 | 0 | True |  | Non Federally-Regulated | 08/10/2018 |  | 11/26/2018
USAI Lighting | USAI Lighting | B3SDF-15X1-27KH-45-S-GR-NCIC-UNV-D6B | Light Emitting Diode | Inseparable Luminaire | Direct Wired | 0-10 VDC Controls | 68 | 2700 | 0.001 | 91 | 52 | 433 | 0.96 | Ambient | 50000 |  |  | 99999 | 0.01 | 13 | 4 | 0.01 | 0.01 | 0 | 0 | 0 | 0 | 0.09 | 0.02 | 0 | 0 | 0 | 0 | 0.85 | 0 | 0 | 0 | 0 | 0 | True |  | Non Federally-Regulated | 08/10/2018 |  | 11/26/2018
USAI Lighting | USAI Lighting | B3SDF-15X1-27KH-45-S-GR-NCIC-UNV-D6E | Light Emitting Diode | Inseparable Luminaire | Direct Wired | 0-10 VDC Controls | 68 | 2700 | 0.001 | 91 | 52 | 433 | 0.96 | Ambient | 50000 |  |  | 99999 | 0.01 | 13 | 4 | 0.01 | 0.01 | 0 | 0 | 0 | 0 | 0.09 | 0.02 | 0 | 0 | 0 | 0 | 0.85 | 0 | 0 | 0 | 0 | 0 | True |  | Non Federally-Regulated | 08/10/2018 |  | 11/26/2018
USAI Lighting | USAI Lighting | B3SDF-15X1-27KH-45-S-GR-NCIC-UNV-D6F | Light Emitting Diode | Inseparable Luminaire | Direct Wired | 0-10 VDC Controls | 68 | 2700 | 0.001 | 91 | 52 | 433 | 0.96 | Ambient | 50000 |  |  | 99999 | 0.01 | 13 | 4 | 0.01 | 0.01 | 0 | 0 | 0 | 0 | 0.09 | 0.02 | 0 | 0 | 0 | 0 | 0.85 | 0 | 0 | 0 | 0 | 0 | True |  | Non Federally-Regulated | 08/10/2018 |  | 11/26/2018
USAI Lighting | USAI Lighting | B3SDF-15X1-27KH-45-S-WH-NCIC-UNV-D6A | Light Emitting Diode | Inseparable Luminaire | Direct Wired | 0-10 VDC Controls | 68 | 2700 | 0.001 | 91 | 52 | 433 | 0.96 | Ambient | 50000 |  |  | 99999 | 0.01 | 13 | 4 | 0.01 | 0.01 | 0 | 0 | 0 | 0 | 0.09 | 0.02 | 0 | 0 | 0 | 0 | 0.85 | 0 | 0 | 0 | 0 | 0 | True |  | Non Federally-Regulated | 08/10/2018 |  | 11/26/2018
USAI Lighting | USAI Lighting | B3SDF-15X1-27KH-45-S-WH-NCIC-UNV-D6B | Light Emitting Diode | Inseparable Luminaire | Direct Wired | 0-10 VDC Controls | 68 | 2700 | 0.001 | 91 | 52 | 433 | 0.96 | Ambient | 50000 |  |  | 99999 | 0.01 | 13 | 4 | 0.01 | 0.01 | 0 | 0 | 0 | 0 | 0.09 | 0.02 | 0 | 0 | 0 | 0 | 0.85 | 0 | 0 | 0 | 0 | 0 | True |  | Non Federally-Regulated | 08/10/2018 |  | 11/26/2018
USAI Lighting | USAI Lighting | B3SDF-15X1-27KH-45-S-WH-NCIC-UNV-D6E | Light Emitting Diode | Inseparable Luminaire | Direct Wired | 0-10 VDC Controls | 68 | 2700 | 0.001 | 91 | 52 | 433 | 0.96 | Ambient | 50000 |  |  | 99999 | 0.01 | 13 | 4 | 0.01 | 0.01 | 0 | 0 | 0 | 0 | 0.09 | 0.02 | 0 | 0 | 0 | 0 | 0.85 | 0 | 0 | 0 | 0 | 0 | True |  | Non Federally-Regulated | 08/10/2018 |  | 11/26/2018
USAI Lighting | USAI Lighting | B3SDF-15X1-27KH-45-S-WH-NCIC-UNV-D6F | Light Emitting Diode | Inseparable Luminaire | Direct Wired | 0-10 VDC Controls | 68 | 2700 | 0.001 | 91 | 52 | 433 | 0.96 | Ambient | 50000 |  |  | 99999 | 0.01 | 13 | 4 | 0.01 | 0.01 | 0 | 0 | 0 | 0 | 0.09 | 0.02 | 0 | 0 | 0 | 0 | 0.85 | 0 | 0 | 0 | 0 | 0 | True |  | Non Federally-Regulated | 08/10/2018 |  | 11/26/2018
USAI Lighting | USAI Lighting | B3SDF-15X1-27KH-65-S-BL-NCIC-UNV-D6A | Light Emitting Diode | Inseparable Luminaire | Direct Wired | 0-10 VDC Controls | 55 | 2700 | 0.001 | 91 | 52 | 433 | 0.96 | Ambient | 50000 |  |  | 99999 | 0.01 | 13 | 4 | 0.01 | 0.01 | 0 | 0 | 0 | 0 | 0.09 | 0.02 | 0 | 0 | 0 | 0 | 0.85 | 0 | 0 | 0 | 0 | 0 | True |  | Non Federally-Regulated | 08/10/2018 |  | 11/26/2018
USAI Lighting | USAI Lighting | B3SDF-15X1-27KH-65-S-BL-NCIC-UNV-D6B | Light Emitting Diode | Inseparable Luminaire | Direct Wired | 0-10 VDC Controls | 55 | 2700 | 0.001 | 91 | 52 | 433 | 0.96 | Ambient | 50000 |  |  | 99999 | 0.01 | 13 | 4 | 0.01 | 0.01 | 0 | 0 | 0 | 0 | 0.09 | 0.02 | 0 | 0 | 0 | 0 | 0.85 | 0 | 0 | 0 | 0 | 0 | True |  | Non Federally-Regulated | 08/10/2018 |  | 11/26/2018
USAI Lighting | USAI Lighting | B3SDF-15X1-27KH-65-S-BL-NCIC-UNV-D6E | Light Emitting Diode | Inseparable Luminaire | Direct Wired | 0-10 VDC Controls | 55 | 2700 | 0.001 | 91 | 52 | 433 | 0.96 | Ambient | 50000 |  |  | 99999 | 0.01 | 13 | 4 | 0.01 | 0.01 | 0 | 0 | 0 | 0 | 0.09 | 0.02 | 0 | 0 | 0 | 0 | 0.85 | 0 | 0 | 0 | 0 | 0 | True |  | Non Federally-Regulated | 08/10/2018 |  | 11/26/2018
USAI Lighting | USAI Lighting | B3SDF-15X1-27KH-65-S-BL-NCIC-UNV-D6F | Light Emitting Diode | Inseparable Luminaire | Direct Wired | 0-10 VDC Controls | 55 | 2700 | 0.001 | 91 | 52 | 433 | 0.96 | Ambient | 50000 |  |  | 99999 | 0.01 | 13 | 4 | 0.01 | 0.01 | 0 | 0 | 0 | 0 | 0.09 | 0.02 | 0 | 0 | 0 | 0 | 0.85 | 0 | 0 | 0 | 0 | 0 | True |  | Non Federally-Regulated | 08/10/2018 |  | 11/26/2018
USAI Lighting | USAI Lighting | B3SDF-15X1-27KH-65-S-BZ-NCIC-UNV-D6A | Light Emitting Diode | Inseparable Luminaire | Direct Wired | 0-10 VDC Controls | 55 | 2700 | 0.001 | 91 | 52 | 433 | 0.96 | Ambient | 50000 |  |  | 99999 | 0.01 | 13 | 4 | 0.01 | 0.01 | 0 | 0 | 0 | 0 | 0.09 | 0.02 | 0 | 0 | 0 | 0 | 0.85 | 0 | 0 | 0 | 0 | 0 | True |  | Non Federally-Regulated | 08/10/2018 |  | 11/26/2018
USAI Lighting | USAI Lighting | B3SDF-15X1-27KH-65-S-BZ-NCIC-UNV-D6B | Light Emitting Diode | Inseparable Luminaire | Direct Wired | 0-10 VDC Controls | 55 | 2700 | 0.001 | 91 | 52 | 433 | 0.96 | Ambient | 50000 |  |  | 99999 | 0.01 | 13 | 4 | 0.01 | 0.01 | 0 | 0 | 0 | 0 | 0.09 | 0.02 | 0 | 0 | 0 | 0 | 0.85 | 0 | 0 | 0 | 0 | 0 | True |  | Non Federally-Regulated | 08/10/2018 |  | 11/26/2018
USAI Lighting | USAI Lighting | B3SDF-15X1-27KH-65-S-BZ-NCIC-UNV-D6E | Light Emitting Diode | Inseparable Luminaire | Direct Wired | 0-10 VDC Controls | 55 | 2700 | 0.001 | 91 | 52 | 433 | 0.96 | Ambient | 50000 |  |  | 99999 | 0.01 | 13 | 4 | 0.01 | 0.01 | 0 | 0 | 0 | 0 | 0.09 | 0.02 | 0 | 0 | 0 | 0 | 0.85 | 0 | 0 | 0 | 0 | 0 | True |  | Non Federally-Regulated | 08/10/2018 |  | 11/26/2018
USAI Lighting | USAI Lighting | B3SDF-15X1-27KH-65-S-BZ-NCIC-UNV-D6F | Light Emitting Diode | Inseparable Luminaire | Direct Wired | 0-10 VDC Controls | 55 | 2700 | 0.001 | 91 | 52 | 433 | 0.96 | Ambient | 50000 |  |  | 99999 | 0.01 | 13 | 4 | 0.01 | 0.01 | 0 | 0 | 0 | 0 | 0.09 | 0.02 | 0 | 0 | 0 | 0 | 0.85 | 0 | 0 | 0 | 0 | 0 | True |  | Non Federally-Regulated | 08/10/2018 |  | 11/26/2018
USAI Lighting | USAI Lighting | B3SDF-15X1-27KH-65-S-GR-NCIC-UNV-D6A | Light Emitting Diode | Inseparable Luminaire | Direct Wired | 0-10 VDC Controls | 55 | 2700 | 0.001 | 91 | 52 | 433 | 0.96 | Ambient | 50000 |  |  | 99999 | 0.01 | 13 | 4 | 0.01 | 0.01 | 0 | 0 | 0 | 0 | 0.09 | 0.02 | 0 | 0 | 0 | 0 | 0.85 | 0 | 0 | 0 | 0 | 0 | True |  | Non Federally-Regulated | 08/10/2018 |  | 11/26/2018
USAI Lighting | USAI Lighting | B3SDF-15X1-27KH-65-S-GR-NCIC-UNV-D6B | Light Emitting Diode | Inseparable Luminaire | Direct Wired | 0-10 VDC Controls | 55 | 2700 | 0.001 | 91 | 52 | 433 | 0.96 | Ambient | 50000 |  |  | 99999 | 0.01 | 13 | 4 | 0.01 | 0.01 | 0 | 0 | 0 | 0 | 0.09 | 0.02 | 0 | 0 | 0 | 0 | 0.85 | 0 | 0 | 0 | 0 | 0 | True |  | Non Federally-Regulated | 08/10/2018 |  | 11/26/2018
USAI Lighting | USAI Lighting | B3SDF-15X1-27KH-65-S-GR-NCIC-UNV-D6E | Light Emitting Diode | Inseparable Luminaire | Direct Wired | 0-10 VDC Controls | 55 | 2700 | 0.001 | 91 | 52 | 433 | 0.96 | Ambient | 50000 |  |  | 99999 | 0.01 | 13 | 4 | 0.01 | 0.01 | 0 | 0 | 0 | 0 | 0.09 | 0.02 | 0 | 0 | 0 | 0 | 0.85 | 0 | 0 | 0 | 0 | 0 | True |  | Non Federally-Regulated | 08/10/2018 |  | 11/26/2018
USAI Lighting | USAI Lighting | B3SDF-15X1-27KH-65-S-GR-NCIC-UNV-D6F | Light Emitting Diode | Inseparable Luminaire | Direct Wired | 0-10 VDC Controls | 55 | 2700 | 0.001 | 91 | 52 | 433 | 0.96 | Ambient | 50000 |  |  | 99999 | 0.01 | 13 | 4 | 0.01 | 0.01 | 0 | 0 | 0 | 0 | 0.09 | 0.02 | 0 | 0 | 0 | 0 | 0.85 | 0 | 0 | 0 | 0 | 0 | True |  | Non Federally-Regulated | 08/10/2018 |  | 11/26/2018
USAI Lighting | USAI Lighting | B3SDF-15X1-27KH-65-S-WH-NCIC-UNV-D6A | Light Emitting Diode | Inseparable Luminaire | Direct Wired | 0-10 VDC Controls | 55 | 2700 | 0.001 | 91 | 52 | 433 | 0.96 | Ambient | 50000 |  |  | 99999 | 0.01 | 13 | 4 | 0.01 | 0.01 | 0 | 0 | 0 | 0 | 0.09 | 0.02 | 0 | 0 | 0 | 0 | 0.85 | 0 | 0 | 0 | 0 | 0 | True |  | Non Federally-Regulated | 08/10/2018 |  | 11/26/2018
USAI Lighting | USAI Lighting | B3SDF-15X1-27KH-65-S-WH-NCIC-UNV-D6B | Light Emitting Diode | Inseparable Luminaire | Direct Wired | 0-10 VDC Controls | 55 | 2700 | 0.001 | 91 | 52 | 433 | 0.96 | Ambient | 50000 |  |  | 99999 | 0.01 | 13 | 4 | 0.01 | 0.01 | 0 | 0 | 0 | 0 | 0.09 | 0.02 | 0 | 0 | 0 | 0 | 0.85 | 0 | 0 | 0 | 0 | 0 | True |  | Non Federally-Regulated | 08/10/2018 |  | 11/26/2018
USAI Lighting | USAI Lighting | B3SDF-15X1-27KH-65-S-WH-NCIC-UNV-D6E | Light Emitting Diode | Inseparable Luminaire | Direct Wired | 0-10 VDC Controls | 55 | 2700 | 0.001 | 91 | 52 | 433 | 0.96 | Ambient | 50000 |  |  | 99999 | 0.01 | 13 | 4 | 0.01 | 0.01 | 0 | 0 | 0 | 0 | 0.09 | 0.02 | 0 | 0 | 0 | 0 | 0.85 | 0 | 0 | 0 | 0 | 0 | True |  | Non Federally-Regulated | 08/10/2018 |  | 11/26/2018
USAI Lighting | USAI Lighting | B3SDF-15X1-27KH-65-S-WH-NCIC-UNV-D6F | Light Emitting Diode | Inseparable Luminaire | Direct Wired | 0-10 VDC Controls | 55 | 2700 | 0.001 | 91 | 52 | 433 | 0.96 | Ambient | 50000 |  |  | 99999 | 0.01 | 13 | 4 | 0.01 | 0.01 | 0 | 0 | 0 | 0 | 0.09 | 0.02 | 0 | 0 | 0 | 0 | 0.85 | 0 | 0 | 0 | 0 | 0 | True |  | Non Federally-Regulated | 08/10/2018 |  | 11/26/2018
USAI Lighting | USAI Lighting | B3SDF-15X1-30KH-25-S-BL-NCIC-UNV-D6A | Light Emitting Diode | Inseparable Luminaire | Direct Wired | 0-10 VDC Controls | 65 | 3000 | 0.001 | 91 | 52 | 433 | 0.96 | Ambient | 50000 |  |  | 99999 | 0.01 | 13 | 4 | 0.01 | 0.01 | 0 | 0 | 0 | 0 | 0.09 | 0.02 | 0 | 0 | 0 | 0 | 0.85 | 0 | 0 | 0 | 0 | 0 | True |  | Non Federally-Regulated | 08/10/2018 |  | 11/26/2018
USAI Lighting | USAI Lighting | B3SDF-15X1-30KH-25-S-BL-NCIC-UNV-D6B | Light Emitting Diode | Inseparable Luminaire | Direct Wired | 0-10 VDC Controls | 65 | 3000 | 0.001 | 91 | 52 | 433 | 0.96 | Ambient | 50000 |  |  | 99999 | 0.01 | 13 | 4 | 0.01 | 0.01 | 0 | 0 | 0 | 0 | 0.09 | 0.02 | 0 | 0 | 0 | 0 | 0.85 | 0 | 0 | 0 | 0 | 0 | True |  | Non Federally-Regulated | 08/10/2018 |  | 11/26/2018
USAI Lighting | USAI Lighting | B3SDF-15X1-30KH-25-S-BL-NCIC-UNV-D6E | Light Emitting Diode | Inseparable Luminaire | Direct Wired | 0-10 VDC Controls | 65 | 3000 | 0.001 | 91 | 52 | 433 | 0.96 | Ambient | 50000 |  |  | 99999 | 0.01 | 13 | 4 | 0.01 | 0.01 | 0 | 0 | 0 | 0 | 0.09 | 0.02 | 0 | 0 | 0 | 0 | 0.85 | 0 | 0 | 0 | 0 | 0 | True |  | Non Federally-Regulated | 08/10/2018 |  | 11/26/2018
USAI Lighting | USAI Lighting | B3SDF-15X1-30KH-25-S-BL-NCIC-UNV-D6F | Light Emitting Diode | Inseparable Luminaire | Direct Wired | 0-10 VDC Controls | 65 | 3000 | 0.001 | 91 | 52 | 433 | 0.96 | Ambient | 50000 |  |  | 99999 | 0.01 | 13 | 4 | 0.01 | 0.01 | 0 | 0 | 0 | 0 | 0.09 | 0.02 | 0 | 0 | 0 | 0 | 0.85 | 0 | 0 | 0 | 0 | 0 | True |  | Non Federally-Regulated | 08/10/2018 |  | 11/26/2018
USAI Lighting | USAI Lighting | B3SDF-15X1-30KH-25-S-BZ-NCIC-UNV-D6A | Light Emitting Diode | Inseparable Luminaire | Direct Wired | 0-10 VDC Controls | 65 | 3000 | 0.001 | 91 | 52 | 433 | 0.96 | Ambient | 50000 |  |  | 99999 | 0.01 | 13 | 4 | 0.01 | 0.01 | 0 | 0 | 0 | 0 | 0.09 | 0.02 | 0 | 0 | 0 | 0 | 0.85 | 0 | 0 | 0 | 0 | 0 | True |  | Non Federally-Regulated | 08/10/2018 |  | 11/26/2018
USAI Lighting | USAI Lighting | B3SDF-15X1-30KH-25-S-BZ-NCIC-UNV-D6B | Light Emitting Diode | Inseparable Luminaire | Direct Wired | 0-10 VDC Controls | 65 | 3000 | 0.001 | 91 | 52 | 433 | 0.96 | Ambient | 50000 |  |  | 99999 | 0.01 | 13 | 4 | 0.01 | 0.01 | 0 | 0 | 0 | 0 | 0.09 | 0.02 | 0 | 0 | 0 | 0 | 0.85 | 0 | 0 | 0 | 0 | 0 | True |  | Non Federally-Regulated | 08/10/2018 |  | 11/26/2018
USAI Lighting | USAI Lighting | B3SDF-15X1-30KH-25-S-BZ-NCIC-UNV-D6E | Light Emitting Diode | Inseparable Luminaire | Direct Wired | 0-10 VDC Controls | 65 | 3000 | 0.001 | 91 | 52 | 433 | 0.96 | Ambient | 50000 |  |  | 99999 | 0.01 | 13 | 4 | 0.01 | 0.01 | 0 | 0 | 0 | 0 | 0.09 | 0.02 | 0 | 0 | 0 | 0 | 0.85 | 0 | 0 | 0 | 0 | 0 | True |  | Non Federally-Regulated | 08/10/2018 |  | 11/26/2018
USAI Lighting | USAI Lighting | B3SDF-15X1-30KH-25-S-BZ-NCIC-UNV-D6F | Light Emitting Diode | Inseparable Luminaire | Direct Wired | 0-10 VDC Controls | 65 | 3000 | 0.001 | 91 | 52 | 433 | 0.96 | Ambient | 50000 |  |  | 99999 | 0.01 | 13 | 4 | 0.01 | 0.01 | 0 | 0 | 0 | 0 | 0.09 | 0.02 | 0 | 0 | 0 | 0 | 0.85 | 0 | 0 | 0 | 0 | 0 | True |  | Non Federally-Regulated | 08/10/2018 |  | 11/26/2018
USAI Lighting | USAI Lighting | B3SDF-15X1-30KH-25-S-GR-NCIC-UNV-D6A | Light Emitting Diode | Inseparable Luminaire | Direct Wired | 0-10 VDC Controls | 65 | 3000 | 0.001 | 91 | 52 | 433 | 0.96 | Ambient | 50000 |  |  | 99999 | 0.01 | 13 | 4 | 0.01 | 0.01 | 0 | 0 | 0 | 0 | 0.09 | 0.02 | 0 | 0 | 0 | 0 | 0.85 | 0 | 0 | 0 | 0 | 0 | True |  | Non Federally-Regulated | 08/10/2018 |  | 11/26/2018
USAI Lighting | USAI Lighting | B3SDF-15X1-30KH-25-S-GR-NCIC-UNV-D6B | Light Emitting Diode | Inseparable Luminaire | Direct Wired | 0-10 VDC Controls | 65 | 3000 | 0.001 | 91 | 52 | 433 | 0.96 | Ambient | 50000 |  |  | 99999 | 0.01 | 13 | 4 | 0.01 | 0.01 | 0 | 0 | 0 | 0 | 0.09 | 0.02 | 0 | 0 | 0 | 0 | 0.85 | 0 | 0 | 0 | 0 | 0 | True |  | Non Federally-Regulated | 08/10/2018 |  | 11/26/2018
USAI Lighting | USAI Lighting | B3SDF-15X1-30KH-25-S-GR-NCIC-UNV-D6E | Light Emitting Diode | Inseparable Luminaire | Direct Wired | 0-10 VDC Controls | 65 | 3000 | 0.001 | 91 | 52 | 433 | 0.96 | Ambient | 50000 |  |  | 99999 | 0.01 | 13 | 4 | 0.01 | 0.01 | 0 | 0 | 0 | 0 | 0.09 | 0.02 | 0 | 0 | 0 | 0 | 0.85 | 0 | 0 | 0 | 0 | 0 | True |  | Non Federally-Regulated | 08/10/2018 |  | 11/26/2018
USAI Lighting | USAI Lighting | B3SDF-15X1-30KH-25-S-GR-NCIC-UNV-D6F | Light Emitting Diode | Inseparable Luminaire | Direct Wired | 0-10 VDC Controls | 65 | 3000 | 0.001 | 91 | 52 | 433 | 0.96 | Ambient | 50000 |  |  | 99999 | 0.01 | 13 | 4 | 0.01 | 0.01 | 0 | 0 | 0 | 0 | 0.09 | 0.02 | 0 | 0 | 0 | 0 | 0.85 | 0 | 0 | 0 | 0 | 0 | True |  | Non Federally-Regulated | 08/10/2018 |  | 11/26/2018
USAI Lighting | USAI Lighting | B3SDF-15X1-30KH-25-S-WH-NCIC-UNV-D6A | Light Emitting Diode | Inseparable Luminaire | Direct Wired | 0-10 VDC Controls | 65 | 3000 | 0.001 | 91 | 52 | 433 | 0.96 | Ambient | 50000 |  |  | 99999 | 0.01 | 13 | 4 | 0.01 | 0.01 | 0 | 0 | 0 | 0 | 0.09 | 0.02 | 0 | 0 | 0 | 0 | 0.85 | 0 | 0 | 0 | 0 | 0 | True |  | Non Federally-Regulated | 08/10/2018 |  | 11/26/2018
USAI Lighting | USAI Lighting | B3SDF-15X1-30KH-25-S-WH-NCIC-UNV-D6B | Light Emitting Diode | Inseparable Luminaire | Direct Wired | 0-10 VDC Controls | 65 | 3000 | 0.001 | 91 | 52 | 433 | 0.96 | Ambient | 50000 |  |  | 99999 | 0.01 | 13 | 4 | 0.01 | 0.01 | 0 | 0 | 0 | 0 | 0.09 | 0.02 | 0 | 0 | 0 | 0 | 0.85 | 0 | 0 | 0 | 0 | 0 | True |  | Non Federally-Regulated | 08/10/2018 |  | 11/26/2018
USAI Lighting | USAI Lighting | B3SDF-15X1-30KH-25-S-WH-NCIC-UNV-D6E | Light Emitting Diode | Inseparable Luminaire | Direct Wired | 0-10 VDC Controls | 65 | 3000 | 0.001 | 91 | 52 | 433 | 0.96 | Ambient | 50000 |  |  | 99999 | 0.01 | 13 | 4 | 0.01 | 0.01 | 0 | 0 | 0 | 0 | 0.09 | 0.02 | 0 | 0 | 0 | 0 | 0.85 | 0 | 0 | 0 | 0 | 0 | True |  | Non Federally-Regulated | 08/10/2018 |  | 11/26/2018
USAI Lighting | USAI Lighting | B3SDF-15X1-30KH-25-S-WH-NCIC-UNV-D6F | Light Emitting Diode | Inseparable Luminaire | Direct Wired | 0-10 VDC Controls | 65 | 3000 | 0.001 | 91 | 52 | 433 | 0.96 | Ambient | 50000 |  |  | 99999 | 0.01 | 13 | 4 | 0.01 | 0.01 | 0 | 0 | 0 | 0 | 0.09 | 0.02 | 0 | 0 | 0 | 0 | 0.85 | 0 | 0 | 0 | 0 | 0 | True |  | Non Federally-Regulated | 08/10/2018 |  | 11/26/2018
USAI Lighting | USAI Lighting | B3SDF-15X1-30KH-45-S-BL-NCIC-UNV-D6A | Light Emitting Diode | Inseparable Luminaire | Direct Wired | 0-10 VDC Controls | 68 | 3000 | 0.001 | 91 | 52 | 433 | 0.96 | Ambient | 50000 |  |  | 99999 | 0.01 | 13 | 4 | 0.01 | 0.01 | 0 | 0 | 0 | 0 | 0.09 | 0.02 | 0 | 0 | 0 | 0 | 0.85 | 0 | 0 | 0 | 0 | 0 | True |  | Non Federally-Regulated | 08/10/2018 |  | 11/26/2018
USAI Lighting | USAI Lighting | B3SDF-15X1-30KH-45-S-BL-NCIC-UNV-D6B | Light Emitting Diode | Inseparable Luminaire | Direct Wired | 0-10 VDC Controls | 68 | 3000 | 0.001 | 91 | 52 | 433 | 0.96 | Ambient | 50000 |  |  | 99999 | 0.01 | 13 | 4 | 0.01 | 0.01 | 0 | 0 | 0 | 0 | 0.09 | 0.02 | 0 | 0 | 0 | 0 | 0.85 | 0 | 0 | 0 | 0 | 0 | True |  | Non Federally-Regulated | 08/10/2018 |  | 11/26/2018
USAI Lighting | USAI Lighting | B3SDF-15X1-30KH-45-S-BL-NCIC-UNV-D6E | Light Emitting Diode | Inseparable Luminaire | Direct Wired | 0-10 VDC Controls | 68 | 3000 | 0.001 | 91 | 52 | 433 | 0.96 | Ambient | 50000 |  |  | 99999 | 0.01 | 13 | 4 | 0.01 | 0.01 | 0 | 0 | 0 | 0 | 0.09 | 0.02 | 0 | 0 | 0 | 0 | 0.85 | 0 | 0 | 0 | 0 | 0 | True |  | Non Federally-Regulated | 08/10/2018 |  | 11/26/2018
USAI Lighting | USAI Lighting | B3SDF-15X1-30KH-45-S-BL-NCIC-UNV-D6F | Light Emitting Diode | Inseparable Luminaire | Direct Wired | 0-10 VDC Controls | 68 | 3000 | 0.001 | 91 | 52 | 433 | 0.96 | Ambient | 50000 |  |  | 99999 | 0.01 | 13 | 4 | 0.01 | 0.01 | 0 | 0 | 0 | 0 | 0.09 | 0.02 | 0 | 0 | 0 | 0 | 0.85 | 0 | 0 | 0 | 0 | 0 | True |  | Non Federally-Regulated | 08/10/2018 |  | 11/26/2018
USAI Lighting | USAI Lighting | B3SDF-15X1-30KH-45-S-BZ-NCIC-UNV-D6A | Light Emitting Diode | Inseparable Luminaire | Direct Wired | 0-10 VDC Controls | 68 | 3000 | 0.001 | 91 | 52 | 433 | 0.96 | Ambient | 50000 |  |  | 99999 | 0.01 | 13 | 4 | 0.01 | 0.01 | 0 | 0 | 0 | 0 | 0.09 | 0.02 | 0 | 0 | 0 | 0 | 0.85 | 0 | 0 | 0 | 0 | 0 | True |  | Non Federally-Regulated | 08/10/2018 |  | 11/26/2018
USAI Lighting | USAI Lighting | B3SDF-15X1-30KH-45-S-BZ-NCIC-UNV-D6B | Light Emitting Diode | Inseparable Luminaire | Direct Wired | 0-10 VDC Controls | 68 | 3000 | 0.001 | 91 | 52 | 433 | 0.96 | Ambient | 50000 |  |  | 99999 | 0.01 | 13 | 4 | 0.01 | 0.01 | 0 | 0 | 0 | 0 | 0.09 | 0.02 | 0 | 0 | 0 | 0 | 0.85 | 0 | 0 | 0 | 0 | 0 | True |  | Non Federally-Regulated | 08/10/2018 |  | 11/26/2018
USAI Lighting | USAI Lighting | B3SDF-15X1-30KH-45-S-BZ-NCIC-UNV-D6E | Light Emitting Diode | Inseparable Luminaire | Direct Wired | 0-10 VDC Controls | 68 | 3000 | 0.001 | 91 | 52 | 433 | 0.96 | Ambient | 50000 |  |  | 99999 | 0.01 | 13 | 4 | 0.01 | 0.01 | 0 | 0 | 0 | 0 | 0.09 | 0.02 | 0 | 0 | 0 | 0 | 0.85 | 0 | 0 | 0 | 0 | 0 | True |  | Non Federally-Regulated | 08/10/2018 |  | 11/26/2018
USAI Lighting | USAI Lighting | B3SDF-15X1-30KH-45-S-BZ-NCIC-UNV-D6F | Light Emitting Diode | Inseparable Luminaire | Direct Wired | 0-10 VDC Controls | 68 | 3000 | 0.001 | 91 | 52 | 433 | 0.96 | Ambient | 50000 |  |  | 99999 | 0.01 | 13 | 4 | 0.01 | 0.01 | 0 | 0 | 0 | 0 | 0.09 | 0.02 | 0 | 0 | 0 | 0 | 0.85 | 0 | 0 | 0 | 0 | 0 | True |  | Non Federally-Regulated | 08/10/2018 |  | 11/26/2018
USAI Lighting | USAI Lighting | B3SDF-15X1-30KH-45-S-GR-NCIC-UNV-D6A | Light Emitting Diode | Inseparable Luminaire | Direct Wired | 0-10 VDC Controls | 68 | 3000 | 0.001 | 91 | 52 | 433 | 0.96 | Ambient | 50000 |  |  | 99999 | 0.01 | 13 | 4 | 0.01 | 0.01 | 0 | 0 | 0 | 0 | 0.09 | 0.02 | 0 | 0 | 0 | 0 | 0.85 | 0 | 0 | 0 | 0 | 0 | True |  | Non Federally-Regulated | 08/10/2018 |  | 11/26/2018
USAI Lighting | USAI Lighting | B3SDF-15X1-30KH-45-S-GR-NCIC-UNV-D6B | Light Emitting Diode | Inseparable Luminaire | Direct Wired | 0-10 VDC Controls | 68 | 3000 | 0.001 | 91 | 52 | 433 | 0.96 | Ambient | 50000 |  |  | 99999 | 0.01 | 13 | 4 | 0.01 | 0.01 | 0 | 0 | 0 | 0 | 0.09 | 0.02 | 0 | 0 | 0 | 0 | 0.85 | 0 | 0 | 0 | 0 | 0 | True |  | Non Federally-Regulated | 08/10/2018 |  | 11/26/2018
USAI Lighting | USAI Lighting | B3SDF-15X1-30KH-45-S-GR-NCIC-UNV-D6E | Light Emitting Diode | Inseparable Luminaire | Direct Wired | 0-10 VDC Controls | 68 | 3000 | 0.001 | 91 | 52 | 433 | 0.96 | Ambient | 50000 |  |  | 99999 | 0.01 | 13 | 4 | 0.01 | 0.01 | 0 | 0 | 0 | 0 | 0.09 | 0.02 | 0 | 0 | 0 | 0 | 0.85 | 0 | 0 | 0 | 0 | 0 | True |  | Non Federally-Regulated | 08/10/2018 |  | 11/26/2018
USAI Lighting | USAI Lighting | B3SDF-15X1-30KH-45-S-GR-NCIC-UNV-D6F | Light Emitting Diode | Inseparable Luminaire | Direct Wired | 0-10 VDC Controls | 68 | 3000 | 0.001 | 91 | 52 | 433 | 0.96 | Ambient | 50000 |  |  | 99999 | 0.01 | 13 | 4 | 0.01 | 0.01 | 0 | 0 | 0 | 0 | 0.09 | 0.02 | 0 | 0 | 0 | 0 | 0.85 | 0 | 0 | 0 | 0 | 0 | True |  | Non Federally-Regulated | 08/10/2018 |  | 11/26/2018
USAI Lighting | USAI Lighting | B3SDF-15X1-30KH-45-S-WH-NCIC-UNV-D6A | Light Emitting Diode | Inseparable Luminaire | Direct Wired | 0-10 VDC Controls | 68 | 3000 | 0.001 | 91 | 52 | 433 | 0.96 | Ambient | 50000 |  |  | 99999 | 0.01 | 13 | 4 | 0.01 | 0.01 | 0 | 0 | 0 | 0 | 0.09 | 0.02 | 0 | 0 | 0 | 0 | 0.85 | 0 | 0 | 0 | 0 | 0 | True |  | Non Federally-Regulated | 08/10/2018 |  | 11/26/2018
USAI Lighting | USAI Lighting | B3SDF-15X1-30KH-45-S-WH-NCIC-UNV-D6B | Light Emitting Diode | Inseparable Luminaire | Direct Wired | 0-10 VDC Controls | 68 | 3000 | 0.001 | 91 | 52 | 433 | 0.96 | Ambient | 50000 |  |  | 99999 | 0.01 | 13 | 4 | 0.01 | 0.01 | 0 | 0 | 0 | 0 | 0.09 | 0.02 | 0 | 0 | 0 | 0 | 0.85 | 0 | 0 | 0 | 0 | 0 | True |  | Non Federally-Regulated | 08/10/2018 |  | 11/26/2018
USAI Lighting | USAI Lighting | B3SDF-15X1-30KH-45-S-WH-NCIC-UNV-D6E | Light Emitting Diode | Inseparable Luminaire | Direct Wired | 0-10 VDC Controls | 68 | 3000 | 0.001 | 91 | 52 | 433 | 0.96 | Ambient | 50000 |  |  | 99999 | 0.01 | 13 | 4 | 0.01 | 0.01 | 0 | 0 | 0 | 0 | 0.09 | 0.02 | 0 | 0 | 0 | 0 | 0.85 | 0 | 0 | 0 | 0 | 0 | True |  | Non Federally-Regulated | 08/10/2018 |  | 11/26/2018
USAI Lighting | USAI Lighting | B3SDF-15X1-30KH-45-S-WH-NCIC-UNV-D6F | Light Emitting Diode | Inseparable Luminaire | Direct Wired | 0-10 VDC Controls | 68 | 3000 | 0.001 | 91 | 52 | 433 | 0.96 | Ambient | 50000 |  |  | 99999 | 0.01 | 13 | 4 | 0.01 | 0.01 | 0 | 0 | 0 | 0 | 0.09 | 0.02 | 0 | 0 | 0 | 0 | 0.85 | 0 | 0 | 0 | 0 | 0 | True |  | Non Federally-Regulated | 08/10/2018 |  | 11/26/2018
USAI Lighting | USAI Lighting | B3SDF-15X1-30KH-65-S-BL-NCIC-UNV-D6A | Light Emitting Diode | Inseparable Luminaire | Direct Wired | 0-10 VDC Controls | 55 | 3000 | 0.001 | 91 | 52 | 433 | 0.96 | Ambient | 50000 |  |  | 99999 | 0.01 | 13 | 4 | 0.01 | 0.01 | 0 | 0 | 0 | 0 | 0.09 | 0.02 | 0 | 0 | 0 | 0 | 0.85 | 0 | 0 | 0 | 0 | 0 | True |  | Non Federally-Regulated | 08/10/2018 |  | 11/26/2018
USAI Lighting | USAI Lighting | B3SDF-15X1-30KH-65-S-BL-NCIC-UNV-D6B | Light Emitting Diode | Inseparable Luminaire | Direct Wired | 0-10 VDC Controls | 55 | 3000 | 0.001 | 91 | 52 | 433 | 0.96 | Ambient | 50000 |  |  | 99999 | 0.01 | 13 | 4 | 0.01 | 0.01 | 0 | 0 | 0 | 0 | 0.09 | 0.02 | 0 | 0 | 0 | 0 | 0.85 | 0 | 0 | 0 | 0 | 0 | True |  | Non Federally-Regulated | 08/10/2018 |  | 11/26/2018
USAI Lighting | USAI Lighting | B3SDF-15X1-30KH-65-S-BL-NCIC-UNV-D6E | Light Emitting Diode | Inseparable Luminaire | Direct Wired | 0-10 VDC Controls | 55 | 3000 | 0.001 | 91 | 52 | 433 | 0.96 | Ambient | 50000 |  |  | 99999 | 0.01 | 13 | 4 | 0.01 | 0.01 | 0 | 0 | 0 | 0 | 0.09 | 0.02 | 0 | 0 | 0 | 0 | 0.85 | 0 | 0 | 0 | 0 | 0 | True |  | Non Federally-Regulated | 08/10/2018 |  | 11/26/2018
USAI Lighting | USAI Lighting | B3SDF-15X1-30KH-65-S-BL-NCIC-UNV-D6F | Light Emitting Diode | Inseparable Luminaire | Direct Wired | 0-10 VDC Controls | 55 | 3000 | 0.001 | 91 | 52 | 433 | 0.96 | Ambient | 50000 |  |  | 99999 | 0.01 | 13 | 4 | 0.01 | 0.01 | 0 | 0 | 0 | 0 | 0.09 | 0.02 | 0 | 0 | 0 | 0 | 0.85 | 0 | 0 | 0 | 0 | 0 | True |  | Non Federally-Regulated | 08/10/2018 |  | 11/26/2018
USAI Lighting | USAI Lighting | B3SDF-15X1-30KH-65-S-BZ-NCIC-UNV-D6A | Light Emitting Diode | Inseparable Luminaire | Direct Wired | 0-10 VDC Controls | 55 | 3000 | 0.001 | 91 | 52 | 433 | 0.96 | Ambient | 50000 |  |  | 99999 | 0.01 | 13 | 4 | 0.01 | 0.01 | 0 | 0 | 0 | 0 | 0.09 | 0.02 | 0 | 0 | 0 | 0 | 0.85 | 0 | 0 | 0 | 0 | 0 | True |  | Non Federally-Regulated | 08/10/2018 |  | 11/26/2018
USAI Lighting | USAI Lighting | B3SDF-15X1-30KH-65-S-BZ-NCIC-UNV-D6B | Light Emitting Diode | Inseparable Luminaire | Direct Wired | 0-10 VDC Controls | 55 | 3000 | 0.001 | 91 | 52 | 433 | 0.96 | Ambient | 50000 |  |  | 99999 | 0.01 | 13 | 4 | 0.01 | 0.01 | 0 | 0 | 0 | 0 | 0.09 | 0.02 | 0 | 0 | 0 | 0 | 0.85 | 0 | 0 | 0 | 0 | 0 | True |  | Non Federally-Regulated | 08/10/2018 |  | 11/26/2018
USAI Lighting | USAI Lighting | B3SDF-15X1-30KH-65-S-BZ-NCIC-UNV-D6E | Light Emitting Diode | Inseparable Luminaire | Direct Wired | 0-10 VDC Controls | 55 | 3000 | 0.001 | 91 | 52 | 433 | 0.96 | Ambient | 50000 |  |  | 99999 | 0.01 | 13 | 4 | 0.01 | 0.01 | 0 | 0 | 0 | 0 | 0.09 | 0.02 | 0 | 0 | 0 | 0 | 0.85 | 0 | 0 | 0 | 0 | 0 | True |  | Non Federally-Regulated | 08/10/2018 |  | 11/26/2018
USAI Lighting | USAI Lighting | B3SDF-15X1-30KH-65-S-BZ-NCIC-UNV-D6F | Light Emitting Diode | Inseparable Luminaire | Direct Wired | 0-10 VDC Controls | 55 | 3000 | 0.001 | 91 | 52 | 433 | 0.96 | Ambient | 50000 |  |  | 99999 | 0.01 | 13 | 4 | 0.01 | 0.01 | 0 | 0 | 0 | 0 | 0.09 | 0.02 | 0 | 0 | 0 | 0 | 0.85 | 0 | 0 | 0 | 0 | 0 | True |  | Non Federally-Regulated | 08/10/2018 |  | 11/26/2018
USAI Lighting | USAI Lighting | B3SDF-15X1-30KH-65-S-GR-NCIC-UNV-D6A | Light Emitting Diode | Inseparable Luminaire | Direct Wired | 0-10 VDC Controls | 55 | 3000 | 0.001 | 91 | 52 | 433 | 0.96 | Ambient | 50000 |  |  | 99999 | 0.01 | 13 | 4 | 0.01 | 0.01 | 0 | 0 | 0 | 0 | 0.09 | 0.02 | 0 | 0 | 0 | 0 | 0.85 | 0 | 0 | 0 | 0 | 0 | True |  | Non Federally-Regulated | 08/10/2018 |  | 11/26/2018
USAI Lighting | USAI Lighting | B3SDF-15X1-30KH-65-S-GR-NCIC-UNV-D6B | Light Emitting Diode | Inseparable Luminaire | Direct Wired | 0-10 VDC Controls | 55 | 3000 | 0.001 | 91 | 52 | 433 | 0.96 | Ambient | 50000 |  |  | 99999 | 0.01 | 13 | 4 | 0.01 | 0.01 | 0 | 0 | 0 | 0 | 0.09 | 0.02 | 0 | 0 | 0 | 0 | 0.85 | 0 | 0 | 0 | 0 | 0 | True |  | Non Federally-Regulated | 08/10/2018 |  | 11/26/2018
USAI Lighting | USAI Lighting | B3SDF-15X1-30KH-65-S-GR-NCIC-UNV-D6E | Light Emitting Diode | Inseparable Luminaire | Direct Wired | 0-10 VDC Controls | 55 | 3000 | 0.001 | 91 | 52 | 433 | 0.96 | Ambient | 50000 |  |  | 99999 | 0.01 | 13 | 4 | 0.01 | 0.01 | 0 | 0 | 0 | 0 | 0.09 | 0.02 | 0 | 0 | 0 | 0 | 0.85 | 0 | 0 | 0 | 0 | 0 | True |  | Non Federally-Regulated | 08/10/2018 |  | 11/26/2018
USAI Lighting | USAI Lighting | B3SDF-15X1-30KH-65-S-GR-NCIC-UNV-D6F | Light Emitting Diode | Inseparable Luminaire | Direct Wired | 0-10 VDC Controls | 55 | 3000 | 0.001 | 91 | 52 | 433 | 0.96 | Ambient | 50000 |  |  | 99999 | 0.01 | 13 | 4 | 0.01 | 0.01 | 0 | 0 | 0 | 0 | 0.09 | 0.02 | 0 | 0 | 0 | 0 | 0.85 | 0 | 0 | 0 | 0 | 0 | True |  | Non Federally-Regulated | 08/10/2018 |  | 11/26/2018
USAI Lighting | USAI Lighting | B3SDF-15X1-30KH-65-S-WH-NCIC-UNV-D6A | Light Emitting Diode | Inseparable Luminaire | Direct Wired | 0-10 VDC Controls | 55 | 3000 | 0.001 | 91 | 52 | 433 | 0.96 | Ambient | 50000 |  |  | 99999 | 0.01 | 13 | 4 | 0.01 | 0.01 | 0 | 0 | 0 | 0 | 0.09 | 0.02 | 0 | 0 | 0 | 0 | 0.85 | 0 | 0 | 0 | 0 | 0 | True |  | Non Federally-Regulated | 08/10/2018 |  | 11/26/2018
USAI Lighting | USAI Lighting | B3SDF-15X1-30KH-65-S-WH-NCIC-UNV-D6B | Light Emitting Diode | Inseparable Luminaire | Direct Wired | 0-10 VDC Controls | 55 | 3000 | 0.001 | 91 | 52 | 433 | 0.96 | Ambient | 50000 |  |  | 99999 | 0.01 | 13 | 4 | 0.01 | 0.01 | 0 | 0 | 0 | 0 | 0.09 | 0.02 | 0 | 0 | 0 | 0 | 0.85 | 0 | 0 | 0 | 0 | 0 | True |  | Non Federally-Regulated | 08/10/2018 |  | 11/26/2018
USAI Lighting | USAI Lighting | B3SDF-15X1-30KH-65-S-WH-NCIC-UNV-D6E | Light Emitting Diode | Inseparable Luminaire | Direct Wired | 0-10 VDC Controls | 55 | 3000 | 0.001 | 91 | 52 | 433 | 0.96 | Ambient | 50000 |  |  | 99999 | 0.01 | 13 | 4 | 0.01 | 0.01 | 0 | 0 | 0 | 0 | 0.09 | 0.02 | 0 | 0 | 0 | 0 | 0.85 | 0 | 0 | 0 | 0 | 0 | True |  | Non Federally-Regulated | 08/10/2018 |  | 11/26/2018
USAI Lighting | USAI Lighting | B3SDF-15X1-30KH-65-S-WH-NCIC-UNV-D6F | Light Emitting Diode | Inseparable Luminaire | Direct Wired | 0-10 VDC Controls | 55 | 3000 | 0.001 | 91 | 52 | 433 | 0.96 | Ambient | 50000 |  |  | 99999 | 0.01 | 13 | 4 | 0.01 | 0.01 | 0 | 0 | 0 | 0 | 0.09 | 0.02 | 0 | 0 | 0 | 0 | 0.85 | 0 | 0 | 0 | 0 | 0 | True |  | Non Federally-Regulated | 08/10/2018 |  | 11/26/2018
USAI Lighting | USAI Lighting | B3SDF-15X1-35KH-25-S-BL-NCIC-UNV-D6A | Light Emitting Diode | Inseparable Luminaire | Direct Wired | 0-10 VDC Controls | 70 | 3500 | 0.001 | 91 | 52 | 433 | 0.96 | Ambient | 50000 |  |  | 99999 | 0.01 | 13 | 4 | 0.01 | 0.01 | 0 | 0 | 0 | 0 | 0.09 | 0.02 | 0 | 0 | 0 | 0 | 0.85 | 0 | 0 | 0 | 0 | 0 | True |  | Non Federally-Regulated | 08/10/2018 |  | 11/26/2018
USAI Lighting | USAI Lighting | B3SDF-15X1-35KH-25-S-BL-NCIC-UNV-D6B | Light Emitting Diode | Inseparable Luminaire | Direct Wired | 0-10 VDC Controls | 70 | 3500 | 0.001 | 91 | 52 | 433 | 0.96 | Ambient | 50000 |  |  | 99999 | 0.01 | 13 | 4 | 0.01 | 0.01 | 0 | 0 | 0 | 0 | 0.09 | 0.02 | 0 | 0 | 0 | 0 | 0.85 | 0 | 0 | 0 | 0 | 0 | True |  | Non Federally-Regulated | 08/10/2018 |  | 11/26/2018
USAI Lighting | USAI Lighting | B3SDF-15X1-35KH-25-S-BL-NCIC-UNV-D6E | Light Emitting Diode | Inseparable Luminaire | Direct Wired | 0-10 VDC Controls | 70 | 3500 | 0.001 | 91 | 52 | 433 | 0.96 | Ambient | 50000 |  |  | 99999 | 0.01 | 13 | 4 | 0.01 | 0.01 | 0 | 0 | 0 | 0 | 0.09 | 0.02 | 0 | 0 | 0 | 0 | 0.85 | 0 | 0 | 0 | 0 | 0 | True |  | Non Federally-Regulated | 08/10/2018 |  | 11/26/2018
USAI Lighting | USAI Lighting | B3SDF-15X1-35KH-25-S-BL-NCIC-UNV-D6F | Light Emitting Diode | Inseparable Luminaire | Direct Wired | 0-10 VDC Controls | 70 | 3500 | 0.001 | 91 | 52 | 433 | 0.96 | Ambient | 50000 |  |  | 99999 | 0.01 | 13 | 4 | 0.01 | 0.01 | 0 | 0 | 0 | 0 | 0.09 | 0.02 | 0 | 0 | 0 | 0 | 0.85 | 0 | 0 | 0 | 0 | 0 | True |  | Non Federally-Regulated | 08/10/2018 |  | 11/26/2018
USAI Lighting | USAI Lighting | B3SDF-15X1-35KH-25-S-BZ-NCIC-UNV-D6A | Light Emitting Diode | Inseparable Luminaire | Direct Wired | 0-10 VDC Controls | 70 | 3500 | 0.001 | 91 | 52 | 433 | 0.96 | Ambient | 50000 |  |  | 99999 | 0.01 | 13 | 4 | 0.01 | 0.01 | 0 | 0 | 0 | 0 | 0.09 | 0.02 | 0 | 0 | 0 | 0 | 0.85 | 0 | 0 | 0 | 0 | 0 | True |  | Non Federally-Regulated | 08/10/2018 |  | 11/26/2018
USAI Lighting | USAI Lighting | B3SDF-15X1-35KH-25-S-BZ-NCIC-UNV-D6B | Light Emitting Diode | Inseparable Luminaire | Direct Wired | 0-10 VDC Controls | 70 | 3500 | 0.001 | 91 | 52 | 433 | 0.96 | Ambient | 50000 |  |  | 99999 | 0.01 | 13 | 4 | 0.01 | 0.01 | 0 | 0 | 0 | 0 | 0.09 | 0.02 | 0 | 0 | 0 | 0 | 0.85 | 0 | 0 | 0 | 0 | 0 | True |  | Non Federally-Regulated | 08/10/2018 |  | 11/26/2018
USAI Lighting | USAI Lighting | B3SDF-15X1-35KH-25-S-BZ-NCIC-UNV-D6E | Light Emitting Diode | Inseparable Luminaire | Direct Wired | 0-10 VDC Controls | 70 | 3500 | 0.001 | 91 | 52 | 433 | 0.96 | Ambient | 50000 |  |  | 99999 | 0.01 | 13 | 4 | 0.01 | 0.01 | 0 | 0 | 0 | 0 | 0.09 | 0.02 | 0 | 0 | 0 | 0 | 0.85 | 0 | 0 | 0 | 0 | 0 | True |  | Non Federally-Regulated | 08/10/2018 |  | 11/26/2018
USAI Lighting | USAI Lighting | B3SDF-15X1-35KH-25-S-BZ-NCIC-UNV-D6F | Light Emitting Diode | Inseparable Luminaire | Direct Wired | 0-10 VDC Controls | 70 | 3500 | 0.001 | 91 | 52 | 433 | 0.96 | Ambient | 50000 |  |  | 99999 | 0.01 | 13 | 4 | 0.01 | 0.01 | 0 | 0 | 0 | 0 | 0.09 | 0.02 | 0 | 0 | 0 | 0 | 0.85 | 0 | 0 | 0 | 0 | 0 | True |  | Non Federally-Regulated | 08/10/2018 |  | 11/26/2018
USAI Lighting | USAI Lighting | B3SDF-15X1-35KH-25-S-GR-NCIC-UNV-D6A | Light Emitting Diode | Inseparable Luminaire | Direct Wired | 0-10 VDC Controls | 70 | 3500 | 0.001 | 91 | 52 | 433 | 0.96 | Ambient | 50000 |  |  | 99999 | 0.01 | 13 | 4 | 0.01 | 0.01 | 0 | 0 | 0 | 0 | 0.09 | 0.02 | 0 | 0 | 0 | 0 | 0.85 | 0 | 0 | 0 | 0 | 0 | True |  | Non Federally-Regulated | 08/10/2018 |  | 11/26/2018
USAI Lighting | USAI Lighting | B3SDF-15X1-35KH-25-S-GR-NCIC-UNV-D6B | Light Emitting Diode | Inseparable Luminaire | Direct Wired | 0-10 VDC Controls | 70 | 3500 | 0.001 | 91 | 52 | 433 | 0.96 | Ambient | 50000 |  |  | 99999 | 0.01 | 13 | 4 | 0.01 | 0.01 | 0 | 0 | 0 | 0 | 0.09 | 0.02 | 0 | 0 | 0 | 0 | 0.85 | 0 | 0 | 0 | 0 | 0 | True |  | Non Federally-Regulated | 08/10/2018 |  | 11/26/2018
USAI Lighting | USAI Lighting | B3SDF-15X1-35KH-25-S-GR-NCIC-UNV-D6E | Light Emitting Diode | Inseparable Luminaire | Direct Wired | 0-10 VDC Controls | 70 | 3500 | 0.001 | 91 | 52 | 433 | 0.96 | Ambient | 50000 |  |  | 99999 | 0.01 | 13 | 4 | 0.01 | 0.01 | 0 | 0 | 0 | 0 | 0.09 | 0.02 | 0 | 0 | 0 | 0 | 0.85 | 0 | 0 | 0 | 0 | 0 | True |  | Non Federally-Regulated | 08/10/2018 |  | 11/26/2018
USAI Lighting | USAI Lighting | B3SDF-15X1-35KH-25-S-GR-NCIC-UNV-D6F | Light Emitting Diode | Inseparable Luminaire | Direct Wired | 0-10 VDC Controls | 70 | 3500 | 0.001 | 91 | 52 | 433 | 0.96 | Ambient | 50000 |  |  | 99999 | 0.01 | 13 | 4 | 0.01 | 0.01 | 0 | 0 | 0 | 0 | 0.09 | 0.02 | 0 | 0 | 0 | 0 | 0.85 | 0 | 0 | 0 | 0 | 0 | True |  | Non Federally-Regulated | 08/10/2018 |  | 11/26/2018
USAI Lighting | USAI Lighting | B3SDF-15X1-35KH-25-S-WH-NCIC-UNV-D6A | Light Emitting Diode | Inseparable Luminaire | Direct Wired | 0-10 VDC Controls | 70 | 3500 | 0.001 | 91 | 52 | 433 | 0.96 | Ambient | 50000 |  |  | 99999 | 0.01 | 13 | 4 | 0.01 | 0.01 | 0 | 0 | 0 | 0 | 0.09 | 0.02 | 0 | 0 | 0 | 0 | 0.85 | 0 | 0 | 0 | 0 | 0 | True |  | Non Federally-Regulated | 08/10/2018 |  | 11/26/2018
USAI Lighting | USAI Lighting | B3SDF-15X1-35KH-25-S-WH-NCIC-UNV-D6B | Light Emitting Diode | Inseparable Luminaire | Direct Wired | 0-10 VDC Controls | 70 | 3500 | 0.001 | 91 | 52 | 433 | 0.96 | Ambient | 50000 |  |  | 99999 | 0.01 | 13 | 4 | 0.01 | 0.01 | 0 | 0 | 0 | 0 | 0.09 | 0.02 | 0 | 0 | 0 | 0 | 0.85 | 0 | 0 | 0 | 0 | 0 | True |  | Non Federally-Regulated | 08/10/2018 |  | 11/26/2018
USAI Lighting | USAI Lighting | B3SDF-15X1-35KH-25-S-WH-NCIC-UNV-D6E | Light Emitting Diode | Inseparable Luminaire | Direct Wired | 0-10 VDC Controls | 70 | 3500 | 0.001 | 91 | 52 | 433 | 0.96 | Ambient | 50000 |  |  | 99999 | 0.01 | 13 | 4 | 0.01 | 0.01 | 0 | 0 | 0 | 0 | 0.09 | 0.02 | 0 | 0 | 0 | 0 | 0.85 | 0 | 0 | 0 | 0 | 0 | True |  | Non Federally-Regulated | 08/10/2018 |  | 11/26/2018
USAI Lighting | USAI Lighting | B3SDF-15X1-35KH-25-S-WH-NCIC-UNV-D6F | Light Emitting Diode | Inseparable Luminaire | Direct Wired | 0-10 VDC Controls | 70 | 3500 | 0.001 | 91 | 52 | 433 | 0.96 | Ambient | 50000 |  |  | 99999 | 0.01 | 13 | 4 | 0.01 | 0.01 | 0 | 0 | 0 | 0 | 0.09 | 0.02 | 0 | 0 | 0 | 0 | 0.85 | 0 | 0 | 0 | 0 | 0 | True |  | Non Federally-Regulated | 08/10/2018 |  | 11/26/2018
USAI Lighting | USAI Lighting | B3SDF-15X1-35KH-45-S-BL-NCIC-UNV-D6A | Light Emitting Diode | Inseparable Luminaire | Direct Wired | 0-10 VDC Controls | 74 | 3500 | 0.001 | 91 | 52 | 433 | 0.96 | Ambient | 50000 |  |  | 99999 | 0.01 | 13 | 4 | 0.01 | 0.01 | 0 | 0 | 0 | 0 | 0.09 | 0.02 | 0 | 0 | 0 | 0 | 0.85 | 0 | 0 | 0 | 0 | 0 | True |  | Non Federally-Regulated | 08/10/2018 |  | 11/26/2018
USAI Lighting | USAI Lighting | B3SDF-15X1-35KH-45-S-BL-NCIC-UNV-D6B | Light Emitting Diode | Inseparable Luminaire | Direct Wired | 0-10 VDC Controls | 74 | 3500 | 0.001 | 91 | 52 | 433 | 0.96 | Ambient | 50000 |  |  | 99999 | 0.01 | 13 | 4 | 0.01 | 0.01 | 0 | 0 | 0 | 0 | 0.09 | 0.02 | 0 | 0 | 0 | 0 | 0.85 | 0 | 0 | 0 | 0 | 0 | True |  | Non Federally-Regulated | 08/10/2018 |  | 11/26/2018
USAI Lighting | USAI Lighting | B3SDF-15X1-35KH-45-S-BL-NCIC-UNV-D6E | Light Emitting Diode | Inseparable Luminaire | Direct Wired | 0-10 VDC Controls | 74 | 3500 | 0.001 | 91 | 52 | 433 | 0.96 | Ambient | 50000 |  |  | 99999 | 0.01 | 13 | 4 | 0.01 | 0.01 | 0 | 0 | 0 | 0 | 0.09 | 0.02 | 0 | 0 | 0 | 0 | 0.85 | 0 | 0 | 0 | 0 | 0 | True |  | Non Federally-Regulated | 08/10/2018 |  | 11/26/2018
USAI Lighting | USAI Lighting | B3SDF-15X1-35KH-45-S-BL-NCIC-UNV-D6F | Light Emitting Diode | Inseparable Luminaire | Direct Wired | 0-10 VDC Controls | 74 | 3500 | 0.001 | 91 | 52 | 433 | 0.96 | Ambient | 50000 |  |  | 99999 | 0.01 | 13 | 4 | 0.01 | 0.01 | 0 | 0 | 0 | 0 | 0.09 | 0.02 | 0 | 0 | 0 | 0 | 0.85 | 0 | 0 | 0 | 0 | 0 | True |  | Non Federally-Regulated | 08/10/2018 |  | 11/26/2018
USAI Lighting | USAI Lighting | B3SDF-15X1-35KH-45-S-BZ-NCIC-UNV-D6A | Light Emitting Diode | Inseparable Luminaire | Direct Wired | 0-10 VDC Controls | 74 | 3500 | 0.001 | 91 | 52 | 433 | 0.96 | Ambient | 50000 |  |  | 99999 | 0.01 | 13 | 4 | 0.01 | 0.01 | 0 | 0 | 0 | 0 | 0.09 | 0.02 | 0 | 0 | 0 | 0 | 0.85 | 0 | 0 | 0 | 0 | 0 | True |  | Non Federally-Regulated | 08/10/2018 |  | 11/26/2018
USAI Lighting | USAI Lighting | B3SDF-15X1-35KH-45-S-BZ-NCIC-UNV-D6B | Light Emitting Diode | Inseparable Luminaire | Direct Wired | 0-10 VDC Controls | 74 | 3500 | 0.001 | 91 | 52 | 433 | 0.96 | Ambient | 50000 |  |  | 99999 | 0.01 | 13 | 4 | 0.01 | 0.01 | 0 | 0 | 0 | 0 | 0.09 | 0.02 | 0 | 0 | 0 | 0 | 0.85 | 0 | 0 | 0 | 0 | 0 | True |  | Non Federally-Regulated | 08/10/2018 |  | 11/26/2018
USAI Lighting | USAI Lighting | B3SDF-15X1-35KH-45-S-BZ-NCIC-UNV-D6E | Light Emitting Diode | Inseparable Luminaire | Direct Wired | 0-10 VDC Controls | 74 | 3500 | 0.001 | 91 | 52 | 433 | 0.96 | Ambient | 50000 |  |  | 99999 | 0.01 | 13 | 4 | 0.01 | 0.01 | 0 | 0 | 0 | 0 | 0.09 | 0.02 | 0 | 0 | 0 | 0 | 0.85 | 0 | 0 | 0 | 0 | 0 | True |  | Non Federally-Regulated | 08/10/2018 |  | 11/26/2018
USAI Lighting | USAI Lighting | B3SDF-15X1-35KH-45-S-BZ-NCIC-UNV-D6F | Light Emitting Diode | Inseparable Luminaire | Direct Wired | 0-10 VDC Controls | 74 | 3500 | 0.001 | 91 | 52 | 433 | 0.96 | Ambient | 50000 |  |  | 99999 | 0.01 | 13 | 4 | 0.01 | 0.01 | 0 | 0 | 0 | 0 | 0.09 | 0.02 | 0 | 0 | 0 | 0 | 0.85 | 0 | 0 | 0 | 0 | 0 | True |  | Non Federally-Regulated | 08/10/2018 |  | 11/26/2018
USAI Lighting | USAI Lighting | B3SDF-15X1-35KH-45-S-GR-NCIC-UNV-D6A | Light Emitting Diode | Inseparable Luminaire | Direct Wired | 0-10 VDC Controls | 74 | 3500 | 0.001 | 91 | 52 | 433 | 0.96 | Ambient | 50000 |  |  | 99999 | 0.01 | 13 | 4 | 0.01 | 0.01 | 0 | 0 | 0 | 0 | 0.09 | 0.02 | 0 | 0 | 0 | 0 | 0.85 | 0 | 0 | 0 | 0 | 0 | True |  | Non Federally-Regulated | 08/10/2018 |  | 11/26/2018
USAI Lighting | USAI Lighting | B3SDF-15X1-35KH-45-S-GR-NCIC-UNV-D6B | Light Emitting Diode | Inseparable Luminaire | Direct Wired | 0-10 VDC Controls | 74 | 3500 | 0.001 | 91 | 52 | 433 | 0.96 | Ambient | 50000 |  |  | 99999 | 0.01 | 13 | 4 | 0.01 | 0.01 | 0 | 0 | 0 | 0 | 0.09 | 0.02 | 0 | 0 | 0 | 0 | 0.85 | 0 | 0 | 0 | 0 | 0 | True |  | Non Federally-Regulated | 08/10/2018 |  | 11/26/2018
USAI Lighting | USAI Lighting | B3SDF-15X1-35KH-45-S-GR-NCIC-UNV-D6E | Light Emitting Diode | Inseparable Luminaire | Direct Wired | 0-10 VDC Controls | 74 | 3500 | 0.001 | 91 | 52 | 433 | 0.96 | Ambient | 50000 |  |  | 99999 | 0.01 | 13 | 4 | 0.01 | 0.01 | 0 | 0 | 0 | 0 | 0.09 | 0.02 | 0 | 0 | 0 | 0 | 0.85 | 0 | 0 | 0 | 0 | 0 | True |  | Non Federally-Regulated | 08/10/2018 |  | 11/26/2018
USAI Lighting | USAI Lighting | B3SDF-15X1-35KH-45-S-GR-NCIC-UNV-D6F | Light Emitting Diode | Inseparable Luminaire | Direct Wired | 0-10 VDC Controls | 74 | 3500 | 0.001 | 91 | 52 | 433 | 0.96 | Ambient | 50000 |  |  | 99999 | 0.01 | 13 | 4 | 0.01 | 0.01 | 0 | 0 | 0 | 0 | 0.09 | 0.02 | 0 | 0 | 0 | 0 | 0.85 | 0 | 0 | 0 | 0 | 0 | True |  | Non Federally-Regulated | 08/10/2018 |  | 11/26/2018
USAI Lighting | USAI Lighting | B3SDF-15X1-35KH-45-S-WH-NCIC-UNV-D6A | Light Emitting Diode | Inseparable Luminaire | Direct Wired | 0-10 VDC Controls | 74 | 3500 | 0.001 | 91 | 52 | 433 | 0.96 | Ambient | 50000 |  |  | 99999 | 0.01 | 13 | 4 | 0.01 | 0.01 | 0 | 0 | 0 | 0 | 0.09 | 0.02 | 0 | 0 | 0 | 0 | 0.85 | 0 | 0 | 0 | 0 | 0 | True |  | Non Federally-Regulated | 08/10/2018 |  | 11/26/2018
USAI Lighting | USAI Lighting | B3SDF-15X1-35KH-45-S-WH-NCIC-UNV-D6B | Light Emitting Diode | Inseparable Luminaire | Direct Wired | 0-10 VDC Controls | 74 | 3500 | 0.001 | 91 | 52 | 433 | 0.96 | Ambient | 50000 |  |  | 99999 | 0.01 | 13 | 4 | 0.01 | 0.01 | 0 | 0 | 0 | 0 | 0.09 | 0.02 | 0 | 0 | 0 | 0 | 0.85 | 0 | 0 | 0 | 0 | 0 | True |  | Non Federally-Regulated | 08/10/2018 |  | 11/26/2018
USAI Lighting | USAI Lighting | B3SDF-15X1-35KH-45-S-WH-NCIC-UNV-D6E | Light Emitting Diode | Inseparable Luminaire | Direct Wired | 0-10 VDC Controls | 74 | 3500 | 0.001 | 91 | 52 | 433 | 0.96 | Ambient | 50000 |  |  | 99999 | 0.01 | 13 | 4 | 0.01 | 0.01 | 0 | 0 | 0 | 0 | 0.09 | 0.02 | 0 | 0 | 0 | 0 | 0.85 | 0 | 0 | 0 | 0 | 0 | True |  | Non Federally-Regulated | 08/10/2018 |  | 11/26/2018
USAI Lighting | USAI Lighting | B3SDF-15X1-35KH-45-S-WH-NCIC-UNV-D6F | Light Emitting Diode | Inseparable Luminaire | Direct Wired | 0-10 VDC Controls | 74 | 3500 | 0.001 | 91 | 52 | 433 | 0.96 | Ambient | 50000 |  |  | 99999 | 0.01 | 13 | 4 | 0.01 | 0.01 | 0 | 0 | 0 | 0 | 0.09 | 0.02 | 0 | 0 | 0 | 0 | 0.85 | 0 | 0 | 0 | 0 | 0 | True |  | Non Federally-Regulated | 08/10/2018 |  | 11/26/2018
USAI Lighting | USAI Lighting | B3SDF-15X1-35KH-65-S-BL-NCIC-UNV-D6A | Light Emitting Diode | Inseparable Luminaire | Direct Wired | 0-10 VDC Controls | 60 | 3500 | 0.001 | 91 | 52 | 433 | 0.96 | Ambient | 50000 |  |  | 99999 | 0.01 | 13 | 4 | 0.01 | 0.01 | 0 | 0 | 0 | 0 | 0.09 | 0.02 | 0 | 0 | 0 | 0 | 0.85 | 0 | 0 | 0 | 0 | 0 | True |  | Non Federally-Regulated | 08/10/2018 |  | 11/26/2018
USAI Lighting | USAI Lighting | B3SDF-15X1-35KH-65-S-BL-NCIC-UNV-D6B | Light Emitting Diode | Inseparable Luminaire | Direct Wired | 0-10 VDC Controls | 60 | 3500 | 0.001 | 91 | 52 | 433 | 0.96 | Ambient | 50000 |  |  | 99999 | 0.01 | 13 | 4 | 0.01 | 0.01 | 0 | 0 | 0 | 0 | 0.09 | 0.02 | 0 | 0 | 0 | 0 | 0.85 | 0 | 0 | 0 | 0 | 0 | True |  | Non Federally-Regulated | 08/10/2018 |  | 11/26/2018
USAI Lighting | USAI Lighting | B3SDF-15X1-35KH-65-S-BL-NCIC-UNV-D6E | Light Emitting Diode | Inseparable Luminaire | Direct Wired | 0-10 VDC Controls | 60 | 3500 | 0.001 | 91 | 52 | 433 | 0.96 | Ambient | 50000 |  |  | 99999 | 0.01 | 13 | 4 | 0.01 | 0.01 | 0 | 0 | 0 | 0 | 0.09 | 0.02 | 0 | 0 | 0 | 0 | 0.85 | 0 | 0 | 0 | 0 | 0 | True |  | Non Federally-Regulated | 08/10/2018 |  | 11/26/2018
USAI Lighting | USAI Lighting | B3SDF-15X1-35KH-65-S-BL-NCIC-UNV-D6F | Light Emitting Diode | Inseparable Luminaire | Direct Wired | 0-10 VDC Controls | 60 | 3500 | 0.001 | 91 | 52 | 433 | 0.96 | Ambient | 50000 |  |  | 99999 | 0.01 | 13 | 4 | 0.01 | 0.01 | 0 | 0 | 0 | 0 | 0.09 | 0.02 | 0 | 0 | 0 | 0 | 0.85 | 0 | 0 | 0 | 0 | 0 | True |  | Non Federally-Regulated | 08/10/2018 |  | 11/26/2018
USAI Lighting | USAI Lighting | B3SDL-15X1-27KH-25-S-BL-NCIC-UNV-D6A | Light Emitting Diode | Inseparable Luminaire | Direct Wired | 0-10 VDC Controls | 65 | 2700 | 0.001 | 91 | 52 | 433 | 0.96 | Ambient | 50000 |  |  | 99999 | 0.01 | 13 | 4 | 0.01 | 0.01 | 0 | 0 | 0 | 0 | 0.09 | 0.02 | 0 | 0 | 0 | 0 | 0.85 | 0 | 0 | 0 | 0 | 0 | True |  | Non Federally-Regulated | 08/10/2018 |  | 11/26/2018
USAI Lighting | USAI Lighting | B3SDL-15X1-27KH-25-S-BL-NCIC-UNV-D6B | Light Emitting Diode | Inseparable Luminaire | Direct Wired | 0-10 VDC Controls | 65 | 2700 | 0.001 | 91 | 52 | 433 | 0.96 | Ambient | 50000 |  |  | 99999 | 0.01 | 13 | 4 | 0.01 | 0.01 | 0 | 0 | 0 | 0 | 0.09 | 0.02 | 0 | 0 | 0 | 0 | 0.85 | 0 | 0 | 0 | 0 | 0 | True |  | Non Federally-Regulated | 08/10/2018 |  | 11/26/2018
USAI Lighting | USAI Lighting | B3SDL-15X1-27KH-25-S-BL-NCIC-UNV-D6E | Light Emitting Diode | Inseparable Luminaire | Direct Wired | 0-10 VDC Controls | 65 | 2700 | 0.001 | 91 | 52 | 433 | 0.96 | Ambient | 50000 |  |  | 99999 | 0.01 | 13 | 4 | 0.01 | 0.01 | 0 | 0 | 0 | 0 | 0.09 | 0.02 | 0 | 0 | 0 | 0 | 0.85 | 0 | 0 | 0 | 0 | 0 | True |  | Non Federally-Regulated | 08/10/2018 |  | 11/26/2018
USAI Lighting | USAI Lighting | B3SDL-15X1-27KH-25-S-BL-NCIC-UNV-D6F | Light Emitting Diode | Inseparable Luminaire | Direct Wired | 0-10 VDC Controls | 65 | 2700 | 0.001 | 91 | 52 | 433 | 0.96 | Ambient | 50000 |  |  | 99999 | 0.01 | 13 | 4 | 0.01 | 0.01 | 0 | 0 | 0 | 0 | 0.09 | 0.02 | 0 | 0 | 0 | 0 | 0.85 | 0 | 0 | 0 | 0 | 0 | True |  | Non Federally-Regulated | 08/10/2018 |  | 11/26/2018
USAI Lighting | USAI Lighting | B3SDL-15X1-27KH-25-S-BZ-NCIC-UNV-D6A | Light Emitting Diode | Inseparable Luminaire | Direct Wired | 0-10 VDC Controls | 65 | 2700 | 0.001 | 91 | 52 | 433 | 0.96 | Ambient | 50000 |  |  | 99999 | 0.01 | 13 | 4 | 0.01 | 0.01 | 0 | 0 | 0 | 0 | 0.09 | 0.02 | 0 | 0 | 0 | 0 | 0.85 | 0 | 0 | 0 | 0 | 0 | True |  | Non Federally-Regulated | 08/10/2018 |  | 11/26/2018
USAI Lighting | USAI Lighting | B3SDL-15X1-27KH-25-S-BZ-NCIC-UNV-D6B | Light Emitting Diode | Inseparable Luminaire | Direct Wired | 0-10 VDC Controls | 65 | 2700 | 0.001 | 91 | 52 | 433 | 0.96 | Ambient | 50000 |  |  | 99999 | 0.01 | 13 | 4 | 0.01 | 0.01 | 0 | 0 | 0 | 0 | 0.09 | 0.02 | 0 | 0 | 0 | 0 | 0.85 | 0 | 0 | 0 | 0 | 0 | True |  | Non Federally-Regulated | 08/10/2018 |  | 11/26/2018
USAI Lighting | USAI Lighting | B3SDL-15X1-27KH-25-S-BZ-NCIC-UNV-D6E | Light Emitting Diode | Inseparable Luminaire | Direct Wired | 0-10 VDC Controls | 65 | 2700 | 0.001 | 91 | 52 | 433 | 0.96 | Ambient | 50000 |  |  | 99999 | 0.01 | 13 | 4 | 0.01 | 0.01 | 0 | 0 | 0 | 0 | 0.09 | 0.02 | 0 | 0 | 0 | 0 | 0.85 | 0 | 0 | 0 | 0 | 0 | True |  | Non Federally-Regulated | 08/10/2018 |  | 11/26/2018
USAI Lighting | USAI Lighting | B3SDL-15X1-27KH-25-S-BZ-NCIC-UNV-D6F | Light Emitting Diode | Inseparable Luminaire | Direct Wired | 0-10 VDC Controls | 65 | 2700 | 0.001 | 91 | 52 | 433 | 0.96 | Ambient | 50000 |  |  | 99999 | 0.01 | 13 | 4 | 0.01 | 0.01 | 0 | 0 | 0 | 0 | 0.09 | 0.02 | 0 | 0 | 0 | 0 | 0.85 | 0 | 0 | 0 | 0 | 0 | True |  | Non Federally-Regulated | 08/10/2018 |  | 11/26/2018
USAI Lighting | USAI Lighting | B3SDL-15X1-27KH-25-S-GR-NCIC-UNV-D6A | Light Emitting Diode | Inseparable Luminaire | Direct Wired | 0-10 VDC Controls | 65 | 2700 | 0.001 | 91 | 52 | 433 | 0.96 | Ambient | 50000 |  |  | 99999 | 0.01 | 13 | 4 | 0.01 | 0.01 | 0 | 0 | 0 | 0 | 0.09 | 0.02 | 0 | 0 | 0 | 0 | 0.85 | 0 | 0 | 0 | 0 | 0 | True |  | Non Federally-Regulated | 08/10/2018 |  | 11/26/2018
USAI Lighting | USAI Lighting | B3SDL-15X1-27KH-25-S-GR-NCIC-UNV-D6B | Light Emitting Diode | Inseparable Luminaire | Direct Wired | 0-10 VDC Controls | 65 | 2700 | 0.001 | 91 | 52 | 433 | 0.96 | Ambient | 50000 |  |  | 99999 | 0.01 | 13 | 4 | 0.01 | 0.01 | 0 | 0 | 0 | 0 | 0.09 | 0.02 | 0 | 0 | 0 | 0 | 0.85 | 0 | 0 | 0 | 0 | 0 | True |  | Non Federally-Regulated | 08/10/2018 |  | 11/26/2018
USAI Lighting | USAI Lighting | B3SDL-15X1-27KH-25-S-GR-NCIC-UNV-D6E | Light Emitting Diode | Inseparable Luminaire | Direct Wired | 0-10 VDC Controls | 65 | 2700 | 0.001 | 91 | 52 | 433 | 0.96 | Ambient | 50000 |  |  | 99999 | 0.01 | 13 | 4 | 0.01 | 0.01 | 0 | 0 | 0 | 0 | 0.09 | 0.02 | 0 | 0 | 0 | 0 | 0.85 | 0 | 0 | 0 | 0 | 0 | True |  | Non Federally-Regulated | 08/10/2018 |  | 11/26/2018
USAI Lighting | USAI Lighting | B3SDL-15X1-27KH-25-S-GR-NCIC-UNV-D6F | Light Emitting Diode | Inseparable Luminaire | Direct Wired | 0-10 VDC Controls | 65 | 2700 | 0.001 | 91 | 52 | 433 | 0.96 | Ambient | 50000 |  |  | 99999 | 0.01 | 13 | 4 | 0.01 | 0.01 | 0 | 0 | 0 | 0 | 0.09 | 0.02 | 0 | 0 | 0 | 0 | 0.85 | 0 | 0 | 0 | 0 | 0 | True |  | Non Federally-Regulated | 08/10/2018 |  | 11/26/2018
USAI Lighting | USAI Lighting | B3SDL-15X1-27KH-25-S-WH-NCIC-UNV-D6A | Light Emitting Diode | Inseparable Luminaire | Direct Wired | 0-10 VDC Controls | 65 | 2700 | 0.001 | 91 | 52 | 433 | 0.96 | Ambient | 50000 |  |  | 99999 | 0.01 | 13 | 4 | 0.01 | 0.01 | 0 | 0 | 0 | 0 | 0.09 | 0.02 | 0 | 0 | 0 | 0 | 0.85 | 0 | 0 | 0 | 0 | 0 | True |  | Non Federally-Regulated | 08/10/2018 |  | 11/26/2018
USAI Lighting | USAI Lighting | B3SDL-15X1-27KH-25-S-WH-NCIC-UNV-D6B | Light Emitting Diode | Inseparable Luminaire | Direct Wired | 0-10 VDC Controls | 65 | 2700 | 0.001 | 91 | 52 | 433 | 0.96 | Ambient | 50000 |  |  | 99999 | 0.01 | 13 | 4 | 0.01 | 0.01 | 0 | 0 | 0 | 0 | 0.09 | 0.02 | 0 | 0 | 0 | 0 | 0.85 | 0 | 0 | 0 | 0 | 0 | True |  | Non Federally-Regulated | 08/10/2018 |  | 11/26/2018
USAI Lighting | USAI Lighting | B3SDL-15X1-27KH-25-S-WH-NCIC-UNV-D6E | Light Emitting Diode | Inseparable Luminaire | Direct Wired | 0-10 VDC Controls | 65 | 2700 | 0.001 | 91 | 52 | 433 | 0.96 | Ambient | 50000 |  |  | 99999 | 0.01 | 13 | 4 | 0.01 | 0.01 | 0 | 0 | 0 | 0 | 0.09 | 0.02 | 0 | 0 | 0 | 0 | 0.85 | 0 | 0 | 0 | 0 | 0 | True |  | Non Federally-Regulated | 08/10/2018 |  | 11/26/2018
USAI Lighting | USAI Lighting | B3SDL-15X1-27KH-25-S-WH-NCIC-UNV-D6F | Light Emitting Diode | Inseparable Luminaire | Direct Wired | 0-10 VDC Controls | 65 | 2700 | 0.001 | 91 | 52 | 433 | 0.96 | Ambient | 50000 |  |  | 99999 | 0.01 | 13 | 4 | 0.01 | 0.01 | 0 | 0 | 0 | 0 | 0.09 | 0.02 | 0 | 0 | 0 | 0 | 0.85 | 0 | 0 | 0 | 0 | 0 | True |  | Non Federally-Regulated | 08/10/2018 |  | 11/26/2018
USAI Lighting | USAI Lighting | B3SDL-15X1-30KH-25-S-BL-NCIC-UNV-D6A | Light Emitting Diode | Inseparable Luminaire | Direct Wired | 0-10 VDC Controls | 65 | 3000 | 0.001 | 91 | 52 | 433 | 0.96 | Ambient | 50000 |  |  | 99999 | 0.01 | 13 | 4 | 0.01 | 0.01 | 0 | 0 | 0 | 0 | 0.09 | 0.02 | 0 | 0 | 0 | 0 | 0.85 | 0 | 0 | 0 | 0 | 0 | True |  | Non Federally-Regulated | 08/10/2018 |  | 11/26/2018
USAI Lighting | USAI Lighting | B3SDL-15X1-30KH-25-S-BL-NCIC-UNV-D6B | Light Emitting Diode | Inseparable Luminaire | Direct Wired | 0-10 VDC Controls | 65 | 3000 | 0.001 | 91 | 52 | 433 | 0.96 | Ambient | 50000 |  |  | 99999 | 0.01 | 13 | 4 | 0.01 | 0.01 | 0 | 0 | 0 | 0 | 0.09 | 0.02 | 0 | 0 | 0 | 0 | 0.85 | 0 | 0 | 0 | 0 | 0 | True |  | Non Federally-Regulated | 08/10/2018 |  | 11/26/2018
USAI Lighting | USAI Lighting | B3SDL-15X1-30KH-25-S-BL-NCIC-UNV-D6E | Light Emitting Diode | Inseparable Luminaire | Direct Wired | 0-10 VDC Controls | 65 | 3000 | 0.001 | 91 | 52 | 433 | 0.96 | Ambient | 50000 |  |  | 99999 | 0.01 | 13 | 4 | 0.01 | 0.01 | 0 | 0 | 0 | 0 | 0.09 | 0.02 | 0 | 0 | 0 | 0 | 0.85 | 0 | 0 | 0 | 0 | 0 | True |  | Non Federally-Regulated | 08/10/2018 |  | 11/26/2018
USAI Lighting | USAI Lighting | B3SDL-15X1-30KH-25-S-BL-NCIC-UNV-D6F | Light Emitting Diode | Inseparable Luminaire | Direct Wired | 0-10 VDC Controls | 65 | 3000 | 0.001 | 91 | 52 | 433 | 0.96 | Ambient | 50000 |  |  | 99999 | 0.01 | 13 | 4 | 0.01 | 0.01 | 0 | 0 | 0 | 0 | 0.09 | 0.02 | 0 | 0 | 0 | 0 | 0.85 | 0 | 0 | 0 | 0 | 0 | True |  | Non Federally-Regulated | 08/10/2018 |  | 11/26/2018
USAI Lighting | USAI Lighting | B3SDL-15X1-30KH-25-S-BZ-NCIC-UNV-D6A | Light Emitting Diode | Inseparable Luminaire | Direct Wired | 0-10 VDC Controls | 65 | 3000 | 0.001 | 91 | 52 | 433 | 0.96 | Ambient | 50000 |  |  | 99999 | 0.01 | 13 | 4 | 0.01 | 0.01 | 0 | 0 | 0 | 0 | 0.09 | 0.02 | 0 | 0 | 0 | 0 | 0.85 | 0 | 0 | 0 | 0 | 0 | True |  | Non Federally-Regulated | 08/10/2018 |  | 11/26/2018
USAI Lighting | USAI Lighting | B3SDL-15X1-30KH-25-S-BZ-NCIC-UNV-D6B | Light Emitting Diode | Inseparable Luminaire | Direct Wired | 0-10 VDC Controls | 65 | 3000 | 0.001 | 91 | 52 | 433 | 0.96 | Ambient | 50000 |  |  | 99999 | 0.01 | 13 | 4 | 0.01 | 0.01 | 0 | 0 | 0 | 0 | 0.09 | 0.02 | 0 | 0 | 0 | 0 | 0.85 | 0 | 0 | 0 | 0 | 0 | True |  | Non Federally-Regulated | 08/10/2018 |  | 11/26/2018
USAI Lighting | USAI Lighting | B3SDL-15X1-30KH-25-S-BZ-NCIC-UNV-D6E | Light Emitting Diode | Inseparable Luminaire | Direct Wired | 0-10 VDC Controls | 65 | 3000 | 0.001 | 91 | 52 | 433 | 0.96 | Ambient | 50000 |  |  | 99999 | 0.01 | 13 | 4 | 0.01 | 0.01 | 0 | 0 | 0 | 0 | 0.09 | 0.02 | 0 | 0 | 0 | 0 | 0.85 | 0 | 0 | 0 | 0 | 0 | True |  | Non Federally-Regulated | 08/10/2018 |  | 11/26/2018
USAI Lighting | USAI Lighting | B3SDL-15X1-30KH-25-S-BZ-NCIC-UNV-D6F | Light Emitting Diode | Inseparable Luminaire | Direct Wired | 0-10 VDC Controls | 65 | 3000 | 0.001 | 91 | 52 | 433 | 0.96 | Ambient | 50000 |  |  | 99999 | 0.01 | 13 | 4 | 0.01 | 0.01 | 0 | 0 | 0 | 0 | 0.09 | 0.02 | 0 | 0 | 0 | 0 | 0.85 | 0 | 0 | 0 | 0 | 0 | True |  | Non Federally-Regulated | 08/10/2018 |  | 11/26/2018
USAI Lighting | USAI Lighting | B3SDL-15X1-30KH-25-S-GR-NCIC-UNV-D6A | Light Emitting Diode | Inseparable Luminaire | Direct Wired | 0-10 VDC Controls | 65 | 3000 | 0.001 | 91 | 52 | 433 | 0.96 | Ambient | 50000 |  |  | 99999 | 0.01 | 13 | 4 | 0.01 | 0.01 | 0 | 0 | 0 | 0 | 0.09 | 0.02 | 0 | 0 | 0 | 0 | 0.85 | 0 | 0 | 0 | 0 | 0 | True |  | Non Federally-Regulated | 08/10/2018 |  | 11/26/2018
USAI Lighting | USAI Lighting | B3SDL-15X1-30KH-25-S-GR-NCIC-UNV-D6B | Light Emitting Diode | Inseparable Luminaire | Direct Wired | 0-10 VDC Controls | 65 | 3000 | 0.001 | 91 | 52 | 433 | 0.96 | Ambient | 50000 |  |  | 99999 | 0.01 | 13 | 4 | 0.01 | 0.01 | 0 | 0 | 0 | 0 | 0.09 | 0.02 | 0 | 0 | 0 | 0 | 0.85 | 0 | 0 | 0 | 0 | 0 | True |  | Non Federally-Regulated | 08/10/2018 |  | 11/26/2018
USAI Lighting | USAI Lighting | B3SDL-15X1-30KH-25-S-GR-NCIC-UNV-D6E | Light Emitting Diode | Inseparable Luminaire | Direct Wired | 0-10 VDC Controls | 65 | 3000 | 0.001 | 91 | 52 | 433 | 0.96 | Ambient | 50000 |  |  | 99999 | 0.01 | 13 | 4 | 0.01 | 0.01 | 0 | 0 | 0 | 0 | 0.09 | 0.02 | 0 | 0 | 0 | 0 | 0.85 | 0 | 0 | 0 | 0 | 0 | True |  | Non Federally-Regulated | 08/10/2018 |  | 11/26/2018
USAI Lighting | USAI Lighting | B3SDL-15X1-30KH-25-S-GR-NCIC-UNV-D6F | Light Emitting Diode | Inseparable Luminaire | Direct Wired | 0-10 VDC Controls | 65 | 3000 | 0.001 | 91 | 52 | 433 | 0.96 | Ambient | 50000 |  |  | 99999 | 0.01 | 13 | 4 | 0.01 | 0.01 | 0 | 0 | 0 | 0 | 0.09 | 0.02 | 0 | 0 | 0 | 0 | 0.85 | 0 | 0 | 0 | 0 | 0 | True |  | Non Federally-Regulated | 08/10/2018 |  | 11/26/2018
USAI Lighting | USAI Lighting | B3SDL-15X1-30KH-25-S-WH-NCIC-UNV-D6A | Light Emitting Diode | Inseparable Luminaire | Direct Wired | 0-10 VDC Controls | 65 | 3000 | 0.001 | 91 | 52 | 433 | 0.96 | Ambient | 50000 |  |  | 99999 | 0.01 | 13 | 4 | 0.01 | 0.01 | 0 | 0 | 0 | 0 | 0.09 | 0.02 | 0 | 0 | 0 | 0 | 0.85 | 0 | 0 | 0 | 0 | 0 | True |  | Non Federally-Regulated | 08/10/2018 |  | 11/26/2018
USAI Lighting | USAI Lighting | B3SDL-15X1-30KH-25-S-WH-NCIC-UNV-D6B | Light Emitting Diode | Inseparable Luminaire | Direct Wired | 0-10 VDC Controls | 65 | 3000 | 0.001 | 91 | 52 | 433 | 0.96 | Ambient | 50000 |  |  | 99999 | 0.01 | 13 | 4 | 0.01 | 0.01 | 0 | 0 | 0 | 0 | 0.09 | 0.02 | 0 | 0 | 0 | 0 | 0.85 | 0 | 0 | 0 | 0 | 0 | True |  | Non Federally-Regulated | 08/10/2018 |  | 11/26/2018
USAI Lighting | USAI Lighting | B3SDL-15X1-30KH-25-S-WH-NCIC-UNV-D6E | Light Emitting Diode | Inseparable Luminaire | Direct Wired | 0-10 VDC Controls | 65 | 3000 | 0.001 | 91 | 52 | 433 | 0.96 | Ambient | 50000 |  |  | 99999 | 0.01 | 13 | 4 | 0.01 | 0.01 | 0 | 0 | 0 | 0 | 0.09 | 0.02 | 0 | 0 | 0 | 0 | 0.85 | 0 | 0 | 0 | 0 | 0 | True |  | Non Federally-Regulated | 08/10/2018 |  | 11/26/2018
USAI Lighting | USAI Lighting | B3SDL-15X1-30KH-25-S-WH-NCIC-UNV-D6F | Light Emitting Diode | Inseparable Luminaire | Direct Wired | 0-10 VDC Controls | 65 | 3000 | 0.001 | 91 | 52 | 433 | 0.96 | Ambient | 50000 |  |  | 99999 | 0.01 | 13 | 4 | 0.01 | 0.01 | 0 | 0 | 0 | 0 | 0.09 | 0.02 | 0 | 0 | 0 | 0 | 0.85 | 0 | 0 | 0 | 0 | 0 | True |  | Non Federally-Regulated | 08/10/2018 |  | 11/26/2018
USAI Lighting | USAI Lighting | B3SDL-15X1-35KH-25-S-BL-NCIC-UNV-D6A | Light Emitting Diode | Inseparable Luminaire | Direct Wired | 0-10 VDC Controls | 70 | 3500 | 0.001 | 91 | 52 | 433 | 0.96 | Ambient | 50000 |  |  | 99999 | 0.01 | 13 | 4 | 0.01 | 0.01 | 0 | 0 | 0 | 0 | 0.09 | 0.02 | 0 | 0 | 0 | 0 | 0.85 | 0 | 0 | 0 | 0 | 0 | True |  | Non Federally-Regulated | 08/10/2018 |  | 11/26/2018
USAI Lighting | USAI Lighting | B3SDL-15X1-35KH-25-S-BL-NCIC-UNV-D6B | Light Emitting Diode | Inseparable Luminaire | Direct Wired | 0-10 VDC Controls | 70 | 3500 | 0.001 | 91 | 52 | 433 | 0.96 | Ambient | 50000 |  |  | 99999 | 0.01 | 13 | 4 | 0.01 | 0.01 | 0 | 0 | 0 | 0 | 0.09 | 0.02 | 0 | 0 | 0 | 0 | 0.85 | 0 | 0 | 0 | 0 | 0 | True |  | Non Federally-Regulated | 08/10/2018 |  | 11/26/2018
USAI Lighting | USAI Lighting | B3SDL-15X1-35KH-25-S-BL-NCIC-UNV-D6E | Light Emitting Diode | Inseparable Luminaire | Direct Wired | 0-10 VDC Controls | 70 | 3500 | 0.001 | 91 | 52 | 433 | 0.96 | Ambient | 50000 |  |  | 99999 | 0.01 | 13 | 4 | 0.01 | 0.01 | 0 | 0 | 0 | 0 | 0.09 | 0.02 | 0 | 0 | 0 | 0 | 0.85 | 0 | 0 | 0 | 0 | 0 | True |  | Non Federally-Regulated | 08/10/2018 |  | 11/26/2018
USAI Lighting | USAI Lighting | B3SDL-15X1-35KH-25-S-BL-NCIC-UNV-D6F | Light Emitting Diode | Inseparable Luminaire | Direct Wired | 0-10 VDC Controls | 70 | 3500 | 0.001 | 91 | 52 | 433 | 0.96 | Ambient | 50000 |  |  | 99999 | 0.01 | 13 | 4 | 0.01 | 0.01 | 0 | 0 | 0 | 0 | 0.09 | 0.02 | 0 | 0 | 0 | 0 | 0.85 | 0 | 0 | 0 | 0 | 0 | True |  | Non Federally-Regulated | 08/10/2018 |  | 11/26/2018
USAI Lighting | USAI Lighting | B3SDL-15X1-35KH-25-S-BZ-NCIC-UNV-D6A | Light Emitting Diode | Inseparable Luminaire | Direct Wired | 0-10 VDC Controls | 70 | 3500 | 0.001 | 91 | 52 | 433 | 0.96 | Ambient | 50000 |  |  | 99999 | 0.01 | 13 | 4 | 0.01 | 0.01 | 0 | 0 | 0 | 0 | 0.09 | 0.02 | 0 | 0 | 0 | 0 | 0.85 | 0 | 0 | 0 | 0 | 0 | True |  | Non Federally-Regulated | 08/10/2018 |  | 11/26/2018
USAI Lighting | USAI Lighting | B3SDL-15X1-35KH-25-S-BZ-NCIC-UNV-D6B | Light Emitting Diode | Inseparable Luminaire | Direct Wired | 0-10 VDC Controls | 70 | 3500 | 0.001 | 91 | 52 | 433 | 0.96 | Ambient | 50000 |  |  | 99999 | 0.01 | 13 | 4 | 0.01 | 0.01 | 0 | 0 | 0 | 0 | 0.09 | 0.02 | 0 | 0 | 0 | 0 | 0.85 | 0 | 0 | 0 | 0 | 0 | True |  | Non Federally-Regulated | 08/10/2018 |  | 11/26/2018
USAI Lighting | USAI Lighting | B3SDL-15X1-35KH-25-S-BZ-NCIC-UNV-D6E | Light Emitting Diode | Inseparable Luminaire | Direct Wired | 0-10 VDC Controls | 70 | 3500 | 0.001 | 91 | 52 | 433 | 0.96 | Ambient | 50000 |  |  | 99999 | 0.01 | 13 | 4 | 0.01 | 0.01 | 0 | 0 | 0 | 0 | 0.09 | 0.02 | 0 | 0 | 0 | 0 | 0.85 | 0 | 0 | 0 | 0 | 0 | True |  | Non Federally-Regulated | 08/10/2018 |  | 11/26/2018
USAI Lighting | USAI Lighting | B3SDL-15X1-35KH-25-S-BZ-NCIC-UNV-D6F | Light Emitting Diode | Inseparable Luminaire | Direct Wired | 0-10 VDC Controls | 70 | 3500 | 0.001 | 91 | 52 | 433 | 0.96 | Ambient | 50000 |  |  | 99999 | 0.01 | 13 | 4 | 0.01 | 0.01 | 0 | 0 | 0 | 0 | 0.09 | 0.02 | 0 | 0 | 0 | 0 | 0.85 | 0 | 0 | 0 | 0 | 0 | True |  | Non Federally-Regulated | 08/10/2018 |  | 11/26/2018
USAI Lighting | USAI Lighting | B3SDL-15X1-35KH-25-S-GR-NCIC-UNV-D6A | Light Emitting Diode | Inseparable Luminaire | Direct Wired | 0-10 VDC Controls | 70 | 3500 | 0.001 | 91 | 52 | 433 | 0.96 | Ambient | 50000 |  |  | 99999 | 0.01 | 13 | 4 | 0.01 | 0.01 | 0 | 0 | 0 | 0 | 0.09 | 0.02 | 0 | 0 | 0 | 0 | 0.85 | 0 | 0 | 0 | 0 | 0 | True |  | Non Federally-Regulated | 08/10/2018 |  | 11/26/2018
USAI Lighting | USAI Lighting | B3SDL-15X1-35KH-25-S-GR-NCIC-UNV-D6B | Light Emitting Diode | Inseparable Luminaire | Direct Wired | 0-10 VDC Controls | 70 | 3500 | 0.001 | 91 | 52 | 433 | 0.96 | Ambient | 50000 |  |  | 99999 | 0.01 | 13 | 4 | 0.01 | 0.01 | 0 | 0 | 0 | 0 | 0.09 | 0.02 | 0 | 0 | 0 | 0 | 0.85 | 0 | 0 | 0 | 0 | 0 | True |  | Non Federally-Regulated | 08/10/2018 |  | 11/26/2018
USAI Lighting | USAI Lighting | B3SDL-15X1-35KH-25-S-GR-NCIC-UNV-D6E | Light Emitting Diode | Inseparable Luminaire | Direct Wired | 0-10 VDC Controls | 70 | 3500 | 0.001 | 91 | 52 | 433 | 0.96 | Ambient | 50000 |  |  | 99999 | 0.01 | 13 | 4 | 0.01 | 0.01 | 0 | 0 | 0 | 0 | 0.09 | 0.02 | 0 | 0 | 0 | 0 | 0.85 | 0 | 0 | 0 | 0 | 0 | True |  | Non Federally-Regulated | 08/10/2018 |  | 11/26/2018
USAI Lighting | USAI Lighting | B3SDL-15X1-35KH-25-S-GR-NCIC-UNV-D6F | Light Emitting Diode | Inseparable Luminaire | Direct Wired | 0-10 VDC Controls | 70 | 3500 | 0.001 | 91 | 52 | 433 | 0.96 | Ambient | 50000 |  |  | 99999 | 0.01 | 13 | 4 | 0.01 | 0.01 | 0 | 0 | 0 | 0 | 0.09 | 0.02 | 0 | 0 | 0 | 0 | 0.85 | 0 | 0 | 0 | 0 | 0 | True |  | Non Federally-Regulated | 08/10/2018 |  | 11/26/2018
USAI Lighting | USAI Lighting | B3SDL-15X1-35KH-25-S-WH-NCIC-UNV-D6A | Light Emitting Diode | Inseparable Luminaire | Direct Wired | 0-10 VDC Controls | 70 | 3500 | 0.001 | 91 | 52 | 433 | 0.96 | Ambient | 50000 |  |  | 99999 | 0.01 | 13 | 4 | 0.01 | 0.01 | 0 | 0 | 0 | 0 | 0.09 | 0.02 | 0 | 0 | 0 | 0 | 0.85 | 0 | 0 | 0 | 0 | 0 | True |  | Non Federally-Regulated | 08/10/2018 |  | 11/26/2018
USAI Lighting | USAI Lighting | B3SDL-15X1-35KH-25-S-WH-NCIC-UNV-D6B | Light Emitting Diode | Inseparable Luminaire | Direct Wired | 0-10 VDC Controls | 70 | 3500 | 0.001 | 91 | 52 | 433 | 0.96 | Ambient | 50000 |  |  | 99999 | 0.01 | 13 | 4 | 0.01 | 0.01 | 0 | 0 | 0 | 0 | 0.09 | 0.02 | 0 | 0 | 0 | 0 | 0.85 | 0 | 0 | 0 | 0 | 0 | True |  | Non Federally-Regulated | 08/10/2018 |  | 11/26/2018
USAI Lighting | USAI Lighting | B3SDL-15X1-35KH-25-S-WH-NCIC-UNV-D6E | Light Emitting Diode | Inseparable Luminaire | Direct Wired | 0-10 VDC Controls | 70 | 3500 | 0.001 | 91 | 52 | 433 | 0.96 | Ambient | 50000 |  |  | 99999 | 0.01 | 13 | 4 | 0.01 | 0.01 | 0 | 0 | 0 | 0 | 0.09 | 0.02 | 0 | 0 | 0 | 0 | 0.85 | 0 | 0 | 0 | 0 | 0 | True |  | Non Federally-Regulated | 08/10/2018 |  | 11/26/2018
USAI Lighting | USAI Lighting | B3SDL-15X1-35KH-25-S-WH-NCIC-UNV-D6F | Light Emitting Diode | Inseparable Luminaire | Direct Wired | 0-10 VDC Controls | 70 | 3500 | 0.001 | 91 | 52 | 433 | 0.96 | Ambient | 50000 |  |  | 99999 | 0.01 | 13 | 4 | 0.01 | 0.01 | 0 | 0 | 0 | 0 | 0.09 | 0.02 | 0 | 0 | 0 | 0 | 0.85 | 0 | 0 | 0 | 0 | 0 | True |  | Non Federally-Regulated | 08/10/2018 |  | 11/26/2018
USAI Lighting | USAI Lighting | B3SDL-15X1-40KH-25-S-BL-NCIC-UNV-D6A | Light Emitting Diode | Inseparable Luminaire | Direct Wired | 0-10 VDC Controls | 75 | 4000 | 0.001 | 91 | 52 | 433 | 0.96 | Ambient | 50000 |  |  | 99999 | 0.01 | 13 | 4 | 0.01 | 0.01 | 0 | 0 | 0 | 0 | 0.09 | 0.02 | 0 | 0 | 0 | 0 | 0.85 | 0 | 0 | 0 | 0 | 0 | True |  | Non Federally-Regulated | 08/10/2018 |  | 11/26/2018
USAI Lighting | USAI Lighting | B3SDL-15X1-40KH-25-S-BL-NCIC-UNV-D6B | Light Emitting Diode | Inseparable Luminaire | Direct Wired | 0-10 VDC Controls | 75 | 4000 | 0.001 | 91 | 52 | 433 | 0.96 | Ambient | 50000 |  |  | 99999 | 0.01 | 13 | 4 | 0.01 | 0.01 | 0 | 0 | 0 | 0 | 0.09 | 0.02 | 0 | 0 | 0 | 0 | 0.85 | 0 | 0 | 0 | 0 | 0 | True |  | Non Federally-Regulated | 08/10/2018 |  | 11/26/2018
USAI Lighting | USAI Lighting | B3SDL-15X1-40KH-25-S-BL-NCIC-UNV-D6E | Light Emitting Diode | Inseparable Luminaire | Direct Wired | 0-10 VDC Controls | 75 | 4000 | 0.001 | 91 | 52 | 433 | 0.96 | Ambient | 50000 |  |  | 99999 | 0.01 | 13 | 4 | 0.01 | 0.01 | 0 | 0 | 0 | 0 | 0.09 | 0.02 | 0 | 0 | 0 | 0 | 0.85 | 0 | 0 | 0 | 0 | 0 | True |  | Non Federally-Regulated | 08/10/2018 |  | 11/26/2018
USAI Lighting | USAI Lighting | B3SDL-15X1-40KH-25-S-BL-NCIC-UNV-D6F | Light Emitting Diode | Inseparable Luminaire | Direct Wired | 0-10 VDC Controls | 75 | 4000 | 0.001 | 91 | 52 | 433 | 0.96 | Ambient | 50000 |  |  | 99999 | 0.01 | 13 | 4 | 0.01 | 0.01 | 0 | 0 | 0 | 0 | 0.09 | 0.02 | 0 | 0 | 0 | 0 | 0.85 | 0 | 0 | 0 | 0 | 0 | True |  | Non Federally-Regulated | 08/10/2018 |  | 11/26/2018
USAI Lighting | USAI Lighting | B3SDL-15X1-40KH-25-S-BZ-NCIC-UNV-D6A | Light Emitting Diode | Inseparable Luminaire | Direct Wired | 0-10 VDC Controls | 75 | 4000 | 0.001 | 91 | 52 | 433 | 0.96 | Ambient | 50000 |  |  | 99999 | 0.01 | 13 | 4 | 0.01 | 0.01 | 0 | 0 | 0 | 0 | 0.09 | 0.02 | 0 | 0 | 0 | 0 | 0.85 | 0 | 0 | 0 | 0 | 0 | True |  | Non Federally-Regulated | 08/10/2018 |  | 11/26/2018
USAI Lighting | USAI Lighting | B3SDL-15X1-40KH-25-S-BZ-NCIC-UNV-D6B | Light Emitting Diode | Inseparable Luminaire | Direct Wired | 0-10 VDC Controls | 75 | 4000 | 0.001 | 91 | 52 | 433 | 0.96 | Ambient | 50000 |  |  | 99999 | 0.01 | 13 | 4 | 0.01 | 0.01 | 0 | 0 | 0 | 0 | 0.09 | 0.02 | 0 | 0 | 0 | 0 | 0.85 | 0 | 0 | 0 | 0 | 0 | True |  | Non Federally-Regulated | 08/10/2018 |  | 11/26/2018
USAI Lighting | USAI Lighting | B3SDL-15X1-40KH-25-S-BZ-NCIC-UNV-D6E | Light Emitting Diode | Inseparable Luminaire | Direct Wired | 0-10 VDC Controls | 75 | 4000 | 0.001 | 91 | 52 | 433 | 0.96 | Ambient | 50000 |  |  | 99999 | 0.01 | 13 | 4 | 0.01 | 0.01 | 0 | 0 | 0 | 0 | 0.09 | 0.02 | 0 | 0 | 0 | 0 | 0.85 | 0 | 0 | 0 | 0 | 0 | True |  | Non Federally-Regulated | 08/10/2018 |  | 11/26/2018
USAI Lighting | USAI Lighting | B3SDL-15X1-40KH-25-S-BZ-NCIC-UNV-D6F | Light Emitting Diode | Inseparable Luminaire | Direct Wired | 0-10 VDC Controls | 75 | 4000 | 0.001 | 91 | 52 | 433 | 0.96 | Ambient | 50000 |  |  | 99999 | 0.01 | 13 | 4 | 0.01 | 0.01 | 0 | 0 | 0 | 0 | 0.09 | 0.02 | 0 | 0 | 0 | 0 | 0.85 | 0 | 0 | 0 | 0 | 0 | True |  | Non Federally-Regulated | 08/10/2018 |  | 11/26/2018
USAI Lighting | USAI Lighting | B3SDL-15X1-40KH-25-S-GR-NCIC-UNV-D6A | Light Emitting Diode | Inseparable Luminaire | Direct Wired | 0-10 VDC Controls | 75 | 4000 | 0.001 | 91 | 52 | 433 | 0.96 | Ambient | 50000 |  |  | 99999 | 0.01 | 13 | 4 | 0.01 | 0.01 | 0 | 0 | 0 | 0 | 0.09 | 0.02 | 0 | 0 | 0 | 0 | 0.85 | 0 | 0 | 0 | 0 | 0 | True |  | Non Federally-Regulated | 08/10/2018 |  | 11/26/2018
USAI Lighting | USAI Lighting | B3SDL-15X1-40KH-25-S-GR-NCIC-UNV-D6B | Light Emitting Diode | Inseparable Luminaire | Direct Wired | 0-10 VDC Controls | 75 | 4000 | 0.001 | 91 | 52 | 433 | 0.96 | Ambient | 50000 |  |  | 99999 | 0.01 | 13 | 4 | 0.01 | 0.01 | 0 | 0 | 0 | 0 | 0.09 | 0.02 | 0 | 0 | 0 | 0 | 0.85 | 0 | 0 | 0 | 0 | 0 | True |  | Non Federally-Regulated | 08/10/2018 |  | 11/26/2018
USAI Lighting | USAI Lighting | B3SDL-15X1-40KH-25-S-GR-NCIC-UNV-D6E | Light Emitting Diode | Inseparable Luminaire | Direct Wired | 0-10 VDC Controls | 75 | 4000 | 0.001 | 91 | 52 | 433 | 0.96 | Ambient | 50000 |  |  | 99999 | 0.01 | 13 | 4 | 0.01 | 0.01 | 0 | 0 | 0 | 0 | 0.09 | 0.02 | 0 | 0 | 0 | 0 | 0.85 | 0 | 0 | 0 | 0 | 0 | True |  | Non Federally-Regulated | 08/10/2018 |  | 11/26/2018
USAI Lighting | USAI Lighting | B3SDL-15X1-40KH-25-S-GR-NCIC-UNV-D6F | Light Emitting Diode | Inseparable Luminaire | Direct Wired | 0-10 VDC Controls | 75 | 4000 | 0.001 | 91 | 52 | 433 | 0.96 | Ambient | 50000 |  |  | 99999 | 0.01 | 13 | 4 | 0.01 | 0.01 | 0 | 0 | 0 | 0 | 0.09 | 0.02 | 0 | 0 | 0 | 0 | 0.85 | 0 | 0 | 0 | 0 | 0 | True |  | Non Federally-Regulated | 08/10/2018 |  | 11/26/2018
USAI Lighting | USAI Lighting | B3SDL-15X1-40KH-25-S-WH-NCIC-UNV-D6A | Light Emitting Diode | Inseparable Luminaire | Direct Wired | 0-10 VDC Controls | 75 | 4000 | 0.001 | 91 | 52 | 433 | 0.96 | Ambient | 50000 |  |  | 99999 | 0.01 | 13 | 4 | 0.01 | 0.01 | 0 | 0 | 0 | 0 | 0.09 | 0.02 | 0 | 0 | 0 | 0 | 0.85 | 0 | 0 | 0 | 0 | 0 | True |  | Non Federally-Regulated | 08/10/2018 |  | 11/26/2018
USAI Lighting | USAI Lighting | B3SDL-15X1-40KH-25-S-WH-NCIC-UNV-D6B | Light Emitting Diode | Inseparable Luminaire | Direct Wired | 0-10 VDC Controls | 75 | 4000 | 0.001 | 91 | 52 | 433 | 0.96 | Ambient | 50000 |  |  | 99999 | 0.01 | 13 | 4 | 0.01 | 0.01 | 0 | 0 | 0 | 0 | 0.09 | 0.02 | 0 | 0 | 0 | 0 | 0.85 | 0 | 0 | 0 | 0 | 0 | True |  | Non Federally-Regulated | 08/10/2018 |  | 11/26/2018
USAI Lighting | USAI Lighting | B3SDL-15X1-40KH-25-S-WH-NCIC-UNV-D6E | Light Emitting Diode | Inseparable Luminaire | Direct Wired | 0-10 VDC Controls | 75 | 4000 | 0.001 | 91 | 52 | 433 | 0.96 | Ambient | 50000 |  |  | 99999 | 0.01 | 13 | 4 | 0.01 | 0.01 | 0 | 0 | 0 | 0 | 0.09 | 0.02 | 0 | 0 | 0 | 0 | 0.85 | 0 | 0 | 0 | 0 | 0 | True |  | Non Federally-Regulated | 08/10/2018 |  | 11/26/2018
USAI Lighting | USAI Lighting | B3SDL-15X1-40KH-25-S-WH-NCIC-UNV-D6F | Light Emitting Diode | Inseparable Luminaire | Direct Wired | 0-10 VDC Controls | 75 | 4000 | 0.001 | 91 | 52 | 433 | 0.96 | Ambient | 50000 |  |  | 99999 | 0.01 | 13 | 4 | 0.01 | 0.01 | 0 | 0 | 0 | 0 | 0.09 | 0.02 | 0 | 0 | 0 | 0 | 0.85 | 0 | 0 | 0 | 0 | 0 | True |  | Non Federally-Regulated | 08/10/2018 |  | 11/26/2018
USAI Lighting | USAI Lighting | B3SDM-15X1-27KH-25-S-BL-NCIC-UNV-D6A | Light Emitting Diode | Inseparable Luminaire | Direct Wired | 0-10 VDC Controls | 65 | 2700 | 0.001 | 91 | 52 | 433 | 0.96 | Ambient | 50000 |  |  | 99999 | 0.01 | 13 | 4 | 0.01 | 0.01 | 0 | 0 | 0 | 0 | 0.09 | 0.02 | 0 | 0 | 0 | 0 | 0.85 | 0 | 0 | 0 | 0 | 0 | True |  | Non Federally-Regulated | 08/10/2018 |  | 11/26/2018
USAI Lighting | USAI Lighting | B3SDM-15X1-27KH-25-S-BL-NCIC-UNV-D6B | Light Emitting Diode | Inseparable Luminaire | Direct Wired | 0-10 VDC Controls | 65 | 2700 | 0.001 | 91 | 52 | 433 | 0.96 | Ambient | 50000 |  |  | 99999 | 0.01 | 13 | 4 | 0.01 | 0.01 | 0 | 0 | 0 | 0 | 0.09 | 0.02 | 0 | 0 | 0 | 0 | 0.85 | 0 | 0 | 0 | 0 | 0 | True |  | Non Federally-Regulated | 08/10/2018 |  | 11/26/2018
USAI Lighting | USAI Lighting | B3SDM-15X1-27KH-25-S-BL-NCIC-UNV-D6E | Light Emitting Diode | Inseparable Luminaire | Direct Wired | 0-10 VDC Controls | 65 | 2700 | 0.001 | 91 | 52 | 433 | 0.96 | Ambient | 50000 |  |  | 99999 | 0.01 | 13 | 4 | 0.01 | 0.01 | 0 | 0 | 0 | 0 | 0.09 | 0.02 | 0 | 0 | 0 | 0 | 0.85 | 0 | 0 | 0 | 0 | 0 | True |  | Non Federally-Regulated | 08/10/2018 |  | 11/26/2018
USAI Lighting | USAI Lighting | B3SDM-15X1-27KH-25-S-BL-NCIC-UNV-D6F | Light Emitting Diode | Inseparable Luminaire | Direct Wired | 0-10 VDC Controls | 65 | 2700 | 0.001 | 91 | 52 | 433 | 0.96 | Ambient | 50000 |  |  | 99999 | 0.01 | 13 | 4 | 0.01 | 0.01 | 0 | 0 | 0 | 0 | 0.09 | 0.02 | 0 | 0 | 0 | 0 | 0.85 | 0 | 0 | 0 | 0 | 0 | True |  | Non Federally-Regulated | 08/10/2018 |  | 11/26/2018
USAI Lighting | USAI Lighting | B3SDM-15X1-27KH-25-S-BZ-NCIC-UNV-D6A | Light Emitting Diode | Inseparable Luminaire | Direct Wired | 0-10 VDC Controls | 65 | 2700 | 0.001 | 91 | 52 | 433 | 0.96 | Ambient | 50000 |  |  | 99999 | 0.01 | 13 | 4 | 0.01 | 0.01 | 0 | 0 | 0 | 0 | 0.09 | 0.02 | 0 | 0 | 0 | 0 | 0.85 | 0 | 0 | 0 | 0 | 0 | True |  | Non Federally-Regulated | 08/10/2018 |  | 11/26/2018
USAI Lighting | USAI Lighting | B3SDM-15X1-27KH-25-S-BZ-NCIC-UNV-D6B | Light Emitting Diode | Inseparable Luminaire | Direct Wired | 0-10 VDC Controls | 65 | 2700 | 0.001 | 91 | 52 | 433 | 0.96 | Ambient | 50000 |  |  | 99999 | 0.01 | 13 | 4 | 0.01 | 0.01 | 0 | 0 | 0 | 0 | 0.09 | 0.02 | 0 | 0 | 0 | 0 | 0.85 | 0 | 0 | 0 | 0 | 0 | True |  | Non Federally-Regulated | 08/10/2018 |  | 11/26/2018
USAI Lighting | USAI Lighting | B3SDM-15X1-27KH-25-S-BZ-NCIC-UNV-D6E | Light Emitting Diode | Inseparable Luminaire | Direct Wired | 0-10 VDC Controls | 65 | 2700 | 0.001 | 91 | 52 | 433 | 0.96 | Ambient | 50000 |  |  | 99999 | 0.01 | 13 | 4 | 0.01 | 0.01 | 0 | 0 | 0 | 0 | 0.09 | 0.02 | 0 | 0 | 0 | 0 | 0.85 | 0 | 0 | 0 | 0 | 0 | True |  | Non Federally-Regulated | 08/10/2018 |  | 11/26/2018
USAI Lighting | USAI Lighting | B3SDM-15X1-27KH-25-S-BZ-NCIC-UNV-D6F | Light Emitting Diode | Inseparable Luminaire | Direct Wired | 0-10 VDC Controls | 65 | 2700 | 0.001 | 91 | 52 | 433 | 0.96 | Ambient | 50000 |  |  | 99999 | 0.01 | 13 | 4 | 0.01 | 0.01 | 0 | 0 | 0 | 0 | 0.09 | 0.02 | 0 | 0 | 0 | 0 | 0.85 | 0 | 0 | 0 | 0 | 0 | True |  | Non Federally-Regulated | 08/10/2018 |  | 11/26/2018
USAI Lighting | USAI Lighting | B3SDM-15X1-27KH-25-S-GR-NCIC-UNV-D6A | Light Emitting Diode | Inseparable Luminaire | Direct Wired | 0-10 VDC Controls | 65 | 2700 | 0.001 | 91 | 52 | 433 | 0.96 | Ambient | 50000 |  |  | 99999 | 0.01 | 13 | 4 | 0.01 | 0.01 | 0 | 0 | 0 | 0 | 0.09 | 0.02 | 0 | 0 | 0 | 0 | 0.85 | 0 | 0 | 0 | 0 | 0 | True |  | Non Federally-Regulated | 08/10/2018 |  | 11/26/2018
USAI Lighting | USAI Lighting | B3SDM-15X1-27KH-25-S-GR-NCIC-UNV-D6B | Light Emitting Diode | Inseparable Luminaire | Direct Wired | 0-10 VDC Controls | 65 | 2700 | 0.001 | 91 | 52 | 433 | 0.96 | Ambient | 50000 |  |  | 99999 | 0.01 | 13 | 4 | 0.01 | 0.01 | 0 | 0 | 0 | 0 | 0.09 | 0.02 | 0 | 0 | 0 | 0 | 0.85 | 0 | 0 | 0 | 0 | 0 | True |  | Non Federally-Regulated | 08/10/2018 |  | 11/26/2018
USAI Lighting | USAI Lighting | B3SDM-15X1-27KH-25-S-GR-NCIC-UNV-D6E | Light Emitting Diode | Inseparable Luminaire | Direct Wired | 0-10 VDC Controls | 65 | 2700 | 0.001 | 91 | 52 | 433 | 0.96 | Ambient | 50000 |  |  | 99999 | 0.01 | 13 | 4 | 0.01 | 0.01 | 0 | 0 | 0 | 0 | 0.09 | 0.02 | 0 | 0 | 0 | 0 | 0.85 | 0 | 0 | 0 | 0 | 0 | True |  | Non Federally-Regulated | 08/10/2018 |  | 11/26/2018
USAI Lighting | USAI Lighting | B3SDM-15X1-27KH-25-S-GR-NCIC-UNV-D6F | Light Emitting Diode | Inseparable Luminaire | Direct Wired | 0-10 VDC Controls | 65 | 2700 | 0.001 | 91 | 52 | 433 | 0.96 | Ambient | 50000 |  |  | 99999 | 0.01 | 13 | 4 | 0.01 | 0.01 | 0 | 0 | 0 | 0 | 0.09 | 0.02 | 0 | 0 | 0 | 0 | 0.85 | 0 | 0 | 0 | 0 | 0 | True |  | Non Federally-Regulated | 08/10/2018 |  | 11/26/2018
USAI Lighting | USAI Lighting | B3SDM-15X1-27KH-25-S-WH-NCIC-UNV-D6A | Light Emitting Diode | Inseparable Luminaire | Direct Wired | 0-10 VDC Controls | 65 | 2700 | 0.001 | 91 | 52 | 433 | 0.96 | Ambient | 50000 |  |  | 99999 | 0.01 | 13 | 4 | 0.01 | 0.01 | 0 | 0 | 0 | 0 | 0.09 | 0.02 | 0 | 0 | 0 | 0 | 0.85 | 0 | 0 | 0 | 0 | 0 | True |  | Non Federally-Regulated | 08/10/2018 |  | 11/26/2018
USAI Lighting | USAI Lighting | B3SDM-15X1-27KH-25-S-WH-NCIC-UNV-D6B | Light Emitting Diode | Inseparable Luminaire | Direct Wired | 0-10 VDC Controls | 65 | 2700 | 0.001 | 91 | 52 | 433 | 0.96 | Ambient | 50000 |  |  | 99999 | 0.01 | 13 | 4 | 0.01 | 0.01 | 0 | 0 | 0 | 0 | 0.09 | 0.02 | 0 | 0 | 0 | 0 | 0.85 | 0 | 0 | 0 | 0 | 0 | True |  | Non Federally-Regulated | 08/10/2018 |  | 11/26/2018
USAI Lighting | USAI Lighting | B3SDM-15X1-27KH-25-S-WH-NCIC-UNV-D6E | Light Emitting Diode | Inseparable Luminaire | Direct Wired | 0-10 VDC Controls | 65 | 2700 | 0.001 | 91 | 52 | 433 | 0.96 | Ambient | 50000 |  |  | 99999 | 0.01 | 13 | 4 | 0.01 | 0.01 | 0 | 0 | 0 | 0 | 0.09 | 0.02 | 0 | 0 | 0 | 0 | 0.85 | 0 | 0 | 0 | 0 | 0 | True |  | Non Federally-Regulated | 08/10/2018 |  | 11/26/2018
USAI Lighting | USAI Lighting | B3SDM-15X1-27KH-25-S-WH-NCIC-UNV-D6F | Light Emitting Diode | Inseparable Luminaire | Direct Wired | 0-10 VDC Controls | 65 | 2700 | 0.001 | 91 | 52 | 433 | 0.96 | Ambient | 50000 |  |  | 99999 | 0.01 | 13 | 4 | 0.01 | 0.01 | 0 | 0 | 0 | 0 | 0.09 | 0.02 | 0 | 0 | 0 | 0 | 0.85 | 0 | 0 | 0 | 0 | 0 | True |  | Non Federally-Regulated | 08/10/2018 |  | 11/26/2018
USAI Lighting | USAI Lighting | B3SDM-15X1-27KH-45-S-BL-NCIC-UNV-D6A | Light Emitting Diode | Inseparable Luminaire | Direct Wired | 0-10 VDC Controls | 68 | 2700 | 0.001 | 91 | 52 | 433 | 0.96 | Ambient | 50000 |  |  | 99999 | 0.01 | 13 | 4 | 0.01 | 0.01 | 0 | 0 | 0 | 0 | 0.09 | 0.02 | 0 | 0 | 0 | 0 | 0.85 | 0 | 0 | 0 | 0 | 0 | True |  | Non Federally-Regulated | 08/10/2018 |  | 11/26/2018
USAI Lighting | USAI Lighting | B3SDM-15X1-27KH-45-S-BL-NCIC-UNV-D6B | Light Emitting Diode | Inseparable Luminaire | Direct Wired | 0-10 VDC Controls | 68 | 2700 | 0.001 | 91 | 52 | 433 | 0.96 | Ambient | 50000 |  |  | 99999 | 0.01 | 13 | 4 | 0.01 | 0.01 | 0 | 0 | 0 | 0 | 0.09 | 0.02 | 0 | 0 | 0 | 0 | 0.85 | 0 | 0 | 0 | 0 | 0 | True |  | Non Federally-Regulated | 08/10/2018 |  | 11/26/2018
USAI Lighting | USAI Lighting | B3SDM-15X1-27KH-45-S-BL-NCIC-UNV-D6E | Light Emitting Diode | Inseparable Luminaire | Direct Wired | 0-10 VDC Controls | 68 | 2700 | 0.001 | 91 | 52 | 433 | 0.96 | Ambient | 50000 |  |  | 99999 | 0.01 | 13 | 4 | 0.01 | 0.01 | 0 | 0 | 0 | 0 | 0.09 | 0.02 | 0 | 0 | 0 | 0 | 0.85 | 0 | 0 | 0 | 0 | 0 | True |  | Non Federally-Regulated | 08/10/2018 |  | 11/26/2018
USAI Lighting | USAI Lighting | B3SDM-15X1-27KH-45-S-BL-NCIC-UNV-D6F | Light Emitting Diode | Inseparable Luminaire | Direct Wired | 0-10 VDC Controls | 68 | 2700 | 0.001 | 91 | 52 | 433 | 0.96 | Ambient | 50000 |  |  | 99999 | 0.01 | 13 | 4 | 0.01 | 0.01 | 0 | 0 | 0 | 0 | 0.09 | 0.02 | 0 | 0 | 0 | 0 | 0.85 | 0 | 0 | 0 | 0 | 0 | True |  | Non Federally-Regulated | 08/10/2018 |  | 11/26/2018
USAI Lighting | USAI Lighting | B3SDM-15X1-27KH-45-S-BZ-NCIC-UNV-D6A | Light Emitting Diode | Inseparable Luminaire | Direct Wired | 0-10 VDC Controls | 68 | 2700 | 0.001 | 91 | 52 | 433 | 0.96 | Ambient | 50000 |  |  | 99999 | 0.01 | 13 | 4 | 0.01 | 0.01 | 0 | 0 | 0 | 0 | 0.09 | 0.02 | 0 | 0 | 0 | 0 | 0.85 | 0 | 0 | 0 | 0 | 0 | True |  | Non Federally-Regulated | 08/10/2018 |  | 11/26/2018
USAI Lighting | USAI Lighting | B3SDM-15X1-27KH-45-S-BZ-NCIC-UNV-D6B | Light Emitting Diode | Inseparable Luminaire | Direct Wired | 0-10 VDC Controls | 68 | 2700 | 0.001 | 91 | 52 | 433 | 0.96 | Ambient | 50000 |  |  | 99999 | 0.01 | 13 | 4 | 0.01 | 0.01 | 0 | 0 | 0 | 0 | 0.09 | 0.02 | 0 | 0 | 0 | 0 | 0.85 | 0 | 0 | 0 | 0 | 0 | True |  | Non Federally-Regulated | 08/10/2018 |  | 11/26/2018
USAI Lighting | USAI Lighting | B3SDM-15X1-27KH-45-S-BZ-NCIC-UNV-D6E | Light Emitting Diode | Inseparable Luminaire | Direct Wired | 0-10 VDC Controls | 68 | 2700 | 0.001 | 91 | 52 | 433 | 0.96 | Ambient | 50000 |  |  | 99999 | 0.01 | 13 | 4 | 0.01 | 0.01 | 0 | 0 | 0 | 0 | 0.09 | 0.02 | 0 | 0 | 0 | 0 | 0.85 | 0 | 0 | 0 | 0 | 0 | True |  | Non Federally-Regulated | 08/10/2018 |  | 11/26/2018
USAI Lighting | USAI Lighting | B3SDM-15X1-27KH-45-S-BZ-NCIC-UNV-D6F | Light Emitting Diode | Inseparable Luminaire | Direct Wired | 0-10 VDC Controls | 68 | 2700 | 0.001 | 91 | 52 | 433 | 0.96 | Ambient | 50000 |  |  | 99999 | 0.01 | 13 | 4 | 0.01 | 0.01 | 0 | 0 | 0 | 0 | 0.09 | 0.02 | 0 | 0 | 0 | 0 | 0.85 | 0 | 0 | 0 | 0 | 0 | True |  | Non Federally-Regulated | 08/10/2018 |  | 11/26/2018
USAI Lighting | USAI Lighting | B3SDM-15X1-27KH-45-S-GR-NCIC-UNV-D6A | Light Emitting Diode | Inseparable Luminaire | Direct Wired | 0-10 VDC Controls | 68 | 2700 | 0.001 | 91 | 52 | 433 | 0.96 | Ambient | 50000 |  |  | 99999 | 0.01 | 13 | 4 | 0.01 | 0.01 | 0 | 0 | 0 | 0 | 0.09 | 0.02 | 0 | 0 | 0 | 0 | 0.85 | 0 | 0 | 0 | 0 | 0 | True |  | Non Federally-Regulated | 08/10/2018 |  | 11/26/2018
USAI Lighting | USAI Lighting | B3SDM-15X1-27KH-45-S-GR-NCIC-UNV-D6B | Light Emitting Diode | Inseparable Luminaire | Direct Wired | 0-10 VDC Controls | 68 | 2700 | 0.001 | 91 | 52 | 433 | 0.96 | Ambient | 50000 |  |  | 99999 | 0.01 | 13 | 4 | 0.01 | 0.01 | 0 | 0 | 0 | 0 | 0.09 | 0.02 | 0 | 0 | 0 | 0 | 0.85 | 0 | 0 | 0 | 0 | 0 | True |  | Non Federally-Regulated | 08/10/2018 |  | 11/26/2018
USAI Lighting | USAI Lighting | B3SDM-15X1-27KH-45-S-GR-NCIC-UNV-D6E | Light Emitting Diode | Inseparable Luminaire | Direct Wired | 0-10 VDC Controls | 68 | 2700 | 0.001 | 91 | 52 | 433 | 0.96 | Ambient | 50000 |  |  | 99999 | 0.01 | 13 | 4 | 0.01 | 0.01 | 0 | 0 | 0 | 0 | 0.09 | 0.02 | 0 | 0 | 0 | 0 | 0.85 | 0 | 0 | 0 | 0 | 0 | True |  | Non Federally-Regulated | 08/10/2018 |  | 11/26/2018
USAI Lighting | USAI Lighting | B3SDM-15X1-27KH-45-S-GR-NCIC-UNV-D6F | Light Emitting Diode | Inseparable Luminaire | Direct Wired | 0-10 VDC Controls | 68 | 2700 | 0.001 | 91 | 52 | 433 | 0.96 | Ambient | 50000 |  |  | 99999 | 0.01 | 13 | 4 | 0.01 | 0.01 | 0 | 0 | 0 | 0 | 0.09 | 0.02 | 0 | 0 | 0 | 0 | 0.85 | 0 | 0 | 0 | 0 | 0 | True |  | Non Federally-Regulated | 08/10/2018 |  | 11/26/2018
USAI Lighting | USAI Lighting | B3SDM-15X1-27KH-45-S-WH-NCIC-UNV-D6A | Light Emitting Diode | Inseparable Luminaire | Direct Wired | 0-10 VDC Controls | 68 | 2700 | 0.001 | 91 | 52 | 433 | 0.96 | Ambient | 50000 |  |  | 99999 | 0.01 | 13 | 4 | 0.01 | 0.01 | 0 | 0 | 0 | 0 | 0.09 | 0.02 | 0 | 0 | 0 | 0 | 0.85 | 0 | 0 | 0 | 0 | 0 | True |  | Non Federally-Regulated | 08/10/2018 |  | 11/26/2018
USAI Lighting | USAI Lighting | B3SDM-15X1-27KH-45-S-WH-NCIC-UNV-D6B | Light Emitting Diode | Inseparable Luminaire | Direct Wired | 0-10 VDC Controls | 68 | 2700 | 0.001 | 91 | 52 | 433 | 0.96 | Ambient | 50000 |  |  | 99999 | 0.01 | 13 | 4 | 0.01 | 0.01 | 0 | 0 | 0 | 0 | 0.09 | 0.02 | 0 | 0 | 0 | 0 | 0.85 | 0 | 0 | 0 | 0 | 0 | True |  | Non Federally-Regulated | 08/10/2018 |  | 11/26/2018
USAI Lighting | USAI Lighting | B3SDM-15X1-27KH-45-S-WH-NCIC-UNV-D6E | Light Emitting Diode | Inseparable Luminaire | Direct Wired | 0-10 VDC Controls | 68 | 2700 | 0.001 | 91 | 52 | 433 | 0.96 | Ambient | 50000 |  |  | 99999 | 0.01 | 13 | 4 | 0.01 | 0.01 | 0 | 0 | 0 | 0 | 0.09 | 0.02 | 0 | 0 | 0 | 0 | 0.85 | 0 | 0 | 0 | 0 | 0 | True |  | Non Federally-Regulated | 08/10/2018 |  | 11/26/2018
USAI Lighting | USAI Lighting | B3SDM-15X1-27KH-45-S-WH-NCIC-UNV-D6F | Light Emitting Diode | Inseparable Luminaire | Direct Wired | 0-10 VDC Controls | 68 | 2700 | 0.001 | 91 | 52 | 433 | 0.96 | Ambient | 50000 |  |  | 99999 | 0.01 | 13 | 4 | 0.01 | 0.01 | 0 | 0 | 0 | 0 | 0.09 | 0.02 | 0 | 0 | 0 | 0 | 0.85 | 0 | 0 | 0 | 0 | 0 | True |  | Non Federally-Regulated | 08/10/2018 |  | 11/26/2018
USAI Lighting | USAI Lighting | B3SDM-15X1-27KH-65-S-BL-NCIC-UNV-D6A | Light Emitting Diode | Inseparable Luminaire | Direct Wired | 0-10 VDC Controls | 55 | 2700 | 0.001 | 91 | 52 | 433 | 0.96 | Ambient | 50000 |  |  | 99999 | 0.01 | 13 | 4 | 0.01 | 0.01 | 0 | 0 | 0 | 0 | 0.09 | 0.02 | 0 | 0 | 0 | 0 | 0.85 | 0 | 0 | 0 | 0 | 0 | True |  | Non Federally-Regulated | 08/10/2018 |  | 11/26/2018
USAI Lighting | USAI Lighting | B3SDM-15X1-27KH-65-S-BL-NCIC-UNV-D6B | Light Emitting Diode | Inseparable Luminaire | Direct Wired | 0-10 VDC Controls | 55 | 2700 | 0.001 | 91 | 52 | 433 | 0.96 | Ambient | 50000 |  |  | 99999 | 0.01 | 13 | 4 | 0.01 | 0.01 | 0 | 0 | 0 | 0 | 0.09 | 0.02 | 0 | 0 | 0 | 0 | 0.85 | 0 | 0 | 0 | 0 | 0 | True |  | Non Federally-Regulated | 08/10/2018 |  | 11/26/2018
USAI Lighting | USAI Lighting | B3SDM-15X1-27KH-65-S-BL-NCIC-UNV-D6E | Light Emitting Diode | Inseparable Luminaire | Direct Wired | 0-10 VDC Controls | 55 | 2700 | 0.001 | 91 | 52 | 433 | 0.96 | Ambient | 50000 |  |  | 99999 | 0.01 | 13 | 4 | 0.01 | 0.01 | 0 | 0 | 0 | 0 | 0.09 | 0.02 | 0 | 0 | 0 | 0 | 0.85 | 0 | 0 | 0 | 0 | 0 | True |  | Non Federally-Regulated | 08/10/2018 |  | 11/26/2018
USAI Lighting | USAI Lighting | B3SDM-15X1-27KH-65-S-BL-NCIC-UNV-D6F | Light Emitting Diode | Inseparable Luminaire | Direct Wired | 0-10 VDC Controls | 55 | 2700 | 0.001 | 91 | 52 | 433 | 0.96 | Ambient | 50000 |  |  | 99999 | 0.01 | 13 | 4 | 0.01 | 0.01 | 0 | 0 | 0 | 0 | 0.09 | 0.02 | 0 | 0 | 0 | 0 | 0.85 | 0 | 0 | 0 | 0 | 0 | True |  | Non Federally-Regulated | 08/10/2018 |  | 11/26/2018
USAI Lighting | USAI Lighting | B3SDM-15X1-27KH-65-S-BZ-NCIC-UNV-D6A | Light Emitting Diode | Inseparable Luminaire | Direct Wired | 0-10 VDC Controls | 55 | 2700 | 0.001 | 91 | 52 | 433 | 0.96 | Ambient | 50000 |  |  | 99999 | 0.01 | 13 | 4 | 0.01 | 0.01 | 0 | 0 | 0 | 0 | 0.09 | 0.02 | 0 | 0 | 0 | 0 | 0.85 | 0 | 0 | 0 | 0 | 0 | True |  | Non Federally-Regulated | 08/10/2018 |  | 11/26/2018
USAI Lighting | USAI Lighting | B3SDM-15X1-27KH-65-S-BZ-NCIC-UNV-D6B | Light Emitting Diode | Inseparable Luminaire | Direct Wired | 0-10 VDC Controls | 55 | 2700 | 0.001 | 91 | 52 | 433 | 0.96 | Ambient | 50000 |  |  | 99999 | 0.01 | 13 | 4 | 0.01 | 0.01 | 0 | 0 | 0 | 0 | 0.09 | 0.02 | 0 | 0 | 0 | 0 | 0.85 | 0 | 0 | 0 | 0 | 0 | True |  | Non Federally-Regulated | 08/10/2018 |  | 11/26/2018
USAI Lighting | USAI Lighting | B3SDM-15X1-27KH-65-S-BZ-NCIC-UNV-D6E | Light Emitting Diode | Inseparable Luminaire | Direct Wired | 0-10 VDC Controls | 55 | 2700 | 0.001 | 91 | 52 | 433 | 0.96 | Ambient | 50000 |  |  | 99999 | 0.01 | 13 | 4 | 0.01 | 0.01 | 0 | 0 | 0 | 0 | 0.09 | 0.02 | 0 | 0 | 0 | 0 | 0.85 | 0 | 0 | 0 | 0 | 0 | True |  | Non Federally-Regulated | 08/10/2018 |  | 11/26/2018
USAI Lighting | USAI Lighting | B3SDM-15X1-27KH-65-S-BZ-NCIC-UNV-D6F | Light Emitting Diode | Inseparable Luminaire | Direct Wired | 0-10 VDC Controls | 55 | 2700 | 0.001 | 91 | 52 | 433 | 0.96 | Ambient | 50000 |  |  | 99999 | 0.01 | 13 | 4 | 0.01 | 0.01 | 0 | 0 | 0 | 0 | 0.09 | 0.02 | 0 | 0 | 0 | 0 | 0.85 | 0 | 0 | 0 | 0 | 0 | True |  | Non Federally-Regulated | 08/10/2018 |  | 11/26/2018
USAI Lighting | USAI Lighting | B3SDM-15X1-27KH-65-S-GR-NCIC-UNV-D6A | Light Emitting Diode | Inseparable Luminaire | Direct Wired | 0-10 VDC Controls | 55 | 2700 | 0.001 | 91 | 52 | 433 | 0.96 | Ambient | 50000 |  |  | 99999 | 0.01 | 13 | 4 | 0.01 | 0.01 | 0 | 0 | 0 | 0 | 0.09 | 0.02 | 0 | 0 | 0 | 0 | 0.85 | 0 | 0 | 0 | 0 | 0 | True |  | Non Federally-Regulated | 08/10/2018 |  | 11/26/2018
USAI Lighting | USAI Lighting | B3SDM-15X1-27KH-65-S-GR-NCIC-UNV-D6B | Light Emitting Diode | Inseparable Luminaire | Direct Wired | 0-10 VDC Controls | 55 | 2700 | 0.001 | 91 | 52 | 433 | 0.96 | Ambient | 50000 |  |  | 99999 | 0.01 | 13 | 4 | 0.01 | 0.01 | 0 | 0 | 0 | 0 | 0.09 | 0.02 | 0 | 0 | 0 | 0 | 0.85 | 0 | 0 | 0 | 0 | 0 | True |  | Non Federally-Regulated | 08/10/2018 |  | 11/26/2018
USAI Lighting | USAI Lighting | B3SDM-15X1-27KH-65-S-GR-NCIC-UNV-D6E | Light Emitting Diode | Inseparable Luminaire | Direct Wired | 0-10 VDC Controls | 55 | 2700 | 0.001 | 91 | 52 | 433 | 0.96 | Ambient | 50000 |  |  | 99999 | 0.01 | 13 | 4 | 0.01 | 0.01 | 0 | 0 | 0 | 0 | 0.09 | 0.02 | 0 | 0 | 0 | 0 | 0.85 | 0 | 0 | 0 | 0 | 0 | True |  | Non Federally-Regulated | 08/10/2018 |  | 11/26/2018
USAI Lighting | USAI Lighting | B3SDM-15X1-27KH-65-S-GR-NCIC-UNV-D6F | Light Emitting Diode | Inseparable Luminaire | Direct Wired | 0-10 VDC Controls | 55 | 2700 | 0.001 | 91 | 52 | 433 | 0.96 | Ambient | 50000 |  |  | 99999 | 0.01 | 13 | 4 | 0.01 | 0.01 | 0 | 0 | 0 | 0 | 0.09 | 0.02 | 0 | 0 | 0 | 0 | 0.85 | 0 | 0 | 0 | 0 | 0 | True |  | Non Federally-Regulated | 08/10/2018 |  | 11/26/2018
USAI Lighting | USAI Lighting | B3SDM-15X1-27KH-65-S-WH-NCIC-UNV-D6A | Light Emitting Diode | Inseparable Luminaire | Direct Wired | 0-10 VDC Controls | 55 | 2700 | 0.001 | 91 | 52 | 433 | 0.96 | Ambient | 50000 |  |  | 99999 | 0.01 | 13 | 4 | 0.01 | 0.01 | 0 | 0 | 0 | 0 | 0.09 | 0.02 | 0 | 0 | 0 | 0 | 0.85 | 0 | 0 | 0 | 0 | 0 | True |  | Non Federally-Regulated | 08/10/2018 |  | 11/26/2018
USAI Lighting | USAI Lighting | B3SDM-15X1-27KH-65-S-WH-NCIC-UNV-D6B | Light Emitting Diode | Inseparable Luminaire | Direct Wired | 0-10 VDC Controls | 55 | 2700 | 0.001 | 91 | 52 | 433 | 0.96 | Ambient | 50000 |  |  | 99999 | 0.01 | 13 | 4 | 0.01 | 0.01 | 0 | 0 | 0 | 0 | 0.09 | 0.02 | 0 | 0 | 0 | 0 | 0.85 | 0 | 0 | 0 | 0 | 0 | True |  | Non Federally-Regulated | 08/10/2018 |  | 11/26/2018
USAI Lighting | USAI Lighting | B3SDM-15X1-27KH-65-S-WH-NCIC-UNV-D6E | Light Emitting Diode | Inseparable Luminaire | Direct Wired | 0-10 VDC Controls | 55 | 2700 | 0.001 | 91 | 52 | 433 | 0.96 | Ambient | 50000 |  |  | 99999 | 0.01 | 13 | 4 | 0.01 | 0.01 | 0 | 0 | 0 | 0 | 0.09 | 0.02 | 0 | 0 | 0 | 0 | 0.85 | 0 | 0 | 0 | 0 | 0 | True |  | Non Federally-Regulated | 08/10/2018 |  | 11/26/2018
USAI Lighting | USAI Lighting | B3SDM-15X1-27KH-65-S-WH-NCIC-UNV-D6F | Light Emitting Diode | Inseparable Luminaire | Direct Wired | 0-10 VDC Controls | 55 | 2700 | 0.001 | 91 | 52 | 433 | 0.96 | Ambient | 50000 |  |  | 99999 | 0.01 | 13 | 4 | 0.01 | 0.01 | 0 | 0 | 0 | 0 | 0.09 | 0.02 | 0 | 0 | 0 | 0 | 0.85 | 0 | 0 | 0 | 0 | 0 | True |  | Non Federally-Regulated | 08/10/2018 |  | 11/26/2018
USAI Lighting | USAI Lighting | B3SDM-15X1-30KH-25-S-BL-NCIC-UNV-D6A | Light Emitting Diode | Inseparable Luminaire | Direct Wired | 0-10 VDC Controls | 65 | 3000 | 0.001 | 91 | 52 | 433 | 0.96 | Ambient | 50000 |  |  | 99999 | 0.01 | 13 | 4 | 0.01 | 0.01 | 0 | 0 | 0 | 0 | 0.09 | 0.02 | 0 | 0 | 0 | 0 | 0.85 | 0 | 0 | 0 | 0 | 0 | True |  | Non Federally-Regulated | 08/10/2018 |  | 11/26/2018
USAI Lighting | USAI Lighting | B3SDM-15X1-30KH-25-S-BL-NCIC-UNV-D6B | Light Emitting Diode | Inseparable Luminaire | Direct Wired | 0-10 VDC Controls | 65 | 3000 | 0.001 | 91 | 52 | 433 | 0.96 | Ambient | 50000 |  |  | 99999 | 0.01 | 13 | 4 | 0.01 | 0.01 | 0 | 0 | 0 | 0 | 0.09 | 0.02 | 0 | 0 | 0 | 0 | 0.85 | 0 | 0 | 0 | 0 | 0 | True |  | Non Federally-Regulated | 08/10/2018 |  | 11/26/2018
USAI Lighting | USAI Lighting | B3SDM-15X1-30KH-25-S-BL-NCIC-UNV-D6E | Light Emitting Diode | Inseparable Luminaire | Direct Wired | 0-10 VDC Controls | 65 | 3000 | 0.001 | 91 | 52 | 433 | 0.96 | Ambient | 50000 |  |  | 99999 | 0.01 | 13 | 4 | 0.01 | 0.01 | 0 | 0 | 0 | 0 | 0.09 | 0.02 | 0 | 0 | 0 | 0 | 0.85 | 0 | 0 | 0 | 0 | 0 | True |  | Non Federally-Regulated | 08/10/2018 |  | 11/26/2018
USAI Lighting | USAI Lighting | B3SDM-15X1-30KH-25-S-BL-NCIC-UNV-D6F | Light Emitting Diode | Inseparable Luminaire | Direct Wired | 0-10 VDC Controls | 65 | 3000 | 0.001 | 91 | 52 | 433 | 0.96 | Ambient | 50000 |  |  | 99999 | 0.01 | 13 | 4 | 0.01 | 0.01 | 0 | 0 | 0 | 0 | 0.09 | 0.02 | 0 | 0 | 0 | 0 | 0.85 | 0 | 0 | 0 | 0 | 0 | True |  | Non Federally-Regulated | 08/10/2018 |  | 11/26/2018
USAI Lighting | USAI Lighting | B3SDM-15X1-30KH-25-S-BZ-NCIC-UNV-D6A | Light Emitting Diode | Inseparable Luminaire | Direct Wired | 0-10 VDC Controls | 65 | 3000 | 0.001 | 91 | 52 | 433 | 0.96 | Ambient | 50000 |  |  | 99999 | 0.01 | 13 | 4 | 0.01 | 0.01 | 0 | 0 | 0 | 0 | 0.09 | 0.02 | 0 | 0 | 0 | 0 | 0.85 | 0 | 0 | 0 | 0 | 0 | True |  | Non Federally-Regulated | 08/10/2018 |  | 11/26/2018
USAI Lighting | USAI Lighting | B3SDM-15X1-30KH-25-S-BZ-NCIC-UNV-D6B | Light Emitting Diode | Inseparable Luminaire | Direct Wired | 0-10 VDC Controls | 65 | 3000 | 0.001 | 91 | 52 | 433 | 0.96 | Ambient | 50000 |  |  | 99999 | 0.01 | 13 | 4 | 0.01 | 0.01 | 0 | 0 | 0 | 0 | 0.09 | 0.02 | 0 | 0 | 0 | 0 | 0.85 | 0 | 0 | 0 | 0 | 0 | True |  | Non Federally-Regulated | 08/10/2018 |  | 11/26/2018
USAI Lighting | USAI Lighting | B3SDM-15X1-30KH-25-S-BZ-NCIC-UNV-D6E | Light Emitting Diode | Inseparable Luminaire | Direct Wired | 0-10 VDC Controls | 65 | 3000 | 0.001 | 91 | 52 | 433 | 0.96 | Ambient | 50000 |  |  | 99999 | 0.01 | 13 | 4 | 0.01 | 0.01 | 0 | 0 | 0 | 0 | 0.09 | 0.02 | 0 | 0 | 0 | 0 | 0.85 | 0 | 0 | 0 | 0 | 0 | True |  | Non Federally-Regulated | 08/10/2018 |  | 11/26/2018
USAI Lighting | USAI Lighting | B3SDM-15X1-30KH-25-S-BZ-NCIC-UNV-D6F | Light Emitting Diode | Inseparable Luminaire | Direct Wired | 0-10 VDC Controls | 65 | 3000 | 0.001 | 91 | 52 | 433 | 0.96 | Ambient | 50000 |  |  | 99999 | 0.01 | 13 | 4 | 0.01 | 0.01 | 0 | 0 | 0 | 0 | 0.09 | 0.02 | 0 | 0 | 0 | 0 | 0.85 | 0 | 0 | 0 | 0 | 0 | True |  | Non Federally-Regulated | 08/10/2018 |  | 11/26/2018
USAI Lighting | USAI Lighting | B3SDM-15X1-30KH-25-S-GR-NCIC-UNV-D6A | Light Emitting Diode | Inseparable Luminaire | Direct Wired | 0-10 VDC Controls | 65 | 3000 | 0.001 | 91 | 52 | 433 | 0.96 | Ambient | 50000 |  |  | 99999 | 0.01 | 13 | 4 | 0.01 | 0.01 | 0 | 0 | 0 | 0 | 0.09 | 0.02 | 0 | 0 | 0 | 0 | 0.85 | 0 | 0 | 0 | 0 | 0 | True |  | Non Federally-Regulated | 08/10/2018 |  | 11/26/2018
USAI Lighting | USAI Lighting | B3SDM-15X1-30KH-25-S-GR-NCIC-UNV-D6B | Light Emitting Diode | Inseparable Luminaire | Direct Wired | 0-10 VDC Controls | 65 | 3000 | 0.001 | 91 | 52 | 433 | 0.96 | Ambient | 50000 |  |  | 99999 | 0.01 | 13 | 4 | 0.01 | 0.01 | 0 | 0 | 0 | 0 | 0.09 | 0.02 | 0 | 0 | 0 | 0 | 0.85 | 0 | 0 | 0 | 0 | 0 | True |  | Non Federally-Regulated | 08/10/2018 |  | 11/26/2018
USAI Lighting | USAI Lighting | B3SDM-15X1-30KH-25-S-GR-NCIC-UNV-D6E | Light Emitting Diode | Inseparable Luminaire | Direct Wired | 0-10 VDC Controls | 65 | 3000 | 0.001 | 91 | 52 | 433 | 0.96 | Ambient | 50000 |  |  | 99999 | 0.01 | 13 | 4 | 0.01 | 0.01 | 0 | 0 | 0 | 0 | 0.09 | 0.02 | 0 | 0 | 0 | 0 | 0.85 | 0 | 0 | 0 | 0 | 0 | True |  | Non Federally-Regulated | 08/10/2018 |  | 11/26/2018
USAI Lighting | USAI Lighting | B3SDM-15X1-30KH-25-S-GR-NCIC-UNV-D6F | Light Emitting Diode | Inseparable Luminaire | Direct Wired | 0-10 VDC Controls | 65 | 3000 | 0.001 | 91 | 52 | 433 | 0.96 | Ambient | 50000 |  |  | 99999 | 0.01 | 13 | 4 | 0.01 | 0.01 | 0 | 0 | 0 | 0 | 0.09 | 0.02 | 0 | 0 | 0 | 0 | 0.85 | 0 | 0 | 0 | 0 | 0 | True |  | Non Federally-Regulated | 08/10/2018 |  | 11/26/2018
USAI Lighting | USAI Lighting | B3SDM-15X1-30KH-25-S-WH-NCIC-UNV-D6A | Light Emitting Diode | Inseparable Luminaire | Direct Wired | 0-10 VDC Controls | 65 | 3000 | 0.001 | 91 | 52 | 433 | 0.96 | Ambient | 50000 |  |  | 99999 | 0.01 | 13 | 4 | 0.01 | 0.01 | 0 | 0 | 0 | 0 | 0.09 | 0.02 | 0 | 0 | 0 | 0 | 0.85 | 0 | 0 | 0 | 0 | 0 | True |  | Non Federally-Regulated | 08/10/2018 |  | 11/26/2018
USAI Lighting | USAI Lighting | B3SDM-15X1-30KH-25-S-WH-NCIC-UNV-D6B | Light Emitting Diode | Inseparable Luminaire | Direct Wired | 0-10 VDC Controls | 65 | 3000 | 0.001 | 91 | 52 | 433 | 0.96 | Ambient | 50000 |  |  | 99999 | 0.01 | 13 | 4 | 0.01 | 0.01 | 0 | 0 | 0 | 0 | 0.09 | 0.02 | 0 | 0 | 0 | 0 | 0.85 | 0 | 0 | 0 | 0 | 0 | True |  | Non Federally-Regulated | 08/10/2018 |  | 11/26/2018
USAI Lighting | USAI Lighting | B3SDM-15X1-30KH-25-S-WH-NCIC-UNV-D6E | Light Emitting Diode | Inseparable Luminaire | Direct Wired | 0-10 VDC Controls | 65 | 3000 | 0.001 | 91 | 52 | 433 | 0.96 | Ambient | 50000 |  |  | 99999 | 0.01 | 13 | 4 | 0.01 | 0.01 | 0 | 0 | 0 | 0 | 0.09 | 0.02 | 0 | 0 | 0 | 0 | 0.85 | 0 | 0 | 0 | 0 | 0 | True |  | Non Federally-Regulated | 08/10/2018 |  | 11/26/2018
USAI Lighting | USAI Lighting | B3SDM-15X1-30KH-25-S-WH-NCIC-UNV-D6F | Light Emitting Diode | Inseparable Luminaire | Direct Wired | 0-10 VDC Controls | 65 | 3000 | 0.001 | 91 | 52 | 433 | 0.96 | Ambient | 50000 |  |  | 99999 | 0.01 | 13 | 4 | 0.01 | 0.01 | 0 | 0 | 0 | 0 | 0.09 | 0.02 | 0 | 0 | 0 | 0 | 0.85 | 0 | 0 | 0 | 0 | 0 | True |  | Non Federally-Regulated | 08/10/2018 |  | 11/26/2018
USAI Lighting | USAI Lighting | B3SDM-15X1-30KH-45-S-BL-NCIC-UNV-D6A | Light Emitting Diode | Inseparable Luminaire | Direct Wired | 0-10 VDC Controls | 68 | 3000 | 0.001 | 91 | 52 | 433 | 0.96 | Ambient | 50000 |  |  | 99999 | 0.01 | 13 | 4 | 0.01 | 0.01 | 0 | 0 | 0 | 0 | 0.09 | 0.02 | 0 | 0 | 0 | 0 | 0.85 | 0 | 0 | 0 | 0 | 0 | True |  | Non Federally-Regulated | 08/10/2018 |  | 11/26/2018
USAI Lighting | USAI Lighting | B3SDM-15X1-30KH-45-S-BL-NCIC-UNV-D6B | Light Emitting Diode | Inseparable Luminaire | Direct Wired | 0-10 VDC Controls | 68 | 3000 | 0.001 | 91 | 52 | 433 | 0.96 | Ambient | 50000 |  |  | 99999 | 0.01 | 13 | 4 | 0.01 | 0.01 | 0 | 0 | 0 | 0 | 0.09 | 0.02 | 0 | 0 | 0 | 0 | 0.85 | 0 | 0 | 0 | 0 | 0 | True |  | Non Federally-Regulated | 08/10/2018 |  | 11/26/2018
USAI Lighting | USAI Lighting | B3SDM-15X1-30KH-45-S-BL-NCIC-UNV-D6E | Light Emitting Diode | Inseparable Luminaire | Direct Wired | 0-10 VDC Controls | 68 | 3000 | 0.001 | 91 | 52 | 433 | 0.96 | Ambient | 50000 |  |  | 99999 | 0.01 | 13 | 4 | 0.01 | 0.01 | 0 | 0 | 0 | 0 | 0.09 | 0.02 | 0 | 0 | 0 | 0 | 0.85 | 0 | 0 | 0 | 0 | 0 | True |  | Non Federally-Regulated | 08/10/2018 |  | 11/26/2018
USAI Lighting | USAI Lighting | B3SDM-15X1-30KH-45-S-BL-NCIC-UNV-D6F | Light Emitting Diode | Inseparable Luminaire | Direct Wired | 0-10 VDC Controls | 68 | 3000 | 0.001 | 91 | 52 | 433 | 0.96 | Ambient | 50000 |  |  | 99999 | 0.01 | 13 | 4 | 0.01 | 0.01 | 0 | 0 | 0 | 0 | 0.09 | 0.02 | 0 | 0 | 0 | 0 | 0.85 | 0 | 0 | 0 | 0 | 0 | True |  | Non Federally-Regulated | 08/10/2018 |  | 11/26/2018
USAI Lighting | USAI Lighting | B3SDM-15X1-30KH-45-S-BZ-NCIC-UNV-D6A | Light Emitting Diode | Inseparable Luminaire | Direct Wired | 0-10 VDC Controls | 68 | 3000 | 0.001 | 91 | 52 | 433 | 0.96 | Ambient | 50000 |  |  | 99999 | 0.01 | 13 | 4 | 0.01 | 0.01 | 0 | 0 | 0 | 0 | 0.09 | 0.02 | 0 | 0 | 0 | 0 | 0.85 | 0 | 0 | 0 | 0 | 0 | True |  | Non Federally-Regulated | 08/10/2018 |  | 11/26/2018
USAI Lighting | USAI Lighting | B3SDM-15X1-30KH-45-S-BZ-NCIC-UNV-D6B | Light Emitting Diode | Inseparable Luminaire | Direct Wired | 0-10 VDC Controls | 68 | 3000 | 0.001 | 91 | 52 | 433 | 0.96 | Ambient | 50000 |  |  | 99999 | 0.01 | 13 | 4 | 0.01 | 0.01 | 0 | 0 | 0 | 0 | 0.09 | 0.02 | 0 | 0 | 0 | 0 | 0.85 | 0 | 0 | 0 | 0 | 0 | True |  | Non Federally-Regulated | 08/10/2018 |  | 11/26/2018
USAI Lighting | USAI Lighting | B3SDM-15X1-30KH-45-S-BZ-NCIC-UNV-D6E | Light Emitting Diode | Inseparable Luminaire | Direct Wired | 0-10 VDC Controls | 68 | 3000 | 0.001 | 91 | 52 | 433 | 0.96 | Ambient | 50000 |  |  | 99999 | 0.01 | 13 | 4 | 0.01 | 0.01 | 0 | 0 | 0 | 0 | 0.09 | 0.02 | 0 | 0 | 0 | 0 | 0.85 | 0 | 0 | 0 | 0 | 0 | True |  | Non Federally-Regulated | 08/10/2018 |  | 11/26/2018
USAI Lighting | USAI Lighting | B3SDM-15X1-30KH-45-S-BZ-NCIC-UNV-D6F | Light Emitting Diode | Inseparable Luminaire | Direct Wired | 0-10 VDC Controls | 68 | 3000 | 0.001 | 91 | 52 | 433 | 0.96 | Ambient | 50000 |  |  | 99999 | 0.01 | 13 | 4 | 0.01 | 0.01 | 0 | 0 | 0 | 0 | 0.09 | 0.02 | 0 | 0 | 0 | 0 | 0.85 | 0 | 0 | 0 | 0 | 0 | True |  | Non Federally-Regulated | 08/10/2018 |  | 11/26/2018
USAI Lighting | USAI Lighting | B3SDM-15X1-30KH-45-S-GR-NCIC-UNV-D6A | Light Emitting Diode | Inseparable Luminaire | Direct Wired | 0-10 VDC Controls | 68 | 3000 | 0.001 | 91 | 52 | 433 | 0.96 | Ambient | 50000 |  |  | 99999 | 0.01 | 13 | 4 | 0.01 | 0.01 | 0 | 0 | 0 | 0 | 0.09 | 0.02 | 0 | 0 | 0 | 0 | 0.85 | 0 | 0 | 0 | 0 | 0 | True |  | Non Federally-Regulated | 08/10/2018 |  | 11/26/2018
USAI Lighting | USAI Lighting | B3SDM-15X1-30KH-45-S-GR-NCIC-UNV-D6B | Light Emitting Diode | Inseparable Luminaire | Direct Wired | 0-10 VDC Controls | 68 | 3000 | 0.001 | 91 | 52 | 433 | 0.96 | Ambient | 50000 |  |  | 99999 | 0.01 | 13 | 4 | 0.01 | 0.01 | 0 | 0 | 0 | 0 | 0.09 | 0.02 | 0 | 0 | 0 | 0 | 0.85 | 0 | 0 | 0 | 0 | 0 | True |  | Non Federally-Regulated | 08/10/2018 |  | 11/26/2018
USAI Lighting | USAI Lighting | B3SDM-15X1-30KH-45-S-GR-NCIC-UNV-D6E | Light Emitting Diode | Inseparable Luminaire | Direct Wired | 0-10 VDC Controls | 68 | 3000 | 0.001 | 91 | 52 | 433 | 0.96 | Ambient | 50000 |  |  | 99999 | 0.01 | 13 | 4 | 0.01 | 0.01 | 0 | 0 | 0 | 0 | 0.09 | 0.02 | 0 | 0 | 0 | 0 | 0.85 | 0 | 0 | 0 | 0 | 0 | True |  | Non Federally-Regulated | 08/10/2018 |  | 11/26/2018
USAI Lighting | USAI Lighting | B3SDM-15X1-30KH-45-S-GR-NCIC-UNV-D6F | Light Emitting Diode | Inseparable Luminaire | Direct Wired | 0-10 VDC Controls | 68 | 3000 | 0.001 | 91 | 52 | 433 | 0.96 | Ambient | 50000 |  |  | 99999 | 0.01 | 13 | 4 | 0.01 | 0.01 | 0 | 0 | 0 | 0 | 0.09 | 0.02 | 0 | 0 | 0 | 0 | 0.85 | 0 | 0 | 0 | 0 | 0 | True |  | Non Federally-Regulated | 08/10/2018 |  | 11/26/2018
USAI Lighting | USAI Lighting | B3SDM-15X1-30KH-45-S-WH-NCIC-UNV-D6A | Light Emitting Diode | Inseparable Luminaire | Direct Wired | 0-10 VDC Controls | 68 | 3000 | 0.001 | 91 | 52 | 433 | 0.96 | Ambient | 50000 |  |  | 99999 | 0.01 | 13 | 4 | 0.01 | 0.01 | 0 | 0 | 0 | 0 | 0.09 | 0.02 | 0 | 0 | 0 | 0 | 0.85 | 0 | 0 | 0 | 0 | 0 | True |  | Non Federally-Regulated | 08/10/2018 |  | 11/26/2018
USAI Lighting | USAI Lighting | B3SDM-15X1-30KH-45-S-WH-NCIC-UNV-D6B | Light Emitting Diode | Inseparable Luminaire | Direct Wired | 0-10 VDC Controls | 68 | 3000 | 0.001 | 91 | 52 | 433 | 0.96 | Ambient | 50000 |  |  | 99999 | 0.01 | 13 | 4 | 0.01 | 0.01 | 0 | 0 | 0 | 0 | 0.09 | 0.02 | 0 | 0 | 0 | 0 | 0.85 | 0 | 0 | 0 | 0 | 0 | True |  | Non Federally-Regulated | 08/10/2018 |  | 11/26/2018
USAI Lighting | USAI Lighting | B3SDM-15X1-30KH-45-S-WH-NCIC-UNV-D6E | Light Emitting Diode | Inseparable Luminaire | Direct Wired | 0-10 VDC Controls | 68 | 3000 | 0.001 | 91 | 52 | 433 | 0.96 | Ambient | 50000 |  |  | 99999 | 0.01 | 13 | 4 | 0.01 | 0.01 | 0 | 0 | 0 | 0 | 0.09 | 0.02 | 0 | 0 | 0 | 0 | 0.85 | 0 | 0 | 0 | 0 | 0 | True |  | Non Federally-Regulated | 08/10/2018 |  | 11/26/2018
USAI Lighting | USAI Lighting | B3SDM-15X1-30KH-45-S-WH-NCIC-UNV-D6F | Light Emitting Diode | Inseparable Luminaire | Direct Wired | 0-10 VDC Controls | 68 | 3000 | 0.001 | 91 | 52 | 433 | 0.96 | Ambient | 50000 |  |  | 99999 | 0.01 | 13 | 4 | 0.01 | 0.01 | 0 | 0 | 0 | 0 | 0.09 | 0.02 | 0 | 0 | 0 | 0 | 0.85 | 0 | 0 | 0 | 0 | 0 | True |  | Non Federally-Regulated | 08/10/2018 |  | 11/26/2018
USAI Lighting | USAI Lighting | B3SDM-15X1-30KH-65-S-BL-NCIC-UNV-D6A | Light Emitting Diode | Inseparable Luminaire | Direct Wired | 0-10 VDC Controls | 55 | 3000 | 0.001 | 91 | 52 | 433 | 0.96 | Ambient | 50000 |  |  | 99999 | 0.01 | 13 | 4 | 0.01 | 0.01 | 0 | 0 | 0 | 0 | 0.09 | 0.02 | 0 | 0 | 0 | 0 | 0.85 | 0 | 0 | 0 | 0 | 0 | True |  | Non Federally-Regulated | 08/10/2018 |  | 11/26/2018
USAI Lighting | USAI Lighting | B3SDM-15X1-30KH-65-S-BL-NCIC-UNV-D6B | Light Emitting Diode | Inseparable Luminaire | Direct Wired | 0-10 VDC Controls | 55 | 3000 | 0.001 | 91 | 52 | 433 | 0.96 | Ambient | 50000 |  |  | 99999 | 0.01 | 13 | 4 | 0.01 | 0.01 | 0 | 0 | 0 | 0 | 0.09 | 0.02 | 0 | 0 | 0 | 0 | 0.85 | 0 | 0 | 0 | 0 | 0 | True |  | Non Federally-Regulated | 08/10/2018 |  | 11/26/2018
USAI Lighting | USAI Lighting | B3SDM-15X1-30KH-65-S-BL-NCIC-UNV-D6E | Light Emitting Diode | Inseparable Luminaire | Direct Wired | 0-10 VDC Controls | 55 | 3000 | 0.001 | 91 | 52 | 433 | 0.96 | Ambient | 50000 |  |  | 99999 | 0.01 | 13 | 4 | 0.01 | 0.01 | 0 | 0 | 0 | 0 | 0.09 | 0.02 | 0 | 0 | 0 | 0 | 0.85 | 0 | 0 | 0 | 0 | 0 | True |  | Non Federally-Regulated | 08/10/2018 |  | 11/26/2018
USAI Lighting | USAI Lighting | B3SDM-15X1-30KH-65-S-BL-NCIC-UNV-D6F | Light Emitting Diode | Inseparable Luminaire | Direct Wired | 0-10 VDC Controls | 55 | 3000 | 0.001 | 91 | 52 | 433 | 0.96 | Ambient | 50000 |  |  | 99999 | 0.01 | 13 | 4 | 0.01 | 0.01 | 0 | 0 | 0 | 0 | 0.09 | 0.02 | 0 | 0 | 0 | 0 | 0.85 | 0 | 0 | 0 | 0 | 0 | True |  | Non Federally-Regulated | 08/10/2018 |  | 11/26/2018
USAI Lighting | USAI Lighting | B3SDM-15X1-30KH-65-S-BZ-NCIC-UNV-D6A | Light Emitting Diode | Inseparable Luminaire | Direct Wired | 0-10 VDC Controls | 55 | 3000 | 0.001 | 91 | 52 | 433 | 0.96 | Ambient | 50000 |  |  | 99999 | 0.01 | 13 | 4 | 0.01 | 0.01 | 0 | 0 | 0 | 0 | 0.09 | 0.02 | 0 | 0 | 0 | 0 | 0.85 | 0 | 0 | 0 | 0 | 0 | True |  | Non Federally-Regulated | 08/10/2018 |  | 11/26/2018
USAI Lighting | USAI Lighting | B3SDM-15X1-30KH-65-S-BZ-NCIC-UNV-D6B | Light Emitting Diode | Inseparable Luminaire | Direct Wired | 0-10 VDC Controls | 55 | 3000 | 0.001 | 91 | 52 | 433 | 0.96 | Ambient | 50000 |  |  | 99999 | 0.01 | 13 | 4 | 0.01 | 0.01 | 0 | 0 | 0 | 0 | 0.09 | 0.02 | 0 | 0 | 0 | 0 | 0.85 | 0 | 0 | 0 | 0 | 0 | True |  | Non Federally-Regulated | 08/10/2018 |  | 11/26/2018
USAI Lighting | USAI Lighting | B3SDM-15X1-30KH-65-S-BZ-NCIC-UNV-D6E | Light Emitting Diode | Inseparable Luminaire | Direct Wired | 0-10 VDC Controls | 55 | 3000 | 0.001 | 91 | 52 | 433 | 0.96 | Ambient | 50000 |  |  | 99999 | 0.01 | 13 | 4 | 0.01 | 0.01 | 0 | 0 | 0 | 0 | 0.09 | 0.02 | 0 | 0 | 0 | 0 | 0.85 | 0 | 0 | 0 | 0 | 0 | True |  | Non Federally-Regulated | 08/10/2018 |  | 11/26/2018
USAI Lighting | USAI Lighting | B3SDM-15X1-30KH-65-S-BZ-NCIC-UNV-D6F | Light Emitting Diode | Inseparable Luminaire | Direct Wired | 0-10 VDC Controls | 55 | 3000 | 0.001 | 91 | 52 | 433 | 0.96 | Ambient | 50000 |  |  | 99999 | 0.01 | 13 | 4 | 0.01 | 0.01 | 0 | 0 | 0 | 0 | 0.09 | 0.02 | 0 | 0 | 0 | 0 | 0.85 | 0 | 0 | 0 | 0 | 0 | True |  | Non Federally-Regulated | 08/10/2018 |  | 11/26/2018
USAI Lighting | USAI Lighting | B3SDM-15X1-30KH-65-S-GR-NCIC-UNV-D6A | Light Emitting Diode | Inseparable Luminaire | Direct Wired | 0-10 VDC Controls | 55 | 3000 | 0.001 | 91 | 52 | 433 | 0.96 | Ambient | 50000 |  |  | 99999 | 0.01 | 13 | 4 | 0.01 | 0.01 | 0 | 0 | 0 | 0 | 0.09 | 0.02 | 0 | 0 | 0 | 0 | 0.85 | 0 | 0 | 0 | 0 | 0 | True |  | Non Federally-Regulated | 08/10/2018 |  | 11/26/2018
USAI Lighting | USAI Lighting | B3SDM-15X1-30KH-65-S-GR-NCIC-UNV-D6B | Light Emitting Diode | Inseparable Luminaire | Direct Wired | 0-10 VDC Controls | 55 | 3000 | 0.001 | 91 | 52 | 433 | 0.96 | Ambient | 50000 |  |  | 99999 | 0.01 | 13 | 4 | 0.01 | 0.01 | 0 | 0 | 0 | 0 | 0.09 | 0.02 | 0 | 0 | 0 | 0 | 0.85 | 0 | 0 | 0 | 0 | 0 | True |  | Non Federally-Regulated | 08/10/2018 |  | 11/26/2018
USAI Lighting | USAI Lighting | B3SDM-15X1-30KH-65-S-GR-NCIC-UNV-D6E | Light Emitting Diode | Inseparable Luminaire | Direct Wired | 0-10 VDC Controls | 55 | 3000 | 0.001 | 91 | 52 | 433 | 0.96 | Ambient | 50000 |  |  | 99999 | 0.01 | 13 | 4 | 0.01 | 0.01 | 0 | 0 | 0 | 0 | 0.09 | 0.02 | 0 | 0 | 0 | 0 | 0.85 | 0 | 0 | 0 | 0 | 0 | True |  | Non Federally-Regulated | 08/10/2018 |  | 11/26/2018
USAI Lighting | USAI Lighting | B3SDM-15X1-30KH-65-S-GR-NCIC-UNV-D6F | Light Emitting Diode | Inseparable Luminaire | Direct Wired | 0-10 VDC Controls | 55 | 3000 | 0.001 | 91 | 52 | 433 | 0.96 | Ambient | 50000 |  |  | 99999 | 0.01 | 13 | 4 | 0.01 | 0.01 | 0 | 0 | 0 | 0 | 0.09 | 0.02 | 0 | 0 | 0 | 0 | 0.85 | 0 | 0 | 0 | 0 | 0 | True |  | Non Federally-Regulated | 08/10/2018 |  | 11/26/2018
USAI Lighting | USAI Lighting | B3SDM-15X1-30KH-65-S-WH-NCIC-UNV-D6A | Light Emitting Diode | Inseparable Luminaire | Direct Wired | 0-10 VDC Controls | 55 | 3000 | 0.001 | 91 | 52 | 433 | 0.96 | Ambient | 50000 |  |  | 99999 | 0.01 | 13 | 4 | 0.01 | 0.01 | 0 | 0 | 0 | 0 | 0.09 | 0.02 | 0 | 0 | 0 | 0 | 0.85 | 0 | 0 | 0 | 0 | 0 | True |  | Non Federally-Regulated | 08/10/2018 |  | 11/26/2018
USAI Lighting | USAI Lighting | B3SDM-15X1-30KH-65-S-WH-NCIC-UNV-D6B | Light Emitting Diode | Inseparable Luminaire | Direct Wired | 0-10 VDC Controls | 55 | 3000 | 0.001 | 91 | 52 | 433 | 0.96 | Ambient | 50000 |  |  | 99999 | 0.01 | 13 | 4 | 0.01 | 0.01 | 0 | 0 | 0 | 0 | 0.09 | 0.02 | 0 | 0 | 0 | 0 | 0.85 | 0 | 0 | 0 | 0 | 0 | True |  | Non Federally-Regulated | 08/10/2018 |  | 11/26/2018
USAI Lighting | USAI Lighting | B3SDM-15X1-30KH-65-S-WH-NCIC-UNV-D6E | Light Emitting Diode | Inseparable Luminaire | Direct Wired | 0-10 VDC Controls | 55 | 3000 | 0.001 | 91 | 52 | 433 | 0.96 | Ambient | 50000 |  |  | 99999 | 0.01 | 13 | 4 | 0.01 | 0.01 | 0 | 0 | 0 | 0 | 0.09 | 0.02 | 0 | 0 | 0 | 0 | 0.85 | 0 | 0 | 0 | 0 | 0 | True |  | Non Federally-Regulated | 08/10/2018 |  | 11/26/2018
USAI Lighting | USAI Lighting | B3SDM-15X1-30KH-65-S-WH-NCIC-UNV-D6F | Light Emitting Diode | Inseparable Luminaire | Direct Wired | 0-10 VDC Controls | 55 | 3000 | 0.001 | 91 | 52 | 433 | 0.96 | Ambient | 50000 |  |  | 99999 | 0.01 | 13 | 4 | 0.01 | 0.01 | 0 | 0 | 0 | 0 | 0.09 | 0.02 | 0 | 0 | 0 | 0 | 0.85 | 0 | 0 | 0 | 0 | 0 | True |  | Non Federally-Regulated | 08/10/2018 |  | 11/26/2018
USAI Lighting | USAI Lighting | B3SDM-15X1-35KH-25-S-BL-NCIC-UNV-D6A | Light Emitting Diode | Inseparable Luminaire | Direct Wired | 0-10 VDC Controls | 70 | 3500 | 0.001 | 91 | 52 | 433 | 0.96 | Ambient | 50000 |  |  | 99999 | 0.01 | 13 | 4 | 0.01 | 0.01 | 0 | 0 | 0 | 0 | 0.09 | 0.02 | 0 | 0 | 0 | 0 | 0.85 | 0 | 0 | 0 | 0 | 0 | True |  | Non Federally-Regulated | 08/10/2018 |  | 11/26/2018
USAI Lighting | USAI Lighting | B3SDM-15X1-35KH-25-S-BL-NCIC-UNV-D6B | Light Emitting Diode | Inseparable Luminaire | Direct Wired | 0-10 VDC Controls | 70 | 3500 | 0.001 | 91 | 52 | 433 | 0.96 | Ambient | 50000 |  |  | 99999 | 0.01 | 13 | 4 | 0.01 | 0.01 | 0 | 0 | 0 | 0 | 0.09 | 0.02 | 0 | 0 | 0 | 0 | 0.85 | 0 | 0 | 0 | 0 | 0 | True |  | Non Federally-Regulated | 08/10/2018 |  | 11/26/2018
USAI Lighting | USAI Lighting | B3SDM-15X1-35KH-25-S-BL-NCIC-UNV-D6E | Light Emitting Diode | Inseparable Luminaire | Direct Wired | 0-10 VDC Controls | 70 | 3500 | 0.001 | 91 | 52 | 433 | 0.96 | Ambient | 50000 |  |  | 99999 | 0.01 | 13 | 4 | 0.01 | 0.01 | 0 | 0 | 0 | 0 | 0.09 | 0.02 | 0 | 0 | 0 | 0 | 0.85 | 0 | 0 | 0 | 0 | 0 | True |  | Non Federally-Regulated | 08/10/2018 |  | 11/26/2018
USAI Lighting | USAI Lighting | B3SDM-15X1-35KH-25-S-BL-NCIC-UNV-D6F | Light Emitting Diode | Inseparable Luminaire | Direct Wired | 0-10 VDC Controls | 70 | 3500 | 0.001 | 91 | 52 | 433 | 0.96 | Ambient | 50000 |  |  | 99999 | 0.01 | 13 | 4 | 0.01 | 0.01 | 0 | 0 | 0 | 0 | 0.09 | 0.02 | 0 | 0 | 0 | 0 | 0.85 | 0 | 0 | 0 | 0 | 0 | True |  | Non Federally-Regulated | 08/10/2018 |  | 11/26/2018
USAI Lighting | USAI Lighting | B3SDM-15X1-35KH-25-S-BZ-NCIC-UNV-D6A | Light Emitting Diode | Inseparable Luminaire | Direct Wired | 0-10 VDC Controls | 70 | 3500 | 0.001 | 91 | 52 | 433 | 0.96 | Ambient | 50000 |  |  | 99999 | 0.01 | 13 | 4 | 0.01 | 0.01 | 0 | 0 | 0 | 0 | 0.09 | 0.02 | 0 | 0 | 0 | 0 | 0.85 | 0 | 0 | 0 | 0 | 0 | True |  | Non Federally-Regulated | 08/10/2018 |  | 11/26/2018
USAI Lighting | USAI Lighting | B3SDM-15X1-35KH-25-S-BZ-NCIC-UNV-D6B | Light Emitting Diode | Inseparable Luminaire | Direct Wired | 0-10 VDC Controls | 70 | 3500 | 0.001 | 91 | 52 | 433 | 0.96 | Ambient | 50000 |  |  | 99999 | 0.01 | 13 | 4 | 0.01 | 0.01 | 0 | 0 | 0 | 0 | 0.09 | 0.02 | 0 | 0 | 0 | 0 | 0.85 | 0 | 0 | 0 | 0 | 0 | True |  | Non Federally-Regulated | 08/10/2018 |  | 11/26/2018
USAI Lighting | USAI Lighting | B3SDM-15X1-35KH-25-S-BZ-NCIC-UNV-D6E | Light Emitting Diode | Inseparable Luminaire | Direct Wired | 0-10 VDC Controls | 70 | 3500 | 0.001 | 91 | 52 | 433 | 0.96 | Ambient | 50000 |  |  | 99999 | 0.01 | 13 | 4 | 0.01 | 0.01 | 0 | 0 | 0 | 0 | 0.09 | 0.02 | 0 | 0 | 0 | 0 | 0.85 | 0 | 0 | 0 | 0 | 0 | True |  | Non Federally-Regulated | 08/10/2018 |  | 11/26/2018
USAI Lighting | USAI Lighting | B3SDM-15X1-35KH-25-S-BZ-NCIC-UNV-D6F | Light Emitting Diode | Inseparable Luminaire | Direct Wired | 0-10 VDC Controls | 70 | 3500 | 0.001 | 91 | 52 | 433 | 0.96 | Ambient | 50000 |  |  | 99999 | 0.01 | 13 | 4 | 0.01 | 0.01 | 0 | 0 | 0 | 0 | 0.09 | 0.02 | 0 | 0 | 0 | 0 | 0.85 | 0 | 0 | 0 | 0 | 0 | True |  | Non Federally-Regulated | 08/10/2018 |  | 11/26/2018
USAI Lighting | USAI Lighting | B3SDM-15X1-35KH-25-S-GR-NCIC-UNV-D6A | Light Emitting Diode | Inseparable Luminaire | Direct Wired | 0-10 VDC Controls | 70 | 3500 | 0.001 | 91 | 52 | 433 | 0.96 | Ambient | 50000 |  |  | 99999 | 0.01 | 13 | 4 | 0.01 | 0.01 | 0 | 0 | 0 | 0 | 0.09 | 0.02 | 0 | 0 | 0 | 0 | 0.85 | 0 | 0 | 0 | 0 | 0 | True |  | Non Federally-Regulated | 08/10/2018 |  | 11/26/2018
USAI Lighting | USAI Lighting | B3SDM-15X1-35KH-25-S-GR-NCIC-UNV-D6B | Light Emitting Diode | Inseparable Luminaire | Direct Wired | 0-10 VDC Controls | 70 | 3500 | 0.001 | 91 | 52 | 433 | 0.96 | Ambient | 50000 |  |  | 99999 | 0.01 | 13 | 4 | 0.01 | 0.01 | 0 | 0 | 0 | 0 | 0.09 | 0.02 | 0 | 0 | 0 | 0 | 0.85 | 0 | 0 | 0 | 0 | 0 | True |  | Non Federally-Regulated | 08/10/2018 |  | 11/26/2018
USAI Lighting | USAI Lighting | B3SDM-15X1-35KH-25-S-GR-NCIC-UNV-D6E | Light Emitting Diode | Inseparable Luminaire | Direct Wired | 0-10 VDC Controls | 70 | 3500 | 0.001 | 91 | 52 | 433 | 0.96 | Ambient | 50000 |  |  | 99999 | 0.01 | 13 | 4 | 0.01 | 0.01 | 0 | 0 | 0 | 0 | 0.09 | 0.02 | 0 | 0 | 0 | 0 | 0.85 | 0 | 0 | 0 | 0 | 0 | True |  | Non Federally-Regulated | 08/10/2018 |  | 11/26/2018
USAI Lighting | USAI Lighting | B3SDM-15X1-35KH-25-S-GR-NCIC-UNV-D6F | Light Emitting Diode | Inseparable Luminaire | Direct Wired | 0-10 VDC Controls | 70 | 3500 | 0.001 | 91 | 52 | 433 | 0.96 | Ambient | 50000 |  |  | 99999 | 0.01 | 13 | 4 | 0.01 | 0.01 | 0 | 0 | 0 | 0 | 0.09 | 0.02 | 0 | 0 | 0 | 0 | 0.85 | 0 | 0 | 0 | 0 | 0 | True |  | Non Federally-Regulated | 08/10/2018 |  | 11/26/2018
USAI Lighting | USAI Lighting | B3SDM-15X1-35KH-25-S-WH-NCIC-UNV-D6A | Light Emitting Diode | Inseparable Luminaire | Direct Wired | 0-10 VDC Controls | 70 | 3500 | 0.001 | 91 | 52 | 433 | 0.96 | Ambient | 50000 |  |  | 99999 | 0.01 | 13 | 4 | 0.01 | 0.01 | 0 | 0 | 0 | 0 | 0.09 | 0.02 | 0 | 0 | 0 | 0 | 0.85 | 0 | 0 | 0 | 0 | 0 | True |  | Non Federally-Regulated | 08/10/2018 |  | 11/26/2018
USAI Lighting | USAI Lighting | B3SDM-15X1-35KH-25-S-WH-NCIC-UNV-D6B | Light Emitting Diode | Inseparable Luminaire | Direct Wired | 0-10 VDC Controls | 70 | 3500 | 0.001 | 91 | 52 | 433 | 0.96 | Ambient | 50000 |  |  | 99999 | 0.01 | 13 | 4 | 0.01 | 0.01 | 0 | 0 | 0 | 0 | 0.09 | 0.02 | 0 | 0 | 0 | 0 | 0.85 | 0 | 0 | 0 | 0 | 0 | True |  | Non Federally-Regulated | 08/10/2018 |  | 11/26/2018
USAI Lighting | USAI Lighting | B3SDM-15X1-35KH-25-S-WH-NCIC-UNV-D6E | Light Emitting Diode | Inseparable Luminaire | Direct Wired | 0-10 VDC Controls | 70 | 3500 | 0.001 | 91 | 52 | 433 | 0.96 | Ambient | 50000 |  |  | 99999 | 0.01 | 13 | 4 | 0.01 | 0.01 | 0 | 0 | 0 | 0 | 0.09 | 0.02 | 0 | 0 | 0 | 0 | 0.85 | 0 | 0 | 0 | 0 | 0 | True |  | Non Federally-Regulated | 08/10/2018 |  | 11/26/2018
USAI Lighting | USAI Lighting | B3SDM-15X1-35KH-25-S-WH-NCIC-UNV-D6F | Light Emitting Diode | Inseparable Luminaire | Direct Wired | 0-10 VDC Controls | 70 | 3500 | 0.001 | 91 | 52 | 433 | 0.96 | Ambient | 50000 |  |  | 99999 | 0.01 | 13 | 4 | 0.01 | 0.01 | 0 | 0 | 0 | 0 | 0.09 | 0.02 | 0 | 0 | 0 | 0 | 0.85 | 0 | 0 | 0 | 0 | 0 | True |  | Non Federally-Regulated | 08/10/2018 |  | 11/26/2018
USAI Lighting | USAI Lighting | B3SDM-15X1-35KH-45-S-BL-NCIC-UNV-D6A | Light Emitting Diode | Inseparable Luminaire | Direct Wired | 0-10 VDC Controls | 74 | 3500 | 0.001 | 91 | 52 | 433 | 0.96 | Ambient | 50000 |  |  | 99999 | 0.01 | 13 | 4 | 0.01 | 0.01 | 0 | 0 | 0 | 0 | 0.09 | 0.02 | 0 | 0 | 0 | 0 | 0.85 | 0 | 0 | 0 | 0 | 0 | True |  | Non Federally-Regulated | 08/10/2018 |  | 11/26/2018
USAI Lighting | USAI Lighting | B3SDM-15X1-35KH-45-S-BL-NCIC-UNV-D6B | Light Emitting Diode | Inseparable Luminaire | Direct Wired | 0-10 VDC Controls | 74 | 3500 | 0.001 | 91 | 52 | 433 | 0.96 | Ambient | 50000 |  |  | 99999 | 0.01 | 13 | 4 | 0.01 | 0.01 | 0 | 0 | 0 | 0 | 0.09 | 0.02 | 0 | 0 | 0 | 0 | 0.85 | 0 | 0 | 0 | 0 | 0 | True |  | Non Federally-Regulated | 08/10/2018 |  | 11/26/2018
USAI Lighting | USAI Lighting | B3SDM-15X1-35KH-45-S-BL-NCIC-UNV-D6E | Light Emitting Diode | Inseparable Luminaire | Direct Wired | 0-10 VDC Controls | 74 | 3500 | 0.001 | 91 | 52 | 433 | 0.96 | Ambient | 50000 |  |  | 99999 | 0.01 | 13 | 4 | 0.01 | 0.01 | 0 | 0 | 0 | 0 | 0.09 | 0.02 | 0 | 0 | 0 | 0 | 0.85 | 0 | 0 | 0 | 0 | 0 | True |  | Non Federally-Regulated | 08/10/2018 |  | 11/26/2018
USAI Lighting | USAI Lighting | B3SDM-15X1-35KH-45-S-BL-NCIC-UNV-D6F | Light Emitting Diode | Inseparable Luminaire | Direct Wired | 0-10 VDC Controls | 74 | 3500 | 0.001 | 91 | 52 | 433 | 0.96 | Ambient | 50000 |  |  | 99999 | 0.01 | 13 | 4 | 0.01 | 0.01 | 0 | 0 | 0 | 0 | 0.09 | 0.02 | 0 | 0 | 0 | 0 | 0.85 | 0 | 0 | 0 | 0 | 0 | True |  | Non Federally-Regulated | 08/10/2018 |  | 11/26/2018
USAI Lighting | USAI Lighting | B3SDM-15X1-35KH-45-S-BZ-NCIC-UNV-D6A | Light Emitting Diode | Inseparable Luminaire | Direct Wired | 0-10 VDC Controls | 74 | 3500 | 0.001 | 91 | 52 | 433 | 0.96 | Ambient | 50000 |  |  | 99999 | 0.01 | 13 | 4 | 0.01 | 0.01 | 0 | 0 | 0 | 0 | 0.09 | 0.02 | 0 | 0 | 0 | 0 | 0.85 | 0 | 0 | 0 | 0 | 0 | True |  | Non Federally-Regulated | 08/10/2018 |  | 11/26/2018
USAI Lighting | USAI Lighting | B3SDM-15X1-35KH-45-S-BZ-NCIC-UNV-D6B | Light Emitting Diode | Inseparable Luminaire | Direct Wired | 0-10 VDC Controls | 74 | 3500 | 0.001 | 91 | 52 | 433 | 0.96 | Ambient | 50000 |  |  | 99999 | 0.01 | 13 | 4 | 0.01 | 0.01 | 0 | 0 | 0 | 0 | 0.09 | 0.02 | 0 | 0 | 0 | 0 | 0.85 | 0 | 0 | 0 | 0 | 0 | True |  | Non Federally-Regulated | 08/10/2018 |  | 11/26/2018
USAI Lighting | USAI Lighting | B3SDM-15X1-35KH-45-S-BZ-NCIC-UNV-D6E | Light Emitting Diode | Inseparable Luminaire | Direct Wired | 0-10 VDC Controls | 74 | 3500 | 0.001 | 91 | 52 | 433 | 0.96 | Ambient | 50000 |  |  | 99999 | 0.01 | 13 | 4 | 0.01 | 0.01 | 0 | 0 | 0 | 0 | 0.09 | 0.02 | 0 | 0 | 0 | 0 | 0.85 | 0 | 0 | 0 | 0 | 0 | True |  | Non Federally-Regulated | 08/10/2018 |  | 11/26/2018
USAI Lighting | USAI Lighting | B3SDM-15X1-35KH-45-S-BZ-NCIC-UNV-D6F | Light Emitting Diode | Inseparable Luminaire | Direct Wired | 0-10 VDC Controls | 74 | 3500 | 0.001 | 91 | 52 | 433 | 0.96 | Ambient | 50000 |  |  | 99999 | 0.01 | 13 | 4 | 0.01 | 0.01 | 0 | 0 | 0 | 0 | 0.09 | 0.02 | 0 | 0 | 0 | 0 | 0.85 | 0 | 0 | 0 | 0 | 0 | True |  | Non Federally-Regulated | 08/10/2018 |  | 11/26/2018
USAI Lighting | USAI Lighting | B3SDM-15X1-35KH-45-S-GR-NCIC-UNV-D6A | Light Emitting Diode | Inseparable Luminaire | Direct Wired | 0-10 VDC Controls | 74 | 3500 | 0.001 | 91 | 52 | 433 | 0.96 | Ambient | 50000 |  |  | 99999 | 0.01 | 13 | 4 | 0.01 | 0.01 | 0 | 0 | 0 | 0 | 0.09 | 0.02 | 0 | 0 | 0 | 0 | 0.85 | 0 | 0 | 0 | 0 | 0 | True |  | Non Federally-Regulated | 08/10/2018 |  | 11/26/2018
USAI Lighting | USAI Lighting | B3SDM-15X1-35KH-45-S-GR-NCIC-UNV-D6B | Light Emitting Diode | Inseparable Luminaire | Direct Wired | 0-10 VDC Controls | 74 | 3500 | 0.001 | 91 | 52 | 433 | 0.96 | Ambient | 50000 |  |  | 99999 | 0.01 | 13 | 4 | 0.01 | 0.01 | 0 | 0 | 0 | 0 | 0.09 | 0.02 | 0 | 0 | 0 | 0 | 0.85 | 0 | 0 | 0 | 0 | 0 | True |  | Non Federally-Regulated | 08/10/2018 |  | 11/26/2018
USAI Lighting | USAI Lighting | B3SDM-15X1-35KH-45-S-GR-NCIC-UNV-D6E | Light Emitting Diode | Inseparable Luminaire | Direct Wired | 0-10 VDC Controls | 74 | 3500 | 0.001 | 91 | 52 | 433 | 0.96 | Ambient | 50000 |  |  | 99999 | 0.01 | 13 | 4 | 0.01 | 0.01 | 0 | 0 | 0 | 0 | 0.09 | 0.02 | 0 | 0 | 0 | 0 | 0.85 | 0 | 0 | 0 | 0 | 0 | True |  | Non Federally-Regulated | 08/10/2018 |  | 11/26/2018
USAI Lighting | USAI Lighting | B3SDM-15X1-35KH-45-S-GR-NCIC-UNV-D6F | Light Emitting Diode | Inseparable Luminaire | Direct Wired | 0-10 VDC Controls | 74 | 3500 | 0.001 | 91 | 52 | 433 | 0.96 | Ambient | 50000 |  |  | 99999 | 0.01 | 13 | 4 | 0.01 | 0.01 | 0 | 0 | 0 | 0 | 0.09 | 0.02 | 0 | 0 | 0 | 0 | 0.85 | 0 | 0 | 0 | 0 | 0 | True |  | Non Federally-Regulated | 08/10/2018 |  | 11/26/2018
USAI Lighting | USAI Lighting | B3SDM-15X1-35KH-45-S-WH-NCIC-UNV-D6A | Light Emitting Diode | Inseparable Luminaire | Direct Wired | 0-10 VDC Controls | 74 | 3500 | 0.001 | 91 | 52 | 433 | 0.96 | Ambient | 50000 |  |  | 99999 | 0.01 | 13 | 4 | 0.01 | 0.01 | 0 | 0 | 0 | 0 | 0.09 | 0.02 | 0 | 0 | 0 | 0 | 0.85 | 0 | 0 | 0 | 0 | 0 | True |  | Non Federally-Regulated | 08/10/2018 |  | 11/26/2018
USAI Lighting | USAI Lighting | B3SDM-15X1-35KH-45-S-WH-NCIC-UNV-D6B | Light Emitting Diode | Inseparable Luminaire | Direct Wired | 0-10 VDC Controls | 74 | 3500 | 0.001 | 91 | 52 | 433 | 0.96 | Ambient | 50000 |  |  | 99999 | 0.01 | 13 | 4 | 0.01 | 0.01 | 0 | 0 | 0 | 0 | 0.09 | 0.02 | 0 | 0 | 0 | 0 | 0.85 | 0 | 0 | 0 | 0 | 0 | True |  | Non Federally-Regulated | 08/10/2018 |  | 11/26/2018
USAI Lighting | USAI Lighting | B3SDM-15X1-35KH-45-S-WH-NCIC-UNV-D6E | Light Emitting Diode | Inseparable Luminaire | Direct Wired | 0-10 VDC Controls | 74 | 3500 | 0.001 | 91 | 52 | 433 | 0.96 | Ambient | 50000 |  |  | 99999 | 0.01 | 13 | 4 | 0.01 | 0.01 | 0 | 0 | 0 | 0 | 0.09 | 0.02 | 0 | 0 | 0 | 0 | 0.85 | 0 | 0 | 0 | 0 | 0 | True |  | Non Federally-Regulated | 08/10/2018 |  | 11/26/2018
USAI Lighting | USAI Lighting | B3SDM-15X1-35KH-45-S-WH-NCIC-UNV-D6F | Light Emitting Diode | Inseparable Luminaire | Direct Wired | 0-10 VDC Controls | 74 | 3500 | 0.001 | 91 | 52 | 433 | 0.96 | Ambient | 50000 |  |  | 99999 | 0.01 | 13 | 4 | 0.01 | 0.01 | 0 | 0 | 0 | 0 | 0.09 | 0.02 | 0 | 0 | 0 | 0 | 0.85 | 0 | 0 | 0 | 0 | 0 | True |  | Non Federally-Regulated | 08/10/2018 |  | 11/26/2018
USAI Lighting | USAI Lighting | B3SDM-15X1-35KH-65-S-BL-NCIC-UNV-D6A | Light Emitting Diode | Inseparable Luminaire | Direct Wired | 0-10 VDC Controls | 60 | 3500 | 0.001 | 91 | 52 | 433 | 0.96 | Ambient | 50000 |  |  | 99999 | 0.01 | 13 | 4 | 0.01 | 0.01 | 0 | 0 | 0 | 0 | 0.09 | 0.02 | 0 | 0 | 0 | 0 | 0.85 | 0 | 0 | 0 | 0 | 0 | True |  | Non Federally-Regulated | 08/10/2018 |  | 11/26/2018
USAI Lighting | USAI Lighting | B3SDM-15X1-35KH-65-S-BL-NCIC-UNV-D6B | Light Emitting Diode | Inseparable Luminaire | Direct Wired | 0-10 VDC Controls | 60 | 3500 | 0.001 | 91 | 52 | 433 | 0.96 | Ambient | 50000 |  |  | 99999 | 0.01 | 13 | 4 | 0.01 | 0.01 | 0 | 0 | 0 | 0 | 0.09 | 0.02 | 0 | 0 | 0 | 0 | 0.85 | 0 | 0 | 0 | 0 | 0 | True |  | Non Federally-Regulated | 08/10/2018 |  | 11/26/2018
USAI Lighting | USAI Lighting | B3SDM-15X1-35KH-65-S-BL-NCIC-UNV-D6E | Light Emitting Diode | Inseparable Luminaire | Direct Wired | 0-10 VDC Controls | 60 | 3500 | 0.001 | 91 | 52 | 433 | 0.96 | Ambient | 50000 |  |  | 99999 | 0.01 | 13 | 4 | 0.01 | 0.01 | 0 | 0 | 0 | 0 | 0.09 | 0.02 | 0 | 0 | 0 | 0 | 0.85 | 0 | 0 | 0 | 0 | 0 | True |  | Non Federally-Regulated | 08/10/2018 |  | 11/26/2018
USAI Lighting | USAI Lighting | B3SDM-15X1-35KH-65-S-BL-NCIC-UNV-D6F | Light Emitting Diode | Inseparable Luminaire | Direct Wired | 0-10 VDC Controls | 60 | 3500 | 0.001 | 91 | 52 | 433 | 0.96 | Ambient | 50000 |  |  | 99999 | 0.01 | 13 | 4 | 0.01 | 0.01 | 0 | 0 | 0 | 0 | 0.09 | 0.02 | 0 | 0 | 0 | 0 | 0.85 | 0 | 0 | 0 | 0 | 0 | True |  | Non Federally-Regulated | 08/10/2018 |  | 11/26/2018
USAI Lighting | USAI Lighting | B3SDM-15X1-35KH-65-S-BZ-NCIC-UNV-D6A | Light Emitting Diode | Inseparable Luminaire | Direct Wired | 0-10 VDC Controls | 60 | 3500 | 0.001 | 91 | 52 | 433 | 0.96 | Ambient | 50000 |  |  | 99999 | 0.01 | 13 | 4 | 0.01 | 0.01 | 0 | 0 | 0 | 0 | 0.09 | 0.02 | 0 | 0 | 0 | 0 | 0.85 | 0 | 0 | 0 | 0 | 0 | True |  | Non Federally-Regulated | 08/10/2018 |  | 11/26/2018
USAI Lighting | USAI Lighting | B3SDM-15X1-35KH-65-S-BZ-NCIC-UNV-D6B | Light Emitting Diode | Inseparable Luminaire | Direct Wired | 0-10 VDC Controls | 60 | 3500 | 0.001 | 91 | 52 | 433 | 0.96 | Ambient | 50000 |  |  | 99999 | 0.01 | 13 | 4 | 0.01 | 0.01 | 0 | 0 | 0 | 0 | 0.09 | 0.02 | 0 | 0 | 0 | 0 | 0.85 | 0 | 0 | 0 | 0 | 0 | True |  | Non Federally-Regulated | 08/10/2018 |  | 11/26/2018
USAI Lighting | USAI Lighting | B3SDM-15X1-35KH-65-S-BZ-NCIC-UNV-D6E | Light Emitting Diode | Inseparable Luminaire | Direct Wired | 0-10 VDC Controls | 60 | 3500 | 0.001 | 91 | 52 | 433 | 0.96 | Ambient | 50000 |  |  | 99999 | 0.01 | 13 | 4 | 0.01 | 0.01 | 0 | 0 | 0 | 0 | 0.09 | 0.02 | 0 | 0 | 0 | 0 | 0.85 | 0 | 0 | 0 | 0 | 0 | True |  | Non Federally-Regulated | 08/10/2018 |  | 11/26/2018
USAI Lighting | USAI Lighting | B3SDM-15X1-35KH-65-S-BZ-NCIC-UNV-D6F | Light Emitting Diode | Inseparable Luminaire | Direct Wired | 0-10 VDC Controls | 60 | 3500 | 0.001 | 91 | 52 | 433 | 0.96 | Ambient | 50000 |  |  | 99999 | 0.01 | 13 | 4 | 0.01 | 0.01 | 0 | 0 | 0 | 0 | 0.09 | 0.02 | 0 | 0 | 0 | 0 | 0.85 | 0 | 0 | 0 | 0 | 0 | True |  | Non Federally-Regulated | 08/10/2018 |  | 11/26/2018
USAI Lighting | USAI Lighting | B3SDM-15X1-35KH-65-S-GR-NCIC-UNV-D6A | Light Emitting Diode | Inseparable Luminaire | Direct Wired | 0-10 VDC Controls | 60 | 3500 | 0.001 | 91 | 52 | 433 | 0.96 | Ambient | 50000 |  |  | 99999 | 0.01 | 13 | 4 | 0.01 | 0.01 | 0 | 0 | 0 | 0 | 0.09 | 0.02 | 0 | 0 | 0 | 0 | 0.85 | 0 | 0 | 0 | 0 | 0 | True |  | Non Federally-Regulated | 08/10/2018 |  | 11/26/2018
USAI Lighting | USAI Lighting | B3SDM-15X1-35KH-65-S-GR-NCIC-UNV-D6B | Light Emitting Diode | Inseparable Luminaire | Direct Wired | 0-10 VDC Controls | 60 | 3500 | 0.001 | 91 | 52 | 433 | 0.96 | Ambient | 50000 |  |  | 99999 | 0.01 | 13 | 4 | 0.01 | 0.01 | 0 | 0 | 0 | 0 | 0.09 | 0.02 | 0 | 0 | 0 | 0 | 0.85 | 0 | 0 | 0 | 0 | 0 | True |  | Non Federally-Regulated | 08/10/2018 |  | 11/26/2018
USAI Lighting | USAI Lighting | B3SDM-15X1-35KH-65-S-GR-NCIC-UNV-D6E | Light Emitting Diode | Inseparable Luminaire | Direct Wired | 0-10 VDC Controls | 60 | 3500 | 0.001 | 91 | 52 | 433 | 0.96 | Ambient | 50000 |  |  | 99999 | 0.01 | 13 | 4 | 0.01 | 0.01 | 0 | 0 | 0 | 0 | 0.09 | 0.02 | 0 | 0 | 0 | 0 | 0.85 | 0 | 0 | 0 | 0 | 0 | True |  | Non Federally-Regulated | 08/10/2018 |  | 11/26/2018
USAI Lighting | USAI Lighting | B3SDM-15X1-35KH-65-S-GR-NCIC-UNV-D6F | Light Emitting Diode | Inseparable Luminaire | Direct Wired | 0-10 VDC Controls | 60 | 3500 | 0.001 | 91 | 52 | 433 | 0.96 | Ambient | 50000 |  |  | 99999 | 0.01 | 13 | 4 | 0.01 | 0.01 | 0 | 0 | 0 | 0 | 0.09 | 0.02 | 0 | 0 | 0 | 0 | 0.85 | 0 | 0 | 0 | 0 | 0 | True |  | Non Federally-Regulated | 08/10/2018 |  | 11/26/2018
USAI Lighting | USAI Lighting | B3SDM-15X1-35KH-65-S-WH-NCIC-UNV-D6A | Light Emitting Diode | Inseparable Luminaire | Direct Wired | 0-10 VDC Controls | 60 | 3500 | 0.001 | 91 | 52 | 433 | 0.96 | Ambient | 50000 |  |  | 99999 | 0.01 | 13 | 4 | 0.01 | 0.01 | 0 | 0 | 0 | 0 | 0.09 | 0.02 | 0 | 0 | 0 | 0 | 0.85 | 0 | 0 | 0 | 0 | 0 | True |  | Non Federally-Regulated | 08/10/2018 |  | 11/26/2018
USAI Lighting | USAI Lighting | B3SDM-15X1-35KH-65-S-WH-NCIC-UNV-D6B | Light Emitting Diode | Inseparable Luminaire | Direct Wired | 0-10 VDC Controls | 60 | 3500 | 0.001 | 91 | 52 | 433 | 0.96 | Ambient | 50000 |  |  | 99999 | 0.01 | 13 | 4 | 0.01 | 0.01 | 0 | 0 | 0 | 0 | 0.09 | 0.02 | 0 | 0 | 0 | 0 | 0.85 | 0 | 0 | 0 | 0 | 0 | True |  | Non Federally-Regulated | 08/10/2018 |  | 11/26/2018
USAI Lighting | USAI Lighting | B3SDM-15X1-35KH-65-S-WH-NCIC-UNV-D6E | Light Emitting Diode | Inseparable Luminaire | Direct Wired | 0-10 VDC Controls | 60 | 3500 | 0.001 | 91 | 52 | 433 | 0.96 | Ambient | 50000 |  |  | 99999 | 0.01 | 13 | 4 | 0.01 | 0.01 | 0 | 0 | 0 | 0 | 0.09 | 0.02 | 0 | 0 | 0 | 0 | 0.85 | 0 | 0 | 0 | 0 | 0 | True |  | Non Federally-Regulated | 08/10/2018 |  | 11/26/2018
USAI Lighting | USAI Lighting | B3SDM-15X1-35KH-65-S-WH-NCIC-UNV-D6F | Light Emitting Diode | Inseparable Luminaire | Direct Wired | 0-10 VDC Controls | 60 | 3500 | 0.001 | 91 | 52 | 433 | 0.96 | Ambient | 50000 |  |  | 99999 | 0.01 | 13 | 4 | 0.01 | 0.01 | 0 | 0 | 0 | 0 | 0.09 | 0.02 | 0 | 0 | 0 | 0 | 0.85 | 0 | 0 | 0 | 0 | 0 | True |  | Non Federally-Regulated | 08/10/2018 |  | 11/26/2018
USAI Lighting | USAI Lighting | B3SDM-15X1-40KH-25-S-BL-NCIC-UNV-D6A | Light Emitting Diode | Inseparable Luminaire | Direct Wired | 0-10 VDC Controls | 75 | 4000 | 0.001 | 91 | 52 | 433 | 0.96 | Ambient | 50000 |  |  | 99999 | 0.01 | 13 | 4 | 0.01 | 0.01 | 0 | 0 | 0 | 0 | 0.09 | 0.02 | 0 | 0 | 0 | 0 | 0.85 | 0 | 0 | 0 | 0 | 0 | True |  | Non Federally-Regulated | 08/10/2018 |  | 11/26/2018
USAI Lighting | USAI Lighting | B3SDM-15X1-40KH-25-S-BL-NCIC-UNV-D6B | Light Emitting Diode | Inseparable Luminaire | Direct Wired | 0-10 VDC Controls | 75 | 4000 | 0.001 | 91 | 52 | 433 | 0.96 | Ambient | 50000 |  |  | 99999 | 0.01 | 13 | 4 | 0.01 | 0.01 | 0 | 0 | 0 | 0 | 0.09 | 0.02 | 0 | 0 | 0 | 0 | 0.85 | 0 | 0 | 0 | 0 | 0 | True |  | Non Federally-Regulated | 08/10/2018 |  | 11/26/2018
USAI Lighting | USAI Lighting | B3SDM-15X1-40KH-25-S-BL-NCIC-UNV-D6E | Light Emitting Diode | Inseparable Luminaire | Direct Wired | 0-10 VDC Controls | 75 | 4000 | 0.001 | 91 | 52 | 433 | 0.96 | Ambient | 50000 |  |  | 99999 | 0.01 | 13 | 4 | 0.01 | 0.01 | 0 | 0 | 0 | 0 | 0.09 | 0.02 | 0 | 0 | 0 | 0 | 0.85 | 0 | 0 | 0 | 0 | 0 | True |  | Non Federally-Regulated | 08/10/2018 |  | 11/26/2018
USAI Lighting | USAI Lighting | B3SDM-15X1-40KH-25-S-BL-NCIC-UNV-D6F | Light Emitting Diode | Inseparable Luminaire | Direct Wired | 0-10 VDC Controls | 75 | 4000 | 0.001 | 91 | 52 | 433 | 0.96 | Ambient | 50000 |  |  | 99999 | 0.01 | 13 | 4 | 0.01 | 0.01 | 0 | 0 | 0 | 0 | 0.09 | 0.02 | 0 | 0 | 0 | 0 | 0.85 | 0 | 0 | 0 | 0 | 0 | True |  | Non Federally-Regulated | 08/10/2018 |  | 11/26/2018
USAI Lighting | USAI Lighting | B3SDM-15X1-40KH-25-S-BZ-NCIC-UNV-D6A | Light Emitting Diode | Inseparable Luminaire | Direct Wired | 0-10 VDC Controls | 75 | 4000 | 0.001 | 91 | 52 | 433 | 0.96 | Ambient | 50000 |  |  | 99999 | 0.01 | 13 | 4 | 0.01 | 0.01 | 0 | 0 | 0 | 0 | 0.09 | 0.02 | 0 | 0 | 0 | 0 | 0.85 | 0 | 0 | 0 | 0 | 0 | True |  | Non Federally-Regulated | 08/10/2018 |  | 11/26/2018
USAI Lighting | USAI Lighting | B3SDM-15X1-40KH-25-S-BZ-NCIC-UNV-D6B | Light Emitting Diode | Inseparable Luminaire | Direct Wired | 0-10 VDC Controls | 75 | 4000 | 0.001 | 91 | 52 | 433 | 0.96 | Ambient | 50000 |  |  | 99999 | 0.01 | 13 | 4 | 0.01 | 0.01 | 0 | 0 | 0 | 0 | 0.09 | 0.02 | 0 | 0 | 0 | 0 | 0.85 | 0 | 0 | 0 | 0 | 0 | True |  | Non Federally-Regulated | 08/10/2018 |  | 11/26/2018
USAI Lighting | USAI Lighting | B3SDM-15X1-40KH-25-S-BZ-NCIC-UNV-D6E | Light Emitting Diode | Inseparable Luminaire | Direct Wired | 0-10 VDC Controls | 75 | 4000 | 0.001 | 91 | 52 | 433 | 0.96 | Ambient | 50000 |  |  | 99999 | 0.01 | 13 | 4 | 0.01 | 0.01 | 0 | 0 | 0 | 0 | 0.09 | 0.02 | 0 | 0 | 0 | 0 | 0.85 | 0 | 0 | 0 | 0 | 0 | True |  | Non Federally-Regulated | 08/10/2018 |  | 11/26/2018
USAI Lighting | USAI Lighting | B3SDM-15X1-40KH-25-S-BZ-NCIC-UNV-D6F | Light Emitting Diode | Inseparable Luminaire | Direct Wired | 0-10 VDC Controls | 75 | 4000 | 0.001 | 91 | 52 | 433 | 0.96 | Ambient | 50000 |  |  | 99999 | 0.01 | 13 | 4 | 0.01 | 0.01 | 0 | 0 | 0 | 0 | 0.09 | 0.02 | 0 | 0 | 0 | 0 | 0.85 | 0 | 0 | 0 | 0 | 0 | True |  | Non Federally-Regulated | 08/10/2018 |  | 11/26/2018
USAI Lighting | USAI Lighting | B3RAF-15X1-27KH-20-S-BL-NCIC-UNV-D6A | Light Emitting Diode | Inseparable Luminaire | Direct Wired | 0-10 VDC Controls | 72 | 2700 | 0.001 | 91 | 52 | 433 | 0.96 | Ambient | 50000 |  |  | 99999 | 0.01 | 13 | 4 | 0.01 | 0.01 | 0 | 0 | 0 | 0 | 0.09 | 0.02 | 0 | 0 | 0 | 0 | 0.85 | 0 | 0 | 0 | 0 | 0 | True |  | Non Federally-Regulated | 08/10/2018 |  | 11/26/2018
USAI Lighting | USAI Lighting | B3RAF-15X1-27KH-20-S-BL-NCIC-UNV-D6B | Light Emitting Diode | Inseparable Luminaire | Direct Wired | 0-10 VDC Controls | 72 | 2700 | 0.001 | 91 | 52 | 433 | 0.96 | Ambient | 50000 |  |  | 99999 | 0.01 | 13 | 4 | 0.01 | 0.01 | 0 | 0 | 0 | 0 | 0.09 | 0.02 | 0 | 0 | 0 | 0 | 0.85 | 0 | 0 | 0 | 0 | 0 | True |  | Non Federally-Regulated | 08/10/2018 |  | 11/26/2018
USAI Lighting | USAI Lighting | B3RAF-15X1-27KH-20-S-BL-NCIC-UNV-D6E | Light Emitting Diode | Inseparable Luminaire | Direct Wired | 0-10 VDC Controls | 72 | 2700 | 0.001 | 91 | 52 | 433 | 0.96 | Ambient | 50000 |  |  | 99999 | 0.01 | 13 | 4 | 0.01 | 0.01 | 0 | 0 | 0 | 0 | 0.09 | 0.02 | 0 | 0 | 0 | 0 | 0.85 | 0 | 0 | 0 | 0 | 0 | True |  | Non Federally-Regulated | 08/10/2018 |  | 11/26/2018
USAI Lighting | USAI Lighting | B3RAF-15X1-27KH-20-S-BL-NCIC-UNV-D6F | Light Emitting Diode | Inseparable Luminaire | Direct Wired | 0-10 VDC Controls | 72 | 2700 | 0.001 | 91 | 52 | 433 | 0.96 | Ambient | 50000 |  |  | 99999 | 0.01 | 13 | 4 | 0.01 | 0.01 | 0 | 0 | 0 | 0 | 0.09 | 0.02 | 0 | 0 | 0 | 0 | 0.85 | 0 | 0 | 0 | 0 | 0 | True |  | Non Federally-Regulated | 08/10/2018 |  | 11/26/2018
USAI Lighting | USAI Lighting | B3RAF-15X1-27KH-20-S-BZ-NCIC-UNV-D6A | Light Emitting Diode | Inseparable Luminaire | Direct Wired | 0-10 VDC Controls | 72 | 2700 | 0.001 | 91 | 52 | 433 | 0.96 | Ambient | 50000 |  |  | 99999 | 0.01 | 13 | 4 | 0.01 | 0.01 | 0 | 0 | 0 | 0 | 0.09 | 0.02 | 0 | 0 | 0 | 0 | 0.85 | 0 | 0 | 0 | 0 | 0 | True |  | Non Federally-Regulated | 08/10/2018 |  | 11/26/2018
USAI Lighting | USAI Lighting | B3RAF-15X1-27KH-20-S-BZ-NCIC-UNV-D6B | Light Emitting Diode | Inseparable Luminaire | Direct Wired | 0-10 VDC Controls | 72 | 2700 | 0.001 | 91 | 52 | 433 | 0.96 | Ambient | 50000 |  |  | 99999 | 0.01 | 13 | 4 | 0.01 | 0.01 | 0 | 0 | 0 | 0 | 0.09 | 0.02 | 0 | 0 | 0 | 0 | 0.85 | 0 | 0 | 0 | 0 | 0 | True |  | Non Federally-Regulated | 08/10/2018 |  | 11/26/2018
USAI Lighting | USAI Lighting | B3RAF-15X1-27KH-20-S-BZ-NCIC-UNV-D6E | Light Emitting Diode | Inseparable Luminaire | Direct Wired | 0-10 VDC Controls | 72 | 2700 | 0.001 | 91 | 52 | 433 | 0.96 | Ambient | 50000 |  |  | 99999 | 0.01 | 13 | 4 | 0.01 | 0.01 | 0 | 0 | 0 | 0 | 0.09 | 0.02 | 0 | 0 | 0 | 0 | 0.85 | 0 | 0 | 0 | 0 | 0 | True |  | Non Federally-Regulated | 08/10/2018 |  | 11/26/2018
USAI Lighting | USAI Lighting | B3RAF-15X1-27KH-20-S-BZ-NCIC-UNV-D6F | Light Emitting Diode | Inseparable Luminaire | Direct Wired | 0-10 VDC Controls | 72 | 2700 | 0.001 | 91 | 52 | 433 | 0.96 | Ambient | 50000 |  |  | 99999 | 0.01 | 13 | 4 | 0.01 | 0.01 | 0 | 0 | 0 | 0 | 0.09 | 0.02 | 0 | 0 | 0 | 0 | 0.85 | 0 | 0 | 0 | 0 | 0 | True |  | Non Federally-Regulated | 08/10/2018 |  | 11/26/2018
USAI Lighting | USAI Lighting | B3RAF-15X1-27KH-20-S-GR-NCIC-UNV-D6A | Light Emitting Diode | Inseparable Luminaire | Direct Wired | 0-10 VDC Controls | 72 | 2700 | 0.001 | 91 | 52 | 433 | 0.96 | Ambient | 50000 |  |  | 99999 | 0.01 | 13 | 4 | 0.01 | 0.01 | 0 | 0 | 0 | 0 | 0.09 | 0.02 | 0 | 0 | 0 | 0 | 0.85 | 0 | 0 | 0 | 0 | 0 | True |  | Non Federally-Regulated | 08/10/2018 |  | 11/26/2018
USAI Lighting | USAI Lighting | B3RAF-15X1-27KH-20-S-GR-NCIC-UNV-D6B | Light Emitting Diode | Inseparable Luminaire | Direct Wired | 0-10 VDC Controls | 72 | 2700 | 0.001 | 91 | 52 | 433 | 0.96 | Ambient | 50000 |  |  | 99999 | 0.01 | 13 | 4 | 0.01 | 0.01 | 0 | 0 | 0 | 0 | 0.09 | 0.02 | 0 | 0 | 0 | 0 | 0.85 | 0 | 0 | 0 | 0 | 0 | True |  | Non Federally-Regulated | 08/10/2018 |  | 11/26/2018
USAI Lighting | USAI Lighting | B3RAF-15X1-27KH-20-S-GR-NCIC-UNV-D6E | Light Emitting Diode | Inseparable Luminaire | Direct Wired | 0-10 VDC Controls | 72 | 2700 | 0.001 | 91 | 52 | 433 | 0.96 | Ambient | 50000 |  |  | 99999 | 0.01 | 13 | 4 | 0.01 | 0.01 | 0 | 0 | 0 | 0 | 0.09 | 0.02 | 0 | 0 | 0 | 0 | 0.85 | 0 | 0 | 0 | 0 | 0 | True |  | Non Federally-Regulated | 08/10/2018 |  | 11/26/2018
USAI Lighting | USAI Lighting | B3RAF-15X1-27KH-20-S-GR-NCIC-UNV-D6F | Light Emitting Diode | Inseparable Luminaire | Direct Wired | 0-10 VDC Controls | 72 | 2700 | 0.001 | 91 | 52 | 433 | 0.96 | Ambient | 50000 |  |  | 99999 | 0.01 | 13 | 4 | 0.01 | 0.01 | 0 | 0 | 0 | 0 | 0.09 | 0.02 | 0 | 0 | 0 | 0 | 0.85 | 0 | 0 | 0 | 0 | 0 | True |  | Non Federally-Regulated | 08/10/2018 |  | 11/26/2018
USAI Lighting | USAI Lighting | B3RAF-15X1-27KH-20-S-WH-NCIC-UNV-D6A | Light Emitting Diode | Inseparable Luminaire | Direct Wired | 0-10 VDC Controls | 72 | 2700 | 0.001 | 91 | 52 | 433 | 0.96 | Ambient | 50000 |  |  | 99999 | 0.01 | 13 | 4 | 0.01 | 0.01 | 0 | 0 | 0 | 0 | 0.09 | 0.02 | 0 | 0 | 0 | 0 | 0.85 | 0 | 0 | 0 | 0 | 0 | True |  | Non Federally-Regulated | 08/10/2018 |  | 11/26/2018
USAI Lighting | USAI Lighting | B3RAF-15X1-27KH-20-S-WH-NCIC-UNV-D6B | Light Emitting Diode | Inseparable Luminaire | Direct Wired | 0-10 VDC Controls | 72 | 2700 | 0.001 | 91 | 52 | 433 | 0.96 | Ambient | 50000 |  |  | 99999 | 0.01 | 13 | 4 | 0.01 | 0.01 | 0 | 0 | 0 | 0 | 0.09 | 0.02 | 0 | 0 | 0 | 0 | 0.85 | 0 | 0 | 0 | 0 | 0 | True |  | Non Federally-Regulated | 08/10/2018 |  | 11/26/2018
USAI Lighting | USAI Lighting | B3RAF-15X1-27KH-20-S-WH-NCIC-UNV-D6E | Light Emitting Diode | Inseparable Luminaire | Direct Wired | 0-10 VDC Controls | 72 | 2700 | 0.001 | 91 | 52 | 433 | 0.96 | Ambient | 50000 |  |  | 99999 | 0.01 | 13 | 4 | 0.01 | 0.01 | 0 | 0 | 0 | 0 | 0.09 | 0.02 | 0 | 0 | 0 | 0 | 0.85 | 0 | 0 | 0 | 0 | 0 | True |  | Non Federally-Regulated | 08/10/2018 |  | 11/26/2018
USAI Lighting | USAI Lighting | B3RAF-15X1-27KH-20-S-WH-NCIC-UNV-D6F | Light Emitting Diode | Inseparable Luminaire | Direct Wired | 0-10 VDC Controls | 72 | 2700 | 0.001 | 91 | 52 | 433 | 0.96 | Ambient | 50000 |  |  | 99999 | 0.01 | 13 | 4 | 0.01 | 0.01 | 0 | 0 | 0 | 0 | 0.09 | 0.02 | 0 | 0 | 0 | 0 | 0.85 | 0 | 0 | 0 | 0 | 0 | True |  | Non Federally-Regulated | 08/10/2018 |  | 11/26/2018
USAI Lighting | USAI Lighting | B3RAF-15X1-30KH-20-S-BL-NCIC-UNV-D6A | Light Emitting Diode | Inseparable Luminaire | Direct Wired | 0-10 VDC Controls | 72 | 3000 | 0.001 | 91 | 52 | 433 | 0.96 | Ambient | 50000 |  |  | 99999 | 0.01 | 13 | 4 | 0.01 | 0.01 | 0 | 0 | 0 | 0 | 0.09 | 0.02 | 0 | 0 | 0 | 0 | 0.85 | 0 | 0 | 0 | 0 | 0 | True |  | Non Federally-Regulated | 08/10/2018 |  | 11/26/2018
USAI Lighting | USAI Lighting | B3RAF-15X1-30KH-20-S-BL-NCIC-UNV-D6B | Light Emitting Diode | Inseparable Luminaire | Direct Wired | 0-10 VDC Controls | 72 | 3000 | 0.001 | 91 | 52 | 433 | 0.96 | Ambient | 50000 |  |  | 99999 | 0.01 | 13 | 4 | 0.01 | 0.01 | 0 | 0 | 0 | 0 | 0.09 | 0.02 | 0 | 0 | 0 | 0 | 0.85 | 0 | 0 | 0 | 0 | 0 | True |  | Non Federally-Regulated | 08/10/2018 |  | 11/26/2018
USAI Lighting | USAI Lighting | B3RAF-15X1-30KH-20-S-BL-NCIC-UNV-D6E | Light Emitting Diode | Inseparable Luminaire | Direct Wired | 0-10 VDC Controls | 72 | 3000 | 0.001 | 91 | 52 | 433 | 0.96 | Ambient | 50000 |  |  | 99999 | 0.01 | 13 | 4 | 0.01 | 0.01 | 0 | 0 | 0 | 0 | 0.09 | 0.02 | 0 | 0 | 0 | 0 | 0.85 | 0 | 0 | 0 | 0 | 0 | True |  | Non Federally-Regulated | 08/10/2018 |  | 11/26/2018
USAI Lighting | USAI Lighting | B3RAF-15X1-30KH-20-S-BL-NCIC-UNV-D6F | Light Emitting Diode | Inseparable Luminaire | Direct Wired | 0-10 VDC Controls | 72 | 3000 | 0.001 | 91 | 52 | 433 | 0.96 | Ambient | 50000 |  |  | 99999 | 0.01 | 13 | 4 | 0.01 | 0.01 | 0 | 0 | 0 | 0 | 0.09 | 0.02 | 0 | 0 | 0 | 0 | 0.85 | 0 | 0 | 0 | 0 | 0 | True |  | Non Federally-Regulated | 08/10/2018 |  | 11/26/2018
USAI Lighting | USAI Lighting | B3RAF-15X1-30KH-20-S-BZ-NCIC-UNV-D6A | Light Emitting Diode | Inseparable Luminaire | Direct Wired | 0-10 VDC Controls | 72 | 3000 | 0.001 | 91 | 52 | 433 | 0.96 | Ambient | 50000 |  |  | 99999 | 0.01 | 13 | 4 | 0.01 | 0.01 | 0 | 0 | 0 | 0 | 0.09 | 0.02 | 0 | 0 | 0 | 0 | 0.85 | 0 | 0 | 0 | 0 | 0 | True |  | Non Federally-Regulated | 08/10/2018 |  | 11/26/2018
USAI Lighting | USAI Lighting | B3RAF-15X1-30KH-20-S-BZ-NCIC-UNV-D6B | Light Emitting Diode | Inseparable Luminaire | Direct Wired | 0-10 VDC Controls | 72 | 3000 | 0.001 | 91 | 52 | 433 | 0.96 | Ambient | 50000 |  |  | 99999 | 0.01 | 13 | 4 | 0.01 | 0.01 | 0 | 0 | 0 | 0 | 0.09 | 0.02 | 0 | 0 | 0 | 0 | 0.85 | 0 | 0 | 0 | 0 | 0 | True |  | Non Federally-Regulated | 08/10/2018 |  | 11/26/2018
USAI Lighting | USAI Lighting | B3RAF-15X1-30KH-20-S-BZ-NCIC-UNV-D6E | Light Emitting Diode | Inseparable Luminaire | Direct Wired | 0-10 VDC Controls | 72 | 3000 | 0.001 | 91 | 52 | 433 | 0.96 | Ambient | 50000 |  |  | 99999 | 0.01 | 13 | 4 | 0.01 | 0.01 | 0 | 0 | 0 | 0 | 0.09 | 0.02 | 0 | 0 | 0 | 0 | 0.85 | 0 | 0 | 0 | 0 | 0 | True |  | Non Federally-Regulated | 08/10/2018 |  | 11/26/2018
USAI Lighting | USAI Lighting | B3RAF-15X1-30KH-20-S-BZ-NCIC-UNV-D6F | Light Emitting Diode | Inseparable Luminaire | Direct Wired | 0-10 VDC Controls | 72 | 3000 | 0.001 | 91 | 52 | 433 | 0.96 | Ambient | 50000 |  |  | 99999 | 0.01 | 13 | 4 | 0.01 | 0.01 | 0 | 0 | 0 | 0 | 0.09 | 0.02 | 0 | 0 | 0 | 0 | 0.85 | 0 | 0 | 0 | 0 | 0 | True |  | Non Federally-Regulated | 08/10/2018 |  | 11/26/2018
USAI Lighting | USAI Lighting | B3RAF-15X1-30KH-20-S-GR-NCIC-UNV-D6A | Light Emitting Diode | Inseparable Luminaire | Direct Wired | 0-10 VDC Controls | 72 | 3000 | 0.001 | 91 | 52 | 433 | 0.96 | Ambient | 50000 |  |  | 99999 | 0.01 | 13 | 4 | 0.01 | 0.01 | 0 | 0 | 0 | 0 | 0.09 | 0.02 | 0 | 0 | 0 | 0 | 0.85 | 0 | 0 | 0 | 0 | 0 | True |  | Non Federally-Regulated | 08/10/2018 |  | 11/26/2018
USAI Lighting | USAI Lighting | B3RAF-15X1-30KH-20-S-GR-NCIC-UNV-D6B | Light Emitting Diode | Inseparable Luminaire | Direct Wired | 0-10 VDC Controls | 72 | 3000 | 0.001 | 91 | 52 | 433 | 0.96 | Ambient | 50000 |  |  | 99999 | 0.01 | 13 | 4 | 0.01 | 0.01 | 0 | 0 | 0 | 0 | 0.09 | 0.02 | 0 | 0 | 0 | 0 | 0.85 | 0 | 0 | 0 | 0 | 0 | True |  | Non Federally-Regulated | 08/10/2018 |  | 11/26/2018
USAI Lighting | USAI Lighting | B3RAF-15X1-30KH-20-S-GR-NCIC-UNV-D6E | Light Emitting Diode | Inseparable Luminaire | Direct Wired | 0-10 VDC Controls | 72 | 3000 | 0.001 | 91 | 52 | 433 | 0.96 | Ambient | 50000 |  |  | 99999 | 0.01 | 13 | 4 | 0.01 | 0.01 | 0 | 0 | 0 | 0 | 0.09 | 0.02 | 0 | 0 | 0 | 0 | 0.85 | 0 | 0 | 0 | 0 | 0 | True |  | Non Federally-Regulated | 08/10/2018 |  | 11/26/2018
USAI Lighting | USAI Lighting | B3RAF-15X1-30KH-20-S-GR-NCIC-UNV-D6F | Light Emitting Diode | Inseparable Luminaire | Direct Wired | 0-10 VDC Controls | 72 | 3000 | 0.001 | 91 | 52 | 433 | 0.96 | Ambient | 50000 |  |  | 99999 | 0.01 | 13 | 4 | 0.01 | 0.01 | 0 | 0 | 0 | 0 | 0.09 | 0.02 | 0 | 0 | 0 | 0 | 0.85 | 0 | 0 | 0 | 0 | 0 | True |  | Non Federally-Regulated | 08/10/2018 |  | 11/26/2018
USAI Lighting | USAI Lighting | B3RAF-15X1-30KH-20-S-WH-NCIC-UNV-D6A | Light Emitting Diode | Inseparable Luminaire | Direct Wired | 0-10 VDC Controls | 72 | 3000 | 0.001 | 91 | 52 | 433 | 0.96 | Ambient | 50000 |  |  | 99999 | 0.01 | 13 | 4 | 0.01 | 0.01 | 0 | 0 | 0 | 0 | 0.09 | 0.02 | 0 | 0 | 0 | 0 | 0.85 | 0 | 0 | 0 | 0 | 0 | True |  | Non Federally-Regulated | 08/10/2018 |  | 11/26/2018
USAI Lighting | USAI Lighting | B3RAF-15X1-30KH-20-S-WH-NCIC-UNV-D6B | Light Emitting Diode | Inseparable Luminaire | Direct Wired | 0-10 VDC Controls | 72 | 3000 | 0.001 | 91 | 52 | 433 | 0.96 | Ambient | 50000 |  |  | 99999 | 0.01 | 13 | 4 | 0.01 | 0.01 | 0 | 0 | 0 | 0 | 0.09 | 0.02 | 0 | 0 | 0 | 0 | 0.85 | 0 | 0 | 0 | 0 | 0 | True |  | Non Federally-Regulated | 08/10/2018 |  | 11/26/2018
USAI Lighting | USAI Lighting | B3RAF-15X1-30KH-20-S-WH-NCIC-UNV-D6E | Light Emitting Diode | Inseparable Luminaire | Direct Wired | 0-10 VDC Controls | 72 | 3000 | 0.001 | 91 | 52 | 433 | 0.96 | Ambient | 50000 |  |  | 99999 | 0.01 | 13 | 4 | 0.01 | 0.01 | 0 | 0 | 0 | 0 | 0.09 | 0.02 | 0 | 0 | 0 | 0 | 0.85 | 0 | 0 | 0 | 0 | 0 | True |  | Non Federally-Regulated | 08/10/2018 |  | 11/26/2018
USAI Lighting | USAI Lighting | B3RAF-15X1-30KH-20-S-WH-NCIC-UNV-D6F | Light Emitting Diode | Inseparable Luminaire | Direct Wired | 0-10 VDC Controls | 72 | 3000 | 0.001 | 91 | 52 | 433 | 0.96 | Ambient | 50000 |  |  | 99999 | 0.01 | 13 | 4 | 0.01 | 0.01 | 0 | 0 | 0 | 0 | 0.09 | 0.02 | 0 | 0 | 0 | 0 | 0.85 | 0 | 0 | 0 | 0 | 0 | True |  | Non Federally-Regulated | 08/10/2018 |  | 11/26/2018
USAI Lighting | USAI Lighting | B3RAF-15X1-35KH-20-S-BL-NCIC-UNV-D6A | Light Emitting Diode | Inseparable Luminaire | Direct Wired | 0-10 VDC Controls | 77 | 3500 | 0.001 | 91 | 52 | 433 | 0.96 | Ambient | 50000 |  |  | 99999 | 0.01 | 13 | 4 | 0.01 | 0.01 | 0 | 0 | 0 | 0 | 0.09 | 0.02 | 0 | 0 | 0 | 0 | 0.85 | 0 | 0 | 0 | 0 | 0 | True |  | Non Federally-Regulated | 08/10/2018 |  | 11/26/2018
USAI Lighting | USAI Lighting | B3RAF-15X1-35KH-20-S-BL-NCIC-UNV-D6B | Light Emitting Diode | Inseparable Luminaire | Direct Wired | 0-10 VDC Controls | 77 | 3500 | 0.001 | 91 | 52 | 433 | 0.96 | Ambient | 50000 |  |  | 99999 | 0.01 | 13 | 4 | 0.01 | 0.01 | 0 | 0 | 0 | 0 | 0.09 | 0.02 | 0 | 0 | 0 | 0 | 0.85 | 0 | 0 | 0 | 0 | 0 | True |  | Non Federally-Regulated | 08/10/2018 |  | 11/26/2018
USAI Lighting | USAI Lighting | B3RAF-15X1-35KH-20-S-BL-NCIC-UNV-D6E | Light Emitting Diode | Inseparable Luminaire | Direct Wired | 0-10 VDC Controls | 77 | 3500 | 0.001 | 91 | 52 | 433 | 0.96 | Ambient | 50000 |  |  | 99999 | 0.01 | 13 | 4 | 0.01 | 0.01 | 0 | 0 | 0 | 0 | 0.09 | 0.02 | 0 | 0 | 0 | 0 | 0.85 | 0 | 0 | 0 | 0 | 0 | True |  | Non Federally-Regulated | 08/10/2018 |  | 11/26/2018
USAI Lighting | USAI Lighting | B3RAF-15X1-35KH-20-S-BL-NCIC-UNV-D6F | Light Emitting Diode | Inseparable Luminaire | Direct Wired | 0-10 VDC Controls | 77 | 3500 | 0.001 | 91 | 52 | 433 | 0.96 | Ambient | 50000 |  |  | 99999 | 0.01 | 13 | 4 | 0.01 | 0.01 | 0 | 0 | 0 | 0 | 0.09 | 0.02 | 0 | 0 | 0 | 0 | 0.85 | 0 | 0 | 0 | 0 | 0 | True |  | Non Federally-Regulated | 08/10/2018 |  | 11/26/2018
USAI Lighting | USAI Lighting | B3RAF-15X1-35KH-20-S-BZ-NCIC-UNV-D6A | Light Emitting Diode | Inseparable Luminaire | Direct Wired | 0-10 VDC Controls | 77 | 3500 | 0.001 | 91 | 52 | 433 | 0.96 | Ambient | 50000 |  |  | 99999 | 0.01 | 13 | 4 | 0.01 | 0.01 | 0 | 0 | 0 | 0 | 0.09 | 0.02 | 0 | 0 | 0 | 0 | 0.85 | 0 | 0 | 0 | 0 | 0 | True |  | Non Federally-Regulated | 08/10/2018 |  | 11/26/2018
USAI Lighting | USAI Lighting | B3RAF-15X1-35KH-20-S-BZ-NCIC-UNV-D6B | Light Emitting Diode | Inseparable Luminaire | Direct Wired | 0-10 VDC Controls | 77 | 3500 | 0.001 | 91 | 52 | 433 | 0.96 | Ambient | 50000 |  |  | 99999 | 0.01 | 13 | 4 | 0.01 | 0.01 | 0 | 0 | 0 | 0 | 0.09 | 0.02 | 0 | 0 | 0 | 0 | 0.85 | 0 | 0 | 0 | 0 | 0 | True |  | Non Federally-Regulated | 08/10/2018 |  | 11/26/2018
USAI Lighting | USAI Lighting | B3RAF-15X1-35KH-20-S-BZ-NCIC-UNV-D6E | Light Emitting Diode | Inseparable Luminaire | Direct Wired | 0-10 VDC Controls | 77 | 3500 | 0.001 | 91 | 52 | 433 | 0.96 | Ambient | 50000 |  |  | 99999 | 0.01 | 13 | 4 | 0.01 | 0.01 | 0 | 0 | 0 | 0 | 0.09 | 0.02 | 0 | 0 | 0 | 0 | 0.85 | 0 | 0 | 0 | 0 | 0 | True |  | Non Federally-Regulated | 08/10/2018 |  | 11/26/2018
USAI Lighting | USAI Lighting | B3RAF-15X1-35KH-20-S-BZ-NCIC-UNV-D6F | Light Emitting Diode | Inseparable Luminaire | Direct Wired | 0-10 VDC Controls | 77 | 3500 | 0.001 | 91 | 52 | 433 | 0.96 | Ambient | 50000 |  |  | 99999 | 0.01 | 13 | 4 | 0.01 | 0.01 | 0 | 0 | 0 | 0 | 0.09 | 0.02 | 0 | 0 | 0 | 0 | 0.85 | 0 | 0 | 0 | 0 | 0 | True |  | Non Federally-Regulated | 08/10/2018 |  | 11/26/2018
USAI Lighting | USAI Lighting | B3RAF-15X1-35KH-20-S-GR-NCIC-UNV-D6A | Light Emitting Diode | Inseparable Luminaire | Direct Wired | 0-10 VDC Controls | 77 | 3500 | 0.001 | 91 | 52 | 433 | 0.96 | Ambient | 50000 |  |  | 99999 | 0.01 | 13 | 4 | 0.01 | 0.01 | 0 | 0 | 0 | 0 | 0.09 | 0.02 | 0 | 0 | 0 | 0 | 0.85 | 0 | 0 | 0 | 0 | 0 | True |  | Non Federally-Regulated | 08/10/2018 |  | 11/26/2018
USAI Lighting | USAI Lighting | B3RAF-15X1-35KH-20-S-GR-NCIC-UNV-D6B | Light Emitting Diode | Inseparable Luminaire | Direct Wired | 0-10 VDC Controls | 77 | 3500 | 0.001 | 91 | 52 | 433 | 0.96 | Ambient | 50000 |  |  | 99999 | 0.01 | 13 | 4 | 0.01 | 0.01 | 0 | 0 | 0 | 0 | 0.09 | 0.02 | 0 | 0 | 0 | 0 | 0.85 | 0 | 0 | 0 | 0 | 0 | True |  | Non Federally-Regulated | 08/10/2018 |  | 11/26/2018
USAI Lighting | USAI Lighting | B3RAF-15X1-35KH-20-S-GR-NCIC-UNV-D6E | Light Emitting Diode | Inseparable Luminaire | Direct Wired | 0-10 VDC Controls | 77 | 3500 | 0.001 | 91 | 52 | 433 | 0.96 | Ambient | 50000 |  |  | 99999 | 0.01 | 13 | 4 | 0.01 | 0.01 | 0 | 0 | 0 | 0 | 0.09 | 0.02 | 0 | 0 | 0 | 0 | 0.85 | 0 | 0 | 0 | 0 | 0 | True |  | Non Federally-Regulated | 08/10/2018 |  | 11/26/2018
USAI Lighting | USAI Lighting | B3RAF-15X1-35KH-20-S-GR-NCIC-UNV-D6F | Light Emitting Diode | Inseparable Luminaire | Direct Wired | 0-10 VDC Controls | 77 | 3500 | 0.001 | 91 | 52 | 433 | 0.96 | Ambient | 50000 |  |  | 99999 | 0.01 | 13 | 4 | 0.01 | 0.01 | 0 | 0 | 0 | 0 | 0.09 | 0.02 | 0 | 0 | 0 | 0 | 0.85 | 0 | 0 | 0 | 0 | 0 | True |  | Non Federally-Regulated | 08/10/2018 |  | 11/26/2018
USAI Lighting | USAI Lighting | B3RAF-15X1-35KH-20-S-WH-NCIC-UNV-D6A | Light Emitting Diode | Inseparable Luminaire | Direct Wired | 0-10 VDC Controls | 77 | 3500 | 0.001 | 91 | 52 | 433 | 0.96 | Ambient | 50000 |  |  | 99999 | 0.01 | 13 | 4 | 0.01 | 0.01 | 0 | 0 | 0 | 0 | 0.09 | 0.02 | 0 | 0 | 0 | 0 | 0.85 | 0 | 0 | 0 | 0 | 0 | True |  | Non Federally-Regulated | 08/10/2018 |  | 11/26/2018
USAI Lighting | USAI Lighting | B3RAF-15X1-35KH-20-S-WH-NCIC-UNV-D6B | Light Emitting Diode | Inseparable Luminaire | Direct Wired | 0-10 VDC Controls | 77 | 3500 | 0.001 | 91 | 52 | 433 | 0.96 | Ambient | 50000 |  |  | 99999 | 0.01 | 13 | 4 | 0.01 | 0.01 | 0 | 0 | 0 | 0 | 0.09 | 0.02 | 0 | 0 | 0 | 0 | 0.85 | 0 | 0 | 0 | 0 | 0 | True |  | Non Federally-Regulated | 08/10/2018 |  | 11/26/2018
USAI Lighting | USAI Lighting | B3RAF-15X1-35KH-20-S-WH-NCIC-UNV-D6E | Light Emitting Diode | Inseparable Luminaire | Direct Wired | 0-10 VDC Controls | 77 | 3500 | 0.001 | 91 | 52 | 433 | 0.96 | Ambient | 50000 |  |  | 99999 | 0.01 | 13 | 4 | 0.01 | 0.01 | 0 | 0 | 0 | 0 | 0.09 | 0.02 | 0 | 0 | 0 | 0 | 0.85 | 0 | 0 | 0 | 0 | 0 | True |  | Non Federally-Regulated | 08/10/2018 |  | 11/26/2018
USAI Lighting | USAI Lighting | B3RAF-15X1-35KH-20-S-WH-NCIC-UNV-D6F | Light Emitting Diode | Inseparable Luminaire | Direct Wired | 0-10 VDC Controls | 77 | 3500 | 0.001 | 91 | 52 | 433 | 0.96 | Ambient | 50000 |  |  | 99999 | 0.01 | 13 | 4 | 0.01 | 0.01 | 0 | 0 | 0 | 0 | 0.09 | 0.02 | 0 | 0 | 0 | 0 | 0.85 | 0 | 0 | 0 | 0 | 0 | True |  | Non Federally-Regulated | 08/10/2018 |  | 11/26/2018
USAI Lighting | USAI Lighting | B3RAF-15X1-40KH-20-S-BL-NCIC-UNV-D6A | Light Emitting Diode | Inseparable Luminaire | Direct Wired | 0-10 VDC Controls | 83 | 4000 | 0.001 | 91 | 52 | 433 | 0.96 | Ambient | 50000 |  |  | 99999 | 0.01 | 13 | 4 | 0.01 | 0.01 | 0 | 0 | 0 | 0 | 0.09 | 0.02 | 0 | 0 | 0 | 0 | 0.85 | 0 | 0 | 0 | 0 | 0 | True |  | Non Federally-Regulated | 08/10/2018 |  | 11/26/2018
USAI Lighting | USAI Lighting | B3RAF-15X1-40KH-20-S-BL-NCIC-UNV-D6B | Light Emitting Diode | Inseparable Luminaire | Direct Wired | 0-10 VDC Controls | 83 | 4000 | 0.001 | 91 | 52 | 433 | 0.96 | Ambient | 50000 |  |  | 99999 | 0.01 | 13 | 4 | 0.01 | 0.01 | 0 | 0 | 0 | 0 | 0.09 | 0.02 | 0 | 0 | 0 | 0 | 0.85 | 0 | 0 | 0 | 0 | 0 | True |  | Non Federally-Regulated | 08/10/2018 |  | 11/26/2018
USAI Lighting | USAI Lighting | B3RAF-15X1-40KH-20-S-BL-NCIC-UNV-D6E | Light Emitting Diode | Inseparable Luminaire | Direct Wired | 0-10 VDC Controls | 83 | 4000 | 0.001 | 91 | 52 | 433 | 0.96 | Ambient | 50000 |  |  | 99999 | 0.01 | 13 | 4 | 0.01 | 0.01 | 0 | 0 | 0 | 0 | 0.09 | 0.02 | 0 | 0 | 0 | 0 | 0.85 | 0 | 0 | 0 | 0 | 0 | True |  | Non Federally-Regulated | 08/10/2018 |  | 11/26/2018
USAI Lighting | USAI Lighting | B3RAF-15X1-40KH-20-S-BL-NCIC-UNV-D6F | Light Emitting Diode | Inseparable Luminaire | Direct Wired | 0-10 VDC Controls | 83 | 4000 | 0.001 | 91 | 52 | 433 | 0.96 | Ambient | 50000 |  |  | 99999 | 0.01 | 13 | 4 | 0.01 | 0.01 | 0 | 0 | 0 | 0 | 0.09 | 0.02 | 0 | 0 | 0 | 0 | 0.85 | 0 | 0 | 0 | 0 | 0 | True |  | Non Federally-Regulated | 08/10/2018 |  | 11/26/2018
USAI Lighting | USAI Lighting | B3RAF-15X1-40KH-20-S-BZ-NCIC-UNV-D6A | Light Emitting Diode | Inseparable Luminaire | Direct Wired | 0-10 VDC Controls | 83 | 4000 | 0.001 | 91 | 52 | 433 | 0.96 | Ambient | 50000 |  |  | 99999 | 0.01 | 13 | 4 | 0.01 | 0.01 | 0 | 0 | 0 | 0 | 0.09 | 0.02 | 0 | 0 | 0 | 0 | 0.85 | 0 | 0 | 0 | 0 | 0 | True |  | Non Federally-Regulated | 08/10/2018 |  | 11/26/2018
USAI Lighting | USAI Lighting | B3RAF-15X1-40KH-20-S-BZ-NCIC-UNV-D6B | Light Emitting Diode | Inseparable Luminaire | Direct Wired | 0-10 VDC Controls | 83 | 4000 | 0.001 | 91 | 52 | 433 | 0.96 | Ambient | 50000 |  |  | 99999 | 0.01 | 13 | 4 | 0.01 | 0.01 | 0 | 0 | 0 | 0 | 0.09 | 0.02 | 0 | 0 | 0 | 0 | 0.85 | 0 | 0 | 0 | 0 | 0 | True |  | Non Federally-Regulated | 08/10/2018 |  | 11/26/2018
USAI Lighting | USAI Lighting | B3RAF-15X1-40KH-20-S-BZ-NCIC-UNV-D6E | Light Emitting Diode | Inseparable Luminaire | Direct Wired | 0-10 VDC Controls | 83 | 4000 | 0.001 | 91 | 52 | 433 | 0.96 | Ambient | 50000 |  |  | 99999 | 0.01 | 13 | 4 | 0.01 | 0.01 | 0 | 0 | 0 | 0 | 0.09 | 0.02 | 0 | 0 | 0 | 0 | 0.85 | 0 | 0 | 0 | 0 | 0 | True |  | Non Federally-Regulated | 08/10/2018 |  | 11/26/2018
USAI Lighting | USAI Lighting | B3RAF-15X1-40KH-20-S-BZ-NCIC-UNV-D6F | Light Emitting Diode | Inseparable Luminaire | Direct Wired | 0-10 VDC Controls | 83 | 4000 | 0.001 | 91 | 52 | 433 | 0.96 | Ambient | 50000 |  |  | 99999 | 0.01 | 13 | 4 | 0.01 | 0.01 | 0 | 0 | 0 | 0 | 0.09 | 0.02 | 0 | 0 | 0 | 0 | 0.85 | 0 | 0 | 0 | 0 | 0 | True |  | Non Federally-Regulated | 08/10/2018 |  | 11/26/2018
USAI Lighting | USAI Lighting | B3RAF-15X1-40KH-20-S-GR-NCIC-UNV-D6A | Light Emitting Diode | Inseparable Luminaire | Direct Wired | 0-10 VDC Controls | 83 | 4000 | 0.001 | 91 | 52 | 433 | 0.96 | Ambient | 50000 |  |  | 99999 | 0.01 | 13 | 4 | 0.01 | 0.01 | 0 | 0 | 0 | 0 | 0.09 | 0.02 | 0 | 0 | 0 | 0 | 0.85 | 0 | 0 | 0 | 0 | 0 | True |  | Non Federally-Regulated | 08/10/2018 |  | 11/26/2018
USAI Lighting | USAI Lighting | B3RAF-15X1-40KH-20-S-GR-NCIC-UNV-D6B | Light Emitting Diode | Inseparable Luminaire | Direct Wired | 0-10 VDC Controls | 83 | 4000 | 0.001 | 91 | 52 | 433 | 0.96 | Ambient | 50000 |  |  | 99999 | 0.01 | 13 | 4 | 0.01 | 0.01 | 0 | 0 | 0 | 0 | 0.09 | 0.02 | 0 | 0 | 0 | 0 | 0.85 | 0 | 0 | 0 | 0 | 0 | True |  | Non Federally-Regulated | 08/10/2018 |  | 11/26/2018
USAI Lighting | USAI Lighting | B3RAF-15X1-40KH-20-S-GR-NCIC-UNV-D6E | Light Emitting Diode | Inseparable Luminaire | Direct Wired | 0-10 VDC Controls | 83 | 4000 | 0.001 | 91 | 52 | 433 | 0.96 | Ambient | 50000 |  |  | 99999 | 0.01 | 13 | 4 | 0.01 | 0.01 | 0 | 0 | 0 | 0 | 0.09 | 0.02 | 0 | 0 | 0 | 0 | 0.85 | 0 | 0 | 0 | 0 | 0 | True |  | Non Federally-Regulated | 08/10/2018 |  | 11/26/2018
USAI Lighting | USAI Lighting | B3RAF-15X1-40KH-20-S-GR-NCIC-UNV-D6F | Light Emitting Diode | Inseparable Luminaire | Direct Wired | 0-10 VDC Controls | 83 | 4000 | 0.001 | 91 | 52 | 433 | 0.96 | Ambient | 50000 |  |  | 99999 | 0.01 | 13 | 4 | 0.01 | 0.01 | 0 | 0 | 0 | 0 | 0.09 | 0.02 | 0 | 0 | 0 | 0 | 0.85 | 0 | 0 | 0 | 0 | 0 | True |  | Non Federally-Regulated | 08/10/2018 |  | 11/26/2018
USAI Lighting | USAI Lighting | B3RAF-15X1-40KH-20-S-WH-NCIC-UNV-D6A | Light Emitting Diode | Inseparable Luminaire | Direct Wired | 0-10 VDC Controls | 83 | 4000 | 0.001 | 91 | 52 | 433 | 0.96 | Ambient | 50000 |  |  | 99999 | 0.01 | 13 | 4 | 0.01 | 0.01 | 0 | 0 | 0 | 0 | 0.09 | 0.02 | 0 | 0 | 0 | 0 | 0.85 | 0 | 0 | 0 | 0 | 0 | True |  | Non Federally-Regulated | 08/10/2018 |  | 11/26/2018
USAI Lighting | USAI Lighting | B3RAF-15X1-40KH-20-S-WH-NCIC-UNV-D6B | Light Emitting Diode | Inseparable Luminaire | Direct Wired | 0-10 VDC Controls | 83 | 4000 | 0.001 | 91 | 52 | 433 | 0.96 | Ambient | 50000 |  |  | 99999 | 0.01 | 13 | 4 | 0.01 | 0.01 | 0 | 0 | 0 | 0 | 0.09 | 0.02 | 0 | 0 | 0 | 0 | 0.85 | 0 | 0 | 0 | 0 | 0 | True |  | Non Federally-Regulated | 08/10/2018 |  | 11/26/2018
USAI Lighting | USAI Lighting | B3RAF-15X1-40KH-20-S-WH-NCIC-UNV-D6E | Light Emitting Diode | Inseparable Luminaire | Direct Wired | 0-10 VDC Controls | 83 | 4000 | 0.001 | 91 | 52 | 433 | 0.96 | Ambient | 50000 |  |  | 99999 | 0.01 | 13 | 4 | 0.01 | 0.01 | 0 | 0 | 0 | 0 | 0.09 | 0.02 | 0 | 0 | 0 | 0 | 0.85 | 0 | 0 | 0 | 0 | 0 | True |  | Non Federally-Regulated | 08/10/2018 |  | 11/26/2018
USAI Lighting | USAI Lighting | B3RAF-15X1-40KH-20-S-WH-NCIC-UNV-D6F | Light Emitting Diode | Inseparable Luminaire | Direct Wired | 0-10 VDC Controls | 83 | 4000 | 0.001 | 91 | 52 | 433 | 0.96 | Ambient | 50000 |  |  | 99999 | 0.01 | 13 | 4 | 0.01 | 0.01 | 0 | 0 | 0 | 0 | 0.09 | 0.02 | 0 | 0 | 0 | 0 | 0.85 | 0 | 0 | 0 | 0 | 0 | True |  | Non Federally-Regulated | 08/10/2018 |  | 11/26/2018
USAI Lighting | USAI Lighting | B3RAM-15X1-27KH-20-S-BL-NCIC-UNV-D6A | Light Emitting Diode | Inseparable Luminaire | Direct Wired | 0-10 VDC Controls | 72 | 2700 | 0.001 | 91 | 52 | 433 | 0.96 | Ambient | 50000 |  |  | 99999 | 0.01 | 13 | 4 | 0.01 | 0.01 | 0 | 0 | 0 | 0 | 0.09 | 0.02 | 0 | 0 | 0 | 0 | 0.85 | 0 | 0 | 0 | 0 | 0 | True |  | Non Federally-Regulated | 08/10/2018 |  | 11/26/2018
USAI Lighting | USAI Lighting | B3RAM-15X1-27KH-20-S-BL-NCIC-UNV-D6B | Light Emitting Diode | Inseparable Luminaire | Direct Wired | 0-10 VDC Controls | 72 | 2700 | 0.001 | 91 | 52 | 433 | 0.96 | Ambient | 50000 |  |  | 99999 | 0.01 | 13 | 4 | 0.01 | 0.01 | 0 | 0 | 0 | 0 | 0.09 | 0.02 | 0 | 0 | 0 | 0 | 0.85 | 0 | 0 | 0 | 0 | 0 | True |  | Non Federally-Regulated | 08/10/2018 |  | 11/26/2018
USAI Lighting | USAI Lighting | B3RAM-15X1-27KH-20-S-BL-NCIC-UNV-D6E | Light Emitting Diode | Inseparable Luminaire | Direct Wired | 0-10 VDC Controls | 72 | 2700 | 0.001 | 91 | 52 | 433 | 0.96 | Ambient | 50000 |  |  | 99999 | 0.01 | 13 | 4 | 0.01 | 0.01 | 0 | 0 | 0 | 0 | 0.09 | 0.02 | 0 | 0 | 0 | 0 | 0.85 | 0 | 0 | 0 | 0 | 0 | True |  | Non Federally-Regulated | 08/10/2018 |  | 11/26/2018
USAI Lighting | USAI Lighting | B3RAM-15X1-27KH-20-S-BL-NCIC-UNV-D6F | Light Emitting Diode | Inseparable Luminaire | Direct Wired | 0-10 VDC Controls | 72 | 2700 | 0.001 | 91 | 52 | 433 | 0.96 | Ambient | 50000 |  |  | 99999 | 0.01 | 13 | 4 | 0.01 | 0.01 | 0 | 0 | 0 | 0 | 0.09 | 0.02 | 0 | 0 | 0 | 0 | 0.85 | 0 | 0 | 0 | 0 | 0 | True |  | Non Federally-Regulated | 08/10/2018 |  | 11/26/2018
USAI Lighting | USAI Lighting | B3RAM-15X1-27KH-20-S-BZ-NCIC-UNV-D6A | Light Emitting Diode | Inseparable Luminaire | Direct Wired | 0-10 VDC Controls | 72 | 2700 | 0.001 | 91 | 52 | 433 | 0.96 | Ambient | 50000 |  |  | 99999 | 0.01 | 13 | 4 | 0.01 | 0.01 | 0 | 0 | 0 | 0 | 0.09 | 0.02 | 0 | 0 | 0 | 0 | 0.85 | 0 | 0 | 0 | 0 | 0 | True |  | Non Federally-Regulated | 08/10/2018 |  | 11/26/2018
USAI Lighting | USAI Lighting | B3RAM-15X1-27KH-20-S-BZ-NCIC-UNV-D6B | Light Emitting Diode | Inseparable Luminaire | Direct Wired | 0-10 VDC Controls | 72 | 2700 | 0.001 | 91 | 52 | 433 | 0.96 | Ambient | 50000 |  |  | 99999 | 0.01 | 13 | 4 | 0.01 | 0.01 | 0 | 0 | 0 | 0 | 0.09 | 0.02 | 0 | 0 | 0 | 0 | 0.85 | 0 | 0 | 0 | 0 | 0 | True |  | Non Federally-Regulated | 08/10/2018 |  | 11/26/2018
USAI Lighting | USAI Lighting | B3RAM-15X1-27KH-20-S-BZ-NCIC-UNV-D6E | Light Emitting Diode | Inseparable Luminaire | Direct Wired | 0-10 VDC Controls | 72 | 2700 | 0.001 | 91 | 52 | 433 | 0.96 | Ambient | 50000 |  |  | 99999 | 0.01 | 13 | 4 | 0.01 | 0.01 | 0 | 0 | 0 | 0 | 0.09 | 0.02 | 0 | 0 | 0 | 0 | 0.85 | 0 | 0 | 0 | 0 | 0 | True |  | Non Federally-Regulated | 08/10/2018 |  | 11/26/2018
USAI Lighting | USAI Lighting | B3RAM-15X1-27KH-20-S-BZ-NCIC-UNV-D6F | Light Emitting Diode | Inseparable Luminaire | Direct Wired | 0-10 VDC Controls | 72 | 2700 | 0.001 | 91 | 52 | 433 | 0.96 | Ambient | 50000 |  |  | 99999 | 0.01 | 13 | 4 | 0.01 | 0.01 | 0 | 0 | 0 | 0 | 0.09 | 0.02 | 0 | 0 | 0 | 0 | 0.85 | 0 | 0 | 0 | 0 | 0 | True |  | Non Federally-Regulated | 08/10/2018 |  | 11/26/2018
USAI Lighting | USAI Lighting | B3RAM-15X1-27KH-20-S-GR-NCIC-UNV-D6A | Light Emitting Diode | Inseparable Luminaire | Direct Wired | 0-10 VDC Controls | 72 | 2700 | 0.001 | 91 | 52 | 433 | 0.96 | Ambient | 50000 |  |  | 99999 | 0.01 | 13 | 4 | 0.01 | 0.01 | 0 | 0 | 0 | 0 | 0.09 | 0.02 | 0 | 0 | 0 | 0 | 0.85 | 0 | 0 | 0 | 0 | 0 | True |  | Non Federally-Regulated | 08/10/2018 |  | 11/26/2018
USAI Lighting | USAI Lighting | B3RAM-15X1-27KH-20-S-GR-NCIC-UNV-D6B | Light Emitting Diode | Inseparable Luminaire | Direct Wired | 0-10 VDC Controls | 72 | 2700 | 0.001 | 91 | 52 | 433 | 0.96 | Ambient | 50000 |  |  | 99999 | 0.01 | 13 | 4 | 0.01 | 0.01 | 0 | 0 | 0 | 0 | 0.09 | 0.02 | 0 | 0 | 0 | 0 | 0.85 | 0 | 0 | 0 | 0 | 0 | True |  | Non Federally-Regulated | 08/10/2018 |  | 11/26/2018
USAI Lighting | USAI Lighting | B3RAM-15X1-27KH-20-S-GR-NCIC-UNV-D6E | Light Emitting Diode | Inseparable Luminaire | Direct Wired | 0-10 VDC Controls | 72 | 2700 | 0.001 | 91 | 52 | 433 | 0.96 | Ambient | 50000 |  |  | 99999 | 0.01 | 13 | 4 | 0.01 | 0.01 | 0 | 0 | 0 | 0 | 0.09 | 0.02 | 0 | 0 | 0 | 0 | 0.85 | 0 | 0 | 0 | 0 | 0 | True |  | Non Federally-Regulated | 08/10/2018 |  | 11/26/2018
USAI Lighting | USAI Lighting | B3RAM-15X1-27KH-20-S-GR-NCIC-UNV-D6F | Light Emitting Diode | Inseparable Luminaire | Direct Wired | 0-10 VDC Controls | 72 | 2700 | 0.001 | 91 | 52 | 433 | 0.96 | Ambient | 50000 |  |  | 99999 | 0.01 | 13 | 4 | 0.01 | 0.01 | 0 | 0 | 0 | 0 | 0.09 | 0.02 | 0 | 0 | 0 | 0 | 0.85 | 0 | 0 | 0 | 0 | 0 | True |  | Non Federally-Regulated | 08/10/2018 |  | 11/26/2018
USAI Lighting | USAI Lighting | B3RAM-15X1-27KH-20-S-WH-NCIC-UNV-D6A | Light Emitting Diode | Inseparable Luminaire | Direct Wired | 0-10 VDC Controls | 72 | 2700 | 0.001 | 91 | 52 | 433 | 0.96 | Ambient | 50000 |  |  | 99999 | 0.01 | 13 | 4 | 0.01 | 0.01 | 0 | 0 | 0 | 0 | 0.09 | 0.02 | 0 | 0 | 0 | 0 | 0.85 | 0 | 0 | 0 | 0 | 0 | True |  | Non Federally-Regulated | 08/10/2018 |  | 11/26/2018
USAI Lighting | USAI Lighting | B3RAM-15X1-27KH-20-S-WH-NCIC-UNV-D6B | Light Emitting Diode | Inseparable Luminaire | Direct Wired | 0-10 VDC Controls | 72 | 2700 | 0.001 | 91 | 52 | 433 | 0.96 | Ambient | 50000 |  |  | 99999 | 0.01 | 13 | 4 | 0.01 | 0.01 | 0 | 0 | 0 | 0 | 0.09 | 0.02 | 0 | 0 | 0 | 0 | 0.85 | 0 | 0 | 0 | 0 | 0 | True |  | Non Federally-Regulated | 08/10/2018 |  | 11/26/2018
USAI Lighting | USAI Lighting | B3RAM-15X1-27KH-20-S-WH-NCIC-UNV-D6E | Light Emitting Diode | Inseparable Luminaire | Direct Wired | 0-10 VDC Controls | 72 | 2700 | 0.001 | 91 | 52 | 433 | 0.96 | Ambient | 50000 |  |  | 99999 | 0.01 | 13 | 4 | 0.01 | 0.01 | 0 | 0 | 0 | 0 | 0.09 | 0.02 | 0 | 0 | 0 | 0 | 0.85 | 0 | 0 | 0 | 0 | 0 | True |  | Non Federally-Regulated | 08/10/2018 |  | 11/26/2018
USAI Lighting | USAI Lighting | B3RAM-15X1-27KH-20-S-WH-NCIC-UNV-D6F | Light Emitting Diode | Inseparable Luminaire | Direct Wired | 0-10 VDC Controls | 72 | 2700 | 0.001 | 91 | 52 | 433 | 0.96 | Ambient | 50000 |  |  | 99999 | 0.01 | 13 | 4 | 0.01 | 0.01 | 0 | 0 | 0 | 0 | 0.09 | 0.02 | 0 | 0 | 0 | 0 | 0.85 | 0 | 0 | 0 | 0 | 0 | True |  | Non Federally-Regulated | 08/10/2018 |  | 11/26/2018
USAI Lighting | USAI Lighting | B3RAM-15X1-30KH-20-S-BL-NCIC-UNV-D6A | Light Emitting Diode | Inseparable Luminaire | Direct Wired | 0-10 VDC Controls | 72 | 3000 | 0.001 | 91 | 52 | 433 | 0.96 | Ambient | 50000 |  |  | 99999 | 0.01 | 13 | 4 | 0.01 | 0.01 | 0 | 0 | 0 | 0 | 0.09 | 0.02 | 0 | 0 | 0 | 0 | 0.85 | 0 | 0 | 0 | 0 | 0 | True |  | Non Federally-Regulated | 08/10/2018 |  | 11/26/2018
USAI Lighting | USAI Lighting | B3RAM-15X1-30KH-20-S-BL-NCIC-UNV-D6B | Light Emitting Diode | Inseparable Luminaire | Direct Wired | 0-10 VDC Controls | 72 | 3000 | 0.001 | 91 | 52 | 433 | 0.96 | Ambient | 50000 |  |  | 99999 | 0.01 | 13 | 4 | 0.01 | 0.01 | 0 | 0 | 0 | 0 | 0.09 | 0.02 | 0 | 0 | 0 | 0 | 0.85 | 0 | 0 | 0 | 0 | 0 | True |  | Non Federally-Regulated | 08/10/2018 |  | 11/26/2018
USAI Lighting | USAI Lighting | B3RAM-15X1-30KH-20-S-BL-NCIC-UNV-D6E | Light Emitting Diode | Inseparable Luminaire | Direct Wired | 0-10 VDC Controls | 72 | 3000 | 0.001 | 91 | 52 | 433 | 0.96 | Ambient | 50000 |  |  | 99999 | 0.01 | 13 | 4 | 0.01 | 0.01 | 0 | 0 | 0 | 0 | 0.09 | 0.02 | 0 | 0 | 0 | 0 | 0.85 | 0 | 0 | 0 | 0 | 0 | True |  | Non Federally-Regulated | 08/10/2018 |  | 11/26/2018
USAI Lighting | USAI Lighting | B3RAM-15X1-30KH-20-S-BL-NCIC-UNV-D6F | Light Emitting Diode | Inseparable Luminaire | Direct Wired | 0-10 VDC Controls | 72 | 3000 | 0.001 | 91 | 52 | 433 | 0.96 | Ambient | 50000 |  |  | 99999 | 0.01 | 13 | 4 | 0.01 | 0.01 | 0 | 0 | 0 | 0 | 0.09 | 0.02 | 0 | 0 | 0 | 0 | 0.85 | 0 | 0 | 0 | 0 | 0 | True |  | Non Federally-Regulated | 08/10/2018 |  | 11/26/2018
USAI Lighting | USAI Lighting | B3RAM-15X1-30KH-20-S-BZ-NCIC-UNV-D6A | Light Emitting Diode | Inseparable Luminaire | Direct Wired | 0-10 VDC Controls | 72 | 3000 | 0.001 | 91 | 52 | 433 | 0.96 | Ambient | 50000 |  |  | 99999 | 0.01 | 13 | 4 | 0.01 | 0.01 | 0 | 0 | 0 | 0 | 0.09 | 0.02 | 0 | 0 | 0 | 0 | 0.85 | 0 | 0 | 0 | 0 | 0 | True |  | Non Federally-Regulated | 08/10/2018 |  | 11/26/2018
USAI Lighting | USAI Lighting | B3RAM-15X1-30KH-20-S-BZ-NCIC-UNV-D6B | Light Emitting Diode | Inseparable Luminaire | Direct Wired | 0-10 VDC Controls | 72 | 3000 | 0.001 | 91 | 52 | 433 | 0.96 | Ambient | 50000 |  |  | 99999 | 0.01 | 13 | 4 | 0.01 | 0.01 | 0 | 0 | 0 | 0 | 0.09 | 0.02 | 0 | 0 | 0 | 0 | 0.85 | 0 | 0 | 0 | 0 | 0 | True |  | Non Federally-Regulated | 08/10/2018 |  | 11/26/2018
USAI Lighting | USAI Lighting | B3RAM-15X1-30KH-20-S-BZ-NCIC-UNV-D6E | Light Emitting Diode | Inseparable Luminaire | Direct Wired | 0-10 VDC Controls | 72 | 3000 | 0.001 | 91 | 52 | 433 | 0.96 | Ambient | 50000 |  |  | 99999 | 0.01 | 13 | 4 | 0.01 | 0.01 | 0 | 0 | 0 | 0 | 0.09 | 0.02 | 0 | 0 | 0 | 0 | 0.85 | 0 | 0 | 0 | 0 | 0 | True |  | Non Federally-Regulated | 08/10/2018 |  | 11/26/2018
USAI Lighting | USAI Lighting | B3RAM-15X1-30KH-20-S-BZ-NCIC-UNV-D6F | Light Emitting Diode | Inseparable Luminaire | Direct Wired | 0-10 VDC Controls | 72 | 3000 | 0.001 | 91 | 52 | 433 | 0.96 | Ambient | 50000 |  |  | 99999 | 0.01 | 13 | 4 | 0.01 | 0.01 | 0 | 0 | 0 | 0 | 0.09 | 0.02 | 0 | 0 | 0 | 0 | 0.85 | 0 | 0 | 0 | 0 | 0 | True |  | Non Federally-Regulated | 08/10/2018 |  | 11/26/2018
USAI Lighting | USAI Lighting | B3RAM-15X1-30KH-20-S-GR-NCIC-UNV-D6A | Light Emitting Diode | Inseparable Luminaire | Direct Wired | 0-10 VDC Controls | 72 | 3000 | 0.001 | 91 | 52 | 433 | 0.96 | Ambient | 50000 |  |  | 99999 | 0.01 | 13 | 4 | 0.01 | 0.01 | 0 | 0 | 0 | 0 | 0.09 | 0.02 | 0 | 0 | 0 | 0 | 0.85 | 0 | 0 | 0 | 0 | 0 | True |  | Non Federally-Regulated | 08/10/2018 |  | 11/26/2018
USAI Lighting | USAI Lighting | B3RAM-15X1-30KH-20-S-GR-NCIC-UNV-D6B | Light Emitting Diode | Inseparable Luminaire | Direct Wired | 0-10 VDC Controls | 72 | 3000 | 0.001 | 91 | 52 | 433 | 0.96 | Ambient | 50000 |  |  | 99999 | 0.01 | 13 | 4 | 0.01 | 0.01 | 0 | 0 | 0 | 0 | 0.09 | 0.02 | 0 | 0 | 0 | 0 | 0.85 | 0 | 0 | 0 | 0 | 0 | True |  | Non Federally-Regulated | 08/10/2018 |  | 11/26/2018
USAI Lighting | USAI Lighting | B3RAM-15X1-30KH-20-S-GR-NCIC-UNV-D6E | Light Emitting Diode | Inseparable Luminaire | Direct Wired | 0-10 VDC Controls | 72 | 3000 | 0.001 | 91 | 52 | 433 | 0.96 | Ambient | 50000 |  |  | 99999 | 0.01 | 13 | 4 | 0.01 | 0.01 | 0 | 0 | 0 | 0 | 0.09 | 0.02 | 0 | 0 | 0 | 0 | 0.85 | 0 | 0 | 0 | 0 | 0 | True |  | Non Federally-Regulated | 08/10/2018 |  | 11/26/2018
USAI Lighting | USAI Lighting | B3RAM-15X1-30KH-20-S-GR-NCIC-UNV-D6F | Light Emitting Diode | Inseparable Luminaire | Direct Wired | 0-10 VDC Controls | 72 | 3000 | 0.001 | 91 | 52 | 433 | 0.96 | Ambient | 50000 |  |  | 99999 | 0.01 | 13 | 4 | 0.01 | 0.01 | 0 | 0 | 0 | 0 | 0.09 | 0.02 | 0 | 0 | 0 | 0 | 0.85 | 0 | 0 | 0 | 0 | 0 | True |  | Non Federally-Regulated | 08/10/2018 |  | 11/26/2018
USAI Lighting | USAI Lighting | B3RAM-15X1-30KH-20-S-WH-NCIC-UNV-D6A | Light Emitting Diode | Inseparable Luminaire | Direct Wired | 0-10 VDC Controls | 72 | 3000 | 0.001 | 91 | 52 | 433 | 0.96 | Ambient | 50000 |  |  | 99999 | 0.01 | 13 | 4 | 0.01 | 0.01 | 0 | 0 | 0 | 0 | 0.09 | 0.02 | 0 | 0 | 0 | 0 | 0.85 | 0 | 0 | 0 | 0 | 0 | True |  | Non Federally-Regulated | 08/10/2018 |  | 11/26/2018
USAI Lighting | USAI Lighting | B3RAM-15X1-30KH-20-S-WH-NCIC-UNV-D6B | Light Emitting Diode | Inseparable Luminaire | Direct Wired | 0-10 VDC Controls | 72 | 3000 | 0.001 | 91 | 52 | 433 | 0.96 | Ambient | 50000 |  |  | 99999 | 0.01 | 13 | 4 | 0.01 | 0.01 | 0 | 0 | 0 | 0 | 0.09 | 0.02 | 0 | 0 | 0 | 0 | 0.85 | 0 | 0 | 0 | 0 | 0 | True |  | Non Federally-Regulated | 08/10/2018 |  | 11/26/2018
USAI Lighting | USAI Lighting | B3RAM-15X1-30KH-20-S-WH-NCIC-UNV-D6E | Light Emitting Diode | Inseparable Luminaire | Direct Wired | 0-10 VDC Controls | 72 | 3000 | 0.001 | 91 | 52 | 433 | 0.96 | Ambient | 50000 |  |  | 99999 | 0.01 | 13 | 4 | 0.01 | 0.01 | 0 | 0 | 0 | 0 | 0.09 | 0.02 | 0 | 0 | 0 | 0 | 0.85 | 0 | 0 | 0 | 0 | 0 | True |  | Non Federally-Regulated | 08/10/2018 |  | 11/26/2018
USAI Lighting | USAI Lighting | B3RAM-15X1-30KH-20-S-WH-NCIC-UNV-D6F | Light Emitting Diode | Inseparable Luminaire | Direct Wired | 0-10 VDC Controls | 72 | 3000 | 0.001 | 91 | 52 | 433 | 0.96 | Ambient | 50000 |  |  | 99999 | 0.01 | 13 | 4 | 0.01 | 0.01 | 0 | 0 | 0 | 0 | 0.09 | 0.02 | 0 | 0 | 0 | 0 | 0.85 | 0 | 0 | 0 | 0 | 0 | True |  | Non Federally-Regulated | 08/10/2018 |  | 11/26/2018
USAI Lighting | USAI Lighting | B3RAM-15X1-35KH-20-S-BL-NCIC-UNV-D6A | Light Emitting Diode | Inseparable Luminaire | Direct Wired | 0-10 VDC Controls | 77 | 3500 | 0.001 | 91 | 52 | 433 | 0.96 | Ambient | 50000 |  |  | 99999 | 0.01 | 13 | 4 | 0.01 | 0.01 | 0 | 0 | 0 | 0 | 0.09 | 0.02 | 0 | 0 | 0 | 0 | 0.85 | 0 | 0 | 0 | 0 | 0 | True |  | Non Federally-Regulated | 08/10/2018 |  | 11/26/2018
USAI Lighting | USAI Lighting | B3RAM-15X1-35KH-20-S-BL-NCIC-UNV-D6B | Light Emitting Diode | Inseparable Luminaire | Direct Wired | 0-10 VDC Controls | 77 | 3500 | 0.001 | 91 | 52 | 433 | 0.96 | Ambient | 50000 |  |  | 99999 | 0.01 | 13 | 4 | 0.01 | 0.01 | 0 | 0 | 0 | 0 | 0.09 | 0.02 | 0 | 0 | 0 | 0 | 0.85 | 0 | 0 | 0 | 0 | 0 | True |  | Non Federally-Regulated | 08/10/2018 |  | 11/26/2018
USAI Lighting | USAI Lighting | B3RAM-15X1-35KH-20-S-BL-NCIC-UNV-D6E | Light Emitting Diode | Inseparable Luminaire | Direct Wired | 0-10 VDC Controls | 77 | 3500 | 0.001 | 91 | 52 | 433 | 0.96 | Ambient | 50000 |  |  | 99999 | 0.01 | 13 | 4 | 0.01 | 0.01 | 0 | 0 | 0 | 0 | 0.09 | 0.02 | 0 | 0 | 0 | 0 | 0.85 | 0 | 0 | 0 | 0 | 0 | True |  | Non Federally-Regulated | 08/10/2018 |  | 11/26/2018
USAI Lighting | USAI Lighting | B3RAM-15X1-35KH-20-S-BL-NCIC-UNV-D6F | Light Emitting Diode | Inseparable Luminaire | Direct Wired | 0-10 VDC Controls | 77 | 3500 | 0.001 | 91 | 52 | 433 | 0.96 | Ambient | 50000 |  |  | 99999 | 0.01 | 13 | 4 | 0.01 | 0.01 | 0 | 0 | 0 | 0 | 0.09 | 0.02 | 0 | 0 | 0 | 0 | 0.85 | 0 | 0 | 0 | 0 | 0 | True |  | Non Federally-Regulated | 08/10/2018 |  | 11/26/2018
USAI Lighting | USAI Lighting | B3RAM-15X1-35KH-20-S-BZ-NCIC-UNV-D6A | Light Emitting Diode | Inseparable Luminaire | Direct Wired | 0-10 VDC Controls | 77 | 3500 | 0.001 | 91 | 52 | 433 | 0.96 | Ambient | 50000 |  |  | 99999 | 0.01 | 13 | 4 | 0.01 | 0.01 | 0 | 0 | 0 | 0 | 0.09 | 0.02 | 0 | 0 | 0 | 0 | 0.85 | 0 | 0 | 0 | 0 | 0 | True |  | Non Federally-Regulated | 08/10/2018 |  | 11/26/2018
USAI Lighting | USAI Lighting | B3RAM-15X1-35KH-20-S-BZ-NCIC-UNV-D6B | Light Emitting Diode | Inseparable Luminaire | Direct Wired | 0-10 VDC Controls | 77 | 3500 | 0.001 | 91 | 52 | 433 | 0.96 | Ambient | 50000 |  |  | 99999 | 0.01 | 13 | 4 | 0.01 | 0.01 | 0 | 0 | 0 | 0 | 0.09 | 0.02 | 0 | 0 | 0 | 0 | 0.85 | 0 | 0 | 0 | 0 | 0 | True |  | Non Federally-Regulated | 08/10/2018 |  | 11/26/2018
USAI Lighting | USAI Lighting | B3RAM-15X1-35KH-20-S-BZ-NCIC-UNV-D6E | Light Emitting Diode | Inseparable Luminaire | Direct Wired | 0-10 VDC Controls | 77 | 3500 | 0.001 | 91 | 52 | 433 | 0.96 | Ambient | 50000 |  |  | 99999 | 0.01 | 13 | 4 | 0.01 | 0.01 | 0 | 0 | 0 | 0 | 0.09 | 0.02 | 0 | 0 | 0 | 0 | 0.85 | 0 | 0 | 0 | 0 | 0 | True |  | Non Federally-Regulated | 08/10/2018 |  | 11/26/2018
USAI Lighting | USAI Lighting | B3RAM-15X1-35KH-20-S-BZ-NCIC-UNV-D6F | Light Emitting Diode | Inseparable Luminaire | Direct Wired | 0-10 VDC Controls | 77 | 3500 | 0.001 | 91 | 52 | 433 | 0.96 | Ambient | 50000 |  |  | 99999 | 0.01 | 13 | 4 | 0.01 | 0.01 | 0 | 0 | 0 | 0 | 0.09 | 0.02 | 0 | 0 | 0 | 0 | 0.85 | 0 | 0 | 0 | 0 | 0 | True |  | Non Federally-Regulated | 08/10/2018 |  | 11/26/2018
USAI Lighting | USAI Lighting | B3RAM-15X1-35KH-20-S-GR-NCIC-UNV-D6A | Light Emitting Diode | Inseparable Luminaire | Direct Wired | 0-10 VDC Controls | 77 | 3500 | 0.001 | 91 | 52 | 433 | 0.96 | Ambient | 50000 |  |  | 99999 | 0.01 | 13 | 4 | 0.01 | 0.01 | 0 | 0 | 0 | 0 | 0.09 | 0.02 | 0 | 0 | 0 | 0 | 0.85 | 0 | 0 | 0 | 0 | 0 | True |  | Non Federally-Regulated | 08/10/2018 |  | 11/26/2018
USAI Lighting | USAI Lighting | B3RAM-15X1-35KH-20-S-GR-NCIC-UNV-D6B | Light Emitting Diode | Inseparable Luminaire | Direct Wired | 0-10 VDC Controls | 77 | 3500 | 0.001 | 91 | 52 | 433 | 0.96 | Ambient | 50000 |  |  | 99999 | 0.01 | 13 | 4 | 0.01 | 0.01 | 0 | 0 | 0 | 0 | 0.09 | 0.02 | 0 | 0 | 0 | 0 | 0.85 | 0 | 0 | 0 | 0 | 0 | True |  | Non Federally-Regulated | 08/10/2018 |  | 11/26/2018
USAI Lighting | USAI Lighting | B3RAM-15X1-35KH-20-S-GR-NCIC-UNV-D6E | Light Emitting Diode | Inseparable Luminaire | Direct Wired | 0-10 VDC Controls | 77 | 3500 | 0.001 | 91 | 52 | 433 | 0.96 | Ambient | 50000 |  |  | 99999 | 0.01 | 13 | 4 | 0.01 | 0.01 | 0 | 0 | 0 | 0 | 0.09 | 0.02 | 0 | 0 | 0 | 0 | 0.85 | 0 | 0 | 0 | 0 | 0 | True |  | Non Federally-Regulated | 08/10/2018 |  | 11/26/2018
USAI Lighting | USAI Lighting | B3RAM-15X1-35KH-20-S-GR-NCIC-UNV-D6F | Light Emitting Diode | Inseparable Luminaire | Direct Wired | 0-10 VDC Controls | 77 | 3500 | 0.001 | 91 | 52 | 433 | 0.96 | Ambient | 50000 |  |  | 99999 | 0.01 | 13 | 4 | 0.01 | 0.01 | 0 | 0 | 0 | 0 | 0.09 | 0.02 | 0 | 0 | 0 | 0 | 0.85 | 0 | 0 | 0 | 0 | 0 | True |  | Non Federally-Regulated | 08/10/2018 |  | 11/26/2018
USAI Lighting | USAI Lighting | B3RAM-15X1-35KH-20-S-WH-NCIC-UNV-D6A | Light Emitting Diode | Inseparable Luminaire | Direct Wired | 0-10 VDC Controls | 77 | 3500 | 0.001 | 91 | 52 | 433 | 0.96 | Ambient | 50000 |  |  | 99999 | 0.01 | 13 | 4 | 0.01 | 0.01 | 0 | 0 | 0 | 0 | 0.09 | 0.02 | 0 | 0 | 0 | 0 | 0.85 | 0 | 0 | 0 | 0 | 0 | True |  | Non Federally-Regulated | 08/10/2018 |  | 11/26/2018
USAI Lighting | USAI Lighting | B3RAM-15X1-35KH-20-S-WH-NCIC-UNV-D6B | Light Emitting Diode | Inseparable Luminaire | Direct Wired | 0-10 VDC Controls | 77 | 3500 | 0.001 | 91 | 52 | 433 | 0.96 | Ambient | 50000 |  |  | 99999 | 0.01 | 13 | 4 | 0.01 | 0.01 | 0 | 0 | 0 | 0 | 0.09 | 0.02 | 0 | 0 | 0 | 0 | 0.85 | 0 | 0 | 0 | 0 | 0 | True |  | Non Federally-Regulated | 08/10/2018 |  | 11/26/2018
USAI Lighting | USAI Lighting | B3RAM-15X1-35KH-20-S-WH-NCIC-UNV-D6E | Light Emitting Diode | Inseparable Luminaire | Direct Wired | 0-10 VDC Controls | 77 | 3500 | 0.001 | 91 | 52 | 433 | 0.96 | Ambient | 50000 |  |  | 99999 | 0.01 | 13 | 4 | 0.01 | 0.01 | 0 | 0 | 0 | 0 | 0.09 | 0.02 | 0 | 0 | 0 | 0 | 0.85 | 0 | 0 | 0 | 0 | 0 | True |  | Non Federally-Regulated | 08/10/2018 |  | 11/26/2018
USAI Lighting | USAI Lighting | B3RAM-15X1-35KH-20-S-WH-NCIC-UNV-D6F | Light Emitting Diode | Inseparable Luminaire | Direct Wired | 0-10 VDC Controls | 77 | 3500 | 0.001 | 91 | 52 | 433 | 0.96 | Ambient | 50000 |  |  | 99999 | 0.01 | 13 | 4 | 0.01 | 0.01 | 0 | 0 | 0 | 0 | 0.09 | 0.02 | 0 | 0 | 0 | 0 | 0.85 | 0 | 0 | 0 | 0 | 0 | True |  | Non Federally-Regulated | 08/10/2018 |  | 11/26/2018
USAI Lighting | USAI Lighting | B3RAM-15X1-40KH-20-S-BL-NCIC-UNV-D6A | Light Emitting Diode | Inseparable Luminaire | Direct Wired | 0-10 VDC Controls | 83 | 4000 | 0.001 | 91 | 52 | 433 | 0.96 | Ambient | 50000 |  |  | 99999 | 0.01 | 13 | 4 | 0.01 | 0.01 | 0 | 0 | 0 | 0 | 0.09 | 0.02 | 0 | 0 | 0 | 0 | 0.85 | 0 | 0 | 0 | 0 | 0 | True |  | Non Federally-Regulated | 08/10/2018 |  | 11/26/2018
USAI Lighting | USAI Lighting | B3RAM-15X1-40KH-20-S-BL-NCIC-UNV-D6B | Light Emitting Diode | Inseparable Luminaire | Direct Wired | 0-10 VDC Controls | 83 | 4000 | 0.001 | 91 | 52 | 433 | 0.96 | Ambient | 50000 |  |  | 99999 | 0.01 | 13 | 4 | 0.01 | 0.01 | 0 | 0 | 0 | 0 | 0.09 | 0.02 | 0 | 0 | 0 | 0 | 0.85 | 0 | 0 | 0 | 0 | 0 | True |  | Non Federally-Regulated | 08/10/2018 |  | 11/26/2018
USAI Lighting | USAI Lighting | B3RAM-15X1-40KH-20-S-BL-NCIC-UNV-D6E | Light Emitting Diode | Inseparable Luminaire | Direct Wired | 0-10 VDC Controls | 83 | 4000 | 0.001 | 91 | 52 | 433 | 0.96 | Ambient | 50000 |  |  | 99999 | 0.01 | 13 | 4 | 0.01 | 0.01 | 0 | 0 | 0 | 0 | 0.09 | 0.02 | 0 | 0 | 0 | 0 | 0.85 | 0 | 0 | 0 | 0 | 0 | True |  | Non Federally-Regulated | 08/10/2018 |  | 11/26/2018
USAI Lighting | USAI Lighting | B3RAM-15X1-40KH-20-S-BL-NCIC-UNV-D6F | Light Emitting Diode | Inseparable Luminaire | Direct Wired | 0-10 VDC Controls | 83 | 4000 | 0.001 | 91 | 52 | 433 | 0.96 | Ambient | 50000 |  |  | 99999 | 0.01 | 13 | 4 | 0.01 | 0.01 | 0 | 0 | 0 | 0 | 0.09 | 0.02 | 0 | 0 | 0 | 0 | 0.85 | 0 | 0 | 0 | 0 | 0 | True |  | Non Federally-Regulated | 08/10/2018 |  | 11/26/2018
USAI Lighting | USAI Lighting | B3RAM-15X1-40KH-20-S-BZ-NCIC-UNV-D6A | Light Emitting Diode | Inseparable Luminaire | Direct Wired | 0-10 VDC Controls | 83 | 4000 | 0.001 | 91 | 52 | 433 | 0.96 | Ambient | 50000 |  |  | 99999 | 0.01 | 13 | 4 | 0.01 | 0.01 | 0 | 0 | 0 | 0 | 0.09 | 0.02 | 0 | 0 | 0 | 0 | 0.85 | 0 | 0 | 0 | 0 | 0 | True |  | Non Federally-Regulated | 08/10/2018 |  | 11/26/2018
USAI Lighting | USAI Lighting | B3RAM-15X1-40KH-20-S-BZ-NCIC-UNV-D6B | Light Emitting Diode | Inseparable Luminaire | Direct Wired | 0-10 VDC Controls | 83 | 4000 | 0.001 | 91 | 52 | 433 | 0.96 | Ambient | 50000 |  |  | 99999 | 0.01 | 13 | 4 | 0.01 | 0.01 | 0 | 0 | 0 | 0 | 0.09 | 0.02 | 0 | 0 | 0 | 0 | 0.85 | 0 | 0 | 0 | 0 | 0 | True |  | Non Federally-Regulated | 08/10/2018 |  | 11/26/2018
USAI Lighting | USAI Lighting | B3RAM-15X1-40KH-20-S-BZ-NCIC-UNV-D6E | Light Emitting Diode | Inseparable Luminaire | Direct Wired | 0-10 VDC Controls | 83 | 4000 | 0.001 | 91 | 52 | 433 | 0.96 | Ambient | 50000 |  |  | 99999 | 0.01 | 13 | 4 | 0.01 | 0.01 | 0 | 0 | 0 | 0 | 0.09 | 0.02 | 0 | 0 | 0 | 0 | 0.85 | 0 | 0 | 0 | 0 | 0 | True |  | Non Federally-Regulated | 08/10/2018 |  | 11/26/2018
USAI Lighting | USAI Lighting | B3RAM-15X1-40KH-20-S-BZ-NCIC-UNV-D6F | Light Emitting Diode | Inseparable Luminaire | Direct Wired | 0-10 VDC Controls | 83 | 4000 | 0.001 | 91 | 52 | 433 | 0.96 | Ambient | 50000 |  |  | 99999 | 0.01 | 13 | 4 | 0.01 | 0.01 | 0 | 0 | 0 | 0 | 0.09 | 0.02 | 0 | 0 | 0 | 0 | 0.85 | 0 | 0 | 0 | 0 | 0 | True |  | Non Federally-Regulated | 08/10/2018 |  | 11/26/2018
USAI Lighting | USAI Lighting | B3RAM-15X1-40KH-20-S-GR-NCIC-UNV-D6A | Light Emitting Diode | Inseparable Luminaire | Direct Wired | 0-10 VDC Controls | 83 | 4000 | 0.001 | 91 | 52 | 433 | 0.96 | Ambient | 50000 |  |  | 99999 | 0.01 | 13 | 4 | 0.01 | 0.01 | 0 | 0 | 0 | 0 | 0.09 | 0.02 | 0 | 0 | 0 | 0 | 0.85 | 0 | 0 | 0 | 0 | 0 | True |  | Non Federally-Regulated | 08/10/2018 |  | 11/26/2018
USAI Lighting | USAI Lighting | B3RAM-15X1-40KH-20-S-GR-NCIC-UNV-D6B | Light Emitting Diode | Inseparable Luminaire | Direct Wired | 0-10 VDC Controls | 83 | 4000 | 0.001 | 91 | 52 | 433 | 0.96 | Ambient | 50000 |  |  | 99999 | 0.01 | 13 | 4 | 0.01 | 0.01 | 0 | 0 | 0 | 0 | 0.09 | 0.02 | 0 | 0 | 0 | 0 | 0.85 | 0 | 0 | 0 | 0 | 0 | True |  | Non Federally-Regulated | 08/10/2018 |  | 11/26/2018
USAI Lighting | USAI Lighting | B3RAM-15X1-40KH-20-S-GR-NCIC-UNV-D6E | Light Emitting Diode | Inseparable Luminaire | Direct Wired | 0-10 VDC Controls | 83 | 4000 | 0.001 | 91 | 52 | 433 | 0.96 | Ambient | 50000 |  |  | 99999 | 0.01 | 13 | 4 | 0.01 | 0.01 | 0 | 0 | 0 | 0 | 0.09 | 0.02 | 0 | 0 | 0 | 0 | 0.85 | 0 | 0 | 0 | 0 | 0 | True |  | Non Federally-Regulated | 08/10/2018 |  | 11/26/2018
USAI Lighting | USAI Lighting | B3RAM-15X1-40KH-20-S-GR-NCIC-UNV-D6F | Light Emitting Diode | Inseparable Luminaire | Direct Wired | 0-10 VDC Controls | 83 | 4000 | 0.001 | 91 | 52 | 433 | 0.96 | Ambient | 50000 |  |  | 99999 | 0.01 | 13 | 4 | 0.01 | 0.01 | 0 | 0 | 0 | 0 | 0.09 | 0.02 | 0 | 0 | 0 | 0 | 0.85 | 0 | 0 | 0 | 0 | 0 | True |  | Non Federally-Regulated | 08/10/2018 |  | 11/26/2018
USAI Lighting | USAI Lighting | B3RAM-15X1-40KH-20-S-WH-NCIC-UNV-D6A | Light Emitting Diode | Inseparable Luminaire | Direct Wired | 0-10 VDC Controls | 83 | 4000 | 0.001 | 91 | 52 | 433 | 0.96 | Ambient | 50000 |  |  | 99999 | 0.01 | 13 | 4 | 0.01 | 0.01 | 0 | 0 | 0 | 0 | 0.09 | 0.02 | 0 | 0 | 0 | 0 | 0.85 | 0 | 0 | 0 | 0 | 0 | True |  | Non Federally-Regulated | 08/10/2018 |  | 11/26/2018
USAI Lighting | USAI Lighting | B3RAM-15X1-40KH-20-S-WH-NCIC-UNV-D6B | Light Emitting Diode | Inseparable Luminaire | Direct Wired | 0-10 VDC Controls | 83 | 4000 | 0.001 | 91 | 52 | 433 | 0.96 | Ambient | 50000 |  |  | 99999 | 0.01 | 13 | 4 | 0.01 | 0.01 | 0 | 0 | 0 | 0 | 0.09 | 0.02 | 0 | 0 | 0 | 0 | 0.85 | 0 | 0 | 0 | 0 | 0 | True |  | Non Federally-Regulated | 08/10/2018 |  | 11/26/2018
USAI Lighting | USAI Lighting | B3RAM-15X1-40KH-20-S-WH-NCIC-UNV-D6E | Light Emitting Diode | Inseparable Luminaire | Direct Wired | 0-10 VDC Controls | 83 | 4000 | 0.001 | 91 | 52 | 433 | 0.96 | Ambient | 50000 |  |  | 99999 | 0.01 | 13 | 4 | 0.01 | 0.01 | 0 | 0 | 0 | 0 | 0.09 | 0.02 | 0 | 0 | 0 | 0 | 0.85 | 0 | 0 | 0 | 0 | 0 | True |  | Non Federally-Regulated | 08/10/2018 |  | 11/26/2018
USAI Lighting | USAI Lighting | B3RAM-15X1-40KH-20-S-WH-NCIC-UNV-D6F | Light Emitting Diode | Inseparable Luminaire | Direct Wired | 0-10 VDC Controls | 83 | 4000 | 0.001 | 91 | 52 | 433 | 0.96 | Ambient | 50000 |  |  | 99999 | 0.01 | 13 | 4 | 0.01 | 0.01 | 0 | 0 | 0 | 0 | 0.09 | 0.02 | 0 | 0 | 0 | 0 | 0.85 | 0 | 0 | 0 | 0 | 0 | True |  | Non Federally-Regulated | 08/10/2018 |  | 11/26/2018
USAI Lighting | USAI Lighting | B3SAF-15X1-27KH-20-S-BL-NCIC-UNV-D6A | Light Emitting Diode | Inseparable Luminaire | Direct Wired | 0-10 VDC Controls | 71 | 2700 | 0.001 | 91 | 52 | 433 | 0.96 | Ambient | 50000 |  |  | 99999 | 0.01 | 13 | 4 | 0.01 | 0.01 | 0 | 0 | 0 | 0 | 0.09 | 0.02 | 0 | 0 | 0 | 0 | 0.85 | 0 | 0 | 0 | 0 | 0 | True |  | Non Federally-Regulated | 08/10/2018 |  | 11/26/2018
USAI Lighting | USAI Lighting | B3SAF-15X1-27KH-20-S-BL-NCIC-UNV-D6B | Light Emitting Diode | Inseparable Luminaire | Direct Wired | 0-10 VDC Controls | 71 | 2700 | 0.001 | 91 | 52 | 433 | 0.96 | Ambient | 50000 |  |  | 99999 | 0.01 | 13 | 4 | 0.01 | 0.01 | 0 | 0 | 0 | 0 | 0.09 | 0.02 | 0 | 0 | 0 | 0 | 0.85 | 0 | 0 | 0 | 0 | 0 | True |  | Non Federally-Regulated | 08/10/2018 |  | 11/26/2018
USAI Lighting | USAI Lighting | B3SAF-15X1-27KH-20-S-BL-NCIC-UNV-D6E | Light Emitting Diode | Inseparable Luminaire | Direct Wired | 0-10 VDC Controls | 71 | 2700 | 0.001 | 91 | 52 | 433 | 0.96 | Ambient | 50000 |  |  | 99999 | 0.01 | 13 | 4 | 0.01 | 0.01 | 0 | 0 | 0 | 0 | 0.09 | 0.02 | 0 | 0 | 0 | 0 | 0.85 | 0 | 0 | 0 | 0 | 0 | True |  | Non Federally-Regulated | 08/10/2018 |  | 11/26/2018
USAI Lighting | USAI Lighting | B3SAF-15X1-27KH-20-S-BL-NCIC-UNV-D6F | Light Emitting Diode | Inseparable Luminaire | Direct Wired | 0-10 VDC Controls | 71 | 2700 | 0.001 | 91 | 52 | 433 | 0.96 | Ambient | 50000 |  |  | 99999 | 0.01 | 13 | 4 | 0.01 | 0.01 | 0 | 0 | 0 | 0 | 0.09 | 0.02 | 0 | 0 | 0 | 0 | 0.85 | 0 | 0 | 0 | 0 | 0 | True |  | Non Federally-Regulated | 08/10/2018 |  | 11/26/2018
USAI Lighting | USAI Lighting | B3SAF-15X1-27KH-20-S-BZ-NCIC-UNV-D6A | Light Emitting Diode | Inseparable Luminaire | Direct Wired | 0-10 VDC Controls | 71 | 2700 | 0.001 | 91 | 52 | 433 | 0.96 | Ambient | 50000 |  |  | 99999 | 0.01 | 13 | 4 | 0.01 | 0.01 | 0 | 0 | 0 | 0 | 0.09 | 0.02 | 0 | 0 | 0 | 0 | 0.85 | 0 | 0 | 0 | 0 | 0 | True |  | Non Federally-Regulated | 08/10/2018 |  | 11/26/2018
USAI Lighting | USAI Lighting | B3SAF-15X1-27KH-20-S-BZ-NCIC-UNV-D6B | Light Emitting Diode | Inseparable Luminaire | Direct Wired | 0-10 VDC Controls | 71 | 2700 | 0.001 | 91 | 52 | 433 | 0.96 | Ambient | 50000 |  |  | 99999 | 0.01 | 13 | 4 | 0.01 | 0.01 | 0 | 0 | 0 | 0 | 0.09 | 0.02 | 0 | 0 | 0 | 0 | 0.85 | 0 | 0 | 0 | 0 | 0 | True |  | Non Federally-Regulated | 08/10/2018 |  | 11/26/2018
USAI Lighting | USAI Lighting | B3SAF-15X1-27KH-20-S-BZ-NCIC-UNV-D6E | Light Emitting Diode | Inseparable Luminaire | Direct Wired | 0-10 VDC Controls | 71 | 2700 | 0.001 | 91 | 52 | 433 | 0.96 | Ambient | 50000 |  |  | 99999 | 0.01 | 13 | 4 | 0.01 | 0.01 | 0 | 0 | 0 | 0 | 0.09 | 0.02 | 0 | 0 | 0 | 0 | 0.85 | 0 | 0 | 0 | 0 | 0 | True |  | Non Federally-Regulated | 08/10/2018 |  | 11/26/2018
USAI Lighting | USAI Lighting | B3SAF-15X1-27KH-20-S-BZ-NCIC-UNV-D6F | Light Emitting Diode | Inseparable Luminaire | Direct Wired | 0-10 VDC Controls | 71 | 2700 | 0.001 | 91 | 52 | 433 | 0.96 | Ambient | 50000 |  |  | 99999 | 0.01 | 13 | 4 | 0.01 | 0.01 | 0 | 0 | 0 | 0 | 0.09 | 0.02 | 0 | 0 | 0 | 0 | 0.85 | 0 | 0 | 0 | 0 | 0 | True |  | Non Federally-Regulated | 08/10/2018 |  | 11/26/2018
USAI Lighting | USAI Lighting | B3SAF-15X1-27KH-20-S-GR-NCIC-UNV-D6A | Light Emitting Diode | Inseparable Luminaire | Direct Wired | 0-10 VDC Controls | 71 | 2700 | 0.001 | 91 | 52 | 433 | 0.96 | Ambient | 50000 |  |  | 99999 | 0.01 | 13 | 4 | 0.01 | 0.01 | 0 | 0 | 0 | 0 | 0.09 | 0.02 | 0 | 0 | 0 | 0 | 0.85 | 0 | 0 | 0 | 0 | 0 | True |  | Non Federally-Regulated | 08/10/2018 |  | 11/26/2018
USAI Lighting | USAI Lighting | B3SAF-15X1-27KH-20-S-GR-NCIC-UNV-D6B | Light Emitting Diode | Inseparable Luminaire | Direct Wired | 0-10 VDC Controls | 71 | 2700 | 0.001 | 91 | 52 | 433 | 0.96 | Ambient | 50000 |  |  | 99999 | 0.01 | 13 | 4 | 0.01 | 0.01 | 0 | 0 | 0 | 0 | 0.09 | 0.02 | 0 | 0 | 0 | 0 | 0.85 | 0 | 0 | 0 | 0 | 0 | True |  | Non Federally-Regulated | 08/10/2018 |  | 11/26/2018
USAI Lighting | USAI Lighting | B3SAF-15X1-27KH-20-S-GR-NCIC-UNV-D6E | Light Emitting Diode | Inseparable Luminaire | Direct Wired | 0-10 VDC Controls | 71 | 2700 | 0.001 | 91 | 52 | 433 | 0.96 | Ambient | 50000 |  |  | 99999 | 0.01 | 13 | 4 | 0.01 | 0.01 | 0 | 0 | 0 | 0 | 0.09 | 0.02 | 0 | 0 | 0 | 0 | 0.85 | 0 | 0 | 0 | 0 | 0 | True |  | Non Federally-Regulated | 08/10/2018 |  | 11/26/2018
USAI Lighting | USAI Lighting | B3SAF-15X1-27KH-20-S-GR-NCIC-UNV-D6F | Light Emitting Diode | Inseparable Luminaire | Direct Wired | 0-10 VDC Controls | 71 | 2700 | 0.001 | 91 | 52 | 433 | 0.96 | Ambient | 50000 |  |  | 99999 | 0.01 | 13 | 4 | 0.01 | 0.01 | 0 | 0 | 0 | 0 | 0.09 | 0.02 | 0 | 0 | 0 | 0 | 0.85 | 0 | 0 | 0 | 0 | 0 | True |  | Non Federally-Regulated | 08/10/2018 |  | 11/26/2018
USAI Lighting | USAI Lighting | B3SAF-15X1-27KH-20-S-WH-NCIC-UNV-D6A | Light Emitting Diode | Inseparable Luminaire | Direct Wired | 0-10 VDC Controls | 71 | 2700 | 0.001 | 91 | 52 | 433 | 0.96 | Ambient | 50000 |  |  | 99999 | 0.01 | 13 | 4 | 0.01 | 0.01 | 0 | 0 | 0 | 0 | 0.09 | 0.02 | 0 | 0 | 0 | 0 | 0.85 | 0 | 0 | 0 | 0 | 0 | True |  | Non Federally-Regulated | 08/10/2018 |  | 11/26/2018
USAI Lighting | USAI Lighting | B3SAF-15X1-27KH-20-S-WH-NCIC-UNV-D6B | Light Emitting Diode | Inseparable Luminaire | Direct Wired | 0-10 VDC Controls | 71 | 2700 | 0.001 | 91 | 52 | 433 | 0.96 | Ambient | 50000 |  |  | 99999 | 0.01 | 13 | 4 | 0.01 | 0.01 | 0 | 0 | 0 | 0 | 0.09 | 0.02 | 0 | 0 | 0 | 0 | 0.85 | 0 | 0 | 0 | 0 | 0 | True |  | Non Federally-Regulated | 08/10/2018 |  | 11/26/2018
USAI Lighting | USAI Lighting | B3SAF-15X1-27KH-20-S-WH-NCIC-UNV-D6E | Light Emitting Diode | Inseparable Luminaire | Direct Wired | 0-10 VDC Controls | 71 | 2700 | 0.001 | 91 | 52 | 433 | 0.96 | Ambient | 50000 |  |  | 99999 | 0.01 | 13 | 4 | 0.01 | 0.01 | 0 | 0 | 0 | 0 | 0.09 | 0.02 | 0 | 0 | 0 | 0 | 0.85 | 0 | 0 | 0 | 0 | 0 | True |  | Non Federally-Regulated | 08/10/2018 |  | 11/26/2018
USAI Lighting | USAI Lighting | B3SAF-15X1-27KH-20-S-WH-NCIC-UNV-D6F | Light Emitting Diode | Inseparable Luminaire | Direct Wired | 0-10 VDC Controls | 71 | 2700 | 0.001 | 91 | 52 | 433 | 0.96 | Ambient | 50000 |  |  | 99999 | 0.01 | 13 | 4 | 0.01 | 0.01 | 0 | 0 | 0 | 0 | 0.09 | 0.02 | 0 | 0 | 0 | 0 | 0.85 | 0 | 0 | 0 | 0 | 0 | True |  | Non Federally-Regulated | 08/10/2018 |  | 11/26/2018
USAI Lighting | USAI Lighting | B3SAF-15X1-30KH-20-S-BL-NCIC-UNV-D6A | Light Emitting Diode | Inseparable Luminaire | Direct Wired | 0-10 VDC Controls | 71 | 3000 | 0.001 | 91 | 52 | 433 | 0.96 | Ambient | 50000 |  |  | 99999 | 0.01 | 13 | 4 | 0.01 | 0.01 | 0 | 0 | 0 | 0 | 0.09 | 0.02 | 0 | 0 | 0 | 0 | 0.85 | 0 | 0 | 0 | 0 | 0 | True |  | Non Federally-Regulated | 08/10/2018 |  | 11/26/2018
USAI Lighting | USAI Lighting | B3SAF-15X1-30KH-20-S-BL-NCIC-UNV-D6B | Light Emitting Diode | Inseparable Luminaire | Direct Wired | 0-10 VDC Controls | 71 | 3000 | 0.001 | 91 | 52 | 433 | 0.96 | Ambient | 50000 |  |  | 99999 | 0.01 | 13 | 4 | 0.01 | 0.01 | 0 | 0 | 0 | 0 | 0.09 | 0.02 | 0 | 0 | 0 | 0 | 0.85 | 0 | 0 | 0 | 0 | 0 | True |  | Non Federally-Regulated | 08/10/2018 |  | 11/26/2018
USAI Lighting | USAI Lighting | B3SAF-15X1-30KH-20-S-BL-NCIC-UNV-D6E | Light Emitting Diode | Inseparable Luminaire | Direct Wired | 0-10 VDC Controls | 71 | 3000 | 0.001 | 91 | 52 | 433 | 0.96 | Ambient | 50000 |  |  | 99999 | 0.01 | 13 | 4 | 0.01 | 0.01 | 0 | 0 | 0 | 0 | 0.09 | 0.02 | 0 | 0 | 0 | 0 | 0.85 | 0 | 0 | 0 | 0 | 0 | True |  | Non Federally-Regulated | 08/10/2018 |  | 11/26/2018
USAI Lighting | USAI Lighting | B3SAF-15X1-30KH-20-S-BL-NCIC-UNV-D6F | Light Emitting Diode | Inseparable Luminaire | Direct Wired | 0-10 VDC Controls | 71 | 3000 | 0.001 | 91 | 52 | 433 | 0.96 | Ambient | 50000 |  |  | 99999 | 0.01 | 13 | 4 | 0.01 | 0.01 | 0 | 0 | 0 | 0 | 0.09 | 0.02 | 0 | 0 | 0 | 0 | 0.85 | 0 | 0 | 0 | 0 | 0 | True |  | Non Federally-Regulated | 08/10/2018 |  | 11/26/2018
USAI Lighting | USAI Lighting | B3SAF-15X1-30KH-20-S-BZ-NCIC-UNV-D6A | Light Emitting Diode | Inseparable Luminaire | Direct Wired | 0-10 VDC Controls | 71 | 3000 | 0.001 | 91 | 52 | 433 | 0.96 | Ambient | 50000 |  |  | 99999 | 0.01 | 13 | 4 | 0.01 | 0.01 | 0 | 0 | 0 | 0 | 0.09 | 0.02 | 0 | 0 | 0 | 0 | 0.85 | 0 | 0 | 0 | 0 | 0 | True |  | Non Federally-Regulated | 08/10/2018 |  | 11/26/2018
USAI Lighting | USAI Lighting | B3SAF-15X1-30KH-20-S-BZ-NCIC-UNV-D6B | Light Emitting Diode | Inseparable Luminaire | Direct Wired | 0-10 VDC Controls | 71 | 3000 | 0.001 | 91 | 52 | 433 | 0.96 | Ambient | 50000 |  |  | 99999 | 0.01 | 13 | 4 | 0.01 | 0.01 | 0 | 0 | 0 | 0 | 0.09 | 0.02 | 0 | 0 | 0 | 0 | 0.85 | 0 | 0 | 0 | 0 | 0 | True |  | Non Federally-Regulated | 08/10/2018 |  | 11/26/2018
USAI Lighting | USAI Lighting | B3SAF-15X1-30KH-20-S-BZ-NCIC-UNV-D6E | Light Emitting Diode | Inseparable Luminaire | Direct Wired | 0-10 VDC Controls | 71 | 3000 | 0.001 | 91 | 52 | 433 | 0.96 | Ambient | 50000 |  |  | 99999 | 0.01 | 13 | 4 | 0.01 | 0.01 | 0 | 0 | 0 | 0 | 0.09 | 0.02 | 0 | 0 | 0 | 0 | 0.85 | 0 | 0 | 0 | 0 | 0 | True |  | Non Federally-Regulated | 08/10/2018 |  | 11/26/2018
USAI Lighting | USAI Lighting | B3SAF-15X1-30KH-20-S-BZ-NCIC-UNV-D6F | Light Emitting Diode | Inseparable Luminaire | Direct Wired | 0-10 VDC Controls | 71 | 3000 | 0.001 | 91 | 52 | 433 | 0.96 | Ambient | 50000 |  |  | 99999 | 0.01 | 13 | 4 | 0.01 | 0.01 | 0 | 0 | 0 | 0 | 0.09 | 0.02 | 0 | 0 | 0 | 0 | 0.85 | 0 | 0 | 0 | 0 | 0 | True |  | Non Federally-Regulated | 08/10/2018 |  | 11/26/2018
USAI Lighting | USAI Lighting | B3SAF-15X1-30KH-20-S-GR-NCIC-UNV-D6A | Light Emitting Diode | Inseparable Luminaire | Direct Wired | 0-10 VDC Controls | 71 | 3000 | 0.001 | 91 | 52 | 433 | 0.96 | Ambient | 50000 |  |  | 99999 | 0.01 | 13 | 4 | 0.01 | 0.01 | 0 | 0 | 0 | 0 | 0.09 | 0.02 | 0 | 0 | 0 | 0 | 0.85 | 0 | 0 | 0 | 0 | 0 | True |  | Non Federally-Regulated | 08/10/2018 |  | 11/26/2018
USAI Lighting | USAI Lighting | B3SAF-15X1-30KH-20-S-GR-NCIC-UNV-D6B | Light Emitting Diode | Inseparable Luminaire | Direct Wired | 0-10 VDC Controls | 71 | 3000 | 0.001 | 91 | 52 | 433 | 0.96 | Ambient | 50000 |  |  | 99999 | 0.01 | 13 | 4 | 0.01 | 0.01 | 0 | 0 | 0 | 0 | 0.09 | 0.02 | 0 | 0 | 0 | 0 | 0.85 | 0 | 0 | 0 | 0 | 0 | True |  | Non Federally-Regulated | 08/10/2018 |  | 11/26/2018
USAI Lighting | USAI Lighting | B3SAF-15X1-30KH-20-S-GR-NCIC-UNV-D6E | Light Emitting Diode | Inseparable Luminaire | Direct Wired | 0-10 VDC Controls | 71 | 3000 | 0.001 | 91 | 52 | 433 | 0.96 | Ambient | 50000 |  |  | 99999 | 0.01 | 13 | 4 | 0.01 | 0.01 | 0 | 0 | 0 | 0 | 0.09 | 0.02 | 0 | 0 | 0 | 0 | 0.85 | 0 | 0 | 0 | 0 | 0 | True |  | Non Federally-Regulated | 08/10/2018 |  | 11/26/2018
USAI Lighting | USAI Lighting | B3SAF-15X1-30KH-20-S-GR-NCIC-UNV-D6F | Light Emitting Diode | Inseparable Luminaire | Direct Wired | 0-10 VDC Controls | 71 | 3000 | 0.001 | 91 | 52 | 433 | 0.96 | Ambient | 50000 |  |  | 99999 | 0.01 | 13 | 4 | 0.01 | 0.01 | 0 | 0 | 0 | 0 | 0.09 | 0.02 | 0 | 0 | 0 | 0 | 0.85 | 0 | 0 | 0 | 0 | 0 | True |  | Non Federally-Regulated | 08/10/2018 |  | 11/26/2018
USAI Lighting | USAI Lighting | B3SAF-15X1-30KH-20-S-WH-NCIC-UNV-D6A | Light Emitting Diode | Inseparable Luminaire | Direct Wired | 0-10 VDC Controls | 71 | 3000 | 0.001 | 91 | 52 | 433 | 0.96 | Ambient | 50000 |  |  | 99999 | 0.01 | 13 | 4 | 0.01 | 0.01 | 0 | 0 | 0 | 0 | 0.09 | 0.02 | 0 | 0 | 0 | 0 | 0.85 | 0 | 0 | 0 | 0 | 0 | True |  | Non Federally-Regulated | 08/10/2018 |  | 11/26/2018
USAI Lighting | USAI Lighting | B3SAF-15X1-30KH-20-S-WH-NCIC-UNV-D6B | Light Emitting Diode | Inseparable Luminaire | Direct Wired | 0-10 VDC Controls | 71 | 3000 | 0.001 | 91 | 52 | 433 | 0.96 | Ambient | 50000 |  |  | 99999 | 0.01 | 13 | 4 | 0.01 | 0.01 | 0 | 0 | 0 | 0 | 0.09 | 0.02 | 0 | 0 | 0 | 0 | 0.85 | 0 | 0 | 0 | 0 | 0 | True |  | Non Federally-Regulated | 08/10/2018 |  | 11/26/2018
USAI Lighting | USAI Lighting | B3SAF-15X1-30KH-20-S-WH-NCIC-UNV-D6E | Light Emitting Diode | Inseparable Luminaire | Direct Wired | 0-10 VDC Controls | 71 | 3000 | 0.001 | 91 | 52 | 433 | 0.96 | Ambient | 50000 |  |  | 99999 | 0.01 | 13 | 4 | 0.01 | 0.01 | 0 | 0 | 0 | 0 | 0.09 | 0.02 | 0 | 0 | 0 | 0 | 0.85 | 0 | 0 | 0 | 0 | 0 | True |  | Non Federally-Regulated | 08/10/2018 |  | 11/26/2018
USAI Lighting | USAI Lighting | B3SAF-15X1-30KH-20-S-WH-NCIC-UNV-D6F | Light Emitting Diode | Inseparable Luminaire | Direct Wired | 0-10 VDC Controls | 71 | 3000 | 0.001 | 91 | 52 | 433 | 0.96 | Ambient | 50000 |  |  | 99999 | 0.01 | 13 | 4 | 0.01 | 0.01 | 0 | 0 | 0 | 0 | 0.09 | 0.02 | 0 | 0 | 0 | 0 | 0.85 | 0 | 0 | 0 | 0 | 0 | True |  | Non Federally-Regulated | 08/10/2018 |  | 11/26/2018
USAI Lighting | USAI Lighting | B3SAF-15X1-35KH-20-S-BL-NCIC-UNV-D6A | Light Emitting Diode | Inseparable Luminaire | Direct Wired | 0-10 VDC Controls | 76 | 3500 | 0.001 | 91 | 52 | 433 | 0.96 | Ambient | 50000 |  |  | 99999 | 0.01 | 13 | 4 | 0.01 | 0.01 | 0 | 0 | 0 | 0 | 0.09 | 0.02 | 0 | 0 | 0 | 0 | 0.85 | 0 | 0 | 0 | 0 | 0 | True |  | Non Federally-Regulated | 08/10/2018 |  | 11/26/2018
USAI Lighting | USAI Lighting | B3SAF-15X1-35KH-20-S-BL-NCIC-UNV-D6B | Light Emitting Diode | Inseparable Luminaire | Direct Wired | 0-10 VDC Controls | 76 | 3500 | 0.001 | 91 | 52 | 433 | 0.96 | Ambient | 50000 |  |  | 99999 | 0.01 | 13 | 4 | 0.01 | 0.01 | 0 | 0 | 0 | 0 | 0.09 | 0.02 | 0 | 0 | 0 | 0 | 0.85 | 0 | 0 | 0 | 0 | 0 | True |  | Non Federally-Regulated | 08/10/2018 |  | 11/26/2018
USAI Lighting | USAI Lighting | B3SAF-15X1-35KH-20-S-BL-NCIC-UNV-D6E | Light Emitting Diode | Inseparable Luminaire | Direct Wired | 0-10 VDC Controls | 76 | 3500 | 0.001 | 91 | 52 | 433 | 0.96 | Ambient | 50000 |  |  | 99999 | 0.01 | 13 | 4 | 0.01 | 0.01 | 0 | 0 | 0 | 0 | 0.09 | 0.02 | 0 | 0 | 0 | 0 | 0.85 | 0 | 0 | 0 | 0 | 0 | True |  | Non Federally-Regulated | 08/10/2018 |  | 11/26/2018
USAI Lighting | USAI Lighting | B3SAF-15X1-35KH-20-S-BL-NCIC-UNV-D6F | Light Emitting Diode | Inseparable Luminaire | Direct Wired | 0-10 VDC Controls | 76 | 3500 | 0.001 | 91 | 52 | 433 | 0.96 | Ambient | 50000 |  |  | 99999 | 0.01 | 13 | 4 | 0.01 | 0.01 | 0 | 0 | 0 | 0 | 0.09 | 0.02 | 0 | 0 | 0 | 0 | 0.85 | 0 | 0 | 0 | 0 | 0 | True |  | Non Federally-Regulated | 08/10/2018 |  | 11/26/2018
USAI Lighting | USAI Lighting | B3SAF-15X1-35KH-20-S-BZ-NCIC-UNV-D6A | Light Emitting Diode | Inseparable Luminaire | Direct Wired | 0-10 VDC Controls | 76 | 3500 | 0.001 | 91 | 52 | 433 | 0.96 | Ambient | 50000 |  |  | 99999 | 0.01 | 13 | 4 | 0.01 | 0.01 | 0 | 0 | 0 | 0 | 0.09 | 0.02 | 0 | 0 | 0 | 0 | 0.85 | 0 | 0 | 0 | 0 | 0 | True |  | Non Federally-Regulated | 08/10/2018 |  | 11/26/2018
USAI Lighting | USAI Lighting | B3SAF-15X1-35KH-20-S-BZ-NCIC-UNV-D6B | Light Emitting Diode | Inseparable Luminaire | Direct Wired | 0-10 VDC Controls | 76 | 3500 | 0.001 | 91 | 52 | 433 | 0.96 | Ambient | 50000 |  |  | 99999 | 0.01 | 13 | 4 | 0.01 | 0.01 | 0 | 0 | 0 | 0 | 0.09 | 0.02 | 0 | 0 | 0 | 0 | 0.85 | 0 | 0 | 0 | 0 | 0 | True |  | Non Federally-Regulated | 08/10/2018 |  | 11/26/2018
USAI Lighting | USAI Lighting | B3SAF-15X1-35KH-20-S-BZ-NCIC-UNV-D6E | Light Emitting Diode | Inseparable Luminaire | Direct Wired | 0-10 VDC Controls | 76 | 3500 | 0.001 | 91 | 52 | 433 | 0.96 | Ambient | 50000 |  |  | 99999 | 0.01 | 13 | 4 | 0.01 | 0.01 | 0 | 0 | 0 | 0 | 0.09 | 0.02 | 0 | 0 | 0 | 0 | 0.85 | 0 | 0 | 0 | 0 | 0 | True |  | Non Federally-Regulated | 08/10/2018 |  | 11/26/2018
USAI Lighting | USAI Lighting | B3SAF-15X1-35KH-20-S-BZ-NCIC-UNV-D6F | Light Emitting Diode | Inseparable Luminaire | Direct Wired | 0-10 VDC Controls | 76 | 3500 | 0.001 | 91 | 52 | 433 | 0.96 | Ambient | 50000 |  |  | 99999 | 0.01 | 13 | 4 | 0.01 | 0.01 | 0 | 0 | 0 | 0 | 0.09 | 0.02 | 0 | 0 | 0 | 0 | 0.85 | 0 | 0 | 0 | 0 | 0 | True |  | Non Federally-Regulated | 08/10/2018 |  | 11/26/2018
USAI Lighting | USAI Lighting | B3SAF-15X1-35KH-20-S-GR-NCIC-UNV-D6A | Light Emitting Diode | Inseparable Luminaire | Direct Wired | 0-10 VDC Controls | 76 | 3500 | 0.001 | 91 | 52 | 433 | 0.96 | Ambient | 50000 |  |  | 99999 | 0.01 | 13 | 4 | 0.01 | 0.01 | 0 | 0 | 0 | 0 | 0.09 | 0.02 | 0 | 0 | 0 | 0 | 0.85 | 0 | 0 | 0 | 0 | 0 | True |  | Non Federally-Regulated | 08/10/2018 |  | 11/26/2018
USAI Lighting | USAI Lighting | B3SAF-15X1-35KH-20-S-GR-NCIC-UNV-D6B | Light Emitting Diode | Inseparable Luminaire | Direct Wired | 0-10 VDC Controls | 76 | 3500 | 0.001 | 91 | 52 | 433 | 0.96 | Ambient | 50000 |  |  | 99999 | 0.01 | 13 | 4 | 0.01 | 0.01 | 0 | 0 | 0 | 0 | 0.09 | 0.02 | 0 | 0 | 0 | 0 | 0.85 | 0 | 0 | 0 | 0 | 0 | True |  | Non Federally-Regulated | 08/10/2018 |  | 11/26/2018
USAI Lighting | USAI Lighting | B3SAF-15X1-35KH-20-S-GR-NCIC-UNV-D6E | Light Emitting Diode | Inseparable Luminaire | Direct Wired | 0-10 VDC Controls | 76 | 3500 | 0.001 | 91 | 52 | 433 | 0.96 | Ambient | 50000 |  |  | 99999 | 0.01 | 13 | 4 | 0.01 | 0.01 | 0 | 0 | 0 | 0 | 0.09 | 0.02 | 0 | 0 | 0 | 0 | 0.85 | 0 | 0 | 0 | 0 | 0 | True |  | Non Federally-Regulated | 08/10/2018 |  | 11/26/2018
USAI Lighting | USAI Lighting | B3SAF-15X1-35KH-20-S-GR-NCIC-UNV-D6F | Light Emitting Diode | Inseparable Luminaire | Direct Wired | 0-10 VDC Controls | 76 | 3500 | 0.001 | 91 | 52 | 433 | 0.96 | Ambient | 50000 |  |  | 99999 | 0.01 | 13 | 4 | 0.01 | 0.01 | 0 | 0 | 0 | 0 | 0.09 | 0.02 | 0 | 0 | 0 | 0 | 0.85 | 0 | 0 | 0 | 0 | 0 | True |  | Non Federally-Regulated | 08/10/2018 |  | 11/26/2018
USAI Lighting | USAI Lighting | B3SAF-15X1-35KH-20-S-WH-NCIC-UNV-D6A | Light Emitting Diode | Inseparable Luminaire | Direct Wired | 0-10 VDC Controls | 76 | 3500 | 0.001 | 91 | 52 | 433 | 0.96 | Ambient | 50000 |  |  | 99999 | 0.01 | 13 | 4 | 0.01 | 0.01 | 0 | 0 | 0 | 0 | 0.09 | 0.02 | 0 | 0 | 0 | 0 | 0.85 | 0 | 0 | 0 | 0 | 0 | True |  | Non Federally-Regulated | 08/10/2018 |  | 11/26/2018
USAI Lighting | USAI Lighting | B3SAF-15X1-35KH-20-S-WH-NCIC-UNV-D6B | Light Emitting Diode | Inseparable Luminaire | Direct Wired | 0-10 VDC Controls | 76 | 3500 | 0.001 | 91 | 52 | 433 | 0.96 | Ambient | 50000 |  |  | 99999 | 0.01 | 13 | 4 | 0.01 | 0.01 | 0 | 0 | 0 | 0 | 0.09 | 0.02 | 0 | 0 | 0 | 0 | 0.85 | 0 | 0 | 0 | 0 | 0 | True |  | Non Federally-Regulated | 08/10/2018 |  | 11/26/2018
USAI Lighting | USAI Lighting | B3SAF-15X1-35KH-20-S-WH-NCIC-UNV-D6E | Light Emitting Diode | Inseparable Luminaire | Direct Wired | 0-10 VDC Controls | 76 | 3500 | 0.001 | 91 | 52 | 433 | 0.96 | Ambient | 50000 |  |  | 99999 | 0.01 | 13 | 4 | 0.01 | 0.01 | 0 | 0 | 0 | 0 | 0.09 | 0.02 | 0 | 0 | 0 | 0 | 0.85 | 0 | 0 | 0 | 0 | 0 | True |  | Non Federally-Regulated | 08/10/2018 |  | 11/26/2018
USAI Lighting | USAI Lighting | B3SAF-15X1-35KH-20-S-WH-NCIC-UNV-D6F | Light Emitting Diode | Inseparable Luminaire | Direct Wired | 0-10 VDC Controls | 76 | 3500 | 0.001 | 91 | 52 | 433 | 0.96 | Ambient | 50000 |  |  | 99999 | 0.01 | 13 | 4 | 0.01 | 0.01 | 0 | 0 | 0 | 0 | 0.09 | 0.02 | 0 | 0 | 0 | 0 | 0.85 | 0 | 0 | 0 | 0 | 0 | True |  | Non Federally-Regulated | 08/10/2018 |  | 11/26/2018
USAI Lighting | USAI Lighting | B3SAF-15X1-40KH-20-S-BL-NCIC-UNV-D6A | Light Emitting Diode | Inseparable Luminaire | Direct Wired | 0-10 VDC Controls | 81 | 4000 | 0.001 | 91 | 52 | 433 | 0.96 | Ambient | 50000 |  |  | 99999 | 0.01 | 13 | 4 | 0.01 | 0.01 | 0 | 0 | 0 | 0 | 0.09 | 0.02 | 0 | 0 | 0 | 0 | 0.85 | 0 | 0 | 0 | 0 | 0 | True |  | Non Federally-Regulated | 08/10/2018 |  | 11/26/2018
USAI Lighting | USAI Lighting | B3SAF-15X1-40KH-20-S-BL-NCIC-UNV-D6B | Light Emitting Diode | Inseparable Luminaire | Direct Wired | 0-10 VDC Controls | 81 | 4000 | 0.001 | 91 | 52 | 433 | 0.96 | Ambient | 50000 |  |  | 99999 | 0.01 | 13 | 4 | 0.01 | 0.01 | 0 | 0 | 0 | 0 | 0.09 | 0.02 | 0 | 0 | 0 | 0 | 0.85 | 0 | 0 | 0 | 0 | 0 | True |  | Non Federally-Regulated | 08/10/2018 |  | 11/26/2018
USAI Lighting | USAI Lighting | B3SAF-15X1-40KH-20-S-BL-NCIC-UNV-D6E | Light Emitting Diode | Inseparable Luminaire | Direct Wired | 0-10 VDC Controls | 81 | 4000 | 0.001 | 91 | 52 | 433 | 0.96 | Ambient | 50000 |  |  | 99999 | 0.01 | 13 | 4 | 0.01 | 0.01 | 0 | 0 | 0 | 0 | 0.09 | 0.02 | 0 | 0 | 0 | 0 | 0.85 | 0 | 0 | 0 | 0 | 0 | True |  | Non Federally-Regulated | 08/10/2018 |  | 11/26/2018
USAI Lighting | USAI Lighting | B3SAF-15X1-40KH-20-S-BL-NCIC-UNV-D6F | Light Emitting Diode | Inseparable Luminaire | Direct Wired | 0-10 VDC Controls | 81 | 4000 | 0.001 | 91 | 52 | 433 | 0.96 | Ambient | 50000 |  |  | 99999 | 0.01 | 13 | 4 | 0.01 | 0.01 | 0 | 0 | 0 | 0 | 0.09 | 0.02 | 0 | 0 | 0 | 0 | 0.85 | 0 | 0 | 0 | 0 | 0 | True |  | Non Federally-Regulated | 08/10/2018 |  | 11/26/2018
USAI Lighting | USAI Lighting | B3SAF-15X1-40KH-20-S-BZ-NCIC-UNV-D6A | Light Emitting Diode | Inseparable Luminaire | Direct Wired | 0-10 VDC Controls | 81 | 4000 | 0.001 | 91 | 52 | 433 | 0.96 | Ambient | 50000 |  |  | 99999 | 0.01 | 13 | 4 | 0.01 | 0.01 | 0 | 0 | 0 | 0 | 0.09 | 0.02 | 0 | 0 | 0 | 0 | 0.85 | 0 | 0 | 0 | 0 | 0 | True |  | Non Federally-Regulated | 08/10/2018 |  | 11/26/2018
USAI Lighting | USAI Lighting | B3SAF-15X1-40KH-20-S-BZ-NCIC-UNV-D6B | Light Emitting Diode | Inseparable Luminaire | Direct Wired | 0-10 VDC Controls | 81 | 4000 | 0.001 | 91 | 52 | 433 | 0.96 | Ambient | 50000 |  |  | 99999 | 0.01 | 13 | 4 | 0.01 | 0.01 | 0 | 0 | 0 | 0 | 0.09 | 0.02 | 0 | 0 | 0 | 0 | 0.85 | 0 | 0 | 0 | 0 | 0 | True |  | Non Federally-Regulated | 08/10/2018 |  | 11/26/2018
USAI Lighting | USAI Lighting | B3SAF-15X1-40KH-20-S-BZ-NCIC-UNV-D6E | Light Emitting Diode | Inseparable Luminaire | Direct Wired | 0-10 VDC Controls | 81 | 4000 | 0.001 | 91 | 52 | 433 | 0.96 | Ambient | 50000 |  |  | 99999 | 0.01 | 13 | 4 | 0.01 | 0.01 | 0 | 0 | 0 | 0 | 0.09 | 0.02 | 0 | 0 | 0 | 0 | 0.85 | 0 | 0 | 0 | 0 | 0 | True |  | Non Federally-Regulated | 08/10/2018 |  | 11/26/2018
USAI Lighting | USAI Lighting | B3SAF-15X1-40KH-20-S-BZ-NCIC-UNV-D6F | Light Emitting Diode | Inseparable Luminaire | Direct Wired | 0-10 VDC Controls | 81 | 4000 | 0.001 | 91 | 52 | 433 | 0.96 | Ambient | 50000 |  |  | 99999 | 0.01 | 13 | 4 | 0.01 | 0.01 | 0 | 0 | 0 | 0 | 0.09 | 0.02 | 0 | 0 | 0 | 0 | 0.85 | 0 | 0 | 0 | 0 | 0 | True |  | Non Federally-Regulated | 08/10/2018 |  | 11/26/2018
USAI Lighting | USAI Lighting | B3SAF-15X1-40KH-20-S-GR-NCIC-UNV-D6A | Light Emitting Diode | Inseparable Luminaire | Direct Wired | 0-10 VDC Controls | 81 | 4000 | 0.001 | 91 | 52 | 433 | 0.96 | Ambient | 50000 |  |  | 99999 | 0.01 | 13 | 4 | 0.01 | 0.01 | 0 | 0 | 0 | 0 | 0.09 | 0.02 | 0 | 0 | 0 | 0 | 0.85 | 0 | 0 | 0 | 0 | 0 | True |  | Non Federally-Regulated | 08/10/2018 |  | 11/26/2018
USAI Lighting | USAI Lighting | B3SAF-15X1-40KH-20-S-GR-NCIC-UNV-D6B | Light Emitting Diode | Inseparable Luminaire | Direct Wired | 0-10 VDC Controls | 81 | 4000 | 0.001 | 91 | 52 | 433 | 0.96 | Ambient | 50000 |  |  | 99999 | 0.01 | 13 | 4 | 0.01 | 0.01 | 0 | 0 | 0 | 0 | 0.09 | 0.02 | 0 | 0 | 0 | 0 | 0.85 | 0 | 0 | 0 | 0 | 0 | True |  | Non Federally-Regulated | 08/10/2018 |  | 11/26/2018
USAI Lighting | USAI Lighting | B3SAF-15X1-40KH-20-S-GR-NCIC-UNV-D6E | Light Emitting Diode | Inseparable Luminaire | Direct Wired | 0-10 VDC Controls | 81 | 4000 | 0.001 | 91 | 52 | 433 | 0.96 | Ambient | 50000 |  |  | 99999 | 0.01 | 13 | 4 | 0.01 | 0.01 | 0 | 0 | 0 | 0 | 0.09 | 0.02 | 0 | 0 | 0 | 0 | 0.85 | 0 | 0 | 0 | 0 | 0 | True |  | Non Federally-Regulated | 08/10/2018 |  | 11/26/2018
USAI Lighting | USAI Lighting | B3SAF-15X1-40KH-20-S-GR-NCIC-UNV-D6F | Light Emitting Diode | Inseparable Luminaire | Direct Wired | 0-10 VDC Controls | 81 | 4000 | 0.001 | 91 | 52 | 433 | 0.96 | Ambient | 50000 |  |  | 99999 | 0.01 | 13 | 4 | 0.01 | 0.01 | 0 | 0 | 0 | 0 | 0.09 | 0.02 | 0 | 0 | 0 | 0 | 0.85 | 0 | 0 | 0 | 0 | 0 | True |  | Non Federally-Regulated | 08/10/2018 |  | 11/26/2018
USAI Lighting | USAI Lighting | B3SAF-15X1-40KH-20-S-WH-NCIC-UNV-D6A | Light Emitting Diode | Inseparable Luminaire | Direct Wired | 0-10 VDC Controls | 81 | 4000 | 0.001 | 91 | 52 | 433 | 0.96 | Ambient | 50000 |  |  | 99999 | 0.01 | 13 | 4 | 0.01 | 0.01 | 0 | 0 | 0 | 0 | 0.09 | 0.02 | 0 | 0 | 0 | 0 | 0.85 | 0 | 0 | 0 | 0 | 0 | True |  | Non Federally-Regulated | 08/10/2018 |  | 11/26/2018
USAI Lighting | USAI Lighting | B3SAF-15X1-40KH-20-S-WH-NCIC-UNV-D6B | Light Emitting Diode | Inseparable Luminaire | Direct Wired | 0-10 VDC Controls | 81 | 4000 | 0.001 | 91 | 52 | 433 | 0.96 | Ambient | 50000 |  |  | 99999 | 0.01 | 13 | 4 | 0.01 | 0.01 | 0 | 0 | 0 | 0 | 0.09 | 0.02 | 0 | 0 | 0 | 0 | 0.85 | 0 | 0 | 0 | 0 | 0 | True |  | Non Federally-Regulated | 08/10/2018 |  | 11/26/2018
USAI Lighting | USAI Lighting | B3SAF-15X1-40KH-20-S-WH-NCIC-UNV-D6E | Light Emitting Diode | Inseparable Luminaire | Direct Wired | 0-10 VDC Controls | 81 | 4000 | 0.001 | 91 | 52 | 433 | 0.96 | Ambient | 50000 |  |  | 99999 | 0.01 | 13 | 4 | 0.01 | 0.01 | 0 | 0 | 0 | 0 | 0.09 | 0.02 | 0 | 0 | 0 | 0 | 0.85 | 0 | 0 | 0 | 0 | 0 | True |  | Non Federally-Regulated | 08/10/2018 |  | 11/26/2018
USAI Lighting | USAI Lighting | B3SAF-15X1-40KH-20-S-WH-NCIC-UNV-D6F | Light Emitting Diode | Inseparable Luminaire | Direct Wired | 0-10 VDC Controls | 81 | 4000 | 0.001 | 91 | 52 | 433 | 0.96 | Ambient | 50000 |  |  | 99999 | 0.01 | 13 | 4 | 0.01 | 0.01 | 0 | 0 | 0 | 0 | 0.09 | 0.02 | 0 | 0 | 0 | 0 | 0.85 | 0 | 0 | 0 | 0 | 0 | True |  | Non Federally-Regulated | 08/10/2018 |  | 11/26/2018
USAI Lighting | USAI Lighting | B3SAM-15X1-27KH-20-S-BL-NCIC-UNV-D6A | Light Emitting Diode | Inseparable Luminaire | Direct Wired | 0-10 VDC Controls | 71 | 2700 | 0.001 | 91 | 52 | 433 | 0.96 | Ambient | 50000 |  |  | 99999 | 0.01 | 13 | 4 | 0.01 | 0.01 | 0 | 0 | 0 | 0 | 0.09 | 0.02 | 0 | 0 | 0 | 0 | 0.85 | 0 | 0 | 0 | 0 | 0 | True |  | Non Federally-Regulated | 08/10/2018 |  | 11/26/2018
USAI Lighting | USAI Lighting | B3SAM-15X1-27KH-20-S-BL-NCIC-UNV-D6B | Light Emitting Diode | Inseparable Luminaire | Direct Wired | 0-10 VDC Controls | 71 | 2700 | 0.001 | 91 | 52 | 433 | 0.96 | Ambient | 50000 |  |  | 99999 | 0.01 | 13 | 4 | 0.01 | 0.01 | 0 | 0 | 0 | 0 | 0.09 | 0.02 | 0 | 0 | 0 | 0 | 0.85 | 0 | 0 | 0 | 0 | 0 | True |  | Non Federally-Regulated | 08/10/2018 |  | 11/26/2018
USAI Lighting | USAI Lighting | B3SAM-15X1-27KH-20-S-BL-NCIC-UNV-D6E | Light Emitting Diode | Inseparable Luminaire | Direct Wired | 0-10 VDC Controls | 71 | 2700 | 0.001 | 91 | 52 | 433 | 0.96 | Ambient | 50000 |  |  | 99999 | 0.01 | 13 | 4 | 0.01 | 0.01 | 0 | 0 | 0 | 0 | 0.09 | 0.02 | 0 | 0 | 0 | 0 | 0.85 | 0 | 0 | 0 | 0 | 0 | True |  | Non Federally-Regulated | 08/10/2018 |  | 11/26/2018
USAI Lighting | USAI Lighting | B3SAM-15X1-27KH-20-S-BL-NCIC-UNV-D6F | Light Emitting Diode | Inseparable Luminaire | Direct Wired | 0-10 VDC Controls | 71 | 2700 | 0.001 | 91 | 52 | 433 | 0.96 | Ambient | 50000 |  |  | 99999 | 0.01 | 13 | 4 | 0.01 | 0.01 | 0 | 0 | 0 | 0 | 0.09 | 0.02 | 0 | 0 | 0 | 0 | 0.85 | 0 | 0 | 0 | 0 | 0 | True |  | Non Federally-Regulated | 08/10/2018 |  | 11/26/2018
USAI Lighting | USAI Lighting | B3SAM-15X1-27KH-20-S-BZ-NCIC-UNV-D6A | Light Emitting Diode | Inseparable Luminaire | Direct Wired | 0-10 VDC Controls | 71 | 2700 | 0.001 | 91 | 52 | 433 | 0.96 | Ambient | 50000 |  |  | 99999 | 0.01 | 13 | 4 | 0.01 | 0.01 | 0 | 0 | 0 | 0 | 0.09 | 0.02 | 0 | 0 | 0 | 0 | 0.85 | 0 | 0 | 0 | 0 | 0 | True |  | Non Federally-Regulated | 08/10/2018 |  | 11/26/2018
USAI Lighting | USAI Lighting | B3SAM-15X1-27KH-20-S-BZ-NCIC-UNV-D6B | Light Emitting Diode | Inseparable Luminaire | Direct Wired | 0-10 VDC Controls | 71 | 2700 | 0.001 | 91 | 52 | 433 | 0.96 | Ambient | 50000 |  |  | 99999 | 0.01 | 13 | 4 | 0.01 | 0.01 | 0 | 0 | 0 | 0 | 0.09 | 0.02 | 0 | 0 | 0 | 0 | 0.85 | 0 | 0 | 0 | 0 | 0 | True |  | Non Federally-Regulated | 08/10/2018 |  | 11/26/2018
USAI Lighting | USAI Lighting | B3SAM-15X1-27KH-20-S-BZ-NCIC-UNV-D6E | Light Emitting Diode | Inseparable Luminaire | Direct Wired | 0-10 VDC Controls | 71 | 2700 | 0.001 | 91 | 52 | 433 | 0.96 | Ambient | 50000 |  |  | 99999 | 0.01 | 13 | 4 | 0.01 | 0.01 | 0 | 0 | 0 | 0 | 0.09 | 0.02 | 0 | 0 | 0 | 0 | 0.85 | 0 | 0 | 0 | 0 | 0 | True |  | Non Federally-Regulated | 08/10/2018 |  | 11/26/2018
USAI Lighting | USAI Lighting | B3SAM-15X1-27KH-20-S-BZ-NCIC-UNV-D6F | Light Emitting Diode | Inseparable Luminaire | Direct Wired | 0-10 VDC Controls | 71 | 2700 | 0.001 | 91 | 52 | 433 | 0.96 | Ambient | 50000 |  |  | 99999 | 0.01 | 13 | 4 | 0.01 | 0.01 | 0 | 0 | 0 | 0 | 0.09 | 0.02 | 0 | 0 | 0 | 0 | 0.85 | 0 | 0 | 0 | 0 | 0 | True |  | Non Federally-Regulated | 08/10/2018 |  | 11/26/2018
USAI Lighting | USAI Lighting | B3SAM-15X1-27KH-20-S-GR-NCIC-UNV-D6A | Light Emitting Diode | Inseparable Luminaire | Direct Wired | 0-10 VDC Controls | 71 | 2700 | 0.001 | 91 | 52 | 433 | 0.96 | Ambient | 50000 |  |  | 99999 | 0.01 | 13 | 4 | 0.01 | 0.01 | 0 | 0 | 0 | 0 | 0.09 | 0.02 | 0 | 0 | 0 | 0 | 0.85 | 0 | 0 | 0 | 0 | 0 | True |  | Non Federally-Regulated | 08/10/2018 |  | 11/26/2018
USAI Lighting | USAI Lighting | B3SAM-15X1-27KH-20-S-GR-NCIC-UNV-D6B | Light Emitting Diode | Inseparable Luminaire | Direct Wired | 0-10 VDC Controls | 71 | 2700 | 0.001 | 91 | 52 | 433 | 0.96 | Ambient | 50000 |  |  | 99999 | 0.01 | 13 | 4 | 0.01 | 0.01 | 0 | 0 | 0 | 0 | 0.09 | 0.02 | 0 | 0 | 0 | 0 | 0.85 | 0 | 0 | 0 | 0 | 0 | True |  | Non Federally-Regulated | 08/10/2018 |  | 11/26/2018
USAI Lighting | USAI Lighting | B3SAM-15X1-27KH-20-S-GR-NCIC-UNV-D6E | Light Emitting Diode | Inseparable Luminaire | Direct Wired | 0-10 VDC Controls | 71 | 2700 | 0.001 | 91 | 52 | 433 | 0.96 | Ambient | 50000 |  |  | 99999 | 0.01 | 13 | 4 | 0.01 | 0.01 | 0 | 0 | 0 | 0 | 0.09 | 0.02 | 0 | 0 | 0 | 0 | 0.85 | 0 | 0 | 0 | 0 | 0 | True |  | Non Federally-Regulated | 08/10/2018 |  | 11/26/2018
USAI Lighting | USAI Lighting | B3SAM-15X1-27KH-20-S-GR-NCIC-UNV-D6F | Light Emitting Diode | Inseparable Luminaire | Direct Wired | 0-10 VDC Controls | 71 | 2700 | 0.001 | 91 | 52 | 433 | 0.96 | Ambient | 50000 |  |  | 99999 | 0.01 | 13 | 4 | 0.01 | 0.01 | 0 | 0 | 0 | 0 | 0.09 | 0.02 | 0 | 0 | 0 | 0 | 0.85 | 0 | 0 | 0 | 0 | 0 | True |  | Non Federally-Regulated | 08/10/2018 |  | 11/26/2018
USAI Lighting | USAI Lighting | B3SAM-15X1-27KH-20-S-WH-NCIC-UNV-D6A | Light Emitting Diode | Inseparable Luminaire | Direct Wired | 0-10 VDC Controls | 71 | 2700 | 0.001 | 91 | 52 | 433 | 0.96 | Ambient | 50000 |  |  | 99999 | 0.01 | 13 | 4 | 0.01 | 0.01 | 0 | 0 | 0 | 0 | 0.09 | 0.02 | 0 | 0 | 0 | 0 | 0.85 | 0 | 0 | 0 | 0 | 0 | True |  | Non Federally-Regulated | 08/10/2018 |  | 11/26/2018
USAI Lighting | USAI Lighting | B3SAM-15X1-27KH-20-S-WH-NCIC-UNV-D6B | Light Emitting Diode | Inseparable Luminaire | Direct Wired | 0-10 VDC Controls | 71 | 2700 | 0.001 | 91 | 52 | 433 | 0.96 | Ambient | 50000 |  |  | 99999 | 0.01 | 13 | 4 | 0.01 | 0.01 | 0 | 0 | 0 | 0 | 0.09 | 0.02 | 0 | 0 | 0 | 0 | 0.85 | 0 | 0 | 0 | 0 | 0 | True |  | Non Federally-Regulated | 08/10/2018 |  | 11/26/2018
USAI Lighting | USAI Lighting | B3SAM-15X1-27KH-20-S-WH-NCIC-UNV-D6E | Light Emitting Diode | Inseparable Luminaire | Direct Wired | 0-10 VDC Controls | 71 | 2700 | 0.001 | 91 | 52 | 433 | 0.96 | Ambient | 50000 |  |  | 99999 | 0.01 | 13 | 4 | 0.01 | 0.01 | 0 | 0 | 0 | 0 | 0.09 | 0.02 | 0 | 0 | 0 | 0 | 0.85 | 0 | 0 | 0 | 0 | 0 | True |  | Non Federally-Regulated | 08/10/2018 |  | 11/26/2018
USAI Lighting | USAI Lighting | B3SAM-15X1-27KH-20-S-WH-NCIC-UNV-D6F | Light Emitting Diode | Inseparable Luminaire | Direct Wired | 0-10 VDC Controls | 71 | 2700 | 0.001 | 91 | 52 | 433 | 0.96 | Ambient | 50000 |  |  | 99999 | 0.01 | 13 | 4 | 0.01 | 0.01 | 0 | 0 | 0 | 0 | 0.09 | 0.02 | 0 | 0 | 0 | 0 | 0.85 | 0 | 0 | 0 | 0 | 0 | True |  | Non Federally-Regulated | 08/10/2018 |  | 11/26/2018
USAI Lighting | USAI Lighting | B3SAM-15X1-30KH-20-S-BL-NCIC-UNV-D6A | Light Emitting Diode | Inseparable Luminaire | Direct Wired | 0-10 VDC Controls | 71 | 3000 | 0.001 | 91 | 52 | 433 | 0.96 | Ambient | 50000 |  |  | 99999 | 0.01 | 13 | 4 | 0.01 | 0.01 | 0 | 0 | 0 | 0 | 0.09 | 0.02 | 0 | 0 | 0 | 0 | 0.85 | 0 | 0 | 0 | 0 | 0 | True |  | Non Federally-Regulated | 08/10/2018 |  | 11/26/2018
USAI Lighting | USAI Lighting | B3SAM-15X1-30KH-20-S-BL-NCIC-UNV-D6B | Light Emitting Diode | Inseparable Luminaire | Direct Wired | 0-10 VDC Controls | 71 | 3000 | 0.001 | 91 | 52 | 433 | 0.96 | Ambient | 50000 |  |  | 99999 | 0.01 | 13 | 4 | 0.01 | 0.01 | 0 | 0 | 0 | 0 | 0.09 | 0.02 | 0 | 0 | 0 | 0 | 0.85 | 0 | 0 | 0 | 0 | 0 | True |  | Non Federally-Regulated | 08/10/2018 |  | 11/26/2018
USAI Lighting | USAI Lighting | B3SAM-15X1-30KH-20-S-BL-NCIC-UNV-D6E | Light Emitting Diode | Inseparable Luminaire | Direct Wired | 0-10 VDC Controls | 71 | 3000 | 0.001 | 91 | 52 | 433 | 0.96 | Ambient | 50000 |  |  | 99999 | 0.01 | 13 | 4 | 0.01 | 0.01 | 0 | 0 | 0 | 0 | 0.09 | 0.02 | 0 | 0 | 0 | 0 | 0.85 | 0 | 0 | 0 | 0 | 0 | True |  | Non Federally-Regulated | 08/10/2018 |  | 11/26/2018
USAI Lighting | USAI Lighting | B3SAM-15X1-30KH-20-S-BL-NCIC-UNV-D6F | Light Emitting Diode | Inseparable Luminaire | Direct Wired | 0-10 VDC Controls | 71 | 3000 | 0.001 | 91 | 52 | 433 | 0.96 | Ambient | 50000 |  |  | 99999 | 0.01 | 13 | 4 | 0.01 | 0.01 | 0 | 0 | 0 | 0 | 0.09 | 0.02 | 0 | 0 | 0 | 0 | 0.85 | 0 | 0 | 0 | 0 | 0 | True |  | Non Federally-Regulated | 08/10/2018 |  | 11/26/2018
USAI Lighting | USAI Lighting | B3SAM-15X1-30KH-20-S-BZ-NCIC-UNV-D6A | Light Emitting Diode | Inseparable Luminaire | Direct Wired | 0-10 VDC Controls | 71 | 3000 | 0.001 | 91 | 52 | 433 | 0.96 | Ambient | 50000 |  |  | 99999 | 0.01 | 13 | 4 | 0.01 | 0.01 | 0 | 0 | 0 | 0 | 0.09 | 0.02 | 0 | 0 | 0 | 0 | 0.85 | 0 | 0 | 0 | 0 | 0 | True |  | Non Federally-Regulated | 08/10/2018 |  | 11/26/2018
USAI Lighting | USAI Lighting | B3SAM-15X1-30KH-20-S-BZ-NCIC-UNV-D6B | Light Emitting Diode | Inseparable Luminaire | Direct Wired | 0-10 VDC Controls | 71 | 3000 | 0.001 | 91 | 52 | 433 | 0.96 | Ambient | 50000 |  |  | 99999 | 0.01 | 13 | 4 | 0.01 | 0.01 | 0 | 0 | 0 | 0 | 0.09 | 0.02 | 0 | 0 | 0 | 0 | 0.85 | 0 | 0 | 0 | 0 | 0 | True |  | Non Federally-Regulated | 08/10/2018 |  | 11/26/2018
USAI Lighting | USAI Lighting | B3SAM-15X1-30KH-20-S-BZ-NCIC-UNV-D6E | Light Emitting Diode | Inseparable Luminaire | Direct Wired | 0-10 VDC Controls | 71 | 3000 | 0.001 | 91 | 52 | 433 | 0.96 | Ambient | 50000 |  |  | 99999 | 0.01 | 13 | 4 | 0.01 | 0.01 | 0 | 0 | 0 | 0 | 0.09 | 0.02 | 0 | 0 | 0 | 0 | 0.85 | 0 | 0 | 0 | 0 | 0 | True |  | Non Federally-Regulated | 08/10/2018 |  | 11/26/2018
USAI Lighting | USAI Lighting | B3SAM-15X1-30KH-20-S-BZ-NCIC-UNV-D6F | Light Emitting Diode | Inseparable Luminaire | Direct Wired | 0-10 VDC Controls | 71 | 3000 | 0.001 | 91 | 52 | 433 | 0.96 | Ambient | 50000 |  |  | 99999 | 0.01 | 13 | 4 | 0.01 | 0.01 | 0 | 0 | 0 | 0 | 0.09 | 0.02 | 0 | 0 | 0 | 0 | 0.85 | 0 | 0 | 0 | 0 | 0 | True |  | Non Federally-Regulated | 08/10/2018 |  | 11/26/2018
USAI Lighting | USAI Lighting | B3SDM-09X1-27KH-25-S-BZ-NCIC-UNV-D6A | Light Emitting Diode | Inseparable Luminaire | Direct Wired | 0-10 VDC Controls | 70 | 2700 | 0.001 | 91 | 52 | 433 | 0.96 | Ambient | 50000 |  |  | 99999 | 0.01 | 13 | 4 | 0.01 | 0.01 | 0 | 0 | 0 | 0 | 0.09 | 0.02 | 0 | 0 | 0 | 0 | 0.85 | 0 | 0 | 0 | 0 | 0 | True |  | Non Federally-Regulated | 06/29/2018 |  | 11/29/2018
USAI Lighting | USAI Lighting | B3SDM-09X1-27KH-45-S-BZ-NCIC-UNV-D6A | Light Emitting Diode | Inseparable Luminaire | Direct Wired | 0-10 VDC Controls | 67 | 2700 | 0.001 | 91 | 52 | 433 | 0.96 | Ambient | 50000 |  |  | 99999 | 0.01 | 13 | 4 | 0.01 | 0.01 | 0 | 0 | 0 | 0 | 0.09 | 0.02 | 0 | 0 | 0 | 0 | 0.85 | 0 | 0 | 0 | 0 | 0 | True |  | Non Federally-Regulated | 06/29/2018 |  | 11/29/2018
USAI Lighting | USAI Lighting | B3SDM-09X1-27KH-65-S-BZ-NCIC-UNV-D6A | Light Emitting Diode | Inseparable Luminaire | Direct Wired | 0-10 VDC Controls | 65 | 2700 | 0.001 | 91 | 52 | 433 | 0.96 | Ambient | 50000 |  |  | 99999 | 0.01 | 13 | 4 | 0.01 | 0.01 | 0 | 0 | 0 | 0 | 0.09 | 0.02 | 0 | 0 | 0 | 0 | 0.85 | 0 | 0 | 0 | 0 | 0 | True |  | Non Federally-Regulated | 06/29/2018 |  | 11/29/2018
USAI Lighting | USAI Lighting | B3SDM-09X1-30KH-25-S-BZ-NCIC-UNV-D6A | Light Emitting Diode | Inseparable Luminaire | Direct Wired | 0-10 VDC Controls | 70 | 3000 | 0.001 | 91 | 52 | 433 | 0.96 | Ambient | 50000 |  |  | 99999 | 0.01 | 13 | 4 | 0.01 | 0.01 | 0 | 0 | 0 | 0 | 0.09 | 0.02 | 0 | 0 | 0 | 0 | 0.85 | 0 | 0 | 0 | 0 | 0 | True |  | Non Federally-Regulated | 06/29/2018 |  | 11/29/2018
USAI Lighting | USAI Lighting | B3SDM-09X1-30KH-45-S-BZ-NCIC-UNV-D6A | Light Emitting Diode | Inseparable Luminaire | Direct Wired | 0-10 VDC Controls | 67 | 3000 | 0.001 | 91 | 52 | 433 | 0.96 | Ambient | 50000 |  |  | 99999 | 0.01 | 13 | 4 | 0.01 | 0.01 | 0 | 0 | 0 | 0 | 0.09 | 0.02 | 0 | 0 | 0 | 0 | 0.85 | 0 | 0 | 0 | 0 | 0 | True |  | Non Federally-Regulated | 06/29/2018 |  | 11/29/2018
USAI Lighting | USAI Lighting | B3SDM-09X1-30KH-65-S-BZ-NCIC-UNV-D6A | Light Emitting Diode | Inseparable Luminaire | Direct Wired | 0-10 VDC Controls | 65 | 3000 | 0.001 | 91 | 52 | 433 | 0.96 | Ambient | 50000 |  |  | 99999 | 0.01 | 13 | 4 | 0.01 | 0.01 | 0 | 0 | 0 | 0 | 0.09 | 0.02 | 0 | 0 | 0 | 0 | 0.85 | 0 | 0 | 0 | 0 | 0 | True |  | Non Federally-Regulated | 06/29/2018 |  | 11/29/2018
USAI Lighting | USAI Lighting | B3SDM-09X1-35KH-25-S-BZ-NCIC-UNV-D6A | Light Emitting Diode | Inseparable Luminaire | Direct Wired | 0-10 VDC Controls | 76 | 3500 | 0.001 | 91 | 52 | 433 | 0.96 | Ambient | 50000 |  |  | 99999 | 0.01 | 13 | 4 | 0.01 | 0.01 | 0 | 0 | 0 | 0 | 0.09 | 0.02 | 0 | 0 | 0 | 0 | 0.85 | 0 | 0 | 0 | 0 | 0 | True |  | Non Federally-Regulated | 06/29/2018 |  | 11/29/2018
USAI Lighting | USAI Lighting | B3SDM-09X1-35KH-45-S-BZ-NCIC-UNV-D6A | Light Emitting Diode | Inseparable Luminaire | Direct Wired | 0-10 VDC Controls | 72 | 3500 | 0.001 | 91 | 52 | 433 | 0.96 | Ambient | 50000 |  |  | 99999 | 0.01 | 13 | 4 | 0.01 | 0.01 | 0 | 0 | 0 | 0 | 0.09 | 0.02 | 0 | 0 | 0 | 0 | 0.85 | 0 | 0 | 0 | 0 | 0 | True |  | Non Federally-Regulated | 06/29/2018 |  | 11/29/2018
USAI Lighting | USAI Lighting | B3SDM-09X1-35KH-65-S-BZ-NCIC-UNV-D6A | Light Emitting Diode | Inseparable Luminaire | Direct Wired | 0-10 VDC Controls | 70 | 3500 | 0.001 | 91 | 52 | 433 | 0.96 | Ambient | 50000 |  |  | 99999 | 0.01 | 13 | 4 | 0.01 | 0.01 | 0 | 0 | 0 | 0 | 0.09 | 0.02 | 0 | 0 | 0 | 0 | 0.85 | 0 | 0 | 0 | 0 | 0 | True |  | Non Federally-Regulated | 06/29/2018 |  | 11/29/2018
USAI Lighting | USAI Lighting | B3SDM-09X1-40KH-25-S-BZ-NCIC-UNV-D6A | Light Emitting Diode | Inseparable Luminaire | Direct Wired | 0-10 VDC Controls | 81 | 4000 | 0.001 | 91 | 52 | 433 | 0.96 | Ambient | 50000 |  |  | 99999 | 0.01 | 13 | 4 | 0.01 | 0.01 | 0 | 0 | 0 | 0 | 0.09 | 0.02 | 0 | 0 | 0 | 0 | 0.85 | 0 | 0 | 0 | 0 | 0 | True |  | Non Federally-Regulated | 06/29/2018 |  | 11/29/2018
USAI Lighting | USAI Lighting | B3SDM-09X1-40KH-45-S-BZ-NCIC-UNV-D6A | Light Emitting Diode | Inseparable Luminaire | Direct Wired | 0-10 VDC Controls | 77 | 4000 | 0.001 | 91 | 52 | 433 | 0.96 | Ambient | 50000 |  |  | 99999 | 0.01 | 13 | 4 | 0.01 | 0.01 | 0 | 0 | 0 | 0 | 0.09 | 0.02 | 0 | 0 | 0 | 0 | 0.85 | 0 | 0 | 0 | 0 | 0 | True |  | Non Federally-Regulated | 06/29/2018 |  | 11/29/2018
USAI Lighting | USAI Lighting | B3SDM-09X1-40KH-65-S-BZ-NCIC-UNV-D6A | Light Emitting Diode | Inseparable Luminaire | Direct Wired | 0-10 VDC Controls | 75 | 4000 | 0.001 | 91 | 52 | 433 | 0.96 | Ambient | 50000 |  |  | 99999 | 0.01 | 13 | 4 | 0.01 | 0.01 | 0 | 0 | 0 | 0 | 0.09 | 0.02 | 0 | 0 | 0 | 0 | 0.85 | 0 | 0 | 0 | 0 | 0 | True |  | Non Federally-Regulated | 06/29/2018 |  | 11/29/2018
USAI Lighting | USAI Lighting | B3SDM-09X1-27KH-25-S-WH-NCIC-UNV-D6B | Light Emitting Diode | Inseparable Luminaire | Direct Wired | 0-10 VDC Controls | 70 | 2700 | 0.001 | 91 | 52 | 433 | 0.96 | Ambient | 50000 |  |  | 99999 | 0.01 | 13 | 4 | 0.01 | 0.01 | 0 | 0 | 0 | 0 | 0.09 | 0.02 | 0 | 0 | 0 | 0 | 0.85 | 0 | 0 | 0 | 0 | 0 | True |  | Non Federally-Regulated | 06/29/2018 |  | 11/29/2018
USAI Lighting | USAI Lighting | B3SDM-09X1-27KH-45-S-WH-NCIC-UNV-D6B | Light Emitting Diode | Inseparable Luminaire | Direct Wired | 0-10 VDC Controls | 67 | 2700 | 0.001 | 91 | 52 | 433 | 0.96 | Ambient | 50000 |  |  | 99999 | 0.01 | 13 | 4 | 0.01 | 0.01 | 0 | 0 | 0 | 0 | 0.09 | 0.02 | 0 | 0 | 0 | 0 | 0.85 | 0 | 0 | 0 | 0 | 0 | True |  | Non Federally-Regulated | 06/29/2018 |  | 11/29/2018
USAI Lighting | USAI Lighting | B3SDM-09X1-27KH-65-S-WH-NCIC-UNV-D6B | Light Emitting Diode | Inseparable Luminaire | Direct Wired | 0-10 VDC Controls | 65 | 2700 | 0.001 | 91 | 52 | 433 | 0.96 | Ambient | 50000 |  |  | 99999 | 0.01 | 13 | 4 | 0.01 | 0.01 | 0 | 0 | 0 | 0 | 0.09 | 0.02 | 0 | 0 | 0 | 0 | 0.85 | 0 | 0 | 0 | 0 | 0 | True |  | Non Federally-Regulated | 06/29/2018 |  | 11/29/2018
USAI Lighting | USAI Lighting | B3SDM-09X1-30KH-25-S-WH-NCIC-UNV-D6B | Light Emitting Diode | Inseparable Luminaire | Direct Wired | 0-10 VDC Controls | 70 | 3000 | 0.001 | 91 | 52 | 433 | 0.96 | Ambient | 50000 |  |  | 99999 | 0.01 | 13 | 4 | 0.01 | 0.01 | 0 | 0 | 0 | 0 | 0.09 | 0.02 | 0 | 0 | 0 | 0 | 0.85 | 0 | 0 | 0 | 0 | 0 | True |  | Non Federally-Regulated | 06/29/2018 |  | 11/29/2018
USAI Lighting | USAI Lighting | B3SDM-09X1-30KH-45-S-WH-NCIC-UNV-D6B | Light Emitting Diode | Inseparable Luminaire | Direct Wired | 0-10 VDC Controls | 67 | 3000 | 0.001 | 91 | 52 | 433 | 0.96 | Ambient | 50000 |  |  | 99999 | 0.01 | 13 | 4 | 0.01 | 0.01 | 0 | 0 | 0 | 0 | 0.09 | 0.02 | 0 | 0 | 0 | 0 | 0.85 | 0 | 0 | 0 | 0 | 0 | True |  | Non Federally-Regulated | 06/29/2018 |  | 11/29/2018
USAI Lighting | USAI Lighting | B3SDM-09X1-30KH-65-S-WH-NCIC-UNV-D6B | Light Emitting Diode | Inseparable Luminaire | Direct Wired | 0-10 VDC Controls | 65 | 3000 | 0.001 | 91 | 52 | 433 | 0.96 | Ambient | 50000 |  |  | 99999 | 0.01 | 13 | 4 | 0.01 | 0.01 | 0 | 0 | 0 | 0 | 0.09 | 0.02 | 0 | 0 | 0 | 0 | 0.85 | 0 | 0 | 0 | 0 | 0 | True |  | Non Federally-Regulated | 06/29/2018 |  | 11/29/2018
USAI Lighting | USAI Lighting | B3SDM-09X1-35KH-25-S-WH-NCIC-UNV-D6B | Light Emitting Diode | Inseparable Luminaire | Direct Wired | 0-10 VDC Controls | 76 | 3500 | 0.001 | 91 | 52 | 433 | 0.96 | Ambient | 50000 |  |  | 99999 | 0.01 | 13 | 4 | 0.01 | 0.01 | 0 | 0 | 0 | 0 | 0.09 | 0.02 | 0 | 0 | 0 | 0 | 0.85 | 0 | 0 | 0 | 0 | 0 | True |  | Non Federally-Regulated | 06/29/2018 |  | 11/29/2018
USAI Lighting | USAI Lighting | B3SDM-09X1-35KH-45-S-WH-NCIC-UNV-D6B | Light Emitting Diode | Inseparable Luminaire | Direct Wired | 0-10 VDC Controls | 72 | 3500 | 0.001 | 91 | 52 | 433 | 0.96 | Ambient | 50000 |  |  | 99999 | 0.01 | 13 | 4 | 0.01 | 0.01 | 0 | 0 | 0 | 0 | 0.09 | 0.02 | 0 | 0 | 0 | 0 | 0.85 | 0 | 0 | 0 | 0 | 0 | True |  | Non Federally-Regulated | 06/29/2018 |  | 11/29/2018
USAI Lighting | USAI Lighting | B3SDM-09X1-35KH-65-S-WH-NCIC-UNV-D6B | Light Emitting Diode | Inseparable Luminaire | Direct Wired | 0-10 VDC Controls | 70 | 3500 | 0.001 | 91 | 52 | 433 | 0.96 | Ambient | 50000 |  |  | 99999 | 0.01 | 13 | 4 | 0.01 | 0.01 | 0 | 0 | 0 | 0 | 0.09 | 0.02 | 0 | 0 | 0 | 0 | 0.85 | 0 | 0 | 0 | 0 | 0 | True |  | Non Federally-Regulated | 06/29/2018 |  | 11/29/2018
USAI Lighting | USAI Lighting | B3SDM-09X1-40KH-25-S-WH-NCIC-UNV-D6B | Light Emitting Diode | Inseparable Luminaire | Direct Wired | 0-10 VDC Controls | 81 | 4000 | 0.001 | 91 | 52 | 433 | 0.96 | Ambient | 50000 |  |  | 99999 | 0.01 | 13 | 4 | 0.01 | 0.01 | 0 | 0 | 0 | 0 | 0.09 | 0.02 | 0 | 0 | 0 | 0 | 0.85 | 0 | 0 | 0 | 0 | 0 | True |  | Non Federally-Regulated | 06/29/2018 |  | 11/29/2018
USAI Lighting | USAI Lighting | B3SDM-09X1-40KH-45-S-WH-NCIC-UNV-D6B | Light Emitting Diode | Inseparable Luminaire | Direct Wired | 0-10 VDC Controls | 77 | 4000 | 0.001 | 91 | 52 | 433 | 0.96 | Ambient | 50000 |  |  | 99999 | 0.01 | 13 | 4 | 0.01 | 0.01 | 0 | 0 | 0 | 0 | 0.09 | 0.02 | 0 | 0 | 0 | 0 | 0.85 | 0 | 0 | 0 | 0 | 0 | True |  | Non Federally-Regulated | 06/29/2018 |  | 11/29/2018
USAI Lighting | USAI Lighting | B3SDM-09X1-40KH-65-S-WH-NCIC-UNV-D6B | Light Emitting Diode | Inseparable Luminaire | Direct Wired | 0-10 VDC Controls | 75 | 4000 | 0.001 | 91 | 52 | 433 | 0.96 | Ambient | 50000 |  |  | 99999 | 0.01 | 13 | 4 | 0.01 | 0.01 | 0 | 0 | 0 | 0 | 0.09 | 0.02 | 0 | 0 | 0 | 0 | 0.85 | 0 | 0 | 0 | 0 | 0 | True |  | Non Federally-Regulated | 06/29/2018 |  | 11/29/2018
USAI Lighting | USAI Lighting | B3SDM-09X1-27KH-25-S-GR-NCIC-UNV-D6B | Light Emitting Diode | Inseparable Luminaire | Direct Wired | 0-10 VDC Controls | 70 | 2700 | 0.001 | 91 | 52 | 433 | 0.96 | Ambient | 50000 |  |  | 99999 | 0.01 | 13 | 4 | 0.01 | 0.01 | 0 | 0 | 0 | 0 | 0.09 | 0.02 | 0 | 0 | 0 | 0 | 0.85 | 0 | 0 | 0 | 0 | 0 | True |  | Non Federally-Regulated | 06/29/2018 |  | 11/29/2018
USAI Lighting | USAI Lighting | B3SDM-09X1-27KH-45-S-GR-NCIC-UNV-D6B | Light Emitting Diode | Inseparable Luminaire | Direct Wired | 0-10 VDC Controls | 67 | 2700 | 0.001 | 91 | 52 | 433 | 0.96 | Ambient | 50000 |  |  | 99999 | 0.01 | 13 | 4 | 0.01 | 0.01 | 0 | 0 | 0 | 0 | 0.09 | 0.02 | 0 | 0 | 0 | 0 | 0.85 | 0 | 0 | 0 | 0 | 0 | True |  | Non Federally-Regulated | 06/29/2018 |  | 11/29/2018
USAI Lighting | USAI Lighting | B3SDM-09X1-27KH-65-S-GR-NCIC-UNV-D6B | Light Emitting Diode | Inseparable Luminaire | Direct Wired | 0-10 VDC Controls | 65 | 2700 | 0.001 | 91 | 52 | 433 | 0.96 | Ambient | 50000 |  |  | 99999 | 0.01 | 13 | 4 | 0.01 | 0.01 | 0 | 0 | 0 | 0 | 0.09 | 0.02 | 0 | 0 | 0 | 0 | 0.85 | 0 | 0 | 0 | 0 | 0 | True |  | Non Federally-Regulated | 06/29/2018 |  | 11/29/2018
USAI Lighting | USAI Lighting | B3SDM-09X1-30KH-25-S-GR-NCIC-UNV-D6B | Light Emitting Diode | Inseparable Luminaire | Direct Wired | 0-10 VDC Controls | 70 | 3000 | 0.001 | 91 | 52 | 433 | 0.96 | Ambient | 50000 |  |  | 99999 | 0.01 | 13 | 4 | 0.01 | 0.01 | 0 | 0 | 0 | 0 | 0.09 | 0.02 | 0 | 0 | 0 | 0 | 0.85 | 0 | 0 | 0 | 0 | 0 | True |  | Non Federally-Regulated | 06/29/2018 |  | 11/29/2018
USAI Lighting | USAI Lighting | B3SDM-09X1-30KH-45-S-GR-NCIC-UNV-D6B | Light Emitting Diode | Inseparable Luminaire | Direct Wired | 0-10 VDC Controls | 67 | 3000 | 0.001 | 91 | 52 | 433 | 0.96 | Ambient | 50000 |  |  | 99999 | 0.01 | 13 | 4 | 0.01 | 0.01 | 0 | 0 | 0 | 0 | 0.09 | 0.02 | 0 | 0 | 0 | 0 | 0.85 | 0 | 0 | 0 | 0 | 0 | True |  | Non Federally-Regulated | 06/29/2018 |  | 11/29/2018
USAI Lighting | USAI Lighting | B3SDM-09X1-30KH-65-S-GR-NCIC-UNV-D6B | Light Emitting Diode | Inseparable Luminaire | Direct Wired | 0-10 VDC Controls | 65 | 3000 | 0.001 | 91 | 52 | 433 | 0.96 | Ambient | 50000 |  |  | 99999 | 0.01 | 13 | 4 | 0.01 | 0.01 | 0 | 0 | 0 | 0 | 0.09 | 0.02 | 0 | 0 | 0 | 0 | 0.85 | 0 | 0 | 0 | 0 | 0 | True |  | Non Federally-Regulated | 06/29/2018 |  | 11/29/2018
USAI Lighting | USAI Lighting | B3SDM-09X1-35KH-25-S-GR-NCIC-UNV-D6B | Light Emitting Diode | Inseparable Luminaire | Direct Wired | 0-10 VDC Controls | 76 | 3500 | 0.001 | 91 | 52 | 433 | 0.96 | Ambient | 50000 |  |  | 99999 | 0.01 | 13 | 4 | 0.01 | 0.01 | 0 | 0 | 0 | 0 | 0.09 | 0.02 | 0 | 0 | 0 | 0 | 0.85 | 0 | 0 | 0 | 0 | 0 | True |  | Non Federally-Regulated | 06/29/2018 |  | 11/29/2018
USAI Lighting | USAI Lighting | B3SDM-09X1-35KH-45-S-GR-NCIC-UNV-D6B | Light Emitting Diode | Inseparable Luminaire | Direct Wired | 0-10 VDC Controls | 72 | 3500 | 0.001 | 91 | 52 | 433 | 0.96 | Ambient | 50000 |  |  | 99999 | 0.01 | 13 | 4 | 0.01 | 0.01 | 0 | 0 | 0 | 0 | 0.09 | 0.02 | 0 | 0 | 0 | 0 | 0.85 | 0 | 0 | 0 | 0 | 0 | True |  | Non Federally-Regulated | 06/29/2018 |  | 11/29/2018
USAI Lighting | USAI Lighting | B3SDM-09X1-35KH-65-S-GR-NCIC-UNV-D6B | Light Emitting Diode | Inseparable Luminaire | Direct Wired | 0-10 VDC Controls | 70 | 3500 | 0.001 | 91 | 52 | 433 | 0.96 | Ambient | 50000 |  |  | 99999 | 0.01 | 13 | 4 | 0.01 | 0.01 | 0 | 0 | 0 | 0 | 0.09 | 0.02 | 0 | 0 | 0 | 0 | 0.85 | 0 | 0 | 0 | 0 | 0 | True |  | Non Federally-Regulated | 06/29/2018 |  | 11/29/2018
USAI Lighting | USAI Lighting | B3SDM-09X1-40KH-25-S-GR-NCIC-UNV-D6B | Light Emitting Diode | Inseparable Luminaire | Direct Wired | 0-10 VDC Controls | 81 | 4000 | 0.001 | 91 | 52 | 433 | 0.96 | Ambient | 50000 |  |  | 99999 | 0.01 | 13 | 4 | 0.01 | 0.01 | 0 | 0 | 0 | 0 | 0.09 | 0.02 | 0 | 0 | 0 | 0 | 0.85 | 0 | 0 | 0 | 0 | 0 | True |  | Non Federally-Regulated | 06/29/2018 |  | 11/29/2018
USAI Lighting | USAI Lighting | B3SDM-09X1-40KH-45-S-GR-NCIC-UNV-D6B | Light Emitting Diode | Inseparable Luminaire | Direct Wired | 0-10 VDC Controls | 77 | 4000 | 0.001 | 91 | 52 | 433 | 0.96 | Ambient | 50000 |  |  | 99999 | 0.01 | 13 | 4 | 0.01 | 0.01 | 0 | 0 | 0 | 0 | 0.09 | 0.02 | 0 | 0 | 0 | 0 | 0.85 | 0 | 0 | 0 | 0 | 0 | True |  | Non Federally-Regulated | 06/29/2018 |  | 11/29/2018
USAI Lighting | USAI Lighting | B3SDM-09X1-40KH-65-S-GR-NCIC-UNV-D6B | Light Emitting Diode | Inseparable Luminaire | Direct Wired | 0-10 VDC Controls | 75 | 4000 | 0.001 | 91 | 52 | 433 | 0.96 | Ambient | 50000 |  |  | 99999 | 0.01 | 13 | 4 | 0.01 | 0.01 | 0 | 0 | 0 | 0 | 0.09 | 0.02 | 0 | 0 | 0 | 0 | 0.85 | 0 | 0 | 0 | 0 | 0 | True |  | Non Federally-Regulated | 06/29/2018 |  | 11/29/2018
USAI Lighting | USAI Lighting | B3SDM-09X1-27KH-25-S-BL-NCIC-UNV-D6B | Light Emitting Diode | Inseparable Luminaire | Direct Wired | 0-10 VDC Controls | 70 | 2700 | 0.001 | 91 | 52 | 433 | 0.96 | Ambient | 50000 |  |  | 99999 | 0.01 | 13 | 4 | 0.01 | 0.01 | 0 | 0 | 0 | 0 | 0.09 | 0.02 | 0 | 0 | 0 | 0 | 0.85 | 0 | 0 | 0 | 0 | 0 | True |  | Non Federally-Regulated | 06/29/2018 |  | 11/29/2018
USAI Lighting | USAI Lighting | B3SDM-09X1-27KH-45-S-BL-NCIC-UNV-D6B | Light Emitting Diode | Inseparable Luminaire | Direct Wired | 0-10 VDC Controls | 67 | 2700 | 0.001 | 91 | 52 | 433 | 0.96 | Ambient | 50000 |  |  | 99999 | 0.01 | 13 | 4 | 0.01 | 0.01 | 0 | 0 | 0 | 0 | 0.09 | 0.02 | 0 | 0 | 0 | 0 | 0.85 | 0 | 0 | 0 | 0 | 0 | True |  | Non Federally-Regulated | 06/29/2018 |  | 11/29/2018
USAI Lighting | USAI Lighting | B3SDM-09X1-27KH-65-S-BL-NCIC-UNV-D6B | Light Emitting Diode | Inseparable Luminaire | Direct Wired | 0-10 VDC Controls | 65 | 2700 | 0.001 | 91 | 52 | 433 | 0.96 | Ambient | 50000 |  |  | 99999 | 0.01 | 13 | 4 | 0.01 | 0.01 | 0 | 0 | 0 | 0 | 0.09 | 0.02 | 0 | 0 | 0 | 0 | 0.85 | 0 | 0 | 0 | 0 | 0 | True |  | Non Federally-Regulated | 06/29/2018 |  | 11/29/2018
USAI Lighting | USAI Lighting | B3SDM-09X1-30KH-25-S-BL-NCIC-UNV-D6B | Light Emitting Diode | Inseparable Luminaire | Direct Wired | 0-10 VDC Controls | 70 | 3000 | 0.001 | 91 | 52 | 433 | 0.96 | Ambient | 50000 |  |  | 99999 | 0.01 | 13 | 4 | 0.01 | 0.01 | 0 | 0 | 0 | 0 | 0.09 | 0.02 | 0 | 0 | 0 | 0 | 0.85 | 0 | 0 | 0 | 0 | 0 | True |  | Non Federally-Regulated | 06/29/2018 |  | 11/29/2018
USAI Lighting | USAI Lighting | B3SDM-09X1-30KH-45-S-BL-NCIC-UNV-D6B | Light Emitting Diode | Inseparable Luminaire | Direct Wired | 0-10 VDC Controls | 67 | 3000 | 0.001 | 91 | 52 | 433 | 0.96 | Ambient | 50000 |  |  | 99999 | 0.01 | 13 | 4 | 0.01 | 0.01 | 0 | 0 | 0 | 0 | 0.09 | 0.02 | 0 | 0 | 0 | 0 | 0.85 | 0 | 0 | 0 | 0 | 0 | True |  | Non Federally-Regulated | 06/29/2018 |  | 11/29/2018
USAI Lighting | USAI Lighting | B3SDM-09X1-30KH-65-S-BL-NCIC-UNV-D6B | Light Emitting Diode | Inseparable Luminaire | Direct Wired | 0-10 VDC Controls | 65 | 3000 | 0.001 | 91 | 52 | 433 | 0.96 | Ambient | 50000 |  |  | 99999 | 0.01 | 13 | 4 | 0.01 | 0.01 | 0 | 0 | 0 | 0 | 0.09 | 0.02 | 0 | 0 | 0 | 0 | 0.85 | 0 | 0 | 0 | 0 | 0 | True |  | Non Federally-Regulated | 06/29/2018 |  | 11/29/2018
USAI Lighting | USAI Lighting | B3SDM-09X1-35KH-25-S-BL-NCIC-UNV-D6B | Light Emitting Diode | Inseparable Luminaire | Direct Wired | 0-10 VDC Controls | 76 | 3500 | 0.001 | 91 | 52 | 433 | 0.96 | Ambient | 50000 |  |  | 99999 | 0.01 | 13 | 4 | 0.01 | 0.01 | 0 | 0 | 0 | 0 | 0.09 | 0.02 | 0 | 0 | 0 | 0 | 0.85 | 0 | 0 | 0 | 0 | 0 | True |  | Non Federally-Regulated | 06/29/2018 |  | 11/29/2018
USAI Lighting | USAI Lighting | B3SDM-09X1-35KH-45-S-BL-NCIC-UNV-D6B | Light Emitting Diode | Inseparable Luminaire | Direct Wired | 0-10 VDC Controls | 72 | 3500 | 0.001 | 91 | 52 | 433 | 0.96 | Ambient | 50000 |  |  | 99999 | 0.01 | 13 | 4 | 0.01 | 0.01 | 0 | 0 | 0 | 0 | 0.09 | 0.02 | 0 | 0 | 0 | 0 | 0.85 | 0 | 0 | 0 | 0 | 0 | True |  | Non Federally-Regulated | 06/29/2018 |  | 11/29/2018
USAI Lighting | USAI Lighting | B3SDM-09X1-35KH-65-S-BL-NCIC-UNV-D6B | Light Emitting Diode | Inseparable Luminaire | Direct Wired | 0-10 VDC Controls | 70 | 3500 | 0.001 | 91 | 52 | 433 | 0.96 | Ambient | 50000 |  |  | 99999 | 0.01 | 13 | 4 | 0.01 | 0.01 | 0 | 0 | 0 | 0 | 0.09 | 0.02 | 0 | 0 | 0 | 0 | 0.85 | 0 | 0 | 0 | 0 | 0 | True |  | Non Federally-Regulated | 06/29/2018 |  | 11/29/2018
USAI Lighting | USAI Lighting | B3SDM-09X1-40KH-25-S-BL-NCIC-UNV-D6B | Light Emitting Diode | Inseparable Luminaire | Direct Wired | 0-10 VDC Controls | 81 | 4000 | 0.001 | 91 | 52 | 433 | 0.96 | Ambient | 50000 |  |  | 99999 | 0.01 | 13 | 4 | 0.01 | 0.01 | 0 | 0 | 0 | 0 | 0.09 | 0.02 | 0 | 0 | 0 | 0 | 0.85 | 0 | 0 | 0 | 0 | 0 | True |  | Non Federally-Regulated | 06/29/2018 |  | 11/29/2018
USAI Lighting | USAI Lighting | B3SDM-09X1-40KH-45-S-BL-NCIC-UNV-D6B | Light Emitting Diode | Inseparable Luminaire | Direct Wired | 0-10 VDC Controls | 77 | 4000 | 0.001 | 91 | 52 | 433 | 0.96 | Ambient | 50000 |  |  | 99999 | 0.01 | 13 | 4 | 0.01 | 0.01 | 0 | 0 | 0 | 0 | 0.09 | 0.02 | 0 | 0 | 0 | 0 | 0.85 | 0 | 0 | 0 | 0 | 0 | True |  | Non Federally-Regulated | 06/29/2018 |  | 11/29/2018
USAI Lighting | USAI Lighting | B3SDM-09X1-40KH-65-S-BL-NCIC-UNV-D6B | Light Emitting Diode | Inseparable Luminaire | Direct Wired | 0-10 VDC Controls | 75 | 4000 | 0.001 | 91 | 52 | 433 | 0.96 | Ambient | 50000 |  |  | 99999 | 0.01 | 13 | 4 | 0.01 | 0.01 | 0 | 0 | 0 | 0 | 0.09 | 0.02 | 0 | 0 | 0 | 0 | 0.85 | 0 | 0 | 0 | 0 | 0 | True |  | Non Federally-Regulated | 06/29/2018 |  | 11/29/2018
USAI Lighting | USAI Lighting | B3SDM-09X1-27KH-25-S-BZ-NCIC-UNV-D6B | Light Emitting Diode | Inseparable Luminaire | Direct Wired | 0-10 VDC Controls | 70 | 2700 | 0.001 | 91 | 52 | 433 | 0.96 | Ambient | 50000 |  |  | 99999 | 0.01 | 13 | 4 | 0.01 | 0.01 | 0 | 0 | 0 | 0 | 0.09 | 0.02 | 0 | 0 | 0 | 0 | 0.85 | 0 | 0 | 0 | 0 | 0 | True |  | Non Federally-Regulated | 06/29/2018 |  | 11/29/2018
USAI Lighting | USAI Lighting | B3SDM-09X1-27KH-45-S-BZ-NCIC-UNV-D6B | Light Emitting Diode | Inseparable Luminaire | Direct Wired | 0-10 VDC Controls | 67 | 2700 | 0.001 | 91 | 52 | 433 | 0.96 | Ambient | 50000 |  |  | 99999 | 0.01 | 13 | 4 | 0.01 | 0.01 | 0 | 0 | 0 | 0 | 0.09 | 0.02 | 0 | 0 | 0 | 0 | 0.85 | 0 | 0 | 0 | 0 | 0 | True |  | Non Federally-Regulated | 06/29/2018 |  | 11/29/2018
USAI Lighting | USAI Lighting | B3SDM-09X1-27KH-65-S-BZ-NCIC-UNV-D6B | Light Emitting Diode | Inseparable Luminaire | Direct Wired | 0-10 VDC Controls | 65 | 2700 | 0.001 | 91 | 52 | 433 | 0.96 | Ambient | 50000 |  |  | 99999 | 0.01 | 13 | 4 | 0.01 | 0.01 | 0 | 0 | 0 | 0 | 0.09 | 0.02 | 0 | 0 | 0 | 0 | 0.85 | 0 | 0 | 0 | 0 | 0 | True |  | Non Federally-Regulated | 06/29/2018 |  | 11/29/2018
USAI Lighting | USAI Lighting | B3SDM-09X1-30KH-25-S-BZ-NCIC-UNV-D6B | Light Emitting Diode | Inseparable Luminaire | Direct Wired | 0-10 VDC Controls | 70 | 3000 | 0.001 | 91 | 52 | 433 | 0.96 | Ambient | 50000 |  |  | 99999 | 0.01 | 13 | 4 | 0.01 | 0.01 | 0 | 0 | 0 | 0 | 0.09 | 0.02 | 0 | 0 | 0 | 0 | 0.85 | 0 | 0 | 0 | 0 | 0 | True |  | Non Federally-Regulated | 06/29/2018 |  | 11/29/2018
USAI Lighting | USAI Lighting | B3SDM-09X1-30KH-45-S-BZ-NCIC-UNV-D6B | Light Emitting Diode | Inseparable Luminaire | Direct Wired | 0-10 VDC Controls | 67 | 3000 | 0.001 | 91 | 52 | 433 | 0.96 | Ambient | 50000 |  |  | 99999 | 0.01 | 13 | 4 | 0.01 | 0.01 | 0 | 0 | 0 | 0 | 0.09 | 0.02 | 0 | 0 | 0 | 0 | 0.85 | 0 | 0 | 0 | 0 | 0 | True |  | Non Federally-Regulated | 06/29/2018 |  | 11/29/2018
USAI Lighting | USAI Lighting | B3SDM-09X1-30KH-65-S-BZ-NCIC-UNV-D6B | Light Emitting Diode | Inseparable Luminaire | Direct Wired | 0-10 VDC Controls | 65 | 3000 | 0.001 | 91 | 52 | 433 | 0.96 | Ambient | 50000 |  |  | 99999 | 0.01 | 13 | 4 | 0.01 | 0.01 | 0 | 0 | 0 | 0 | 0.09 | 0.02 | 0 | 0 | 0 | 0 | 0.85 | 0 | 0 | 0 | 0 | 0 | True |  | Non Federally-Regulated | 06/29/2018 |  | 11/29/2018
USAI Lighting | USAI Lighting | B3SDM-09X1-35KH-25-S-BZ-NCIC-UNV-D6B | Light Emitting Diode | Inseparable Luminaire | Direct Wired | 0-10 VDC Controls | 76 | 3500 | 0.001 | 91 | 52 | 433 | 0.96 | Ambient | 50000 |  |  | 99999 | 0.01 | 13 | 4 | 0.01 | 0.01 | 0 | 0 | 0 | 0 | 0.09 | 0.02 | 0 | 0 | 0 | 0 | 0.85 | 0 | 0 | 0 | 0 | 0 | True |  | Non Federally-Regulated | 06/29/2018 |  | 11/29/2018
USAI Lighting | USAI Lighting | B3SDM-09X1-35KH-45-S-BZ-NCIC-UNV-D6B | Light Emitting Diode | Inseparable Luminaire | Direct Wired | 0-10 VDC Controls | 72 | 3500 | 0.001 | 91 | 52 | 433 | 0.96 | Ambient | 50000 |  |  | 99999 | 0.01 | 13 | 4 | 0.01 | 0.01 | 0 | 0 | 0 | 0 | 0.09 | 0.02 | 0 | 0 | 0 | 0 | 0.85 | 0 | 0 | 0 | 0 | 0 | True |  | Non Federally-Regulated | 06/29/2018 |  | 11/29/2018
USAI Lighting | USAI Lighting | B3SDM-09X1-35KH-65-S-BZ-NCIC-UNV-D6B | Light Emitting Diode | Inseparable Luminaire | Direct Wired | 0-10 VDC Controls | 70 | 3500 | 0.001 | 91 | 52 | 433 | 0.96 | Ambient | 50000 |  |  | 99999 | 0.01 | 13 | 4 | 0.01 | 0.01 | 0 | 0 | 0 | 0 | 0.09 | 0.02 | 0 | 0 | 0 | 0 | 0.85 | 0 | 0 | 0 | 0 | 0 | True |  | Non Federally-Regulated | 06/29/2018 |  | 11/29/2018
USAI Lighting | USAI Lighting | B3SDM-09X1-40KH-25-S-BZ-NCIC-UNV-D6B | Light Emitting Diode | Inseparable Luminaire | Direct Wired | 0-10 VDC Controls | 81 | 4000 | 0.001 | 91 | 52 | 433 | 0.96 | Ambient | 50000 |  |  | 99999 | 0.01 | 13 | 4 | 0.01 | 0.01 | 0 | 0 | 0 | 0 | 0.09 | 0.02 | 0 | 0 | 0 | 0 | 0.85 | 0 | 0 | 0 | 0 | 0 | True |  | Non Federally-Regulated | 06/29/2018 |  | 11/29/2018
USAI Lighting | USAI Lighting | B3SDM-09X1-40KH-45-S-BZ-NCIC-UNV-D6B | Light Emitting Diode | Inseparable Luminaire | Direct Wired | 0-10 VDC Controls | 77 | 4000 | 0.001 | 91 | 52 | 433 | 0.96 | Ambient | 50000 |  |  | 99999 | 0.01 | 13 | 4 | 0.01 | 0.01 | 0 | 0 | 0 | 0 | 0.09 | 0.02 | 0 | 0 | 0 | 0 | 0.85 | 0 | 0 | 0 | 0 | 0 | True |  | Non Federally-Regulated | 06/29/2018 |  | 11/29/2018
USAI Lighting | USAI Lighting | B3SDM-09X1-40KH-65-S-BZ-NCIC-UNV-D6B | Light Emitting Diode | Inseparable Luminaire | Direct Wired | 0-10 VDC Controls | 75 | 4000 | 0.001 | 91 | 52 | 433 | 0.96 | Ambient | 50000 |  |  | 99999 | 0.01 | 13 | 4 | 0.01 | 0.01 | 0 | 0 | 0 | 0 | 0.09 | 0.02 | 0 | 0 | 0 | 0 | 0.85 | 0 | 0 | 0 | 0 | 0 | True |  | Non Federally-Regulated | 06/29/2018 |  | 11/29/2018
USAI Lighting | USAI Lighting | B3SAM-15X1-30KH-20-S-GR-NCIC-UNV-D6A | Light Emitting Diode | Inseparable Luminaire | Direct Wired | 0-10 VDC Controls | 71 | 3000 | 0.001 | 91 | 52 | 433 | 0.96 | Ambient | 50000 |  |  | 99999 | 0.01 | 13 | 4 | 0.01 | 0.01 | 0 | 0 | 0 | 0 | 0.09 | 0.02 | 0 | 0 | 0 | 0 | 0.85 | 0 | 0 | 0 | 0 | 0 | True |  | Non Federally-Regulated | 08/10/2018 |  | 11/29/2018
USAI Lighting | USAI Lighting | B3SAM-15X1-30KH-20-S-GR-NCIC-UNV-D6B | Light Emitting Diode | Inseparable Luminaire | Direct Wired | 0-10 VDC Controls | 71 | 3000 | 0.001 | 91 | 52 | 433 | 0.96 | Ambient | 50000 |  |  | 99999 | 0.01 | 13 | 4 | 0.01 | 0.01 | 0 | 0 | 0 | 0 | 0.09 | 0.02 | 0 | 0 | 0 | 0 | 0.85 | 0 | 0 | 0 | 0 | 0 | True |  | Non Federally-Regulated | 08/10/2018 |  | 11/29/2018
USAI Lighting | USAI Lighting | B3SAM-15X1-30KH-20-S-GR-NCIC-UNV-D6E | Light Emitting Diode | Inseparable Luminaire | Direct Wired | 0-10 VDC Controls | 71 | 3000 | 0.001 | 91 | 52 | 433 | 0.96 | Ambient | 50000 |  |  | 99999 | 0.01 | 13 | 4 | 0.01 | 0.01 | 0 | 0 | 0 | 0 | 0.09 | 0.02 | 0 | 0 | 0 | 0 | 0.85 | 0 | 0 | 0 | 0 | 0 | True |  | Non Federally-Regulated | 08/10/2018 |  | 11/29/2018
USAI Lighting | USAI Lighting | B3SAM-15X1-30KH-20-S-GR-NCIC-UNV-D6F | Light Emitting Diode | Inseparable Luminaire | Direct Wired | 0-10 VDC Controls | 71 | 3000 | 0.001 | 91 | 52 | 433 | 0.96 | Ambient | 50000 |  |  | 99999 | 0.01 | 13 | 4 | 0.01 | 0.01 | 0 | 0 | 0 | 0 | 0.09 | 0.02 | 0 | 0 | 0 | 0 | 0.85 | 0 | 0 | 0 | 0 | 0 | True |  | Non Federally-Regulated | 08/10/2018 |  | 11/29/2018
USAI Lighting | USAI Lighting | B3SAM-15X1-30KH-20-S-WH-NCIC-UNV-D6A | Light Emitting Diode | Inseparable Luminaire | Direct Wired | 0-10 VDC Controls | 71 | 3000 | 0.001 | 91 | 52 | 433 | 0.96 | Ambient | 50000 |  |  | 99999 | 0.01 | 13 | 4 | 0.01 | 0.01 | 0 | 0 | 0 | 0 | 0.09 | 0.02 | 0 | 0 | 0 | 0 | 0.85 | 0 | 0 | 0 | 0 | 0 | True |  | Non Federally-Regulated | 08/10/2018 |  | 11/29/2018
USAI Lighting | USAI Lighting | B3SAM-15X1-30KH-20-S-WH-NCIC-UNV-D6B | Light Emitting Diode | Inseparable Luminaire | Direct Wired | 0-10 VDC Controls | 71 | 3000 | 0.001 | 91 | 52 | 433 | 0.96 | Ambient | 50000 |  |  | 99999 | 0.01 | 13 | 4 | 0.01 | 0.01 | 0 | 0 | 0 | 0 | 0.09 | 0.02 | 0 | 0 | 0 | 0 | 0.85 | 0 | 0 | 0 | 0 | 0 | True |  | Non Federally-Regulated | 08/10/2018 |  | 11/29/2018
USAI Lighting | USAI Lighting | B3SAM-15X1-30KH-20-S-WH-NCIC-UNV-D6E | Light Emitting Diode | Inseparable Luminaire | Direct Wired | 0-10 VDC Controls | 71 | 3000 | 0.001 | 91 | 52 | 433 | 0.96 | Ambient | 50000 |  |  | 99999 | 0.01 | 13 | 4 | 0.01 | 0.01 | 0 | 0 | 0 | 0 | 0.09 | 0.02 | 0 | 0 | 0 | 0 | 0.85 | 0 | 0 | 0 | 0 | 0 | True |  | Non Federally-Regulated | 08/10/2018 |  | 11/29/2018
USAI Lighting | USAI Lighting | B3SAM-15X1-30KH-20-S-WH-NCIC-UNV-D6F | Light Emitting Diode | Inseparable Luminaire | Direct Wired | 0-10 VDC Controls | 71 | 3000 | 0.001 | 91 | 52 | 433 | 0.96 | Ambient | 50000 |  |  | 99999 | 0.01 | 13 | 4 | 0.01 | 0.01 | 0 | 0 | 0 | 0 | 0.09 | 0.02 | 0 | 0 | 0 | 0 | 0.85 | 0 | 0 | 0 | 0 | 0 | True |  | Non Federally-Regulated | 08/10/2018 |  | 11/29/2018
USAI Lighting | USAI Lighting | B3SAM-15X1-35KH-20-S-BL-NCIC-UNV-D6A | Light Emitting Diode | Inseparable Luminaire | Direct Wired | 0-10 VDC Controls | 76 | 3500 | 0.001 | 91 | 52 | 433 | 0.96 | Ambient | 50000 |  |  | 99999 | 0.01 | 13 | 4 | 0.01 | 0.01 | 0 | 0 | 0 | 0 | 0.09 | 0.02 | 0 | 0 | 0 | 0 | 0.85 | 0 | 0 | 0 | 0 | 0 | True |  | Non Federally-Regulated | 08/10/2018 |  | 11/29/2018
USAI Lighting | USAI Lighting | B3SAM-15X1-35KH-20-S-BL-NCIC-UNV-D6B | Light Emitting Diode | Inseparable Luminaire | Direct Wired | 0-10 VDC Controls | 76 | 3500 | 0.001 | 91 | 52 | 433 | 0.96 | Ambient | 50000 |  |  | 99999 | 0.01 | 13 | 4 | 0.01 | 0.01 | 0 | 0 | 0 | 0 | 0.09 | 0.02 | 0 | 0 | 0 | 0 | 0.85 | 0 | 0 | 0 | 0 | 0 | True |  | Non Federally-Regulated | 08/10/2018 |  | 11/29/2018
USAI Lighting | USAI Lighting | B3SAM-15X1-35KH-20-S-BL-NCIC-UNV-D6E | Light Emitting Diode | Inseparable Luminaire | Direct Wired | 0-10 VDC Controls | 76 | 3500 | 0.001 | 91 | 52 | 433 | 0.96 | Ambient | 50000 |  |  | 99999 | 0.01 | 13 | 4 | 0.01 | 0.01 | 0 | 0 | 0 | 0 | 0.09 | 0.02 | 0 | 0 | 0 | 0 | 0.85 | 0 | 0 | 0 | 0 | 0 | True |  | Non Federally-Regulated | 08/10/2018 |  | 11/29/2018
USAI Lighting | USAI Lighting | B3SAM-15X1-35KH-20-S-BL-NCIC-UNV-D6F | Light Emitting Diode | Inseparable Luminaire | Direct Wired | 0-10 VDC Controls | 76 | 3500 | 0.001 | 91 | 52 | 433 | 0.96 | Ambient | 50000 |  |  | 99999 | 0.01 | 13 | 4 | 0.01 | 0.01 | 0 | 0 | 0 | 0 | 0.09 | 0.02 | 0 | 0 | 0 | 0 | 0.85 | 0 | 0 | 0 | 0 | 0 | True |  | Non Federally-Regulated | 08/10/2018 |  | 11/29/2018
USAI Lighting | USAI Lighting | B3SAM-15X1-35KH-20-S-BZ-NCIC-UNV-D6A | Light Emitting Diode | Inseparable Luminaire | Direct Wired | 0-10 VDC Controls | 76 | 3500 | 0.001 | 91 | 52 | 433 | 0.96 | Ambient | 50000 |  |  | 99999 | 0.01 | 13 | 4 | 0.01 | 0.01 | 0 | 0 | 0 | 0 | 0.09 | 0.02 | 0 | 0 | 0 | 0 | 0.85 | 0 | 0 | 0 | 0 | 0 | True |  | Non Federally-Regulated | 08/10/2018 |  | 11/29/2018
USAI Lighting | USAI Lighting | B3SAM-15X1-35KH-20-S-BZ-NCIC-UNV-D6B | Light Emitting Diode | Inseparable Luminaire | Direct Wired | 0-10 VDC Controls | 76 | 3500 | 0.001 | 91 | 52 | 433 | 0.96 | Ambient | 50000 |  |  | 99999 | 0.01 | 13 | 4 | 0.01 | 0.01 | 0 | 0 | 0 | 0 | 0.09 | 0.02 | 0 | 0 | 0 | 0 | 0.85 | 0 | 0 | 0 | 0 | 0 | True |  | Non Federally-Regulated | 08/10/2018 |  | 11/29/2018
USAI Lighting | USAI Lighting | B3SAM-15X1-35KH-20-S-BZ-NCIC-UNV-D6E | Light Emitting Diode | Inseparable Luminaire | Direct Wired | 0-10 VDC Controls | 76 | 3500 | 0.001 | 91 | 52 | 433 | 0.96 | Ambient | 50000 |  |  | 99999 | 0.01 | 13 | 4 | 0.01 | 0.01 | 0 | 0 | 0 | 0 | 0.09 | 0.02 | 0 | 0 | 0 | 0 | 0.85 | 0 | 0 | 0 | 0 | 0 | True |  | Non Federally-Regulated | 08/10/2018 |  | 11/29/2018
USAI Lighting | USAI Lighting | B3SAM-15X1-35KH-20-S-BZ-NCIC-UNV-D6F | Light Emitting Diode | Inseparable Luminaire | Direct Wired | 0-10 VDC Controls | 76 | 3500 | 0.001 | 91 | 52 | 433 | 0.96 | Ambient | 50000 |  |  | 99999 | 0.01 | 13 | 4 | 0.01 | 0.01 | 0 | 0 | 0 | 0 | 0.09 | 0.02 | 0 | 0 | 0 | 0 | 0.85 | 0 | 0 | 0 | 0 | 0 | True |  | Non Federally-Regulated | 08/10/2018 |  | 11/29/2018
USAI Lighting | USAI Lighting | B3SAM-15X1-35KH-20-S-GR-NCIC-UNV-D6A | Light Emitting Diode | Inseparable Luminaire | Direct Wired | 0-10 VDC Controls | 76 | 3500 | 0.001 | 91 | 52 | 433 | 0.96 | Ambient | 50000 |  |  | 99999 | 0.01 | 13 | 4 | 0.01 | 0.01 | 0 | 0 | 0 | 0 | 0.09 | 0.02 | 0 | 0 | 0 | 0 | 0.85 | 0 | 0 | 0 | 0 | 0 | True |  | Non Federally-Regulated | 08/10/2018 |  | 11/29/2018
USAI Lighting | USAI Lighting | B3SAM-15X1-35KH-20-S-GR-NCIC-UNV-D6B | Light Emitting Diode | Inseparable Luminaire | Direct Wired | 0-10 VDC Controls | 76 | 3500 | 0.001 | 91 | 52 | 433 | 0.96 | Ambient | 50000 |  |  | 99999 | 0.01 | 13 | 4 | 0.01 | 0.01 | 0 | 0 | 0 | 0 | 0.09 | 0.02 | 0 | 0 | 0 | 0 | 0.85 | 0 | 0 | 0 | 0 | 0 | True |  | Non Federally-Regulated | 08/10/2018 |  | 11/29/2018
USAI Lighting | USAI Lighting | B3SAM-15X1-35KH-20-S-GR-NCIC-UNV-D6E | Light Emitting Diode | Inseparable Luminaire | Direct Wired | 0-10 VDC Controls | 76 | 3500 | 0.001 | 91 | 52 | 433 | 0.96 | Ambient | 50000 |  |  | 99999 | 0.01 | 13 | 4 | 0.01 | 0.01 | 0 | 0 | 0 | 0 | 0.09 | 0.02 | 0 | 0 | 0 | 0 | 0.85 | 0 | 0 | 0 | 0 | 0 | True |  | Non Federally-Regulated | 08/10/2018 |  | 11/29/2018
USAI Lighting | USAI Lighting | B3SAM-15X1-35KH-20-S-GR-NCIC-UNV-D6F | Light Emitting Diode | Inseparable Luminaire | Direct Wired | 0-10 VDC Controls | 76 | 3500 | 0.001 | 91 | 52 | 433 | 0.96 | Ambient | 50000 |  |  | 99999 | 0.01 | 13 | 4 | 0.01 | 0.01 | 0 | 0 | 0 | 0 | 0.09 | 0.02 | 0 | 0 | 0 | 0 | 0.85 | 0 | 0 | 0 | 0 | 0 | True |  | Non Federally-Regulated | 08/10/2018 |  | 11/29/2018
USAI Lighting | USAI Lighting | B3SAM-15X1-35KH-20-S-WH-NCIC-UNV-D6A | Light Emitting Diode | Inseparable Luminaire | Direct Wired | 0-10 VDC Controls | 76 | 3500 | 0.001 | 91 | 52 | 433 | 0.96 | Ambient | 50000 |  |  | 99999 | 0.01 | 13 | 4 | 0.01 | 0.01 | 0 | 0 | 0 | 0 | 0.09 | 0.02 | 0 | 0 | 0 | 0 | 0.85 | 0 | 0 | 0 | 0 | 0 | True |  | Non Federally-Regulated | 08/10/2018 |  | 11/29/2018
USAI Lighting | USAI Lighting | B3SAM-15X1-35KH-20-S-WH-NCIC-UNV-D6B | Light Emitting Diode | Inseparable Luminaire | Direct Wired | 0-10 VDC Controls | 76 | 3500 | 0.001 | 91 | 52 | 433 | 0.96 | Ambient | 50000 |  |  | 99999 | 0.01 | 13 | 4 | 0.01 | 0.01 | 0 | 0 | 0 | 0 | 0.09 | 0.02 | 0 | 0 | 0 | 0 | 0.85 | 0 | 0 | 0 | 0 | 0 | True |  | Non Federally-Regulated | 08/10/2018 |  | 11/29/2018
USAI Lighting | USAI Lighting | B3SAM-15X1-35KH-20-S-WH-NCIC-UNV-D6E | Light Emitting Diode | Inseparable Luminaire | Direct Wired | 0-10 VDC Controls | 76 | 3500 | 0.001 | 91 | 52 | 433 | 0.96 | Ambient | 50000 |  |  | 99999 | 0.01 | 13 | 4 | 0.01 | 0.01 | 0 | 0 | 0 | 0 | 0.09 | 0.02 | 0 | 0 | 0 | 0 | 0.85 | 0 | 0 | 0 | 0 | 0 | True |  | Non Federally-Regulated | 08/10/2018 |  | 11/29/2018
USAI Lighting | USAI Lighting | B3SAM-15X1-35KH-20-S-WH-NCIC-UNV-D6F | Light Emitting Diode | Inseparable Luminaire | Direct Wired | 0-10 VDC Controls | 76 | 3500 | 0.001 | 91 | 52 | 433 | 0.96 | Ambient | 50000 |  |  | 99999 | 0.01 | 13 | 4 | 0.01 | 0.01 | 0 | 0 | 0 | 0 | 0.09 | 0.02 | 0 | 0 | 0 | 0 | 0.85 | 0 | 0 | 0 | 0 | 0 | True |  | Non Federally-Regulated | 08/10/2018 |  | 11/29/2018
USAI Lighting | USAI Lighting | B3SAM-15X1-40KH-20-S-BL-NCIC-UNV-D6A | Light Emitting Diode | Inseparable Luminaire | Direct Wired | 0-10 VDC Controls | 81 | 4000 | 0.001 | 91 | 52 | 433 | 0.96 | Ambient | 50000 |  |  | 99999 | 0.01 | 13 | 4 | 0.01 | 0.01 | 0 | 0 | 0 | 0 | 0.09 | 0.02 | 0 | 0 | 0 | 0 | 0.85 | 0 | 0 | 0 | 0 | 0 | True |  | Non Federally-Regulated | 08/10/2018 |  | 11/29/2018
USAI Lighting | USAI Lighting | B3SAM-15X1-40KH-20-S-BL-NCIC-UNV-D6B | Light Emitting Diode | Inseparable Luminaire | Direct Wired | 0-10 VDC Controls | 81 | 4000 | 0.001 | 91 | 52 | 433 | 0.96 | Ambient | 50000 |  |  | 99999 | 0.01 | 13 | 4 | 0.01 | 0.01 | 0 | 0 | 0 | 0 | 0.09 | 0.02 | 0 | 0 | 0 | 0 | 0.85 | 0 | 0 | 0 | 0 | 0 | True |  | Non Federally-Regulated | 08/10/2018 |  | 11/29/2018
USAI Lighting | USAI Lighting | B3SAM-15X1-40KH-20-S-BL-NCIC-UNV-D6E | Light Emitting Diode | Inseparable Luminaire | Direct Wired | 0-10 VDC Controls | 81 | 4000 | 0.001 | 91 | 52 | 433 | 0.96 | Ambient | 50000 |  |  | 99999 | 0.01 | 13 | 4 | 0.01 | 0.01 | 0 | 0 | 0 | 0 | 0.09 | 0.02 | 0 | 0 | 0 | 0 | 0.85 | 0 | 0 | 0 | 0 | 0 | True |  | Non Federally-Regulated | 08/10/2018 |  | 11/29/2018
USAI Lighting | USAI Lighting | B3SAM-15X1-40KH-20-S-BL-NCIC-UNV-D6F | Light Emitting Diode | Inseparable Luminaire | Direct Wired | 0-10 VDC Controls | 81 | 4000 | 0.001 | 91 | 52 | 433 | 0.96 | Ambient | 50000 |  |  | 99999 | 0.01 | 13 | 4 | 0.01 | 0.01 | 0 | 0 | 0 | 0 | 0.09 | 0.02 | 0 | 0 | 0 | 0 | 0.85 | 0 | 0 | 0 | 0 | 0 | True |  | Non Federally-Regulated | 08/10/2018 |  | 11/29/2018
USAI Lighting | USAI Lighting | B3SAM-15X1-40KH-20-S-BZ-NCIC-UNV-D6A | Light Emitting Diode | Inseparable Luminaire | Direct Wired | 0-10 VDC Controls | 81 | 4000 | 0.001 | 91 | 52 | 433 | 0.96 | Ambient | 50000 |  |  | 99999 | 0.01 | 13 | 4 | 0.01 | 0.01 | 0 | 0 | 0 | 0 | 0.09 | 0.02 | 0 | 0 | 0 | 0 | 0.85 | 0 | 0 | 0 | 0 | 0 | True |  | Non Federally-Regulated | 08/10/2018 |  | 11/29/2018
USAI Lighting | USAI Lighting | B3SAM-15X1-40KH-20-S-BZ-NCIC-UNV-D6B | Light Emitting Diode | Inseparable Luminaire | Direct Wired | 0-10 VDC Controls | 81 | 4000 | 0.001 | 91 | 52 | 433 | 0.96 | Ambient | 50000 |  |  | 99999 | 0.01 | 13 | 4 | 0.01 | 0.01 | 0 | 0 | 0 | 0 | 0.09 | 0.02 | 0 | 0 | 0 | 0 | 0.85 | 0 | 0 | 0 | 0 | 0 | True |  | Non Federally-Regulated | 08/10/2018 |  | 11/29/2018
USAI Lighting | USAI Lighting | B3SAM-15X1-40KH-20-S-BZ-NCIC-UNV-D6E | Light Emitting Diode | Inseparable Luminaire | Direct Wired | 0-10 VDC Controls | 81 | 4000 | 0.001 | 91 | 52 | 433 | 0.96 | Ambient | 50000 |  |  | 99999 | 0.01 | 13 | 4 | 0.01 | 0.01 | 0 | 0 | 0 | 0 | 0.09 | 0.02 | 0 | 0 | 0 | 0 | 0.85 | 0 | 0 | 0 | 0 | 0 | True |  | Non Federally-Regulated | 08/10/2018 |  | 11/29/2018
USAI Lighting | USAI Lighting | B3SAM-15X1-40KH-20-S-BZ-NCIC-UNV-D6F | Light Emitting Diode | Inseparable Luminaire | Direct Wired | 0-10 VDC Controls | 81 | 4000 | 0.001 | 91 | 52 | 433 | 0.96 | Ambient | 50000 |  |  | 99999 | 0.01 | 13 | 4 | 0.01 | 0.01 | 0 | 0 | 0 | 0 | 0.09 | 0.02 | 0 | 0 | 0 | 0 | 0.85 | 0 | 0 | 0 | 0 | 0 | True |  | Non Federally-Regulated | 08/10/2018 |  | 11/29/2018
USAI Lighting | USAI Lighting | B3SAM-15X1-40KH-20-S-GR-NCIC-UNV-D6A | Light Emitting Diode | Inseparable Luminaire | Direct Wired | 0-10 VDC Controls | 81 | 4000 | 0.001 | 91 | 52 | 433 | 0.96 | Ambient | 50000 |  |  | 99999 | 0.01 | 13 | 4 | 0.01 | 0.01 | 0 | 0 | 0 | 0 | 0.09 | 0.02 | 0 | 0 | 0 | 0 | 0.85 | 0 | 0 | 0 | 0 | 0 | True |  | Non Federally-Regulated | 08/10/2018 |  | 11/29/2018
USAI Lighting | USAI Lighting | B3SAM-15X1-40KH-20-S-GR-NCIC-UNV-D6B | Light Emitting Diode | Inseparable Luminaire | Direct Wired | 0-10 VDC Controls | 81 | 4000 | 0.001 | 91 | 52 | 433 | 0.96 | Ambient | 50000 |  |  | 99999 | 0.01 | 13 | 4 | 0.01 | 0.01 | 0 | 0 | 0 | 0 | 0.09 | 0.02 | 0 | 0 | 0 | 0 | 0.85 | 0 | 0 | 0 | 0 | 0 | True |  | Non Federally-Regulated | 08/10/2018 |  | 11/29/2018
USAI Lighting | USAI Lighting | B3SAM-15X1-40KH-20-S-GR-NCIC-UNV-D6E | Light Emitting Diode | Inseparable Luminaire | Direct Wired | 0-10 VDC Controls | 81 | 4000 | 0.001 | 91 | 52 | 433 | 0.96 | Ambient | 50000 |  |  | 99999 | 0.01 | 13 | 4 | 0.01 | 0.01 | 0 | 0 | 0 | 0 | 0.09 | 0.02 | 0 | 0 | 0 | 0 | 0.85 | 0 | 0 | 0 | 0 | 0 | True |  | Non Federally-Regulated | 08/10/2018 |  | 11/29/2018
USAI Lighting | USAI Lighting | B3SAM-15X1-40KH-20-S-GR-NCIC-UNV-D6F | Light Emitting Diode | Inseparable Luminaire | Direct Wired | 0-10 VDC Controls | 81 | 4000 | 0.001 | 91 | 52 | 433 | 0.96 | Ambient | 50000 |  |  | 99999 | 0.01 | 13 | 4 | 0.01 | 0.01 | 0 | 0 | 0 | 0 | 0.09 | 0.02 | 0 | 0 | 0 | 0 | 0.85 | 0 | 0 | 0 | 0 | 0 | True |  | Non Federally-Regulated | 08/10/2018 |  | 11/29/2018
USAI Lighting | USAI Lighting | B3SAM-15X1-40KH-20-S-WH-NCIC-UNV-D6A | Light Emitting Diode | Inseparable Luminaire | Direct Wired | 0-10 VDC Controls | 81 | 4000 | 0.001 | 91 | 52 | 433 | 0.96 | Ambient | 50000 |  |  | 99999 | 0.01 | 13 | 4 | 0.01 | 0.01 | 0 | 0 | 0 | 0 | 0.09 | 0.02 | 0 | 0 | 0 | 0 | 0.85 | 0 | 0 | 0 | 0 | 0 | True |  | Non Federally-Regulated | 08/10/2018 |  | 11/29/2018
USAI Lighting | USAI Lighting | B3SAM-15X1-40KH-20-S-WH-NCIC-UNV-D6B | Light Emitting Diode | Inseparable Luminaire | Direct Wired | 0-10 VDC Controls | 81 | 4000 | 0.001 | 91 | 52 | 433 | 0.96 | Ambient | 50000 |  |  | 99999 | 0.01 | 13 | 4 | 0.01 | 0.01 | 0 | 0 | 0 | 0 | 0.09 | 0.02 | 0 | 0 | 0 | 0 | 0.85 | 0 | 0 | 0 | 0 | 0 | True |  | Non Federally-Regulated | 08/10/2018 |  | 11/29/2018
USAI Lighting | USAI Lighting | B3SAM-15X1-40KH-20-S-WH-NCIC-UNV-D6E | Light Emitting Diode | Inseparable Luminaire | Direct Wired | 0-10 VDC Controls | 81 | 4000 | 0.001 | 91 | 52 | 433 | 0.96 | Ambient | 50000 |  |  | 99999 | 0.01 | 13 | 4 | 0.01 | 0.01 | 0 | 0 | 0 | 0 | 0.09 | 0.02 | 0 | 0 | 0 | 0 | 0.85 | 0 | 0 | 0 | 0 | 0 | True |  | Non Federally-Regulated | 08/10/2018 |  | 11/29/2018
USAI Lighting | USAI Lighting | B3SAM-15X1-40KH-20-S-WH-NCIC-UNV-D6F | Light Emitting Diode | Inseparable Luminaire | Direct Wired | 0-10 VDC Controls | 81 | 4000 | 0.001 | 91 | 52 | 433 | 0.96 | Ambient | 50000 |  |  | 99999 | 0.01 | 13 | 4 | 0.01 | 0.01 | 0 | 0 | 0 | 0 | 0.09 | 0.02 | 0 | 0 | 0 | 0 | 0.85 | 0 | 0 | 0 | 0 | 0 | True |  | Non Federally-Regulated | 08/10/2018 |  | 11/29/2018
USAI Lighting | USAI Lighting | B3SDM-15X1-40KH-25-S-GR-NCIC-UNV-D6A | Light Emitting Diode | Inseparable Luminaire | Direct Wired | 0-10 VDC Controls | 75 | 4000 | 0.001 | 91 | 52 | 433 | 0.96 | Ambient | 50000 |  |  | 99999 | 0.01 | 13 | 4 | 0.01 | 0.01 | 0 | 0 | 0 | 0 | 0.09 | 0.02 | 0 | 0 | 0 | 0 | 0.85 | 0 | 0 | 0 | 0 | 0 | True |  | Non Federally-Regulated | 08/10/2018 |  | 11/29/2018
USAI Lighting | USAI Lighting | B3SDM-15X1-40KH-25-S-GR-NCIC-UNV-D6B | Light Emitting Diode | Inseparable Luminaire | Direct Wired | 0-10 VDC Controls | 75 | 4000 | 0.001 | 91 | 52 | 433 | 0.96 | Ambient | 50000 |  |  | 99999 | 0.01 | 13 | 4 | 0.01 | 0.01 | 0 | 0 | 0 | 0 | 0.09 | 0.02 | 0 | 0 | 0 | 0 | 0.85 | 0 | 0 | 0 | 0 | 0 | True |  | Non Federally-Regulated | 08/10/2018 |  | 11/29/2018
USAI Lighting | USAI Lighting | B3SDM-15X1-40KH-25-S-GR-NCIC-UNV-D6E | Light Emitting Diode | Inseparable Luminaire | Direct Wired | 0-10 VDC Controls | 75 | 4000 | 0.001 | 91 | 52 | 433 | 0.96 | Ambient | 50000 |  |  | 99999 | 0.01 | 13 | 4 | 0.01 | 0.01 | 0 | 0 | 0 | 0 | 0.09 | 0.02 | 0 | 0 | 0 | 0 | 0.85 | 0 | 0 | 0 | 0 | 0 | True |  | Non Federally-Regulated | 08/10/2018 |  | 11/29/2018
USAI Lighting | USAI Lighting | B3SDM-15X1-40KH-25-S-GR-NCIC-UNV-D6F | Light Emitting Diode | Inseparable Luminaire | Direct Wired | 0-10 VDC Controls | 75 | 4000 | 0.001 | 91 | 52 | 433 | 0.96 | Ambient | 50000 |  |  | 99999 | 0.01 | 13 | 4 | 0.01 | 0.01 | 0 | 0 | 0 | 0 | 0.09 | 0.02 | 0 | 0 | 0 | 0 | 0.85 | 0 | 0 | 0 | 0 | 0 | True |  | Non Federally-Regulated | 08/10/2018 |  | 11/29/2018
USAI Lighting | USAI Lighting | B3SDM-15X1-40KH-25-S-WH-NCIC-UNV-D6A | Light Emitting Diode | Inseparable Luminaire | Direct Wired | 0-10 VDC Controls | 75 | 4000 | 0.001 | 91 | 52 | 433 | 0.96 | Ambient | 50000 |  |  | 99999 | 0.01 | 13 | 4 | 0.01 | 0.01 | 0 | 0 | 0 | 0 | 0.09 | 0.02 | 0 | 0 | 0 | 0 | 0.85 | 0 | 0 | 0 | 0 | 0 | True |  | Non Federally-Regulated | 08/10/2018 |  | 11/29/2018
USAI Lighting | USAI Lighting | B3SDM-15X1-40KH-25-S-WH-NCIC-UNV-D6B | Light Emitting Diode | Inseparable Luminaire | Direct Wired | 0-10 VDC Controls | 75 | 4000 | 0.001 | 91 | 52 | 433 | 0.96 | Ambient | 50000 |  |  | 99999 | 0.01 | 13 | 4 | 0.01 | 0.01 | 0 | 0 | 0 | 0 | 0.09 | 0.02 | 0 | 0 | 0 | 0 | 0.85 | 0 | 0 | 0 | 0 | 0 | True |  | Non Federally-Regulated | 08/10/2018 |  | 11/29/2018
USAI Lighting | USAI Lighting | B3SDM-15X1-40KH-25-S-WH-NCIC-UNV-D6E | Light Emitting Diode | Inseparable Luminaire | Direct Wired | 0-10 VDC Controls | 75 | 4000 | 0.001 | 91 | 52 | 433 | 0.96 | Ambient | 50000 |  |  | 99999 | 0.01 | 13 | 4 | 0.01 | 0.01 | 0 | 0 | 0 | 0 | 0.09 | 0.02 | 0 | 0 | 0 | 0 | 0.85 | 0 | 0 | 0 | 0 | 0 | True |  | Non Federally-Regulated | 08/10/2018 |  | 11/29/2018
USAI Lighting | USAI Lighting | B3SDM-15X1-40KH-25-S-WH-NCIC-UNV-D6F | Light Emitting Diode | Inseparable Luminaire | Direct Wired | 0-10 VDC Controls | 75 | 4000 | 0.001 | 91 | 52 | 433 | 0.96 | Ambient | 50000 |  |  | 99999 | 0.01 | 13 | 4 | 0.01 | 0.01 | 0 | 0 | 0 | 0 | 0.09 | 0.02 | 0 | 0 | 0 | 0 | 0.85 | 0 | 0 | 0 | 0 | 0 | True |  | Non Federally-Regulated | 08/10/2018 |  | 11/29/2018
USAI Lighting | USAI Lighting | B3SDM-15X1-40KH-45-S-BL-NCIC-UNV-D6A | Light Emitting Diode | Inseparable Luminaire | Direct Wired | 0-10 VDC Controls | 79 | 4000 | 0.001 | 91 | 52 | 433 | 0.96 | Ambient | 50000 |  |  | 99999 | 0.01 | 13 | 4 | 0.01 | 0.01 | 0 | 0 | 0 | 0 | 0.09 | 0.02 | 0 | 0 | 0 | 0 | 0.85 | 0 | 0 | 0 | 0 | 0 | True |  | Non Federally-Regulated | 08/10/2018 |  | 11/29/2018
USAI Lighting | USAI Lighting | B3SDM-15X1-40KH-45-S-BL-NCIC-UNV-D6B | Light Emitting Diode | Inseparable Luminaire | Direct Wired | 0-10 VDC Controls | 79 | 4000 | 0.001 | 91 | 52 | 433 | 0.96 | Ambient | 50000 |  |  | 99999 | 0.01 | 13 | 4 | 0.01 | 0.01 | 0 | 0 | 0 | 0 | 0.09 | 0.02 | 0 | 0 | 0 | 0 | 0.85 | 0 | 0 | 0 | 0 | 0 | True |  | Non Federally-Regulated | 08/10/2018 |  | 11/29/2018
USAI Lighting | USAI Lighting | B3SDM-15X1-40KH-45-S-BL-NCIC-UNV-D6E | Light Emitting Diode | Inseparable Luminaire | Direct Wired | 0-10 VDC Controls | 79 | 4000 | 0.001 | 91 | 52 | 433 | 0.96 | Ambient | 50000 |  |  | 99999 | 0.01 | 13 | 4 | 0.01 | 0.01 | 0 | 0 | 0 | 0 | 0.09 | 0.02 | 0 | 0 | 0 | 0 | 0.85 | 0 | 0 | 0 | 0 | 0 | True |  | Non Federally-Regulated | 08/10/2018 |  | 11/29/2018
USAI Lighting | USAI Lighting | B3SDM-15X1-40KH-45-S-BL-NCIC-UNV-D6F | Light Emitting Diode | Inseparable Luminaire | Direct Wired | 0-10 VDC Controls | 79 | 4000 | 0.001 | 91 | 52 | 433 | 0.96 | Ambient | 50000 |  |  | 99999 | 0.01 | 13 | 4 | 0.01 | 0.01 | 0 | 0 | 0 | 0 | 0.09 | 0.02 | 0 | 0 | 0 | 0 | 0.85 | 0 | 0 | 0 | 0 | 0 | True |  | Non Federally-Regulated | 08/10/2018 |  | 11/29/2018
USAI Lighting | USAI Lighting | B3SDM-15X1-40KH-45-S-BZ-NCIC-UNV-D6A | Light Emitting Diode | Inseparable Luminaire | Direct Wired | 0-10 VDC Controls | 79 | 4000 | 0.001 | 91 | 52 | 433 | 0.96 | Ambient | 50000 |  |  | 99999 | 0.01 | 13 | 4 | 0.01 | 0.01 | 0 | 0 | 0 | 0 | 0.09 | 0.02 | 0 | 0 | 0 | 0 | 0.85 | 0 | 0 | 0 | 0 | 0 | True |  | Non Federally-Regulated | 08/10/2018 |  | 11/29/2018
USAI Lighting | USAI Lighting | B3SDM-15X1-40KH-45-S-BZ-NCIC-UNV-D6B | Light Emitting Diode | Inseparable Luminaire | Direct Wired | 0-10 VDC Controls | 79 | 4000 | 0.001 | 91 | 52 | 433 | 0.96 | Ambient | 50000 |  |  | 99999 | 0.01 | 13 | 4 | 0.01 | 0.01 | 0 | 0 | 0 | 0 | 0.09 | 0.02 | 0 | 0 | 0 | 0 | 0.85 | 0 | 0 | 0 | 0 | 0 | True |  | Non Federally-Regulated | 08/10/2018 |  | 11/29/2018
USAI Lighting | USAI Lighting | B3SDM-15X1-40KH-45-S-BZ-NCIC-UNV-D6E | Light Emitting Diode | Inseparable Luminaire | Direct Wired | 0-10 VDC Controls | 79 | 4000 | 0.001 | 91 | 52 | 433 | 0.96 | Ambient | 50000 |  |  | 99999 | 0.01 | 13 | 4 | 0.01 | 0.01 | 0 | 0 | 0 | 0 | 0.09 | 0.02 | 0 | 0 | 0 | 0 | 0.85 | 0 | 0 | 0 | 0 | 0 | True |  | Non Federally-Regulated | 08/10/2018 |  | 11/29/2018
USAI Lighting | USAI Lighting | B3SDM-15X1-40KH-45-S-BZ-NCIC-UNV-D6F | Light Emitting Diode | Inseparable Luminaire | Direct Wired | 0-10 VDC Controls | 79 | 4000 | 0.001 | 91 | 52 | 433 | 0.96 | Ambient | 50000 |  |  | 99999 | 0.01 | 13 | 4 | 0.01 | 0.01 | 0 | 0 | 0 | 0 | 0.09 | 0.02 | 0 | 0 | 0 | 0 | 0.85 | 0 | 0 | 0 | 0 | 0 | True |  | Non Federally-Regulated | 08/10/2018 |  | 11/29/2018
USAI Lighting | USAI Lighting | B3SDM-15X1-40KH-45-S-GR-NCIC-UNV-D6A | Light Emitting Diode | Inseparable Luminaire | Direct Wired | 0-10 VDC Controls | 79 | 4000 | 0.001 | 91 | 52 | 433 | 0.96 | Ambient | 50000 |  |  | 99999 | 0.01 | 13 | 4 | 0.01 | 0.01 | 0 | 0 | 0 | 0 | 0.09 | 0.02 | 0 | 0 | 0 | 0 | 0.85 | 0 | 0 | 0 | 0 | 0 | True |  | Non Federally-Regulated | 08/10/2018 |  | 11/29/2018
USAI Lighting | USAI Lighting | B3SDM-15X1-40KH-45-S-GR-NCIC-UNV-D6B | Light Emitting Diode | Inseparable Luminaire | Direct Wired | 0-10 VDC Controls | 79 | 4000 | 0.001 | 91 | 52 | 433 | 0.96 | Ambient | 50000 |  |  | 99999 | 0.01 | 13 | 4 | 0.01 | 0.01 | 0 | 0 | 0 | 0 | 0.09 | 0.02 | 0 | 0 | 0 | 0 | 0.85 | 0 | 0 | 0 | 0 | 0 | True |  | Non Federally-Regulated | 08/10/2018 |  | 11/29/2018
USAI Lighting | USAI Lighting | B3SDM-15X1-40KH-45-S-GR-NCIC-UNV-D6E | Light Emitting Diode | Inseparable Luminaire | Direct Wired | 0-10 VDC Controls | 79 | 4000 | 0.001 | 91 | 52 | 433 | 0.96 | Ambient | 50000 |  |  | 99999 | 0.01 | 13 | 4 | 0.01 | 0.01 | 0 | 0 | 0 | 0 | 0.09 | 0.02 | 0 | 0 | 0 | 0 | 0.85 | 0 | 0 | 0 | 0 | 0 | True |  | Non Federally-Regulated | 08/10/2018 |  | 11/29/2018
USAI Lighting | USAI Lighting | B3SDM-15X1-40KH-45-S-GR-NCIC-UNV-D6F | Light Emitting Diode | Inseparable Luminaire | Direct Wired | 0-10 VDC Controls | 79 | 4000 | 0.001 | 91 | 52 | 433 | 0.96 | Ambient | 50000 |  |  | 99999 | 0.01 | 13 | 4 | 0.01 | 0.01 | 0 | 0 | 0 | 0 | 0.09 | 0.02 | 0 | 0 | 0 | 0 | 0.85 | 0 | 0 | 0 | 0 | 0 | True |  | Non Federally-Regulated | 08/10/2018 |  | 11/29/2018
USAI Lighting | USAI Lighting | B3SDM-15X1-40KH-45-S-WH-NCIC-UNV-D6A | Light Emitting Diode | Inseparable Luminaire | Direct Wired | 0-10 VDC Controls | 79 | 4000 | 0.001 | 91 | 52 | 433 | 0.96 | Ambient | 50000 |  |  | 99999 | 0.01 | 13 | 4 | 0.01 | 0.01 | 0 | 0 | 0 | 0 | 0.09 | 0.02 | 0 | 0 | 0 | 0 | 0.85 | 0 | 0 | 0 | 0 | 0 | True |  | Non Federally-Regulated | 08/10/2018 |  | 11/29/2018
USAI Lighting | USAI Lighting | B3SDM-15X1-40KH-45-S-WH-NCIC-UNV-D6B | Light Emitting Diode | Inseparable Luminaire | Direct Wired | 0-10 VDC Controls | 79 | 4000 | 0.001 | 91 | 52 | 433 | 0.96 | Ambient | 50000 |  |  | 99999 | 0.01 | 13 | 4 | 0.01 | 0.01 | 0 | 0 | 0 | 0 | 0.09 | 0.02 | 0 | 0 | 0 | 0 | 0.85 | 0 | 0 | 0 | 0 | 0 | True |  | Non Federally-Regulated | 08/10/2018 |  | 11/29/2018
USAI Lighting | USAI Lighting | B3SDM-15X1-40KH-45-S-WH-NCIC-UNV-D6E | Light Emitting Diode | Inseparable Luminaire | Direct Wired | 0-10 VDC Controls | 79 | 4000 | 0.001 | 91 | 52 | 433 | 0.96 | Ambient | 50000 |  |  | 99999 | 0.01 | 13 | 4 | 0.01 | 0.01 | 0 | 0 | 0 | 0 | 0.09 | 0.02 | 0 | 0 | 0 | 0 | 0.85 | 0 | 0 | 0 | 0 | 0 | True |  | Non Federally-Regulated | 08/10/2018 |  | 11/29/2018
USAI Lighting | USAI Lighting | B3SDM-15X1-40KH-45-S-WH-NCIC-UNV-D6F | Light Emitting Diode | Inseparable Luminaire | Direct Wired | 0-10 VDC Controls | 79 | 4000 | 0.001 | 91 | 52 | 433 | 0.96 | Ambient | 50000 |  |  | 99999 | 0.01 | 13 | 4 | 0.01 | 0.01 | 0 | 0 | 0 | 0 | 0.09 | 0.02 | 0 | 0 | 0 | 0 | 0.85 | 0 | 0 | 0 | 0 | 0 | True |  | Non Federally-Regulated | 08/10/2018 |  | 11/29/2018
USAI Lighting | USAI Lighting | B3SDM-15X1-40KH-65-S-BL-NCIC-UNV-D6A | Light Emitting Diode | Inseparable Luminaire | Direct Wired | 0-10 VDC Controls | 65 | 4000 | 0.001 | 91 | 52 | 433 | 0.96 | Ambient | 50000 |  |  | 99999 | 0.01 | 13 | 4 | 0.01 | 0.01 | 0 | 0 | 0 | 0 | 0.09 | 0.02 | 0 | 0 | 0 | 0 | 0.85 | 0 | 0 | 0 | 0 | 0 | True |  | Non Federally-Regulated | 08/10/2018 |  | 11/29/2018
USAI Lighting | USAI Lighting | B3SDM-15X1-40KH-65-S-BL-NCIC-UNV-D6B | Light Emitting Diode | Inseparable Luminaire | Direct Wired | 0-10 VDC Controls | 65 | 4000 | 0.001 | 91 | 52 | 433 | 0.96 | Ambient | 50000 |  |  | 99999 | 0.01 | 13 | 4 | 0.01 | 0.01 | 0 | 0 | 0 | 0 | 0.09 | 0.02 | 0 | 0 | 0 | 0 | 0.85 | 0 | 0 | 0 | 0 | 0 | True |  | Non Federally-Regulated | 08/10/2018 |  | 11/29/2018
USAI Lighting | USAI Lighting | B3SDM-15X1-40KH-65-S-BL-NCIC-UNV-D6E | Light Emitting Diode | Inseparable Luminaire | Direct Wired | 0-10 VDC Controls | 65 | 4000 | 0.001 | 91 | 52 | 433 | 0.96 | Ambient | 50000 |  |  | 99999 | 0.01 | 13 | 4 | 0.01 | 0.01 | 0 | 0 | 0 | 0 | 0.09 | 0.02 | 0 | 0 | 0 | 0 | 0.85 | 0 | 0 | 0 | 0 | 0 | True |  | Non Federally-Regulated | 08/10/2018 |  | 11/29/2018
USAI Lighting | USAI Lighting | B3SDM-15X1-40KH-65-S-BL-NCIC-UNV-D6F | Light Emitting Diode | Inseparable Luminaire | Direct Wired | 0-10 VDC Controls | 65 | 4000 | 0.001 | 91 | 52 | 433 | 0.96 | Ambient | 50000 |  |  | 99999 | 0.01 | 13 | 4 | 0.01 | 0.01 | 0 | 0 | 0 | 0 | 0.09 | 0.02 | 0 | 0 | 0 | 0 | 0.85 | 0 | 0 | 0 | 0 | 0 | True |  | Non Federally-Regulated | 08/10/2018 |  | 11/29/2018
USAI Lighting | USAI Lighting | B3SDM-15X1-40KH-65-S-BZ-NCIC-UNV-D6A | Light Emitting Diode | Inseparable Luminaire | Direct Wired | 0-10 VDC Controls | 65 | 4000 | 0.001 | 91 | 52 | 433 | 0.96 | Ambient | 50000 |  |  | 99999 | 0.01 | 13 | 4 | 0.01 | 0.01 | 0 | 0 | 0 | 0 | 0.09 | 0.02 | 0 | 0 | 0 | 0 | 0.85 | 0 | 0 | 0 | 0 | 0 | True |  | Non Federally-Regulated | 08/10/2018 |  | 11/29/2018
USAI Lighting | USAI Lighting | B3SDM-15X1-40KH-65-S-BZ-NCIC-UNV-D6B | Light Emitting Diode | Inseparable Luminaire | Direct Wired | 0-10 VDC Controls | 65 | 4000 | 0.001 | 91 | 52 | 433 | 0.96 | Ambient | 50000 |  |  | 99999 | 0.01 | 13 | 4 | 0.01 | 0.01 | 0 | 0 | 0 | 0 | 0.09 | 0.02 | 0 | 0 | 0 | 0 | 0.85 | 0 | 0 | 0 | 0 | 0 | True |  | Non Federally-Regulated | 08/10/2018 |  | 11/29/2018
USAI Lighting | USAI Lighting | B3SDM-15X1-40KH-65-S-BZ-NCIC-UNV-D6E | Light Emitting Diode | Inseparable Luminaire | Direct Wired | 0-10 VDC Controls | 65 | 4000 | 0.001 | 91 | 52 | 433 | 0.96 | Ambient | 50000 |  |  | 99999 | 0.01 | 13 | 4 | 0.01 | 0.01 | 0 | 0 | 0 | 0 | 0.09 | 0.02 | 0 | 0 | 0 | 0 | 0.85 | 0 | 0 | 0 | 0 | 0 | True |  | Non Federally-Regulated | 08/10/2018 |  | 11/29/2018
USAI Lighting | USAI Lighting | B3SDM-15X1-40KH-65-S-BZ-NCIC-UNV-D6F | Light Emitting Diode | Inseparable Luminaire | Direct Wired | 0-10 VDC Controls | 65 | 4000 | 0.001 | 91 | 52 | 433 | 0.96 | Ambient | 50000 |  |  | 99999 | 0.01 | 13 | 4 | 0.01 | 0.01 | 0 | 0 | 0 | 0 | 0.09 | 0.02 | 0 | 0 | 0 | 0 | 0.85 | 0 | 0 | 0 | 0 | 0 | True |  | Non Federally-Regulated | 08/10/2018 |  | 11/29/2018
USAI Lighting | USAI Lighting | B3SDM-15X1-40KH-65-S-GR-NCIC-UNV-D6A | Light Emitting Diode | Inseparable Luminaire | Direct Wired | 0-10 VDC Controls | 65 | 4000 | 0.001 | 91 | 52 | 433 | 0.96 | Ambient | 50000 |  |  | 99999 | 0.01 | 13 | 4 | 0.01 | 0.01 | 0 | 0 | 0 | 0 | 0.09 | 0.02 | 0 | 0 | 0 | 0 | 0.85 | 0 | 0 | 0 | 0 | 0 | True |  | Non Federally-Regulated | 08/10/2018 |  | 11/29/2018
USAI Lighting | USAI Lighting | B3SDM-15X1-40KH-65-S-GR-NCIC-UNV-D6B | Light Emitting Diode | Inseparable Luminaire | Direct Wired | 0-10 VDC Controls | 65 | 4000 | 0.001 | 91 | 52 | 433 | 0.96 | Ambient | 50000 |  |  | 99999 | 0.01 | 13 | 4 | 0.01 | 0.01 | 0 | 0 | 0 | 0 | 0.09 | 0.02 | 0 | 0 | 0 | 0 | 0.85 | 0 | 0 | 0 | 0 | 0 | True |  | Non Federally-Regulated | 08/10/2018 |  | 11/29/2018
USAI Lighting | USAI Lighting | B3SDM-15X1-40KH-65-S-GR-NCIC-UNV-D6E | Light Emitting Diode | Inseparable Luminaire | Direct Wired | 0-10 VDC Controls | 65 | 4000 | 0.001 | 91 | 52 | 433 | 0.96 | Ambient | 50000 |  |  | 99999 | 0.01 | 13 | 4 | 0.01 | 0.01 | 0 | 0 | 0 | 0 | 0.09 | 0.02 | 0 | 0 | 0 | 0 | 0.85 | 0 | 0 | 0 | 0 | 0 | True |  | Non Federally-Regulated | 08/10/2018 |  | 11/29/2018
USAI Lighting | USAI Lighting | B3SDM-15X1-40KH-65-S-GR-NCIC-UNV-D6F | Light Emitting Diode | Inseparable Luminaire | Direct Wired | 0-10 VDC Controls | 65 | 4000 | 0.001 | 91 | 52 | 433 | 0.96 | Ambient | 50000 |  |  | 99999 | 0.01 | 13 | 4 | 0.01 | 0.01 | 0 | 0 | 0 | 0 | 0.09 | 0.02 | 0 | 0 | 0 | 0 | 0.85 | 0 | 0 | 0 | 0 | 0 | True |  | Non Federally-Regulated | 08/10/2018 |  | 11/29/2018
USAI Lighting | USAI Lighting | B3SDM-15X1-40KH-65-S-WH-NCIC-UNV-D6A | Light Emitting Diode | Inseparable Luminaire | Direct Wired | 0-10 VDC Controls | 65 | 4000 | 0.001 | 91 | 52 | 433 | 0.96 | Ambient | 50000 |  |  | 99999 | 0.01 | 13 | 4 | 0.01 | 0.01 | 0 | 0 | 0 | 0 | 0.09 | 0.02 | 0 | 0 | 0 | 0 | 0.85 | 0 | 0 | 0 | 0 | 0 | True |  | Non Federally-Regulated | 08/10/2018 |  | 11/29/2018
USAI Lighting | USAI Lighting | B3SDM-15X1-40KH-65-S-WH-NCIC-UNV-D6B | Light Emitting Diode | Inseparable Luminaire | Direct Wired | 0-10 VDC Controls | 65 | 4000 | 0.001 | 91 | 52 | 433 | 0.96 | Ambient | 50000 |  |  | 99999 | 0.01 | 13 | 4 | 0.01 | 0.01 | 0 | 0 | 0 | 0 | 0.09 | 0.02 | 0 | 0 | 0 | 0 | 0.85 | 0 | 0 | 0 | 0 | 0 | True |  | Non Federally-Regulated | 08/10/2018 |  | 11/29/2018
USAI Lighting | USAI Lighting | B3SDM-15X1-40KH-65-S-WH-NCIC-UNV-D6E | Light Emitting Diode | Inseparable Luminaire | Direct Wired | 0-10 VDC Controls | 65 | 4000 | 0.001 | 91 | 52 | 433 | 0.96 | Ambient | 50000 |  |  | 99999 | 0.01 | 13 | 4 | 0.01 | 0.01 | 0 | 0 | 0 | 0 | 0.09 | 0.02 | 0 | 0 | 0 | 0 | 0.85 | 0 | 0 | 0 | 0 | 0 | True |  | Non Federally-Regulated | 08/10/2018 |  | 11/29/2018
USAI Lighting | USAI Lighting | B3SDM-15X1-40KH-65-S-WH-NCIC-UNV-D6F | Light Emitting Diode | Inseparable Luminaire | Direct Wired | 0-10 VDC Controls | 65 | 4000 | 0.001 | 91 | 52 | 433 | 0.96 | Ambient | 50000 |  |  | 99999 | 0.01 | 13 | 4 | 0.01 | 0.01 | 0 | 0 | 0 | 0 | 0.09 | 0.02 | 0 | 0 | 0 | 0 | 0.85 | 0 | 0 | 0 | 0 | 0 | True |  | Non Federally-Regulated | 08/10/2018 |  | 11/29/2018
USAI Lighting | USAI Lighting | B3SDF-15X1-35KH-65-S-BZ-NCIC-UNV-D6A | Light Emitting Diode | Inseparable Luminaire | Direct Wired | 0-10 VDC Controls | 60 | 3500 | 0.001 | 91 | 52 | 433 | 0.96 | Ambient | 50000 |  |  | 99999 | 0.01 | 13 | 4 | 0.01 | 0.01 | 0 | 0 | 0 | 0 | 0.09 | 0.02 | 0 | 0 | 0 | 0 | 0.85 | 0 | 0 | 0 | 0 | 0 | True |  | Non Federally-Regulated | 08/10/2018 |  | 11/29/2018
USAI Lighting | USAI Lighting | B3SDF-15X1-35KH-65-S-BZ-NCIC-UNV-D6B | Light Emitting Diode | Inseparable Luminaire | Direct Wired | 0-10 VDC Controls | 60 | 3500 | 0.001 | 91 | 52 | 433 | 0.96 | Ambient | 50000 |  |  | 99999 | 0.01 | 13 | 4 | 0.01 | 0.01 | 0 | 0 | 0 | 0 | 0.09 | 0.02 | 0 | 0 | 0 | 0 | 0.85 | 0 | 0 | 0 | 0 | 0 | True |  | Non Federally-Regulated | 08/10/2018 |  | 11/29/2018
USAI Lighting | USAI Lighting | B3SDF-15X1-35KH-65-S-BZ-NCIC-UNV-D6E | Light Emitting Diode | Inseparable Luminaire | Direct Wired | 0-10 VDC Controls | 60 | 3500 | 0.001 | 91 | 52 | 433 | 0.96 | Ambient | 50000 |  |  | 99999 | 0.01 | 13 | 4 | 0.01 | 0.01 | 0 | 0 | 0 | 0 | 0.09 | 0.02 | 0 | 0 | 0 | 0 | 0.85 | 0 | 0 | 0 | 0 | 0 | True |  | Non Federally-Regulated | 08/10/2018 |  | 11/29/2018
USAI Lighting | USAI Lighting | B3SDF-15X1-35KH-65-S-BZ-NCIC-UNV-D6F | Light Emitting Diode | Inseparable Luminaire | Direct Wired | 0-10 VDC Controls | 60 | 3500 | 0.001 | 91 | 52 | 433 | 0.96 | Ambient | 50000 |  |  | 99999 | 0.01 | 13 | 4 | 0.01 | 0.01 | 0 | 0 | 0 | 0 | 0.09 | 0.02 | 0 | 0 | 0 | 0 | 0.85 | 0 | 0 | 0 | 0 | 0 | True |  | Non Federally-Regulated | 08/10/2018 |  | 11/29/2018
USAI Lighting | USAI Lighting | B3SDF-15X1-35KH-65-S-GR-NCIC-UNV-D6A | Light Emitting Diode | Inseparable Luminaire | Direct Wired | 0-10 VDC Controls | 60 | 3500 | 0.001 | 91 | 52 | 433 | 0.96 | Ambient | 50000 |  |  | 99999 | 0.01 | 13 | 4 | 0.01 | 0.01 | 0 | 0 | 0 | 0 | 0.09 | 0.02 | 0 | 0 | 0 | 0 | 0.85 | 0 | 0 | 0 | 0 | 0 | True |  | Non Federally-Regulated | 08/10/2018 |  | 11/29/2018
USAI Lighting | USAI Lighting | B3SDF-15X1-35KH-65-S-GR-NCIC-UNV-D6B | Light Emitting Diode | Inseparable Luminaire | Direct Wired | 0-10 VDC Controls | 60 | 3500 | 0.001 | 91 | 52 | 433 | 0.96 | Ambient | 50000 |  |  | 99999 | 0.01 | 13 | 4 | 0.01 | 0.01 | 0 | 0 | 0 | 0 | 0.09 | 0.02 | 0 | 0 | 0 | 0 | 0.85 | 0 | 0 | 0 | 0 | 0 | True |  | Non Federally-Regulated | 08/10/2018 |  | 11/29/2018
USAI Lighting | USAI Lighting | B3SDF-15X1-35KH-65-S-GR-NCIC-UNV-D6E | Light Emitting Diode | Inseparable Luminaire | Direct Wired | 0-10 VDC Controls | 60 | 3500 | 0.001 | 91 | 52 | 433 | 0.96 | Ambient | 50000 |  |  | 99999 | 0.01 | 13 | 4 | 0.01 | 0.01 | 0 | 0 | 0 | 0 | 0.09 | 0.02 | 0 | 0 | 0 | 0 | 0.85 | 0 | 0 | 0 | 0 | 0 | True |  | Non Federally-Regulated | 08/10/2018 |  | 11/29/2018
USAI Lighting | USAI Lighting | B3SDF-15X1-35KH-65-S-GR-NCIC-UNV-D6F | Light Emitting Diode | Inseparable Luminaire | Direct Wired | 0-10 VDC Controls | 60 | 3500 | 0.001 | 91 | 52 | 433 | 0.96 | Ambient | 50000 |  |  | 99999 | 0.01 | 13 | 4 | 0.01 | 0.01 | 0 | 0 | 0 | 0 | 0.09 | 0.02 | 0 | 0 | 0 | 0 | 0.85 | 0 | 0 | 0 | 0 | 0 | True |  | Non Federally-Regulated | 08/10/2018 |  | 11/29/2018
USAI Lighting | USAI Lighting | B3SDF-15X1-35KH-65-S-WH-NCIC-UNV-D6A | Light Emitting Diode | Inseparable Luminaire | Direct Wired | 0-10 VDC Controls | 60 | 3500 | 0.001 | 91 | 52 | 433 | 0.96 | Ambient | 50000 |  |  | 99999 | 0.01 | 13 | 4 | 0.01 | 0.01 | 0 | 0 | 0 | 0 | 0.09 | 0.02 | 0 | 0 | 0 | 0 | 0.85 | 0 | 0 | 0 | 0 | 0 | True |  | Non Federally-Regulated | 08/10/2018 |  | 11/29/2018
USAI Lighting | USAI Lighting | B3SDF-15X1-35KH-65-S-WH-NCIC-UNV-D6B | Light Emitting Diode | Inseparable Luminaire | Direct Wired | 0-10 VDC Controls | 60 | 3500 | 0.001 | 91 | 52 | 433 | 0.96 | Ambient | 50000 |  |  | 99999 | 0.01 | 13 | 4 | 0.01 | 0.01 | 0 | 0 | 0 | 0 | 0.09 | 0.02 | 0 | 0 | 0 | 0 | 0.85 | 0 | 0 | 0 | 0 | 0 | True |  | Non Federally-Regulated | 08/10/2018 |  | 11/29/2018
USAI Lighting | USAI Lighting | B3SDF-15X1-35KH-65-S-WH-NCIC-UNV-D6E | Light Emitting Diode | Inseparable Luminaire | Direct Wired | 0-10 VDC Controls | 60 | 3500 | 0.001 | 91 | 52 | 433 | 0.96 | Ambient | 50000 |  |  | 99999 | 0.01 | 13 | 4 | 0.01 | 0.01 | 0 | 0 | 0 | 0 | 0.09 | 0.02 | 0 | 0 | 0 | 0 | 0.85 | 0 | 0 | 0 | 0 | 0 | True |  | Non Federally-Regulated | 08/10/2018 |  | 11/29/2018
USAI Lighting | USAI Lighting | B3SDF-15X1-35KH-65-S-WH-NCIC-UNV-D6F | Light Emitting Diode | Inseparable Luminaire | Direct Wired | 0-10 VDC Controls | 60 | 3500 | 0.001 | 91 | 52 | 433 | 0.96 | Ambient | 50000 |  |  | 99999 | 0.01 | 13 | 4 | 0.01 | 0.01 | 0 | 0 | 0 | 0 | 0.09 | 0.02 | 0 | 0 | 0 | 0 | 0.85 | 0 | 0 | 0 | 0 | 0 | True |  | Non Federally-Regulated | 08/10/2018 |  | 11/29/2018
USAI Lighting | USAI Lighting | B3SDF-15X1-40KH-25-S-BL-NCIC-UNV-D6A | Light Emitting Diode | Inseparable Luminaire | Direct Wired | 0-10 VDC Controls | 75 | 4000 | 0.001 | 91 | 52 | 433 | 0.96 | Ambient | 50000 |  |  | 99999 | 0.01 | 13 | 4 | 0.01 | 0.01 | 0 | 0 | 0 | 0 | 0.09 | 0.02 | 0 | 0 | 0 | 0 | 0.85 | 0 | 0 | 0 | 0 | 0 | True |  | Non Federally-Regulated | 08/10/2018 |  | 11/29/2018
USAI Lighting | USAI Lighting | B3SDF-15X1-40KH-25-S-BL-NCIC-UNV-D6B | Light Emitting Diode | Inseparable Luminaire | Direct Wired | 0-10 VDC Controls | 75 | 4000 | 0.001 | 91 | 52 | 433 | 0.96 | Ambient | 50000 |  |  | 99999 | 0.01 | 13 | 4 | 0.01 | 0.01 | 0 | 0 | 0 | 0 | 0.09 | 0.02 | 0 | 0 | 0 | 0 | 0.85 | 0 | 0 | 0 | 0 | 0 | True |  | Non Federally-Regulated | 08/10/2018 |  | 11/29/2018
USAI Lighting | USAI Lighting | B3SDF-15X1-40KH-25-S-BL-NCIC-UNV-D6E | Light Emitting Diode | Inseparable Luminaire | Direct Wired | 0-10 VDC Controls | 75 | 4000 | 0.001 | 91 | 52 | 433 | 0.96 | Ambient | 50000 |  |  | 99999 | 0.01 | 13 | 4 | 0.01 | 0.01 | 0 | 0 | 0 | 0 | 0.09 | 0.02 | 0 | 0 | 0 | 0 | 0.85 | 0 | 0 | 0 | 0 | 0 | True |  | Non Federally-Regulated | 08/10/2018 |  | 11/29/2018
USAI Lighting | USAI Lighting | B3SDF-15X1-40KH-25-S-BL-NCIC-UNV-D6F | Light Emitting Diode | Inseparable Luminaire | Direct Wired | 0-10 VDC Controls | 75 | 4000 | 0.001 | 91 | 52 | 433 | 0.96 | Ambient | 50000 |  |  | 99999 | 0.01 | 13 | 4 | 0.01 | 0.01 | 0 | 0 | 0 | 0 | 0.09 | 0.02 | 0 | 0 | 0 | 0 | 0.85 | 0 | 0 | 0 | 0 | 0 | True |  | Non Federally-Regulated | 08/10/2018 |  | 11/29/2018
USAI Lighting | USAI Lighting | B3SDF-15X1-40KH-25-S-BZ-NCIC-UNV-D6A | Light Emitting Diode | Inseparable Luminaire | Direct Wired | 0-10 VDC Controls | 75 | 4000 | 0.001 | 91 | 52 | 433 | 0.96 | Ambient | 50000 |  |  | 99999 | 0.01 | 13 | 4 | 0.01 | 0.01 | 0 | 0 | 0 | 0 | 0.09 | 0.02 | 0 | 0 | 0 | 0 | 0.85 | 0 | 0 | 0 | 0 | 0 | True |  | Non Federally-Regulated | 08/10/2018 |  | 11/29/2018
USAI Lighting | USAI Lighting | B3SDF-15X1-40KH-25-S-BZ-NCIC-UNV-D6B | Light Emitting Diode | Inseparable Luminaire | Direct Wired | 0-10 VDC Controls | 75 | 4000 | 0.001 | 91 | 52 | 433 | 0.96 | Ambient | 50000 |  |  | 99999 | 0.01 | 13 | 4 | 0.01 | 0.01 | 0 | 0 | 0 | 0 | 0.09 | 0.02 | 0 | 0 | 0 | 0 | 0.85 | 0 | 0 | 0 | 0 | 0 | True |  | Non Federally-Regulated | 08/10/2018 |  | 11/29/2018
USAI Lighting | USAI Lighting | B3SDF-15X1-40KH-25-S-BZ-NCIC-UNV-D6E | Light Emitting Diode | Inseparable Luminaire | Direct Wired | 0-10 VDC Controls | 75 | 4000 | 0.001 | 91 | 52 | 433 | 0.96 | Ambient | 50000 |  |  | 99999 | 0.01 | 13 | 4 | 0.01 | 0.01 | 0 | 0 | 0 | 0 | 0.09 | 0.02 | 0 | 0 | 0 | 0 | 0.85 | 0 | 0 | 0 | 0 | 0 | True |  | Non Federally-Regulated | 08/10/2018 |  | 11/29/2018
USAI Lighting | USAI Lighting | B3SDF-15X1-40KH-25-S-BZ-NCIC-UNV-D6F | Light Emitting Diode | Inseparable Luminaire | Direct Wired | 0-10 VDC Controls | 75 | 4000 | 0.001 | 91 | 52 | 433 | 0.96 | Ambient | 50000 |  |  | 99999 | 0.01 | 13 | 4 | 0.01 | 0.01 | 0 | 0 | 0 | 0 | 0.09 | 0.02 | 0 | 0 | 0 | 0 | 0.85 | 0 | 0 | 0 | 0 | 0 | True |  | Non Federally-Regulated | 08/10/2018 |  | 11/29/2018
USAI Lighting | USAI Lighting | B3SDF-15X1-40KH-25-S-GR-NCIC-UNV-D6A | Light Emitting Diode | Inseparable Luminaire | Direct Wired | 0-10 VDC Controls | 75 | 4000 | 0.001 | 91 | 52 | 433 | 0.96 | Ambient | 50000 |  |  | 99999 | 0.01 | 13 | 4 | 0.01 | 0.01 | 0 | 0 | 0 | 0 | 0.09 | 0.02 | 0 | 0 | 0 | 0 | 0.85 | 0 | 0 | 0 | 0 | 0 | True |  | Non Federally-Regulated | 08/10/2018 |  | 11/29/2018
USAI Lighting | USAI Lighting | B3SDF-15X1-40KH-25-S-GR-NCIC-UNV-D6B | Light Emitting Diode | Inseparable Luminaire | Direct Wired | 0-10 VDC Controls | 75 | 4000 | 0.001 | 91 | 52 | 433 | 0.96 | Ambient | 50000 |  |  | 99999 | 0.01 | 13 | 4 | 0.01 | 0.01 | 0 | 0 | 0 | 0 | 0.09 | 0.02 | 0 | 0 | 0 | 0 | 0.85 | 0 | 0 | 0 | 0 | 0 | True |  | Non Federally-Regulated | 08/10/2018 |  | 11/29/2018
USAI Lighting | USAI Lighting | B3SDF-15X1-40KH-25-S-GR-NCIC-UNV-D6E | Light Emitting Diode | Inseparable Luminaire | Direct Wired | 0-10 VDC Controls | 75 | 4000 | 0.001 | 91 | 52 | 433 | 0.96 | Ambient | 50000 |  |  | 99999 | 0.01 | 13 | 4 | 0.01 | 0.01 | 0 | 0 | 0 | 0 | 0.09 | 0.02 | 0 | 0 | 0 | 0 | 0.85 | 0 | 0 | 0 | 0 | 0 | True |  | Non Federally-Regulated | 08/10/2018 |  | 11/29/2018
USAI Lighting | USAI Lighting | B3SDF-15X1-40KH-25-S-GR-NCIC-UNV-D6F | Light Emitting Diode | Inseparable Luminaire | Direct Wired | 0-10 VDC Controls | 75 | 4000 | 0.001 | 91 | 52 | 433 | 0.96 | Ambient | 50000 |  |  | 99999 | 0.01 | 13 | 4 | 0.01 | 0.01 | 0 | 0 | 0 | 0 | 0.09 | 0.02 | 0 | 0 | 0 | 0 | 0.85 | 0 | 0 | 0 | 0 | 0 | True |  | Non Federally-Regulated | 08/10/2018 |  | 11/29/2018
USAI Lighting | USAI Lighting | B3SDF-15X1-40KH-25-S-WH-NCIC-UNV-D6A | Light Emitting Diode | Inseparable Luminaire | Direct Wired | 0-10 VDC Controls | 75 | 4000 | 0.001 | 91 | 52 | 433 | 0.96 | Ambient | 50000 |  |  | 99999 | 0.01 | 13 | 4 | 0.01 | 0.01 | 0 | 0 | 0 | 0 | 0.09 | 0.02 | 0 | 0 | 0 | 0 | 0.85 | 0 | 0 | 0 | 0 | 0 | True |  | Non Federally-Regulated | 08/10/2018 |  | 11/29/2018
USAI Lighting | USAI Lighting | B3SDF-15X1-40KH-25-S-WH-NCIC-UNV-D6B | Light Emitting Diode | Inseparable Luminaire | Direct Wired | 0-10 VDC Controls | 75 | 4000 | 0.001 | 91 | 52 | 433 | 0.96 | Ambient | 50000 |  |  | 99999 | 0.01 | 13 | 4 | 0.01 | 0.01 | 0 | 0 | 0 | 0 | 0.09 | 0.02 | 0 | 0 | 0 | 0 | 0.85 | 0 | 0 | 0 | 0 | 0 | True |  | Non Federally-Regulated | 08/10/2018 |  | 11/29/2018
USAI Lighting | USAI Lighting | B3SDF-15X1-40KH-25-S-WH-NCIC-UNV-D6E | Light Emitting Diode | Inseparable Luminaire | Direct Wired | 0-10 VDC Controls | 75 | 4000 | 0.001 | 91 | 52 | 433 | 0.96 | Ambient | 50000 |  |  | 99999 | 0.01 | 13 | 4 | 0.01 | 0.01 | 0 | 0 | 0 | 0 | 0.09 | 0.02 | 0 | 0 | 0 | 0 | 0.85 | 0 | 0 | 0 | 0 | 0 | True |  | Non Federally-Regulated | 08/10/2018 |  | 11/29/2018
USAI Lighting | USAI Lighting | B3SDF-15X1-40KH-25-S-WH-NCIC-UNV-D6F | Light Emitting Diode | Inseparable Luminaire | Direct Wired | 0-10 VDC Controls | 75 | 4000 | 0.001 | 91 | 52 | 433 | 0.96 | Ambient | 50000 |  |  | 99999 | 0.01 | 13 | 4 | 0.01 | 0.01 | 0 | 0 | 0 | 0 | 0.09 | 0.02 | 0 | 0 | 0 | 0 | 0.85 | 0 | 0 | 0 | 0 | 0 | True |  | Non Federally-Regulated | 08/10/2018 |  | 11/29/2018
USAI Lighting | USAI Lighting | B3SDF-15X1-40KH-45-S-BL-NCIC-UNV-D6A | Light Emitting Diode | Inseparable Luminaire | Direct Wired | 0-10 VDC Controls | 79 | 4000 | 0.001 | 91 | 52 | 433 | 0.96 | Ambient | 50000 |  |  | 99999 | 0.01 | 13 | 4 | 0.01 | 0.01 | 0 | 0 | 0 | 0 | 0.09 | 0.02 | 0 | 0 | 0 | 0 | 0.85 | 0 | 0 | 0 | 0 | 0 | True |  | Non Federally-Regulated | 08/10/2018 |  | 11/29/2018
USAI Lighting | USAI Lighting | B3SDF-15X1-40KH-45-S-BL-NCIC-UNV-D6B | Light Emitting Diode | Inseparable Luminaire | Direct Wired | 0-10 VDC Controls | 79 | 4000 | 0.001 | 91 | 52 | 433 | 0.96 | Ambient | 50000 |  |  | 99999 | 0.01 | 13 | 4 | 0.01 | 0.01 | 0 | 0 | 0 | 0 | 0.09 | 0.02 | 0 | 0 | 0 | 0 | 0.85 | 0 | 0 | 0 | 0 | 0 | True |  | Non Federally-Regulated | 08/10/2018 |  | 11/29/2018
USAI Lighting | USAI Lighting | B3SDF-15X1-40KH-45-S-BL-NCIC-UNV-D6E | Light Emitting Diode | Inseparable Luminaire | Direct Wired | 0-10 VDC Controls | 79 | 4000 | 0.001 | 91 | 52 | 433 | 0.96 | Ambient | 50000 |  |  | 99999 | 0.01 | 13 | 4 | 0.01 | 0.01 | 0 | 0 | 0 | 0 | 0.09 | 0.02 | 0 | 0 | 0 | 0 | 0.85 | 0 | 0 | 0 | 0 | 0 | True |  | Non Federally-Regulated | 08/10/2018 |  | 11/29/2018
USAI Lighting | USAI Lighting | B3SDF-15X1-40KH-45-S-BL-NCIC-UNV-D6F | Light Emitting Diode | Inseparable Luminaire | Direct Wired | 0-10 VDC Controls | 79 | 4000 | 0.001 | 91 | 52 | 433 | 0.96 | Ambient | 50000 |  |  | 99999 | 0.01 | 13 | 4 | 0.01 | 0.01 | 0 | 0 | 0 | 0 | 0.09 | 0.02 | 0 | 0 | 0 | 0 | 0.85 | 0 | 0 | 0 | 0 | 0 | True |  | Non Federally-Regulated | 08/10/2018 |  | 11/29/2018
USAI Lighting | USAI Lighting | B3SDF-15X1-40KH-45-S-BZ-NCIC-UNV-D6A | Light Emitting Diode | Inseparable Luminaire | Direct Wired | 0-10 VDC Controls | 79 | 4000 | 0.001 | 91 | 52 | 433 | 0.96 | Ambient | 50000 |  |  | 99999 | 0.01 | 13 | 4 | 0.01 | 0.01 | 0 | 0 | 0 | 0 | 0.09 | 0.02 | 0 | 0 | 0 | 0 | 0.85 | 0 | 0 | 0 | 0 | 0 | True |  | Non Federally-Regulated | 08/10/2018 |  | 11/29/2018
USAI Lighting | USAI Lighting | B3SDF-15X1-40KH-45-S-BZ-NCIC-UNV-D6B | Light Emitting Diode | Inseparable Luminaire | Direct Wired | 0-10 VDC Controls | 79 | 4000 | 0.001 | 91 | 52 | 433 | 0.96 | Ambient | 50000 |  |  | 99999 | 0.01 | 13 | 4 | 0.01 | 0.01 | 0 | 0 | 0 | 0 | 0.09 | 0.02 | 0 | 0 | 0 | 0 | 0.85 | 0 | 0 | 0 | 0 | 0 | True |  | Non Federally-Regulated | 08/10/2018 |  | 11/29/2018
USAI Lighting | USAI Lighting | B3SDF-15X1-40KH-45-S-BZ-NCIC-UNV-D6E | Light Emitting Diode | Inseparable Luminaire | Direct Wired | 0-10 VDC Controls | 79 | 4000 | 0.001 | 91 | 52 | 433 | 0.96 | Ambient | 50000 |  |  | 99999 | 0.01 | 13 | 4 | 0.01 | 0.01 | 0 | 0 | 0 | 0 | 0.09 | 0.02 | 0 | 0 | 0 | 0 | 0.85 | 0 | 0 | 0 | 0 | 0 | True |  | Non Federally-Regulated | 08/10/2018 |  | 11/29/2018
USAI Lighting | USAI Lighting | B3SDF-15X1-40KH-45-S-BZ-NCIC-UNV-D6F | Light Emitting Diode | Inseparable Luminaire | Direct Wired | 0-10 VDC Controls | 79 | 4000 | 0.001 | 91 | 52 | 433 | 0.96 | Ambient | 50000 |  |  | 99999 | 0.01 | 13 | 4 | 0.01 | 0.01 | 0 | 0 | 0 | 0 | 0.09 | 0.02 | 0 | 0 | 0 | 0 | 0.85 | 0 | 0 | 0 | 0 | 0 | True |  | Non Federally-Regulated | 08/10/2018 |  | 11/29/2018
USAI Lighting | USAI Lighting | B3SDF-15X1-40KH-45-S-GR-NCIC-UNV-D6A | Light Emitting Diode | Inseparable Luminaire | Direct Wired | 0-10 VDC Controls | 79 | 4000 | 0.001 | 91 | 52 | 433 | 0.96 | Ambient | 50000 |  |  | 99999 | 0.01 | 13 | 4 | 0.01 | 0.01 | 0 | 0 | 0 | 0 | 0.09 | 0.02 | 0 | 0 | 0 | 0 | 0.85 | 0 | 0 | 0 | 0 | 0 | True |  | Non Federally-Regulated | 08/10/2018 |  | 11/29/2018
USAI Lighting | USAI Lighting | B3SDF-15X1-40KH-45-S-GR-NCIC-UNV-D6B | Light Emitting Diode | Inseparable Luminaire | Direct Wired | 0-10 VDC Controls | 79 | 4000 | 0.001 | 91 | 52 | 433 | 0.96 | Ambient | 50000 |  |  | 99999 | 0.01 | 13 | 4 | 0.01 | 0.01 | 0 | 0 | 0 | 0 | 0.09 | 0.02 | 0 | 0 | 0 | 0 | 0.85 | 0 | 0 | 0 | 0 | 0 | True |  | Non Federally-Regulated | 08/10/2018 |  | 11/29/2018
USAI Lighting | USAI Lighting | B3SDF-15X1-40KH-45-S-GR-NCIC-UNV-D6E | Light Emitting Diode | Inseparable Luminaire | Direct Wired | 0-10 VDC Controls | 79 | 4000 | 0.001 | 91 | 52 | 433 | 0.96 | Ambient | 50000 |  |  | 99999 | 0.01 | 13 | 4 | 0.01 | 0.01 | 0 | 0 | 0 | 0 | 0.09 | 0.02 | 0 | 0 | 0 | 0 | 0.85 | 0 | 0 | 0 | 0 | 0 | True |  | Non Federally-Regulated | 08/10/2018 |  | 11/29/2018
USAI Lighting | USAI Lighting | B3SDF-15X1-40KH-45-S-GR-NCIC-UNV-D6F | Light Emitting Diode | Inseparable Luminaire | Direct Wired | 0-10 VDC Controls | 79 | 4000 | 0.001 | 91 | 52 | 433 | 0.96 | Ambient | 50000 |  |  | 99999 | 0.01 | 13 | 4 | 0.01 | 0.01 | 0 | 0 | 0 | 0 | 0.09 | 0.02 | 0 | 0 | 0 | 0 | 0.85 | 0 | 0 | 0 | 0 | 0 | True |  | Non Federally-Regulated | 08/10/2018 |  | 11/29/2018
USAI Lighting | USAI Lighting | B3SDF-15X1-40KH-45-S-WH-NCIC-UNV-D6A | Light Emitting Diode | Inseparable Luminaire | Direct Wired | 0-10 VDC Controls | 79 | 4000 | 0.001 | 91 | 52 | 433 | 0.96 | Ambient | 50000 |  |  | 99999 | 0.01 | 13 | 4 | 0.01 | 0.01 | 0 | 0 | 0 | 0 | 0.09 | 0.02 | 0 | 0 | 0 | 0 | 0.85 | 0 | 0 | 0 | 0 | 0 | True |  | Non Federally-Regulated | 08/10/2018 |  | 11/29/2018
USAI Lighting | USAI Lighting | B3SDF-15X1-40KH-45-S-WH-NCIC-UNV-D6B | Light Emitting Diode | Inseparable Luminaire | Direct Wired | 0-10 VDC Controls | 79 | 4000 | 0.001 | 91 | 52 | 433 | 0.96 | Ambient | 50000 |  |  | 99999 | 0.01 | 13 | 4 | 0.01 | 0.01 | 0 | 0 | 0 | 0 | 0.09 | 0.02 | 0 | 0 | 0 | 0 | 0.85 | 0 | 0 | 0 | 0 | 0 | True |  | Non Federally-Regulated | 08/10/2018 |  | 11/29/2018
USAI Lighting | USAI Lighting | B3SDF-15X1-40KH-45-S-WH-NCIC-UNV-D6E | Light Emitting Diode | Inseparable Luminaire | Direct Wired | 0-10 VDC Controls | 79 | 4000 | 0.001 | 91 | 52 | 433 | 0.96 | Ambient | 50000 |  |  | 99999 | 0.01 | 13 | 4 | 0.01 | 0.01 | 0 | 0 | 0 | 0 | 0.09 | 0.02 | 0 | 0 | 0 | 0 | 0.85 | 0 | 0 | 0 | 0 | 0 | True |  | Non Federally-Regulated | 08/10/2018 |  | 11/29/2018
USAI Lighting | USAI Lighting | B3SDF-15X1-40KH-45-S-WH-NCIC-UNV-D6F | Light Emitting Diode | Inseparable Luminaire | Direct Wired | 0-10 VDC Controls | 79 | 4000 | 0.001 | 91 | 52 | 433 | 0.96 | Ambient | 50000 |  |  | 99999 | 0.01 | 13 | 4 | 0.01 | 0.01 | 0 | 0 | 0 | 0 | 0.09 | 0.02 | 0 | 0 | 0 | 0 | 0.85 | 0 | 0 | 0 | 0 | 0 | True |  | Non Federally-Regulated | 08/10/2018 |  | 11/29/2018
USAI Lighting | USAI Lighting | B3SDF-15X1-40KH-65-S-BL-NCIC-UNV-D6A | Light Emitting Diode | Inseparable Luminaire | Direct Wired | 0-10 VDC Controls | 65 | 4000 | 0.001 | 91 | 52 | 433 | 0.96 | Ambient | 50000 |  |  | 99999 | 0.01 | 13 | 4 | 0.01 | 0.01 | 0 | 0 | 0 | 0 | 0.09 | 0.02 | 0 | 0 | 0 | 0 | 0.85 | 0 | 0 | 0 | 0 | 0 | True |  | Non Federally-Regulated | 08/10/2018 |  | 11/29/2018
USAI Lighting | USAI Lighting | B3SDF-15X1-40KH-65-S-BL-NCIC-UNV-D6B | Light Emitting Diode | Inseparable Luminaire | Direct Wired | 0-10 VDC Controls | 65 | 4000 | 0.001 | 91 | 52 | 433 | 0.96 | Ambient | 50000 |  |  | 99999 | 0.01 | 13 | 4 | 0.01 | 0.01 | 0 | 0 | 0 | 0 | 0.09 | 0.02 | 0 | 0 | 0 | 0 | 0.85 | 0 | 0 | 0 | 0 | 0 | True |  | Non Federally-Regulated | 08/10/2018 |  | 11/29/2018
USAI Lighting | USAI Lighting | B3SDF-15X1-40KH-65-S-BL-NCIC-UNV-D6E | Light Emitting Diode | Inseparable Luminaire | Direct Wired | 0-10 VDC Controls | 65 | 4000 | 0.001 | 91 | 52 | 433 | 0.96 | Ambient | 50000 |  |  | 99999 | 0.01 | 13 | 4 | 0.01 | 0.01 | 0 | 0 | 0 | 0 | 0.09 | 0.02 | 0 | 0 | 0 | 0 | 0.85 | 0 | 0 | 0 | 0 | 0 | True |  | Non Federally-Regulated | 08/10/2018 |  | 11/29/2018
USAI Lighting | USAI Lighting | B3SDF-15X1-40KH-65-S-BL-NCIC-UNV-D6F | Light Emitting Diode | Inseparable Luminaire | Direct Wired | 0-10 VDC Controls | 65 | 4000 | 0.001 | 91 | 52 | 433 | 0.96 | Ambient | 50000 |  |  | 99999 | 0.01 | 13 | 4 | 0.01 | 0.01 | 0 | 0 | 0 | 0 | 0.09 | 0.02 | 0 | 0 | 0 | 0 | 0.85 | 0 | 0 | 0 | 0 | 0 | True |  | Non Federally-Regulated | 08/10/2018 |  | 11/29/2018
USAI Lighting | USAI Lighting | B3SDF-15X1-40KH-65-S-BZ-NCIC-UNV-D6A | Light Emitting Diode | Inseparable Luminaire | Direct Wired | 0-10 VDC Controls | 65 | 4000 | 0.001 | 91 | 52 | 433 | 0.96 | Ambient | 50000 |  |  | 99999 | 0.01 | 13 | 4 | 0.01 | 0.01 | 0 | 0 | 0 | 0 | 0.09 | 0.02 | 0 | 0 | 0 | 0 | 0.85 | 0 | 0 | 0 | 0 | 0 | True |  | Non Federally-Regulated | 08/10/2018 |  | 11/29/2018
USAI Lighting | USAI Lighting | B3SDF-15X1-40KH-65-S-BZ-NCIC-UNV-D6B | Light Emitting Diode | Inseparable Luminaire | Direct Wired | 0-10 VDC Controls | 65 | 4000 | 0.001 | 91 | 52 | 433 | 0.96 | Ambient | 50000 |  |  | 99999 | 0.01 | 13 | 4 | 0.01 | 0.01 | 0 | 0 | 0 | 0 | 0.09 | 0.02 | 0 | 0 | 0 | 0 | 0.85 | 0 | 0 | 0 | 0 | 0 | True |  | Non Federally-Regulated | 08/10/2018 |  | 11/29/2018
USAI Lighting | USAI Lighting | B3SDF-15X1-40KH-65-S-BZ-NCIC-UNV-D6E | Light Emitting Diode | Inseparable Luminaire | Direct Wired | 0-10 VDC Controls | 65 | 4000 | 0.001 | 91 | 52 | 433 | 0.96 | Ambient | 50000 |  |  | 99999 | 0.01 | 13 | 4 | 0.01 | 0.01 | 0 | 0 | 0 | 0 | 0.09 | 0.02 | 0 | 0 | 0 | 0 | 0.85 | 0 | 0 | 0 | 0 | 0 | True |  | Non Federally-Regulated | 08/10/2018 |  | 11/29/2018
USAI Lighting | USAI Lighting | B3SDF-15X1-40KH-65-S-BZ-NCIC-UNV-D6F | Light Emitting Diode | Inseparable Luminaire | Direct Wired | 0-10 VDC Controls | 65 | 4000 | 0.001 | 91 | 52 | 433 | 0.96 | Ambient | 50000 |  |  | 99999 | 0.01 | 13 | 4 | 0.01 | 0.01 | 0 | 0 | 0 | 0 | 0.09 | 0.02 | 0 | 0 | 0 | 0 | 0.85 | 0 | 0 | 0 | 0 | 0 | True |  | Non Federally-Regulated | 08/10/2018 |  | 11/29/2018
USAI Lighting | USAI Lighting | B3SDF-15X1-40KH-65-S-GR-NCIC-UNV-D6A | Light Emitting Diode | Inseparable Luminaire | Direct Wired | 0-10 VDC Controls | 65 | 4000 | 0.001 | 91 | 52 | 433 | 0.96 | Ambient | 50000 |  |  | 99999 | 0.01 | 13 | 4 | 0.01 | 0.01 | 0 | 0 | 0 | 0 | 0.09 | 0.02 | 0 | 0 | 0 | 0 | 0.85 | 0 | 0 | 0 | 0 | 0 | True |  | Non Federally-Regulated | 08/10/2018 |  | 11/29/2018
USAI Lighting | USAI Lighting | B3SDF-15X1-40KH-65-S-GR-NCIC-UNV-D6B | Light Emitting Diode | Inseparable Luminaire | Direct Wired | 0-10 VDC Controls | 65 | 4000 | 0.001 | 91 | 52 | 433 | 0.96 | Ambient | 50000 |  |  | 99999 | 0.01 | 13 | 4 | 0.01 | 0.01 | 0 | 0 | 0 | 0 | 0.09 | 0.02 | 0 | 0 | 0 | 0 | 0.85 | 0 | 0 | 0 | 0 | 0 | True |  | Non Federally-Regulated | 08/10/2018 |  | 11/29/2018
USAI Lighting | USAI Lighting | B3SDF-15X1-40KH-65-S-GR-NCIC-UNV-D6E | Light Emitting Diode | Inseparable Luminaire | Direct Wired | 0-10 VDC Controls | 65 | 4000 | 0.001 | 91 | 52 | 433 | 0.96 | Ambient | 50000 |  |  | 99999 | 0.01 | 13 | 4 | 0.01 | 0.01 | 0 | 0 | 0 | 0 | 0.09 | 0.02 | 0 | 0 | 0 | 0 | 0.85 | 0 | 0 | 0 | 0 | 0 | True |  | Non Federally-Regulated | 08/10/2018 |  | 11/29/2018
USAI Lighting | USAI Lighting | B3SDF-15X1-40KH-65-S-GR-NCIC-UNV-D6F | Light Emitting Diode | Inseparable Luminaire | Direct Wired | 0-10 VDC Controls | 65 | 4000 | 0.001 | 91 | 52 | 433 | 0.96 | Ambient | 50000 |  |  | 99999 | 0.01 | 13 | 4 | 0.01 | 0.01 | 0 | 0 | 0 | 0 | 0.09 | 0.02 | 0 | 0 | 0 | 0 | 0.85 | 0 | 0 | 0 | 0 | 0 | True |  | Non Federally-Regulated | 08/10/2018 |  | 11/29/2018
USAI Lighting | USAI Lighting | B3SDF-15X1-40KH-65-S-WH-NCIC-UNV-D6A | Light Emitting Diode | Inseparable Luminaire | Direct Wired | 0-10 VDC Controls | 65 | 4000 | 0.001 | 91 | 52 | 433 | 0.96 | Ambient | 50000 |  |  | 99999 | 0.01 | 13 | 4 | 0.01 | 0.01 | 0 | 0 | 0 | 0 | 0.09 | 0.02 | 0 | 0 | 0 | 0 | 0.85 | 0 | 0 | 0 | 0 | 0 | True |  | Non Federally-Regulated | 08/10/2018 |  | 11/29/2018
USAI Lighting | USAI Lighting | B3SDF-15X1-40KH-65-S-WH-NCIC-UNV-D6B | Light Emitting Diode | Inseparable Luminaire | Direct Wired | 0-10 VDC Controls | 65 | 4000 | 0.001 | 91 | 52 | 433 | 0.96 | Ambient | 50000 |  |  | 99999 | 0.01 | 13 | 4 | 0.01 | 0.01 | 0 | 0 | 0 | 0 | 0.09 | 0.02 | 0 | 0 | 0 | 0 | 0.85 | 0 | 0 | 0 | 0 | 0 | True |  | Non Federally-Regulated | 08/10/2018 |  | 11/29/2018
USAI Lighting | USAI Lighting | B3SDF-15X1-40KH-65-S-WH-NCIC-UNV-D6E | Light Emitting Diode | Inseparable Luminaire | Direct Wired | 0-10 VDC Controls | 65 | 4000 | 0.001 | 91 | 52 | 433 | 0.96 | Ambient | 50000 |  |  | 99999 | 0.01 | 13 | 4 | 0.01 | 0.01 | 0 | 0 | 0 | 0 | 0.09 | 0.02 | 0 | 0 | 0 | 0 | 0.85 | 0 | 0 | 0 | 0 | 0 | True |  | Non Federally-Regulated | 08/10/2018 |  | 11/29/2018
USAI Lighting | USAI Lighting | B3SDF-15X1-40KH-65-S-WH-NCIC-UNV-D6F | Light Emitting Diode | Inseparable Luminaire | Direct Wired | 0-10 VDC Controls | 65 | 4000 | 0.001 | 91 | 52 | 433 | 0.96 | Ambient | 50000 |  |  | 99999 | 0.01 | 13 | 4 | 0.01 | 0.01 | 0 | 0 | 0 | 0 | 0.09 | 0.02 | 0 | 0 | 0 | 0 | 0.85 | 0 | 0 | 0 | 0 | 0 | True |  | Non Federally-Regulated | 08/10/2018 |  | 11/29/2018
USAI Lighting | USAI Lighting | B4RWF-12C3-27KH-W2-WH-WH-NCIC-UNV-D6E | Light Emitting Diode | Inseparable Luminaire | Direct Wired | 0-10 VDC Controls | 55 | 2700 | 0.002 | 92 | 56 | 441 | 0.94 | Ambient | 50000 |  |  | 99999 | 0.01 | 12 | 3 | 0 | 0 | 0 | 0 | 0 | 0 | 0.09 | 0 | 0 | 0 | 0 | 0 | 0.96 | 0.38 | 0.34 | 0.02 | 0 | 0 | True |  | Non Federally-Regulated | 07/03/2018 |  | 11/29/2018
USAI Lighting | USAI Lighting | B4RWF-16C3-27KH-W2-WH-WH-NCIC-UNV-D6E | Light Emitting Diode | Inseparable Luminaire | Direct Wired | 0-10 VDC Controls | 55 | 2700 | 0.001 | 92 | 55 | 449 | 0.96 | Ambient | 50000 |  |  | 99999 | 0.01 | 17 | 4 | 0 | 0 | 0 | 0 | 0 | 0 | 0.08 | 0.03 | 0.03 | 0.01 | 0 | 0 | 0.92 | 0.38 | 0.32 | 0.01 | 0 | 0 | True |  | Non Federally-Regulated | 07/03/2018 |  | 11/29/2018
USAI Lighting | USAI Lighting | B4RWF-12C3-27KH-W2-WH-WH-FTIC-UNV-D6E | Light Emitting Diode | Inseparable Luminaire | Direct Wired | 0-10 VDC Controls | 55 | 2700 | 0.002 | 92 | 56 | 441 | 0.94 | Ambient | 50000 |  |  | 99999 | 0.01 | 12 | 3 | 0 | 0 | 0 | 0 | 0 | 0 | 0.09 | 0 | 0 | 0 | 0 | 0 | 0.96 | 0.38 | 0.34 | 0.02 | 0 | 0 | True |  | Non Federally-Regulated | 07/03/2018 |  | 11/29/2018
USAI Lighting | USAI Lighting | B4RWF-16C3-27KH-W2-WH-WH-FTIC-UNV-D6E | Light Emitting Diode | Inseparable Luminaire | Direct Wired | 0-10 VDC Controls | 55 | 2700 | 0.001 | 92 | 55 | 449 | 0.96 | Ambient | 50000 |  |  | 99999 | 0.01 | 17 | 4 | 0 | 0 | 0 | 0 | 0 | 0 | 0.08 | 0.03 | 0.03 | 0.01 | 0 | 0 | 0.92 | 0.38 | 0.32 | 0.01 | 0 | 0 | True |  | Non Federally-Regulated | 07/03/2018 |  | 11/29/2018
USAI Lighting | USAI Lighting | B4RWF-12C3-30KH-W2-WH-WH-NCIC-UNV-D6E | Light Emitting Diode | Inseparable Luminaire | Direct Wired | 0-10 VDC Controls | 55 | 3000 | 0.002 | 91 | 56 | 441 | 0.94 | Ambient | 50000 |  |  | 99999 | 0.01 | 12 | 3 | 0 | 0 | 0 | 0 | 0 | 0 | 0.09 | 0 | 0 | 0 | 0 | 0 | 0.96 | 0.38 | 0.34 | 0.02 | 0 | 0 | True |  | Non Federally-Regulated | 07/03/2018 |  | 11/29/2018
USAI Lighting | USAI Lighting | B4RWF-16C3-30KH-W2-WH-WH-NCIC-UNV-D6E | Light Emitting Diode | Inseparable Luminaire | Direct Wired | 0-10 VDC Controls | 55 | 3000 | 0.001 | 91 | 55 | 449 | 0.96 | Ambient | 50000 |  |  | 99999 | 0.01 | 17 | 4 | 0 | 0 | 0 | 0 | 0 | 0 | 0.08 | 0.03 | 0.03 | 0.01 | 0 | 0 | 0.92 | 0.38 | 0.32 | 0.01 | 0 | 0 | True |  | Non Federally-Regulated | 07/03/2018 |  | 11/29/2018
USAI Lighting | USAI Lighting | B4RWF-12C3-30KH-W2-WH-WH-FTIC-UNV-D6E | Light Emitting Diode | Inseparable Luminaire | Direct Wired | 0-10 VDC Controls | 55 | 3000 | 0.002 | 91 | 56 | 441 | 0.94 | Ambient | 50000 |  |  | 99999 | 0.01 | 12 | 3 | 0 | 0 | 0 | 0 | 0 | 0 | 0.09 | 0 | 0 | 0 | 0 | 0 | 0.96 | 0.38 | 0.34 | 0.02 | 0 | 0 | True |  | Non Federally-Regulated | 07/03/2018 |  | 11/29/2018
USAI Lighting | USAI Lighting | B4RWF-16C3-30KH-W2-WH-WH-FTIC-UNV-D6E | Light Emitting Diode | Inseparable Luminaire | Direct Wired | 0-10 VDC Controls | 55 | 3000 | 0.001 | 91 | 55 | 449 | 0.96 | Ambient | 50000 |  |  | 99999 | 0.01 | 17 | 4 | 0 | 0 | 0 | 0 | 0 | 0 | 0.08 | 0.03 | 0.03 | 0.01 | 0 | 0 | 0.92 | 0.38 | 0.32 | 0.01 | 0 | 0 | True |  | Non Federally-Regulated | 07/03/2018 |  | 11/29/2018
USAI Lighting | USAI Lighting | B4RWF-12C3-27KH-W2-GR-GR-NCIC-UNV-D6E | Light Emitting Diode | Inseparable Luminaire | Direct Wired | 0-10 VDC Controls | 55 | 2700 | 0.002 | 92 | 56 | 441 | 0.94 | Ambient | 50000 |  |  | 99999 | 0.01 | 12 | 3 | 0 | 0 | 0 | 0 | 0 | 0 | 0.09 | 0 | 0 | 0 | 0 | 0 | 0.96 | 0.38 | 0.34 | 0.02 | 0 | 0 | True |  | Non Federally-Regulated | 07/03/2018 |  | 11/29/2018
USAI Lighting | USAI Lighting | B4RWF-16C3-27KH-W2-GR-GR-NCIC-UNV-D6E | Light Emitting Diode | Inseparable Luminaire | Direct Wired | 0-10 VDC Controls | 55 | 2700 | 0.001 | 92 | 55 | 449 | 0.96 | Ambient | 50000 |  |  | 99999 | 0.01 | 17 | 4 | 0 | 0 | 0 | 0 | 0 | 0 | 0.08 | 0.03 | 0.03 | 0.01 | 0 | 0 | 0.92 | 0.38 | 0.32 | 0.01 | 0 | 0 | True |  | Non Federally-Regulated | 07/03/2018 |  | 11/29/2018
USAI Lighting | USAI Lighting | B4RWF-12C3-27KH-W2-GR-GR-FTIC-UNV-D6E | Light Emitting Diode | Inseparable Luminaire | Direct Wired | 0-10 VDC Controls | 55 | 2700 | 0.002 | 92 | 56 | 441 | 0.94 | Ambient | 50000 |  |  | 99999 | 0.01 | 12 | 3 | 0 | 0 | 0 | 0 | 0 | 0 | 0.09 | 0 | 0 | 0 | 0 | 0 | 0.96 | 0.38 | 0.34 | 0.02 | 0 | 0 | True |  | Non Federally-Regulated | 07/03/2018 |  | 11/29/2018
USAI Lighting | USAI Lighting | B4RWF-16C3-27KH-W2-GR-GR-FTIC-UNV-D6E | Light Emitting Diode | Inseparable Luminaire | Direct Wired | 0-10 VDC Controls | 55 | 2700 | 0.001 | 92 | 55 | 449 | 0.96 | Ambient | 50000 |  |  | 99999 | 0.01 | 17 | 4 | 0 | 0 | 0 | 0 | 0 | 0 | 0.08 | 0.03 | 0.03 | 0.01 | 0 | 0 | 0.92 | 0.38 | 0.32 | 0.01 | 0 | 0 | True |  | Non Federally-Regulated | 07/03/2018 |  | 11/29/2018
USAI Lighting | USAI Lighting | B4RWF-12C3-30KH-W2-GR-GR-NCIC-UNV-D6E | Light Emitting Diode | Inseparable Luminaire | Direct Wired | 0-10 VDC Controls | 55 | 3000 | 0.002 | 91 | 56 | 441 | 0.94 | Ambient | 50000 |  |  | 99999 | 0.01 | 12 | 3 | 0 | 0 | 0 | 0 | 0 | 0 | 0.09 | 0 | 0 | 0 | 0 | 0 | 0.96 | 0.38 | 0.34 | 0.02 | 0 | 0 | True |  | Non Federally-Regulated | 07/03/2018 |  | 11/29/2018
USAI Lighting | USAI Lighting | B4RWF-16C3-30KH-W2-GR-GR-NCIC-UNV-D6E | Light Emitting Diode | Inseparable Luminaire | Direct Wired | 0-10 VDC Controls | 55 | 3000 | 0.001 | 91 | 55 | 449 | 0.96 | Ambient | 50000 |  |  | 99999 | 0.01 | 17 | 4 | 0 | 0 | 0 | 0 | 0 | 0 | 0.08 | 0.03 | 0.03 | 0.01 | 0 | 0 | 0.92 | 0.38 | 0.32 | 0.01 | 0 | 0 | True |  | Non Federally-Regulated | 07/03/2018 |  | 11/29/2018
USAI Lighting | USAI Lighting | B4RWF-12C3-30KH-W2-GR-GR-FTIC-UNV-D6E | Light Emitting Diode | Inseparable Luminaire | Direct Wired | 0-10 VDC Controls | 55 | 3000 | 0.002 | 91 | 56 | 441 | 0.94 | Ambient | 50000 |  |  | 99999 | 0.01 | 12 | 3 | 0 | 0 | 0 | 0 | 0 | 0 | 0.09 | 0 | 0 | 0 | 0 | 0 | 0.96 | 0.38 | 0.34 | 0.02 | 0 | 0 | True |  | Non Federally-Regulated | 07/03/2018 |  | 11/29/2018
USAI Lighting | USAI Lighting | B4RWF-16C3-30KH-W2-GR-GR-FTIC-UNV-D6E | Light Emitting Diode | Inseparable Luminaire | Direct Wired | 0-10 VDC Controls | 55 | 3000 | 0.001 | 91 | 55 | 449 | 0.96 | Ambient | 50000 |  |  | 99999 | 0.01 | 17 | 4 | 0 | 0 | 0 | 0 | 0 | 0 | 0.08 | 0.03 | 0.03 | 0.01 | 0 | 0 | 0.92 | 0.38 | 0.32 | 0.01 | 0 | 0 | True |  | Non Federally-Regulated | 07/03/2018 |  | 11/29/2018
USAI Lighting | USAI Lighting | B4RWF-12C3-27KH-W2-AC-XX-NCIC-UNV-D6E | Light Emitting Diode | Inseparable Luminaire | Direct Wired | 0-10 VDC Controls | 55 | 2700 | 0.002 | 92 | 56 | 441 | 0.94 | Ambient | 50000 |  |  | 99999 | 0.01 | 12 | 3 | 0 | 0 | 0 | 0 | 0 | 0 | 0.09 | 0 | 0 | 0 | 0 | 0 | 0.96 | 0.38 | 0.34 | 0.02 | 0 | 0 | True |  | Non Federally-Regulated | 07/03/2018 |  | 11/29/2018
USAI Lighting | USAI Lighting | B4RWF-16C3-27KH-W2-AC-XX-NCIC-UNV-D6E | Light Emitting Diode | Inseparable Luminaire | Direct Wired | 0-10 VDC Controls | 55 | 2700 | 0.001 | 92 | 55 | 449 | 0.96 | Ambient | 50000 |  |  | 99999 | 0.01 | 17 | 4 | 0 | 0 | 0 | 0 | 0 | 0 | 0.08 | 0.03 | 0.03 | 0.01 | 0 | 0 | 0.92 | 0.38 | 0.32 | 0.01 | 0 | 0 | True |  | Non Federally-Regulated | 07/03/2018 |  | 11/29/2018
USAI Lighting | USAI Lighting | B4RWF-12C3-27KH-W2-AC-XX-FTIC-UNV-D6E | Light Emitting Diode | Inseparable Luminaire | Direct Wired | 0-10 VDC Controls | 55 | 2700 | 0.002 | 92 | 56 | 441 | 0.94 | Ambient | 50000 |  |  | 99999 | 0.01 | 12 | 3 | 0 | 0 | 0 | 0 | 0 | 0 | 0.09 | 0 | 0 | 0 | 0 | 0 | 0.96 | 0.38 | 0.34 | 0.02 | 0 | 0 | True |  | Non Federally-Regulated | 07/03/2018 |  | 11/29/2018
USAI Lighting | USAI Lighting | B4RWF-16C3-27KH-W2-AC-XX-FTIC-UNV-D6E | Light Emitting Diode | Inseparable Luminaire | Direct Wired | 0-10 VDC Controls | 55 | 2700 | 0.001 | 92 | 55 | 449 | 0.96 | Ambient | 50000 |  |  | 99999 | 0.01 | 17 | 4 | 0 | 0 | 0 | 0 | 0 | 0 | 0.08 | 0.03 | 0.03 | 0.01 | 0 | 0 | 0.92 | 0.38 | 0.32 | 0.01 | 0 | 0 | True |  | Non Federally-Regulated | 07/03/2018 |  | 11/29/2018
USAI Lighting | USAI Lighting | B4RWF-12C3-30KH-W2-AC-XX-NCIC-UNV-D6E | Light Emitting Diode | Inseparable Luminaire | Direct Wired | 0-10 VDC Controls | 55 | 3000 | 0.002 | 91 | 56 | 441 | 0.94 | Ambient | 50000 |  |  | 99999 | 0.01 | 12 | 3 | 0 | 0 | 0 | 0 | 0 | 0 | 0.09 | 0 | 0 | 0 | 0 | 0 | 0.96 | 0.38 | 0.34 | 0.02 | 0 | 0 | True |  | Non Federally-Regulated | 07/03/2018 |  | 11/29/2018
USAI Lighting | USAI Lighting | B4RWF-16C3-30KH-W2-AC-XX-NCIC-UNV-D6E | Light Emitting Diode | Inseparable Luminaire | Direct Wired | 0-10 VDC Controls | 55 | 3000 | 0.001 | 91 | 55 | 449 | 0.96 | Ambient | 50000 |  |  | 99999 | 0.01 | 17 | 4 | 0 | 0 | 0 | 0 | 0 | 0 | 0.08 | 0.03 | 0.03 | 0.01 | 0 | 0 | 0.92 | 0.38 | 0.32 | 0.01 | 0 | 0 | True |  | Non Federally-Regulated | 07/03/2018 |  | 11/29/2018
USAI Lighting | USAI Lighting | B4RWF-12C3-30KH-W2-AC-XX-FTIC-UNV-D6E | Light Emitting Diode | Inseparable Luminaire | Direct Wired | 0-10 VDC Controls | 55 | 3000 | 0.002 | 91 | 56 | 441 | 0.94 | Ambient | 50000 |  |  | 99999 | 0.01 | 12 | 3 | 0 | 0 | 0 | 0 | 0 | 0 | 0.09 | 0 | 0 | 0 | 0 | 0 | 0.96 | 0.38 | 0.34 | 0.02 | 0 | 0 | True |  | Non Federally-Regulated | 07/03/2018 |  | 11/29/2018
USAI Lighting | USAI Lighting | B4RWF-16C3-30KH-W2-AC-XX-FTIC-UNV-D6E | Light Emitting Diode | Inseparable Luminaire | Direct Wired | 0-10 VDC Controls | 55 | 3000 | 0.001 | 91 | 55 | 449 | 0.96 | Ambient | 50000 |  |  | 99999 | 0.01 | 17 | 4 | 0 | 0 | 0 | 0 | 0 | 0 | 0.08 | 0.03 | 0.03 | 0.01 | 0 | 0 | 0.92 | 0.38 | 0.32 | 0.01 | 0 | 0 | True |  | Non Federally-Regulated | 07/03/2018 |  | 11/29/2018
USAI Lighting | USAI Lighting | B4RWL-12C3-27KH-W2-WH-NCIC-UNV-D6E | Light Emitting Diode | Inseparable Luminaire | Direct Wired | 0-10 VDC Controls | 55 | 2700 | 0.002 | 92 | 56 | 441 | 0.94 | Ambient | 50000 |  |  | 99999 | 0.01 | 12 | 3 | 0 | 0 | 0 | 0 | 0 | 0 | 0.09 | 0 | 0 | 0 | 0 | 0 | 0.96 | 0.38 | 0.34 | 0.02 | 0 | 0 | True |  | Non Federally-Regulated | 07/03/2018 |  | 11/29/2018
USAI Lighting | USAI Lighting | B4RWL-16C3-27KH-W2-WH-NCIC-UNV-D6E | Light Emitting Diode | Inseparable Luminaire | Direct Wired | 0-10 VDC Controls | 55 | 2700 | 0.001 | 92 | 55 | 449 | 0.96 | Ambient | 50000 |  |  | 99999 | 0.01 | 17 | 4 | 0 | 0 | 0 | 0 | 0 | 0 | 0.08 | 0.03 | 0.03 | 0.01 | 0 | 0 | 0.92 | 0.38 | 0.32 | 0.01 | 0 | 0 | True |  | Non Federally-Regulated | 07/03/2018 |  | 11/29/2018
USAI Lighting | USAI Lighting | B4RWL-12C3-27KH-W2-WH-FTIC-UNV-D6E | Light Emitting Diode | Inseparable Luminaire | Direct Wired | 0-10 VDC Controls | 55 | 2700 | 0.002 | 92 | 56 | 441 | 0.94 | Ambient | 50000 |  |  | 99999 | 0.01 | 12 | 3 | 0 | 0 | 0 | 0 | 0 | 0 | 0.09 | 0 | 0 | 0 | 0 | 0 | 0.96 | 0.38 | 0.34 | 0.02 | 0 | 0 | True |  | Non Federally-Regulated | 07/03/2018 |  | 11/29/2018
USAI Lighting | USAI Lighting | B4RWL-16C3-27KH-W2-WH-FTIC-UNV-D6E | Light Emitting Diode | Inseparable Luminaire | Direct Wired | 0-10 VDC Controls | 55 | 2700 | 0.001 | 92 | 55 | 449 | 0.96 | Ambient | 50000 |  |  | 99999 | 0.01 | 17 | 4 | 0 | 0 | 0 | 0 | 0 | 0 | 0.08 | 0.03 | 0.03 | 0.01 | 0 | 0 | 0.92 | 0.38 | 0.32 | 0.01 | 0 | 0 | True |  | Non Federally-Regulated | 07/03/2018 |  | 11/29/2018
USAI Lighting | USAI Lighting | B4RWL-12C3-30KH-W2-WH-NCIC-UNV-D6E | Light Emitting Diode | Inseparable Luminaire | Direct Wired | 0-10 VDC Controls | 55 | 3000 | 0.002 | 91 | 56 | 441 | 0.94 | Ambient | 50000 |  |  | 99999 | 0.01 | 12 | 3 | 0 | 0 | 0 | 0 | 0 | 0 | 0.09 | 0 | 0 | 0 | 0 | 0 | 0.96 | 0.38 | 0.34 | 0.02 | 0 | 0 | True |  | Non Federally-Regulated | 07/03/2018 |  | 11/29/2018
USAI Lighting | USAI Lighting | B4RWL-16C3-30KH-W2-WH-NCIC-UNV-D6E | Light Emitting Diode | Inseparable Luminaire | Direct Wired | 0-10 VDC Controls | 55 | 3000 | 0.001 | 91 | 55 | 449 | 0.96 | Ambient | 50000 |  |  | 99999 | 0.01 | 17 | 4 | 0 | 0 | 0 | 0 | 0 | 0 | 0.08 | 0.03 | 0.03 | 0.01 | 0 | 0 | 0.92 | 0.38 | 0.32 | 0.01 | 0 | 0 | True |  | Non Federally-Regulated | 07/03/2018 |  | 11/29/2018
USAI Lighting | USAI Lighting | B4RWL-12C3-30KH-W2-WH-FTIC-UNV-D6E | Light Emitting Diode | Inseparable Luminaire | Direct Wired | 0-10 VDC Controls | 55 | 3000 | 0.002 | 91 | 56 | 441 | 0.94 | Ambient | 50000 |  |  | 99999 | 0.01 | 12 | 3 | 0 | 0 | 0 | 0 | 0 | 0 | 0.09 | 0 | 0 | 0 | 0 | 0 | 0.96 | 0.38 | 0.34 | 0.02 | 0 | 0 | True |  | Non Federally-Regulated | 07/03/2018 |  | 11/29/2018
USAI Lighting | USAI Lighting | B4RWL-16C3-30KH-W2-WH-FTIC-UNV-D6E | Light Emitting Diode | Inseparable Luminaire | Direct Wired | 0-10 VDC Controls | 55 | 3000 | 0.001 | 91 | 55 | 449 | 0.96 | Ambient | 50000 |  |  | 99999 | 0.01 | 17 | 4 | 0 | 0 | 0 | 0 | 0 | 0 | 0.08 | 0.03 | 0.03 | 0.01 | 0 | 0 | 0.92 | 0.38 | 0.32 | 0.01 | 0 | 0 | True |  | Non Federally-Regulated | 07/03/2018 |  | 11/29/2018
USAI Lighting | USAI Lighting | B4RWL-12C3-27KH-W2-GR-NCIC-UNV-D6E | Light Emitting Diode | Inseparable Luminaire | Direct Wired | 0-10 VDC Controls | 55 | 2700 | 0.002 | 92 | 56 | 441 | 0.94 | Ambient | 50000 |  |  | 99999 | 0.01 | 12 | 3 | 0 | 0 | 0 | 0 | 0 | 0 | 0.09 | 0 | 0 | 0 | 0 | 0 | 0.96 | 0.38 | 0.34 | 0.02 | 0 | 0 | True |  | Non Federally-Regulated | 07/03/2018 |  | 11/29/2018
USAI Lighting | USAI Lighting | B4RWL-16C3-27KH-W2-GR-NCIC-UNV-D6E | Light Emitting Diode | Inseparable Luminaire | Direct Wired | 0-10 VDC Controls | 55 | 2700 | 0.001 | 92 | 55 | 449 | 0.96 | Ambient | 50000 |  |  | 99999 | 0.01 | 17 | 4 | 0 | 0 | 0 | 0 | 0 | 0 | 0.08 | 0.03 | 0.03 | 0.01 | 0 | 0 | 0.92 | 0.38 | 0.32 | 0.01 | 0 | 0 | True |  | Non Federally-Regulated | 07/03/2018 |  | 11/29/2018
USAI Lighting | USAI Lighting | B4RWL-12C3-27KH-W2-GR-FTIC-UNV-D6E | Light Emitting Diode | Inseparable Luminaire | Direct Wired | 0-10 VDC Controls | 55 | 2700 | 0.002 | 92 | 56 | 441 | 0.94 | Ambient | 50000 |  |  | 99999 | 0.01 | 12 | 3 | 0 | 0 | 0 | 0 | 0 | 0 | 0.09 | 0 | 0 | 0 | 0 | 0 | 0.96 | 0.38 | 0.34 | 0.02 | 0 | 0 | True |  | Non Federally-Regulated | 07/03/2018 |  | 11/29/2018
USAI Lighting | USAI Lighting | B4RWL-16C3-27KH-W2-GR-FTIC-UNV-D6E | Light Emitting Diode | Inseparable Luminaire | Direct Wired | 0-10 VDC Controls | 55 | 2700 | 0.001 | 92 | 55 | 449 | 0.96 | Ambient | 50000 |  |  | 99999 | 0.01 | 17 | 4 | 0 | 0 | 0 | 0 | 0 | 0 | 0.08 | 0.03 | 0.03 | 0.01 | 0 | 0 | 0.92 | 0.38 | 0.32 | 0.01 | 0 | 0 | True |  | Non Federally-Regulated | 07/03/2018 |  | 11/29/2018
USAI Lighting | USAI Lighting | B4RWL-12C3-30KH-W2-GR-NCIC-UNV-D6E | Light Emitting Diode | Inseparable Luminaire | Direct Wired | 0-10 VDC Controls | 55 | 3000 | 0.002 | 91 | 56 | 441 | 0.94 | Ambient | 50000 |  |  | 99999 | 0.01 | 12 | 3 | 0 | 0 | 0 | 0 | 0 | 0 | 0.09 | 0 | 0 | 0 | 0 | 0 | 0.96 | 0.38 | 0.34 | 0.02 | 0 | 0 | True |  | Non Federally-Regulated | 07/03/2018 |  | 11/29/2018
USAI Lighting | USAI Lighting | B4RWL-16C3-30KH-W2-GR-NCIC-UNV-D6E | Light Emitting Diode | Inseparable Luminaire | Direct Wired | 0-10 VDC Controls | 55 | 3000 | 0.001 | 91 | 55 | 449 | 0.96 | Ambient | 50000 |  |  | 99999 | 0.01 | 17 | 4 | 0 | 0 | 0 | 0 | 0 | 0 | 0.08 | 0.03 | 0.03 | 0.01 | 0 | 0 | 0.92 | 0.38 | 0.32 | 0.01 | 0 | 0 | True |  | Non Federally-Regulated | 07/03/2018 |  | 11/29/2018
USAI Lighting | USAI Lighting | B4RWL-12C3-30KH-W2-GR-FTIC-UNV-D6E | Light Emitting Diode | Inseparable Luminaire | Direct Wired | 0-10 VDC Controls | 55 | 3000 | 0.002 | 91 | 56 | 441 | 0.94 | Ambient | 50000 |  |  | 99999 | 0.01 | 12 | 3 | 0 | 0 | 0 | 0 | 0 | 0 | 0.09 | 0 | 0 | 0 | 0 | 0 | 0.96 | 0.38 | 0.34 | 0.02 | 0 | 0 | True |  | Non Federally-Regulated | 07/03/2018 |  | 11/29/2018
USAI Lighting | USAI Lighting | B4RWL-16C3-30KH-W2-GR-FTIC-UNV-D6E | Light Emitting Diode | Inseparable Luminaire | Direct Wired | 0-10 VDC Controls | 55 | 3000 | 0.001 | 91 | 55 | 449 | 0.96 | Ambient | 50000 |  |  | 99999 | 0.01 | 17 | 4 | 0 | 0 | 0 | 0 | 0 | 0 | 0.08 | 0.03 | 0.03 | 0.01 | 0 | 0 | 0.92 | 0.38 | 0.32 | 0.01 | 0 | 0 | True |  | Non Federally-Regulated | 07/03/2018 |  | 11/29/2018
USAI Lighting | USAI Lighting | B4RWL-12C3-27KH-W2-AC-NCIC-UNV-D6E | Light Emitting Diode | Inseparable Luminaire | Direct Wired | 0-10 VDC Controls | 55 | 2700 | 0.002 | 92 | 56 | 441 | 0.94 | Ambient | 50000 |  |  | 99999 | 0.01 | 12 | 3 | 0 | 0 | 0 | 0 | 0 | 0 | 0.09 | 0 | 0 | 0 | 0 | 0 | 0.96 | 0.38 | 0.34 | 0.02 | 0 | 0 | True |  | Non Federally-Regulated | 07/03/2018 |  | 11/29/2018
USAI Lighting | USAI Lighting | B4RWL-16C3-27KH-W2-AC-NCIC-UNV-D6E | Light Emitting Diode | Inseparable Luminaire | Direct Wired | 0-10 VDC Controls | 55 | 2700 | 0.001 | 92 | 55 | 449 | 0.96 | Ambient | 50000 |  |  | 99999 | 0.01 | 17 | 4 | 0 | 0 | 0 | 0 | 0 | 0 | 0.08 | 0.03 | 0.03 | 0.01 | 0 | 0 | 0.92 | 0.38 | 0.32 | 0.01 | 0 | 0 | True |  | Non Federally-Regulated | 07/03/2018 |  | 11/29/2018
USAI Lighting | USAI Lighting | B4RWL-12C3-27KH-W2-AC-FTIC-UNV-D6E | Light Emitting Diode | Inseparable Luminaire | Direct Wired | 0-10 VDC Controls | 55 | 2700 | 0.002 | 92 | 56 | 441 | 0.94 | Ambient | 50000 |  |  | 99999 | 0.01 | 12 | 3 | 0 | 0 | 0 | 0 | 0 | 0 | 0.09 | 0 | 0 | 0 | 0 | 0 | 0.96 | 0.38 | 0.34 | 0.02 | 0 | 0 | True |  | Non Federally-Regulated | 07/03/2018 |  | 11/29/2018
USAI Lighting | USAI Lighting | B4RWL-16C3-27KH-W2-AC-FTIC-UNV-D6E | Light Emitting Diode | Inseparable Luminaire | Direct Wired | 0-10 VDC Controls | 55 | 2700 | 0.001 | 92 | 55 | 449 | 0.96 | Ambient | 50000 |  |  | 99999 | 0.01 | 17 | 4 | 0 | 0 | 0 | 0 | 0 | 0 | 0.08 | 0.03 | 0.03 | 0.01 | 0 | 0 | 0.92 | 0.38 | 0.32 | 0.01 | 0 | 0 | True |  | Non Federally-Regulated | 07/03/2018 |  | 11/29/2018
USAI Lighting | USAI Lighting | B4RWL-12C3-30KH-W2-AC-NCIC-UNV-D6E | Light Emitting Diode | Inseparable Luminaire | Direct Wired | 0-10 VDC Controls | 55 | 3000 | 0.002 | 91 | 56 | 441 | 0.94 | Ambient | 50000 |  |  | 99999 | 0.01 | 12 | 3 | 0 | 0 | 0 | 0 | 0 | 0 | 0.09 | 0 | 0 | 0 | 0 | 0 | 0.96 | 0.38 | 0.34 | 0.02 | 0 | 0 | True |  | Non Federally-Regulated | 07/03/2018 |  | 11/29/2018
USAI Lighting | USAI Lighting | B4RWL-16C3-30KH-W2-AC-NCIC-UNV-D6E | Light Emitting Diode | Inseparable Luminaire | Direct Wired | 0-10 VDC Controls | 55 | 3000 | 0.001 | 91 | 55 | 449 | 0.96 | Ambient | 50000 |  |  | 99999 | 0.01 | 17 | 4 | 0 | 0 | 0 | 0 | 0 | 0 | 0.08 | 0.03 | 0.03 | 0.01 | 0 | 0 | 0.92 | 0.38 | 0.32 | 0.01 | 0 | 0 | True |  | Non Federally-Regulated | 07/03/2018 |  | 11/29/2018
USAI Lighting | USAI Lighting | B4RWL-12C3-30KH-W2-AC-FTIC-UNV-D6E | Light Emitting Diode | Inseparable Luminaire | Direct Wired | 0-10 VDC Controls | 55 | 3000 | 0.002 | 91 | 56 | 441 | 0.94 | Ambient | 50000 |  |  | 99999 | 0.01 | 12 | 3 | 0 | 0 | 0 | 0 | 0 | 0 | 0.09 | 0 | 0 | 0 | 0 | 0 | 0.96 | 0.38 | 0.34 | 0.02 | 0 | 0 | True |  | Non Federally-Regulated | 07/03/2018 |  | 11/29/2018
USAI Lighting | USAI Lighting | B4RWL-16C3-30KH-W2-AC-FTIC-UNV-D6E | Light Emitting Diode | Inseparable Luminaire | Direct Wired | 0-10 VDC Controls | 55 | 3000 | 0.001 | 91 | 55 | 449 | 0.96 | Ambient | 50000 |  |  | 99999 | 0.01 | 17 | 4 | 0 | 0 | 0 | 0 | 0 | 0 | 0.08 | 0.03 | 0.03 | 0.01 | 0 | 0 | 0.92 | 0.38 | 0.32 | 0.01 | 0 | 0 | True |  | Non Federally-Regulated | 07/03/2018 |  | 11/29/2018
USAI Lighting | USAI Lighting | B4RWM-12C3-27KH-W2-WH-WH-NCIC-UNV-D6E | Light Emitting Diode | Inseparable Luminaire | Direct Wired | 0-10 VDC Controls | 55 | 2700 | 0.002 | 92 | 56 | 441 | 0.94 | Ambient | 50000 |  |  | 99999 | 0.01 | 12 | 3 | 0 | 0 | 0 | 0 | 0 | 0 | 0.09 | 0 | 0 | 0 | 0 | 0 | 0.96 | 0.38 | 0.34 | 0.02 | 0 | 0 | True |  | Non Federally-Regulated | 07/03/2018 |  | 11/29/2018
USAI Lighting | USAI Lighting | B4RWM-16C3-27KH-W2-WH-WH-NCIC-UNV-D6E | Light Emitting Diode | Inseparable Luminaire | Direct Wired | 0-10 VDC Controls | 55 | 2700 | 0.001 | 92 | 55 | 449 | 0.96 | Ambient | 50000 |  |  | 99999 | 0.01 | 17 | 4 | 0 | 0 | 0 | 0 | 0 | 0 | 0.08 | 0.03 | 0.03 | 0.01 | 0 | 0 | 0.92 | 0.38 | 0.32 | 0.01 | 0 | 0 | True |  | Non Federally-Regulated | 07/03/2018 |  | 11/29/2018
USAI Lighting | USAI Lighting | B4RWM-12C3-27KH-W2-WH-WH-FTIC-UNV-D6E | Light Emitting Diode | Inseparable Luminaire | Direct Wired | 0-10 VDC Controls | 55 | 2700 | 0.002 | 92 | 56 | 441 | 0.94 | Ambient | 50000 |  |  | 99999 | 0.01 | 12 | 3 | 0 | 0 | 0 | 0 | 0 | 0 | 0.09 | 0 | 0 | 0 | 0 | 0 | 0.96 | 0.38 | 0.34 | 0.02 | 0 | 0 | True |  | Non Federally-Regulated | 07/03/2018 |  | 11/29/2018
USAI Lighting | USAI Lighting | B4RWM-16C3-27KH-W2-WH-WH-FTIC-UNV-D6E | Light Emitting Diode | Inseparable Luminaire | Direct Wired | 0-10 VDC Controls | 55 | 2700 | 0.001 | 92 | 55 | 449 | 0.96 | Ambient | 50000 |  |  | 99999 | 0.01 | 17 | 4 | 0 | 0 | 0 | 0 | 0 | 0 | 0.08 | 0.03 | 0.03 | 0.01 | 0 | 0 | 0.92 | 0.38 | 0.32 | 0.01 | 0 | 0 | True |  | Non Federally-Regulated | 07/03/2018 |  | 11/29/2018
USAI Lighting | USAI Lighting | B4RWM-12C3-30KH-W2-WH-WH-NCIC-UNV-D6E | Light Emitting Diode | Inseparable Luminaire | Direct Wired | 0-10 VDC Controls | 55 | 3000 | 0.002 | 91 | 56 | 441 | 0.94 | Ambient | 50000 |  |  | 99999 | 0.01 | 12 | 3 | 0 | 0 | 0 | 0 | 0 | 0 | 0.09 | 0 | 0 | 0 | 0 | 0 | 0.96 | 0.38 | 0.34 | 0.02 | 0 | 0 | True |  | Non Federally-Regulated | 07/03/2018 |  | 11/29/2018
USAI Lighting | USAI Lighting | B4RWM-16C3-30KH-W2-WH-WH-NCIC-UNV-D6E | Light Emitting Diode | Inseparable Luminaire | Direct Wired | 0-10 VDC Controls | 55 | 3000 | 0.001 | 91 | 55 | 449 | 0.96 | Ambient | 50000 |  |  | 99999 | 0.01 | 17 | 4 | 0 | 0 | 0 | 0 | 0 | 0 | 0.08 | 0.03 | 0.03 | 0.01 | 0 | 0 | 0.92 | 0.38 | 0.32 | 0.01 | 0 | 0 | True |  | Non Federally-Regulated | 07/03/2018 |  | 11/29/2018
USAI Lighting | USAI Lighting | B4RWM-12C3-30KH-W2-WH-WH-FTIC-UNV-D6E | Light Emitting Diode | Inseparable Luminaire | Direct Wired | 0-10 VDC Controls | 55 | 3000 | 0.002 | 91 | 56 | 441 | 0.94 | Ambient | 50000 |  |  | 99999 | 0.01 | 12 | 3 | 0 | 0 | 0 | 0 | 0 | 0 | 0.09 | 0 | 0 | 0 | 0 | 0 | 0.96 | 0.38 | 0.34 | 0.02 | 0 | 0 | True |  | Non Federally-Regulated | 07/03/2018 |  | 11/29/2018
USAI Lighting | USAI Lighting | B4RWM-16C3-30KH-W2-WH-WH-FTIC-UNV-D6E | Light Emitting Diode | Inseparable Luminaire | Direct Wired | 0-10 VDC Controls | 55 | 3000 | 0.001 | 91 | 55 | 449 | 0.96 | Ambient | 50000 |  |  | 99999 | 0.01 | 17 | 4 | 0 | 0 | 0 | 0 | 0 | 0 | 0.08 | 0.03 | 0.03 | 0.01 | 0 | 0 | 0.92 | 0.38 | 0.32 | 0.01 | 0 | 0 | True |  | Non Federally-Regulated | 07/03/2018 |  | 11/29/2018
USAI Lighting | USAI Lighting | B4RWM-12C3-27KH-W2-GR-GR-NCIC-UNV-D6E | Light Emitting Diode | Inseparable Luminaire | Direct Wired | 0-10 VDC Controls | 55 | 2700 | 0.002 | 92 | 56 | 441 | 0.94 | Ambient | 50000 |  |  | 99999 | 0.01 | 12 | 3 | 0 | 0 | 0 | 0 | 0 | 0 | 0.09 | 0 | 0 | 0 | 0 | 0 | 0.96 | 0.38 | 0.34 | 0.02 | 0 | 0 | True |  | Non Federally-Regulated | 07/03/2018 |  | 11/29/2018
USAI Lighting | USAI Lighting | B4RWM-16C3-27KH-W2-GR-GR-NCIC-UNV-D6E | Light Emitting Diode | Inseparable Luminaire | Direct Wired | 0-10 VDC Controls | 55 | 2700 | 0.001 | 92 | 55 | 449 | 0.96 | Ambient | 50000 |  |  | 99999 | 0.01 | 17 | 4 | 0 | 0 | 0 | 0 | 0 | 0 | 0.08 | 0.03 | 0.03 | 0.01 | 0 | 0 | 0.92 | 0.38 | 0.32 | 0.01 | 0 | 0 | True |  | Non Federally-Regulated | 07/03/2018 |  | 11/29/2018
USAI Lighting | USAI Lighting | B4RWM-12C3-27KH-W2-GR-GR-FTIC-UNV-D6E | Light Emitting Diode | Inseparable Luminaire | Direct Wired | 0-10 VDC Controls | 55 | 2700 | 0.002 | 92 | 56 | 441 | 0.94 | Ambient | 50000 |  |  | 99999 | 0.01 | 12 | 3 | 0 | 0 | 0 | 0 | 0 | 0 | 0.09 | 0 | 0 | 0 | 0 | 0 | 0.96 | 0.38 | 0.34 | 0.02 | 0 | 0 | True |  | Non Federally-Regulated | 07/03/2018 |  | 11/29/2018
USAI Lighting | USAI Lighting | B4RWM-16C3-27KH-W2-GR-GR-FTIC-UNV-D6E | Light Emitting Diode | Inseparable Luminaire | Direct Wired | 0-10 VDC Controls | 55 | 2700 | 0.001 | 92 | 55 | 449 | 0.96 | Ambient | 50000 |  |  | 99999 | 0.01 | 17 | 4 | 0 | 0 | 0 | 0 | 0 | 0 | 0.08 | 0.03 | 0.03 | 0.01 | 0 | 0 | 0.92 | 0.38 | 0.32 | 0.01 | 0 | 0 | True |  | Non Federally-Regulated | 07/03/2018 |  | 11/29/2018
USAI Lighting | USAI Lighting | B4RWM-12C3-30KH-W2-GR-GR-NCIC-UNV-D6E | Light Emitting Diode | Inseparable Luminaire | Direct Wired | 0-10 VDC Controls | 55 | 3000 | 0.002 | 91 | 56 | 441 | 0.94 | Ambient | 50000 |  |  | 99999 | 0.01 | 12 | 3 | 0 | 0 | 0 | 0 | 0 | 0 | 0.09 | 0 | 0 | 0 | 0 | 0 | 0.96 | 0.38 | 0.34 | 0.02 | 0 | 0 | True |  | Non Federally-Regulated | 07/03/2018 |  | 11/29/2018
USAI Lighting | USAI Lighting | B4RWM-16C3-30KH-W2-GR-GR-NCIC-UNV-D6E | Light Emitting Diode | Inseparable Luminaire | Direct Wired | 0-10 VDC Controls | 55 | 3000 | 0.001 | 91 | 55 | 449 | 0.96 | Ambient | 50000 |  |  | 99999 | 0.01 | 17 | 4 | 0 | 0 | 0 | 0 | 0 | 0 | 0.08 | 0.03 | 0.03 | 0.01 | 0 | 0 | 0.92 | 0.38 | 0.32 | 0.01 | 0 | 0 | True |  | Non Federally-Regulated | 07/03/2018 |  | 11/29/2018
USAI Lighting | USAI Lighting | B4RWM-12C3-30KH-W2-GR-GR-FTIC-UNV-D6E | Light Emitting Diode | Inseparable Luminaire | Direct Wired | 0-10 VDC Controls | 55 | 3000 | 0.002 | 91 | 56 | 441 | 0.94 | Ambient | 50000 |  |  | 99999 | 0.01 | 12 | 3 | 0 | 0 | 0 | 0 | 0 | 0 | 0.09 | 0 | 0 | 0 | 0 | 0 | 0.96 | 0.38 | 0.34 | 0.02 | 0 | 0 | True |  | Non Federally-Regulated | 07/03/2018 |  | 11/29/2018
USAI Lighting | USAI Lighting | B4RWM-16C3-30KH-W2-GR-GR-FTIC-UNV-D6E | Light Emitting Diode | Inseparable Luminaire | Direct Wired | 0-10 VDC Controls | 55 | 3000 | 0.001 | 91 | 55 | 449 | 0.96 | Ambient | 50000 |  |  | 99999 | 0.01 | 17 | 4 | 0 | 0 | 0 | 0 | 0 | 0 | 0.08 | 0.03 | 0.03 | 0.01 | 0 | 0 | 0.92 | 0.38 | 0.32 | 0.01 | 0 | 0 | True |  | Non Federally-Regulated | 07/03/2018 |  | 11/29/2018
USAI Lighting | USAI Lighting | B4RWM-12C3-27KH-W2-AC-XX-NCIC-UNV-D6E | Light Emitting Diode | Inseparable Luminaire | Direct Wired | 0-10 VDC Controls | 55 | 2700 | 0.002 | 92 | 56 | 441 | 0.94 | Ambient | 50000 |  |  | 99999 | 0.01 | 12 | 3 | 0 | 0 | 0 | 0 | 0 | 0 | 0.09 | 0 | 0 | 0 | 0 | 0 | 0.96 | 0.38 | 0.34 | 0.02 | 0 | 0 | True |  | Non Federally-Regulated | 07/03/2018 |  | 11/29/2018
USAI Lighting | USAI Lighting | B4RWM-16C3-27KH-W2-AC-XX-NCIC-UNV-D6E | Light Emitting Diode | Inseparable Luminaire | Direct Wired | 0-10 VDC Controls | 55 | 2700 | 0.001 | 92 | 55 | 449 | 0.96 | Ambient | 50000 |  |  | 99999 | 0.01 | 17 | 4 | 0 | 0 | 0 | 0 | 0 | 0 | 0.08 | 0.03 | 0.03 | 0.01 | 0 | 0 | 0.92 | 0.38 | 0.32 | 0.01 | 0 | 0 | True |  | Non Federally-Regulated | 07/03/2018 |  | 11/29/2018
USAI Lighting | USAI Lighting | B4RWM-12C3-27KH-W2-AC-XX-FTIC-UNV-D6E | Light Emitting Diode | Inseparable Luminaire | Direct Wired | 0-10 VDC Controls | 55 | 2700 | 0.002 | 92 | 56 | 441 | 0.94 | Ambient | 50000 |  |  | 99999 | 0.01 | 12 | 3 | 0 | 0 | 0 | 0 | 0 | 0 | 0.09 | 0 | 0 | 0 | 0 | 0 | 0.96 | 0.38 | 0.34 | 0.02 | 0 | 0 | True |  | Non Federally-Regulated | 07/03/2018 |  | 11/29/2018
USAI Lighting | USAI Lighting | B4RWM-16C3-27KH-W2-AC-XX-FTIC-UNV-D6E | Light Emitting Diode | Inseparable Luminaire | Direct Wired | 0-10 VDC Controls | 55 | 2700 | 0.001 | 92 | 55 | 449 | 0.96 | Ambient | 50000 |  |  | 99999 | 0.01 | 17 | 4 | 0 | 0 | 0 | 0 | 0 | 0 | 0.08 | 0.03 | 0.03 | 0.01 | 0 | 0 | 0.92 | 0.38 | 0.32 | 0.01 | 0 | 0 | True |  | Non Federally-Regulated | 07/03/2018 |  | 11/29/2018
USAI Lighting | USAI Lighting | B4RWM-12C3-30KH-W2-AC-XX-NCIC-UNV-D6E | Light Emitting Diode | Inseparable Luminaire | Direct Wired | 0-10 VDC Controls | 55 | 3000 | 0.002 | 91 | 56 | 441 | 0.94 | Ambient | 50000 |  |  | 99999 | 0.01 | 12 | 3 | 0 | 0 | 0 | 0 | 0 | 0 | 0.09 | 0 | 0 | 0 | 0 | 0 | 0.96 | 0.38 | 0.34 | 0.02 | 0 | 0 | True |  | Non Federally-Regulated | 07/03/2018 |  | 11/29/2018
USAI Lighting | USAI Lighting | B4RWM-16C3-30KH-W2-AC-XX-NCIC-UNV-D6E | Light Emitting Diode | Inseparable Luminaire | Direct Wired | 0-10 VDC Controls | 55 | 3000 | 0.001 | 91 | 55 | 449 | 0.96 | Ambient | 50000 |  |  | 99999 | 0.01 | 17 | 4 | 0 | 0 | 0 | 0 | 0 | 0 | 0.08 | 0.03 | 0.03 | 0.01 | 0 | 0 | 0.92 | 0.38 | 0.32 | 0.01 | 0 | 0 | True |  | Non Federally-Regulated | 07/03/2018 |  | 11/29/2018
USAI Lighting | USAI Lighting | B4RWM-12C3-30KH-W2-AC-XX-FTIC-UNV-D6E | Light Emitting Diode | Inseparable Luminaire | Direct Wired | 0-10 VDC Controls | 55 | 3000 | 0.002 | 91 | 56 | 441 | 0.94 | Ambient | 50000 |  |  | 99999 | 0.01 | 12 | 3 | 0 | 0 | 0 | 0 | 0 | 0 | 0.09 | 0 | 0 | 0 | 0 | 0 | 0.96 | 0.38 | 0.34 | 0.02 | 0 | 0 | True |  | Non Federally-Regulated | 07/03/2018 |  | 11/29/2018
USAI Lighting | USAI Lighting | B4RWM-16C3-30KH-W2-AC-XX-FTIC-UNV-D6E | Light Emitting Diode | Inseparable Luminaire | Direct Wired | 0-10 VDC Controls | 55 | 3000 | 0.001 | 91 | 55 | 449 | 0.96 | Ambient | 50000 |  |  | 99999 | 0.01 | 17 | 4 | 0 | 0 | 0 | 0 | 0 | 0 | 0.08 | 0.03 | 0.03 | 0.01 | 0 | 0 | 0.92 | 0.38 | 0.32 | 0.01 | 0 | 0 | True |  | Non Federally-Regulated | 07/03/2018 |  | 11/29/2018
USAI Lighting | USAI Lighting | B4RWF-12C3-27KH-W2-WH-WH-NCIC-UNV-D6F | Light Emitting Diode | Inseparable Luminaire | Direct Wired | 0-10 VDC Controls | 55 | 2700 | 0.002 | 92 | 56 | 441 | 0.94 | Ambient | 50000 |  |  | 99999 | 0.01 | 12 | 3 | 0 | 0 | 0 | 0 | 0 | 0 | 0.09 | 0 | 0 | 0 | 0 | 0 | 0.96 | 0.38 | 0.34 | 0.02 | 0 | 0 | True |  | Non Federally-Regulated | 07/03/2018 |  | 11/29/2018
USAI Lighting | USAI Lighting | B4RWF-16C3-27KH-W2-WH-WH-NCIC-UNV-D6F | Light Emitting Diode | Inseparable Luminaire | Direct Wired | 0-10 VDC Controls | 55 | 2700 | 0.001 | 92 | 55 | 449 | 0.96 | Ambient | 50000 |  |  | 99999 | 0.01 | 17 | 4 | 0 | 0 | 0 | 0 | 0 | 0 | 0.08 | 0.03 | 0.03 | 0.01 | 0 | 0 | 0.92 | 0.38 | 0.32 | 0.01 | 0 | 0 | True |  | Non Federally-Regulated | 07/03/2018 |  | 11/29/2018
USAI Lighting | USAI Lighting | B4RWF-12C3-27KH-W2-WH-WH-FTIC-UNV-D6F | Light Emitting Diode | Inseparable Luminaire | Direct Wired | 0-10 VDC Controls | 55 | 2700 | 0.002 | 92 | 56 | 441 | 0.94 | Ambient | 50000 |  |  | 99999 | 0.01 | 12 | 3 | 0 | 0 | 0 | 0 | 0 | 0 | 0.09 | 0 | 0 | 0 | 0 | 0 | 0.96 | 0.38 | 0.34 | 0.02 | 0 | 0 | True |  | Non Federally-Regulated | 07/03/2018 |  | 11/29/2018
USAI Lighting | USAI Lighting | B4RWF-16C3-27KH-W2-WH-WH-FTIC-UNV-D6F | Light Emitting Diode | Inseparable Luminaire | Direct Wired | 0-10 VDC Controls | 55 | 2700 | 0.001 | 92 | 55 | 449 | 0.96 | Ambient | 50000 |  |  | 99999 | 0.01 | 17 | 4 | 0 | 0 | 0 | 0 | 0 | 0 | 0.08 | 0.03 | 0.03 | 0.01 | 0 | 0 | 0.92 | 0.38 | 0.32 | 0.01 | 0 | 0 | True |  | Non Federally-Regulated | 07/03/2018 |  | 11/29/2018
USAI Lighting | USAI Lighting | B4RWF-12C3-30KH-W2-WH-WH-NCIC-UNV-D6F | Light Emitting Diode | Inseparable Luminaire | Direct Wired | 0-10 VDC Controls | 55 | 3000 | 0.002 | 91 | 56 | 441 | 0.94 | Ambient | 50000 |  |  | 99999 | 0.01 | 12 | 3 | 0 | 0 | 0 | 0 | 0 | 0 | 0.09 | 0 | 0 | 0 | 0 | 0 | 0.96 | 0.38 | 0.34 | 0.02 | 0 | 0 | True |  | Non Federally-Regulated | 07/03/2018 |  | 11/29/2018
USAI Lighting | USAI Lighting | B4RWF-16C3-30KH-W2-WH-WH-NCIC-UNV-D6F | Light Emitting Diode | Inseparable Luminaire | Direct Wired | 0-10 VDC Controls | 55 | 3000 | 0.001 | 91 | 55 | 449 | 0.96 | Ambient | 50000 |  |  | 99999 | 0.01 | 17 | 4 | 0 | 0 | 0 | 0 | 0 | 0 | 0.08 | 0.03 | 0.03 | 0.01 | 0 | 0 | 0.92 | 0.38 | 0.32 | 0.01 | 0 | 0 | True |  | Non Federally-Regulated | 07/03/2018 |  | 11/29/2018
USAI Lighting | USAI Lighting | B4RWF-12C3-30KH-W2-WH-WH-FTIC-UNV-D6F | Light Emitting Diode | Inseparable Luminaire | Direct Wired | 0-10 VDC Controls | 55 | 3000 | 0.002 | 91 | 56 | 441 | 0.94 | Ambient | 50000 |  |  | 99999 | 0.01 | 12 | 3 | 0 | 0 | 0 | 0 | 0 | 0 | 0.09 | 0 | 0 | 0 | 0 | 0 | 0.96 | 0.38 | 0.34 | 0.02 | 0 | 0 | True |  | Non Federally-Regulated | 07/03/2018 |  | 11/29/2018
USAI Lighting | USAI Lighting | B4RWF-16C3-30KH-W2-WH-WH-FTIC-UNV-D6F | Light Emitting Diode | Inseparable Luminaire | Direct Wired | 0-10 VDC Controls | 55 | 3000 | 0.001 | 91 | 55 | 449 | 0.96 | Ambient | 50000 |  |  | 99999 | 0.01 | 17 | 4 | 0 | 0 | 0 | 0 | 0 | 0 | 0.08 | 0.03 | 0.03 | 0.01 | 0 | 0 | 0.92 | 0.38 | 0.32 | 0.01 | 0 | 0 | True |  | Non Federally-Regulated | 07/03/2018 |  | 11/29/2018
USAI Lighting | USAI Lighting | B4RWF-12C3-27KH-W2-GR-GR-NCIC-UNV-D6F | Light Emitting Diode | Inseparable Luminaire | Direct Wired | 0-10 VDC Controls | 55 | 2700 | 0.002 | 92 | 56 | 441 | 0.94 | Ambient | 50000 |  |  | 99999 | 0.01 | 12 | 3 | 0 | 0 | 0 | 0 | 0 | 0 | 0.09 | 0 | 0 | 0 | 0 | 0 | 0.96 | 0.38 | 0.34 | 0.02 | 0 | 0 | True |  | Non Federally-Regulated | 07/03/2018 |  | 11/29/2018
USAI Lighting | USAI Lighting | B4RWF-16C3-27KH-W2-GR-GR-NCIC-UNV-D6F | Light Emitting Diode | Inseparable Luminaire | Direct Wired | 0-10 VDC Controls | 55 | 2700 | 0.001 | 92 | 55 | 449 | 0.96 | Ambient | 50000 |  |  | 99999 | 0.01 | 17 | 4 | 0 | 0 | 0 | 0 | 0 | 0 | 0.08 | 0.03 | 0.03 | 0.01 | 0 | 0 | 0.92 | 0.38 | 0.32 | 0.01 | 0 | 0 | True |  | Non Federally-Regulated | 07/03/2018 |  | 11/29/2018
USAI Lighting | USAI Lighting | B4RWF-12C3-27KH-W2-GR-GR-FTIC-UNV-D6F | Light Emitting Diode | Inseparable Luminaire | Direct Wired | 0-10 VDC Controls | 55 | 2700 | 0.002 | 92 | 56 | 441 | 0.94 | Ambient | 50000 |  |  | 99999 | 0.01 | 12 | 3 | 0 | 0 | 0 | 0 | 0 | 0 | 0.09 | 0 | 0 | 0 | 0 | 0 | 0.96 | 0.38 | 0.34 | 0.02 | 0 | 0 | True |  | Non Federally-Regulated | 07/03/2018 |  | 11/29/2018
USAI Lighting | USAI Lighting | B4RWF-16C3-27KH-W2-GR-GR-FTIC-UNV-D6F | Light Emitting Diode | Inseparable Luminaire | Direct Wired | 0-10 VDC Controls | 55 | 2700 | 0.001 | 92 | 55 | 449 | 0.96 | Ambient | 50000 |  |  | 99999 | 0.01 | 17 | 4 | 0 | 0 | 0 | 0 | 0 | 0 | 0.08 | 0.03 | 0.03 | 0.01 | 0 | 0 | 0.92 | 0.38 | 0.32 | 0.01 | 0 | 0 | True |  | Non Federally-Regulated | 07/03/2018 |  | 11/29/2018
USAI Lighting | USAI Lighting | B4RWF-12C3-30KH-W2-GR-GR-NCIC-UNV-D6F | Light Emitting Diode | Inseparable Luminaire | Direct Wired | 0-10 VDC Controls | 55 | 3000 | 0.002 | 91 | 56 | 441 | 0.94 | Ambient | 50000 |  |  | 99999 | 0.01 | 12 | 3 | 0 | 0 | 0 | 0 | 0 | 0 | 0.09 | 0 | 0 | 0 | 0 | 0 | 0.96 | 0.38 | 0.34 | 0.02 | 0 | 0 | True |  | Non Federally-Regulated | 07/03/2018 |  | 11/29/2018
USAI Lighting | USAI Lighting | B4RWF-16C3-30KH-W2-GR-GR-NCIC-UNV-D6F | Light Emitting Diode | Inseparable Luminaire | Direct Wired | 0-10 VDC Controls | 55 | 3000 | 0.001 | 91 | 55 | 449 | 0.96 | Ambient | 50000 |  |  | 99999 | 0.01 | 17 | 4 | 0 | 0 | 0 | 0 | 0 | 0 | 0.08 | 0.03 | 0.03 | 0.01 | 0 | 0 | 0.92 | 0.38 | 0.32 | 0.01 | 0 | 0 | True |  | Non Federally-Regulated | 07/03/2018 |  | 11/29/2018
USAI Lighting | USAI Lighting | B4RWF-12C3-30KH-W2-GR-GR-FTIC-UNV-D6F | Light Emitting Diode | Inseparable Luminaire | Direct Wired | 0-10 VDC Controls | 55 | 3000 | 0.002 | 91 | 56 | 441 | 0.94 | Ambient | 50000 |  |  | 99999 | 0.01 | 12 | 3 | 0 | 0 | 0 | 0 | 0 | 0 | 0.09 | 0 | 0 | 0 | 0 | 0 | 0.96 | 0.38 | 0.34 | 0.02 | 0 | 0 | True |  | Non Federally-Regulated | 07/03/2018 |  | 11/29/2018
USAI Lighting | USAI Lighting | B4RWF-16C3-30KH-W2-GR-GR-FTIC-UNV-D6F | Light Emitting Diode | Inseparable Luminaire | Direct Wired | 0-10 VDC Controls | 55 | 3000 | 0.001 | 91 | 55 | 449 | 0.96 | Ambient | 50000 |  |  | 99999 | 0.01 | 17 | 4 | 0 | 0 | 0 | 0 | 0 | 0 | 0.08 | 0.03 | 0.03 | 0.01 | 0 | 0 | 0.92 | 0.38 | 0.32 | 0.01 | 0 | 0 | True |  | Non Federally-Regulated | 07/03/2018 |  | 11/29/2018
USAI Lighting | USAI Lighting | B4RWF-12C3-27KH-W2-AC-XX-NCIC-UNV-D6F | Light Emitting Diode | Inseparable Luminaire | Direct Wired | 0-10 VDC Controls | 55 | 2700 | 0.002 | 92 | 56 | 441 | 0.94 | Ambient | 50000 |  |  | 99999 | 0.01 | 12 | 3 | 0 | 0 | 0 | 0 | 0 | 0 | 0.09 | 0 | 0 | 0 | 0 | 0 | 0.96 | 0.38 | 0.34 | 0.02 | 0 | 0 | True |  | Non Federally-Regulated | 07/03/2018 |  | 11/29/2018
USAI Lighting | USAI Lighting | B4RWF-16C3-27KH-W2-AC-XX-NCIC-UNV-D6F | Light Emitting Diode | Inseparable Luminaire | Direct Wired | 0-10 VDC Controls | 55 | 2700 | 0.001 | 92 | 55 | 449 | 0.96 | Ambient | 50000 |  |  | 99999 | 0.01 | 17 | 4 | 0 | 0 | 0 | 0 | 0 | 0 | 0.08 | 0.03 | 0.03 | 0.01 | 0 | 0 | 0.92 | 0.38 | 0.32 | 0.01 | 0 | 0 | True |  | Non Federally-Regulated | 07/03/2018 |  | 11/29/2018
USAI Lighting | USAI Lighting | B4RWF-12C3-27KH-W2-AC-XX-FTIC-UNV-D6F | Light Emitting Diode | Inseparable Luminaire | Direct Wired | 0-10 VDC Controls | 55 | 2700 | 0.002 | 92 | 56 | 441 | 0.94 | Ambient | 50000 |  |  | 99999 | 0.01 | 12 | 3 | 0 | 0 | 0 | 0 | 0 | 0 | 0.09 | 0 | 0 | 0 | 0 | 0 | 0.96 | 0.38 | 0.34 | 0.02 | 0 | 0 | True |  | Non Federally-Regulated | 07/03/2018 |  | 11/29/2018
USAI Lighting | USAI Lighting | B4RWF-16C3-27KH-W2-AC-XX-FTIC-UNV-D6F | Light Emitting Diode | Inseparable Luminaire | Direct Wired | 0-10 VDC Controls | 55 | 2700 | 0.001 | 92 | 55 | 449 | 0.96 | Ambient | 50000 |  |  | 99999 | 0.01 | 17 | 4 | 0 | 0 | 0 | 0 | 0 | 0 | 0.08 | 0.03 | 0.03 | 0.01 | 0 | 0 | 0.92 | 0.38 | 0.32 | 0.01 | 0 | 0 | True |  | Non Federally-Regulated | 07/03/2018 |  | 11/29/2018
USAI Lighting | USAI Lighting | B4RWF-12C3-30KH-W2-AC-XX-NCIC-UNV-D6F | Light Emitting Diode | Inseparable Luminaire | Direct Wired | 0-10 VDC Controls | 55 | 3000 | 0.002 | 91 | 56 | 441 | 0.94 | Ambient | 50000 |  |  | 99999 | 0.01 | 12 | 3 | 0 | 0 | 0 | 0 | 0 | 0 | 0.09 | 0 | 0 | 0 | 0 | 0 | 0.96 | 0.38 | 0.34 | 0.02 | 0 | 0 | True |  | Non Federally-Regulated | 07/03/2018 |  | 11/29/2018
USAI Lighting | USAI Lighting | B4RWF-16C3-30KH-W2-AC-XX-NCIC-UNV-D6F | Light Emitting Diode | Inseparable Luminaire | Direct Wired | 0-10 VDC Controls | 55 | 3000 | 0.001 | 91 | 55 | 449 | 0.96 | Ambient | 50000 |  |  | 99999 | 0.01 | 17 | 4 | 0 | 0 | 0 | 0 | 0 | 0 | 0.08 | 0.03 | 0.03 | 0.01 | 0 | 0 | 0.92 | 0.38 | 0.32 | 0.01 | 0 | 0 | True |  | Non Federally-Regulated | 07/03/2018 |  | 11/29/2018
USAI Lighting | USAI Lighting | B4RWF-12C3-30KH-W2-AC-XX-FTIC-UNV-D6F | Light Emitting Diode | Inseparable Luminaire | Direct Wired | 0-10 VDC Controls | 55 | 3000 | 0.002 | 91 | 56 | 441 | 0.94 | Ambient | 50000 |  |  | 99999 | 0.01 | 12 | 3 | 0 | 0 | 0 | 0 | 0 | 0 | 0.09 | 0 | 0 | 0 | 0 | 0 | 0.96 | 0.38 | 0.34 | 0.02 | 0 | 0 | True |  | Non Federally-Regulated | 07/03/2018 |  | 11/29/2018
USAI Lighting | USAI Lighting | B4RWF-16C3-30KH-W2-AC-XX-FTIC-UNV-D6F | Light Emitting Diode | Inseparable Luminaire | Direct Wired | 0-10 VDC Controls | 55 | 3000 | 0.001 | 91 | 55 | 449 | 0.96 | Ambient | 50000 |  |  | 99999 | 0.01 | 17 | 4 | 0 | 0 | 0 | 0 | 0 | 0 | 0.08 | 0.03 | 0.03 | 0.01 | 0 | 0 | 0.92 | 0.38 | 0.32 | 0.01 | 0 | 0 | True |  | Non Federally-Regulated | 07/03/2018 |  | 11/29/2018
USAI Lighting | USAI Lighting | B4RWL-12C3-27KH-W2-WH-NCIC-UNV-D6F | Light Emitting Diode | Inseparable Luminaire | Direct Wired | 0-10 VDC Controls | 55 | 2700 | 0.002 | 92 | 56 | 441 | 0.94 | Ambient | 50000 |  |  | 99999 | 0.01 | 12 | 3 | 0 | 0 | 0 | 0 | 0 | 0 | 0.09 | 0 | 0 | 0 | 0 | 0 | 0.96 | 0.38 | 0.34 | 0.02 | 0 | 0 | True |  | Non Federally-Regulated | 07/03/2018 |  | 11/29/2018
USAI Lighting | USAI Lighting | B4RWL-16C3-27KH-W2-WH-NCIC-UNV-D6F | Light Emitting Diode | Inseparable Luminaire | Direct Wired | 0-10 VDC Controls | 55 | 2700 | 0.001 | 92 | 55 | 449 | 0.96 | Ambient | 50000 |  |  | 99999 | 0.01 | 17 | 4 | 0 | 0 | 0 | 0 | 0 | 0 | 0.08 | 0.03 | 0.03 | 0.01 | 0 | 0 | 0.92 | 0.38 | 0.32 | 0.01 | 0 | 0 | True |  | Non Federally-Regulated | 07/03/2018 |  | 11/29/2018
USAI Lighting | USAI Lighting | B4RWL-12C3-27KH-W2-WH-FTIC-UNV-D6F | Light Emitting Diode | Inseparable Luminaire | Direct Wired | 0-10 VDC Controls | 55 | 2700 | 0.002 | 92 | 56 | 441 | 0.94 | Ambient | 50000 |  |  | 99999 | 0.01 | 12 | 3 | 0 | 0 | 0 | 0 | 0 | 0 | 0.09 | 0 | 0 | 0 | 0 | 0 | 0.96 | 0.38 | 0.34 | 0.02 | 0 | 0 | True |  | Non Federally-Regulated | 07/03/2018 |  | 11/29/2018
USAI Lighting | USAI Lighting | B4RWL-16C3-27KH-W2-WH-FTIC-UNV-D6F | Light Emitting Diode | Inseparable Luminaire | Direct Wired | 0-10 VDC Controls | 55 | 2700 | 0.001 | 92 | 55 | 449 | 0.96 | Ambient | 50000 |  |  | 99999 | 0.01 | 17 | 4 | 0 | 0 | 0 | 0 | 0 | 0 | 0.08 | 0.03 | 0.03 | 0.01 | 0 | 0 | 0.92 | 0.38 | 0.32 | 0.01 | 0 | 0 | True |  | Non Federally-Regulated | 07/03/2018 |  | 11/29/2018
USAI Lighting | USAI Lighting | B4RWL-12C3-30KH-W2-WH-NCIC-UNV-D6F | Light Emitting Diode | Inseparable Luminaire | Direct Wired | 0-10 VDC Controls | 55 | 3000 | 0.002 | 91 | 56 | 441 | 0.94 | Ambient | 50000 |  |  | 99999 | 0.01 | 12 | 3 | 0 | 0 | 0 | 0 | 0 | 0 | 0.09 | 0 | 0 | 0 | 0 | 0 | 0.96 | 0.38 | 0.34 | 0.02 | 0 | 0 | True |  | Non Federally-Regulated | 07/03/2018 |  | 11/29/2018
USAI Lighting | USAI Lighting | B4RWL-16C3-30KH-W2-WH-NCIC-UNV-D6F | Light Emitting Diode | Inseparable Luminaire | Direct Wired | 0-10 VDC Controls | 55 | 3000 | 0.001 | 91 | 55 | 449 | 0.96 | Ambient | 50000 |  |  | 99999 | 0.01 | 17 | 4 | 0 | 0 | 0 | 0 | 0 | 0 | 0.08 | 0.03 | 0.03 | 0.01 | 0 | 0 | 0.92 | 0.38 | 0.32 | 0.01 | 0 | 0 | True |  | Non Federally-Regulated | 07/03/2018 |  | 11/29/2018
USAI Lighting | USAI Lighting | B4RWL-12C3-30KH-W2-WH-FTIC-UNV-D6F | Light Emitting Diode | Inseparable Luminaire | Direct Wired | 0-10 VDC Controls | 55 | 3000 | 0.002 | 91 | 56 | 441 | 0.94 | Ambient | 50000 |  |  | 99999 | 0.01 | 12 | 3 | 0 | 0 | 0 | 0 | 0 | 0 | 0.09 | 0 | 0 | 0 | 0 | 0 | 0.96 | 0.38 | 0.34 | 0.02 | 0 | 0 | True |  | Non Federally-Regulated | 07/03/2018 |  | 11/29/2018
USAI Lighting | USAI Lighting | B4RWL-16C3-30KH-W2-WH-FTIC-UNV-D6F | Light Emitting Diode | Inseparable Luminaire | Direct Wired | 0-10 VDC Controls | 55 | 3000 | 0.001 | 91 | 55 | 449 | 0.96 | Ambient | 50000 |  |  | 99999 | 0.01 | 17 | 4 | 0 | 0 | 0 | 0 | 0 | 0 | 0.08 | 0.03 | 0.03 | 0.01 | 0 | 0 | 0.92 | 0.38 | 0.32 | 0.01 | 0 | 0 | True |  | Non Federally-Regulated | 07/03/2018 |  | 11/29/2018
USAI Lighting | USAI Lighting | B4RWL-12C3-27KH-W2-GR-NCIC-UNV-D6F | Light Emitting Diode | Inseparable Luminaire | Direct Wired | 0-10 VDC Controls | 55 | 2700 | 0.002 | 92 | 56 | 441 | 0.94 | Ambient | 50000 |  |  | 99999 | 0.01 | 12 | 3 | 0 | 0 | 0 | 0 | 0 | 0 | 0.09 | 0 | 0 | 0 | 0 | 0 | 0.96 | 0.38 | 0.34 | 0.02 | 0 | 0 | True |  | Non Federally-Regulated | 07/03/2018 |  | 11/29/2018
USAI Lighting | USAI Lighting | B4RWL-16C3-27KH-W2-GR-NCIC-UNV-D6F | Light Emitting Diode | Inseparable Luminaire | Direct Wired | 0-10 VDC Controls | 55 | 2700 | 0.001 | 92 | 55 | 449 | 0.96 | Ambient | 50000 |  |  | 99999 | 0.01 | 17 | 4 | 0 | 0 | 0 | 0 | 0 | 0 | 0.08 | 0.03 | 0.03 | 0.01 | 0 | 0 | 0.92 | 0.38 | 0.32 | 0.01 | 0 | 0 | True |  | Non Federally-Regulated | 07/03/2018 |  | 11/29/2018
USAI Lighting | USAI Lighting | B4RWL-12C3-27KH-W2-GR-FTIC-UNV-D6F | Light Emitting Diode | Inseparable Luminaire | Direct Wired | 0-10 VDC Controls | 55 | 2700 | 0.002 | 92 | 56 | 441 | 0.94 | Ambient | 50000 |  |  | 99999 | 0.01 | 12 | 3 | 0 | 0 | 0 | 0 | 0 | 0 | 0.09 | 0 | 0 | 0 | 0 | 0 | 0.96 | 0.38 | 0.34 | 0.02 | 0 | 0 | True |  | Non Federally-Regulated | 07/03/2018 |  | 11/29/2018
USAI Lighting | USAI Lighting | B4RWL-16C3-27KH-W2-GR-FTIC-UNV-D6F | Light Emitting Diode | Inseparable Luminaire | Direct Wired | 0-10 VDC Controls | 55 | 2700 | 0.001 | 92 | 55 | 449 | 0.96 | Ambient | 50000 |  |  | 99999 | 0.01 | 17 | 4 | 0 | 0 | 0 | 0 | 0 | 0 | 0.08 | 0.03 | 0.03 | 0.01 | 0 | 0 | 0.92 | 0.38 | 0.32 | 0.01 | 0 | 0 | True |  | Non Federally-Regulated | 07/03/2018 |  | 11/29/2018
USAI Lighting | USAI Lighting | B4RWL-12C3-30KH-W2-GR-NCIC-UNV-D6F | Light Emitting Diode | Inseparable Luminaire | Direct Wired | 0-10 VDC Controls | 55 | 3000 | 0.002 | 91 | 56 | 441 | 0.94 | Ambient | 50000 |  |  | 99999 | 0.01 | 12 | 3 | 0 | 0 | 0 | 0 | 0 | 0 | 0.09 | 0 | 0 | 0 | 0 | 0 | 0.96 | 0.38 | 0.34 | 0.02 | 0 | 0 | True |  | Non Federally-Regulated | 07/03/2018 |  | 11/29/2018
USAI Lighting | USAI Lighting | B4RWL-16C3-30KH-W2-GR-NCIC-UNV-D6F | Light Emitting Diode | Inseparable Luminaire | Direct Wired | 0-10 VDC Controls | 55 | 3000 | 0.001 | 91 | 55 | 449 | 0.96 | Ambient | 50000 |  |  | 99999 | 0.01 | 17 | 4 | 0 | 0 | 0 | 0 | 0 | 0 | 0.08 | 0.03 | 0.03 | 0.01 | 0 | 0 | 0.92 | 0.38 | 0.32 | 0.01 | 0 | 0 | True |  | Non Federally-Regulated | 07/03/2018 |  | 11/29/2018
USAI Lighting | USAI Lighting | B4RWL-12C3-30KH-W2-GR-FTIC-UNV-D6F | Light Emitting Diode | Inseparable Luminaire | Direct Wired | 0-10 VDC Controls | 55 | 3000 | 0.002 | 91 | 56 | 441 | 0.94 | Ambient | 50000 |  |  | 99999 | 0.01 | 12 | 3 | 0 | 0 | 0 | 0 | 0 | 0 | 0.09 | 0 | 0 | 0 | 0 | 0 | 0.96 | 0.38 | 0.34 | 0.02 | 0 | 0 | True |  | Non Federally-Regulated | 07/03/2018 |  | 11/29/2018
USAI Lighting | USAI Lighting | B4RWL-16C3-30KH-W2-GR-FTIC-UNV-D6F | Light Emitting Diode | Inseparable Luminaire | Direct Wired | 0-10 VDC Controls | 55 | 3000 | 0.001 | 91 | 55 | 449 | 0.96 | Ambient | 50000 |  |  | 99999 | 0.01 | 17 | 4 | 0 | 0 | 0 | 0 | 0 | 0 | 0.08 | 0.03 | 0.03 | 0.01 | 0 | 0 | 0.92 | 0.38 | 0.32 | 0.01 | 0 | 0 | True |  | Non Federally-Regulated | 07/03/2018 |  | 11/29/2018
USAI Lighting | USAI Lighting | B4RWL-12C3-27KH-W2-AC-NCIC-UNV-D6F | Light Emitting Diode | Inseparable Luminaire | Direct Wired | 0-10 VDC Controls | 55 | 2700 | 0.002 | 92 | 56 | 441 | 0.94 | Ambient | 50000 |  |  | 99999 | 0.01 | 12 | 3 | 0 | 0 | 0 | 0 | 0 | 0 | 0.09 | 0 | 0 | 0 | 0 | 0 | 0.96 | 0.38 | 0.34 | 0.02 | 0 | 0 | True |  | Non Federally-Regulated | 07/03/2018 |  | 11/29/2018
USAI Lighting | USAI Lighting | B4RWL-16C3-27KH-W2-AC-NCIC-UNV-D6F | Light Emitting Diode | Inseparable Luminaire | Direct Wired | 0-10 VDC Controls | 55 | 2700 | 0.001 | 92 | 55 | 449 | 0.96 | Ambient | 50000 |  |  | 99999 | 0.01 | 17 | 4 | 0 | 0 | 0 | 0 | 0 | 0 | 0.08 | 0.03 | 0.03 | 0.01 | 0 | 0 | 0.92 | 0.38 | 0.32 | 0.01 | 0 | 0 | True |  | Non Federally-Regulated | 07/03/2018 |  | 11/29/2018
USAI Lighting | USAI Lighting | B4RWL-12C3-27KH-W2-AC-FTIC-UNV-D6F | Light Emitting Diode | Inseparable Luminaire | Direct Wired | 0-10 VDC Controls | 55 | 2700 | 0.002 | 92 | 56 | 441 | 0.94 | Ambient | 50000 |  |  | 99999 | 0.01 | 12 | 3 | 0 | 0 | 0 | 0 | 0 | 0 | 0.09 | 0 | 0 | 0 | 0 | 0 | 0.96 | 0.38 | 0.34 | 0.02 | 0 | 0 | True |  | Non Federally-Regulated | 07/03/2018 |  | 11/29/2018
USAI Lighting | USAI Lighting | B4RWL-16C3-27KH-W2-AC-FTIC-UNV-D6F | Light Emitting Diode | Inseparable Luminaire | Direct Wired | 0-10 VDC Controls | 55 | 2700 | 0.001 | 92 | 55 | 449 | 0.96 | Ambient | 50000 |  |  | 99999 | 0.01 | 17 | 4 | 0 | 0 | 0 | 0 | 0 | 0 | 0.08 | 0.03 | 0.03 | 0.01 | 0 | 0 | 0.92 | 0.38 | 0.32 | 0.01 | 0 | 0 | True |  | Non Federally-Regulated | 07/03/2018 |  | 11/29/2018
USAI Lighting | USAI Lighting | B4RWL-12C3-30KH-W2-AC-NCIC-UNV-D6F | Light Emitting Diode | Inseparable Luminaire | Direct Wired | 0-10 VDC Controls | 55 | 3000 | 0.002 | 91 | 56 | 441 | 0.94 | Ambient | 50000 |  |  | 99999 | 0.01 | 12 | 3 | 0 | 0 | 0 | 0 | 0 | 0 | 0.09 | 0 | 0 | 0 | 0 | 0 | 0.96 | 0.38 | 0.34 | 0.02 | 0 | 0 | True |  | Non Federally-Regulated | 07/03/2018 |  | 11/29/2018
USAI Lighting | USAI Lighting | B4RWL-16C3-30KH-W2-AC-NCIC-UNV-D6F | Light Emitting Diode | Inseparable Luminaire | Direct Wired | 0-10 VDC Controls | 55 | 3000 | 0.001 | 91 | 55 | 449 | 0.96 | Ambient | 50000 |  |  | 99999 | 0.01 | 17 | 4 | 0 | 0 | 0 | 0 | 0 | 0 | 0.08 | 0.03 | 0.03 | 0.01 | 0 | 0 | 0.92 | 0.38 | 0.32 | 0.01 | 0 | 0 | True |  | Non Federally-Regulated | 07/03/2018 |  | 11/29/2018
USAI Lighting | USAI Lighting | B4RWL-12C3-30KH-W2-AC-FTIC-UNV-D6F | Light Emitting Diode | Inseparable Luminaire | Direct Wired | 0-10 VDC Controls | 55 | 3000 | 0.002 | 91 | 56 | 441 | 0.94 | Ambient | 50000 |  |  | 99999 | 0.01 | 12 | 3 | 0 | 0 | 0 | 0 | 0 | 0 | 0.09 | 0 | 0 | 0 | 0 | 0 | 0.96 | 0.38 | 0.34 | 0.02 | 0 | 0 | True |  | Non Federally-Regulated | 07/03/2018 |  | 11/29/2018
USAI Lighting | USAI Lighting | B4RWL-16C3-30KH-W2-AC-FTIC-UNV-D6F | Light Emitting Diode | Inseparable Luminaire | Direct Wired | 0-10 VDC Controls | 55 | 3000 | 0.001 | 91 | 55 | 449 | 0.96 | Ambient | 50000 |  |  | 99999 | 0.01 | 17 | 4 | 0 | 0 | 0 | 0 | 0 | 0 | 0.08 | 0.03 | 0.03 | 0.01 | 0 | 0 | 0.92 | 0.38 | 0.32 | 0.01 | 0 | 0 | True |  | Non Federally-Regulated | 07/03/2018 |  | 11/29/2018
USAI Lighting | USAI Lighting | B4RWM-12C3-27KH-W2-WH-WH-NCIC-UNV-D6F | Light Emitting Diode | Inseparable Luminaire | Direct Wired | 0-10 VDC Controls | 55 | 2700 | 0.002 | 92 | 56 | 441 | 0.94 | Ambient | 50000 |  |  | 99999 | 0.01 | 12 | 3 | 0 | 0 | 0 | 0 | 0 | 0 | 0.09 | 0 | 0 | 0 | 0 | 0 | 0.96 | 0.38 | 0.34 | 0.02 | 0 | 0 | True |  | Non Federally-Regulated | 07/03/2018 |  | 11/29/2018
USAI Lighting | USAI Lighting | B4RWM-16C3-27KH-W2-WH-WH-NCIC-UNV-D6F | Light Emitting Diode | Inseparable Luminaire | Direct Wired | 0-10 VDC Controls | 55 | 2700 | 0.001 | 92 | 55 | 449 | 0.96 | Ambient | 50000 |  |  | 99999 | 0.01 | 17 | 4 | 0 | 0 | 0 | 0 | 0 | 0 | 0.08 | 0.03 | 0.03 | 0.01 | 0 | 0 | 0.92 | 0.38 | 0.32 | 0.01 | 0 | 0 | True |  | Non Federally-Regulated | 07/03/2018 |  | 11/29/2018
USAI Lighting | USAI Lighting | B4RWM-12C3-27KH-W2-WH-WH-FTIC-UNV-D6F | Light Emitting Diode | Inseparable Luminaire | Direct Wired | 0-10 VDC Controls | 55 | 2700 | 0.002 | 92 | 56 | 441 | 0.94 | Ambient | 50000 |  |  | 99999 | 0.01 | 12 | 3 | 0 | 0 | 0 | 0 | 0 | 0 | 0.09 | 0 | 0 | 0 | 0 | 0 | 0.96 | 0.38 | 0.34 | 0.02 | 0 | 0 | True |  | Non Federally-Regulated | 07/03/2018 |  | 11/29/2018
USAI Lighting | USAI Lighting | B4RWM-16C3-27KH-W2-WH-WH-FTIC-UNV-D6F | Light Emitting Diode | Inseparable Luminaire | Direct Wired | 0-10 VDC Controls | 55 | 2700 | 0.001 | 92 | 55 | 449 | 0.96 | Ambient | 50000 |  |  | 99999 | 0.01 | 17 | 4 | 0 | 0 | 0 | 0 | 0 | 0 | 0.08 | 0.03 | 0.03 | 0.01 | 0 | 0 | 0.92 | 0.38 | 0.32 | 0.01 | 0 | 0 | True |  | Non Federally-Regulated | 07/03/2018 |  | 11/29/2018
USAI Lighting | USAI Lighting | B4RWM-12C3-30KH-W2-WH-WH-NCIC-UNV-D6F | Light Emitting Diode | Inseparable Luminaire | Direct Wired | 0-10 VDC Controls | 55 | 3000 | 0.002 | 91 | 56 | 441 | 0.94 | Ambient | 50000 |  |  | 99999 | 0.01 | 12 | 3 | 0 | 0 | 0 | 0 | 0 | 0 | 0.09 | 0 | 0 | 0 | 0 | 0 | 0.96 | 0.38 | 0.34 | 0.02 | 0 | 0 | True |  | Non Federally-Regulated | 07/03/2018 |  | 11/29/2018
USAI Lighting | USAI Lighting | B4RWM-16C3-30KH-W2-WH-WH-NCIC-UNV-D6F | Light Emitting Diode | Inseparable Luminaire | Direct Wired | 0-10 VDC Controls | 55 | 3000 | 0.001 | 91 | 55 | 449 | 0.96 | Ambient | 50000 |  |  | 99999 | 0.01 | 17 | 4 | 0 | 0 | 0 | 0 | 0 | 0 | 0.08 | 0.03 | 0.03 | 0.01 | 0 | 0 | 0.92 | 0.38 | 0.32 | 0.01 | 0 | 0 | True |  | Non Federally-Regulated | 07/03/2018 |  | 11/29/2018
USAI Lighting | USAI Lighting | B4RWM-12C3-30KH-W2-WH-WH-FTIC-UNV-D6F | Light Emitting Diode | Inseparable Luminaire | Direct Wired | 0-10 VDC Controls | 55 | 3000 | 0.002 | 91 | 56 | 441 | 0.94 | Ambient | 50000 |  |  | 99999 | 0.01 | 12 | 3 | 0 | 0 | 0 | 0 | 0 | 0 | 0.09 | 0 | 0 | 0 | 0 | 0 | 0.96 | 0.38 | 0.34 | 0.02 | 0 | 0 | True |  | Non Federally-Regulated | 07/03/2018 |  | 11/29/2018
USAI Lighting | USAI Lighting | B4RWM-16C3-30KH-W2-WH-WH-FTIC-UNV-D6F | Light Emitting Diode | Inseparable Luminaire | Direct Wired | 0-10 VDC Controls | 55 | 3000 | 0.001 | 91 | 55 | 449 | 0.96 | Ambient | 50000 |  |  | 99999 | 0.01 | 17 | 4 | 0 | 0 | 0 | 0 | 0 | 0 | 0.08 | 0.03 | 0.03 | 0.01 | 0 | 0 | 0.92 | 0.38 | 0.32 | 0.01 | 0 | 0 | True |  | Non Federally-Regulated | 07/03/2018 |  | 11/29/2018
USAI Lighting | USAI Lighting | B4RWM-12C3-27KH-W2-GR-GR-NCIC-UNV-D6F | Light Emitting Diode | Inseparable Luminaire | Direct Wired | 0-10 VDC Controls | 55 | 2700 | 0.002 | 92 | 56 | 441 | 0.94 | Ambient | 50000 |  |  | 99999 | 0.01 | 12 | 3 | 0 | 0 | 0 | 0 | 0 | 0 | 0.09 | 0 | 0 | 0 | 0 | 0 | 0.96 | 0.38 | 0.34 | 0.02 | 0 | 0 | True |  | Non Federally-Regulated | 07/03/2018 |  | 11/29/2018
USAI Lighting | USAI Lighting | B4RWM-16C3-27KH-W2-GR-GR-NCIC-UNV-D6F | Light Emitting Diode | Inseparable Luminaire | Direct Wired | 0-10 VDC Controls | 55 | 2700 | 0.001 | 92 | 55 | 449 | 0.96 | Ambient | 50000 |  |  | 99999 | 0.01 | 17 | 4 | 0 | 0 | 0 | 0 | 0 | 0 | 0.08 | 0.03 | 0.03 | 0.01 | 0 | 0 | 0.92 | 0.38 | 0.32 | 0.01 | 0 | 0 | True |  | Non Federally-Regulated | 07/03/2018 |  | 11/29/2018
USAI Lighting | USAI Lighting | B4RWM-12C3-27KH-W2-GR-GR-FTIC-UNV-D6F | Light Emitting Diode | Inseparable Luminaire | Direct Wired | 0-10 VDC Controls | 55 | 2700 | 0.002 | 92 | 56 | 441 | 0.94 | Ambient | 50000 |  |  | 99999 | 0.01 | 12 | 3 | 0 | 0 | 0 | 0 | 0 | 0 | 0.09 | 0 | 0 | 0 | 0 | 0 | 0.96 | 0.38 | 0.34 | 0.02 | 0 | 0 | True |  | Non Federally-Regulated | 07/03/2018 |  | 11/29/2018
USAI Lighting | USAI Lighting | B4RWM-16C3-27KH-W2-GR-GR-FTIC-UNV-D6F | Light Emitting Diode | Inseparable Luminaire | Direct Wired | 0-10 VDC Controls | 55 | 2700 | 0.001 | 92 | 55 | 449 | 0.96 | Ambient | 50000 |  |  | 99999 | 0.01 | 17 | 4 | 0 | 0 | 0 | 0 | 0 | 0 | 0.08 | 0.03 | 0.03 | 0.01 | 0 | 0 | 0.92 | 0.38 | 0.32 | 0.01 | 0 | 0 | True |  | Non Federally-Regulated | 07/03/2018 |  | 11/29/2018
USAI Lighting | USAI Lighting | B4RWM-12C3-30KH-W2-GR-GR-NCIC-UNV-D6F | Light Emitting Diode | Inseparable Luminaire | Direct Wired | 0-10 VDC Controls | 55 | 3000 | 0.002 | 91 | 56 | 441 | 0.94 | Ambient | 50000 |  |  | 99999 | 0.01 | 12 | 3 | 0 | 0 | 0 | 0 | 0 | 0 | 0.09 | 0 | 0 | 0 | 0 | 0 | 0.96 | 0.38 | 0.34 | 0.02 | 0 | 0 | True |  | Non Federally-Regulated | 07/03/2018 |  | 11/29/2018
USAI Lighting | USAI Lighting | B4RWM-16C3-30KH-W2-GR-GR-NCIC-UNV-D6F | Light Emitting Diode | Inseparable Luminaire | Direct Wired | 0-10 VDC Controls | 55 | 3000 | 0.001 | 91 | 55 | 449 | 0.96 | Ambient | 50000 |  |  | 99999 | 0.01 | 17 | 4 | 0 | 0 | 0 | 0 | 0 | 0 | 0.08 | 0.03 | 0.03 | 0.01 | 0 | 0 | 0.92 | 0.38 | 0.32 | 0.01 | 0 | 0 | True |  | Non Federally-Regulated | 07/03/2018 |  | 11/29/2018
USAI Lighting | USAI Lighting | B4RWM-12C3-30KH-W2-GR-GR-FTIC-UNV-D6F | Light Emitting Diode | Inseparable Luminaire | Direct Wired | 0-10 VDC Controls | 55 | 3000 | 0.002 | 91 | 56 | 441 | 0.94 | Ambient | 50000 |  |  | 99999 | 0.01 | 12 | 3 | 0 | 0 | 0 | 0 | 0 | 0 | 0.09 | 0 | 0 | 0 | 0 | 0 | 0.96 | 0.38 | 0.34 | 0.02 | 0 | 0 | True |  | Non Federally-Regulated | 07/03/2018 |  | 11/29/2018
USAI Lighting | USAI Lighting | B4RWM-16C3-30KH-W2-GR-GR-FTIC-UNV-D6F | Light Emitting Diode | Inseparable Luminaire | Direct Wired | 0-10 VDC Controls | 55 | 3000 | 0.001 | 91 | 55 | 449 | 0.96 | Ambient | 50000 |  |  | 99999 | 0.01 | 17 | 4 | 0 | 0 | 0 | 0 | 0 | 0 | 0.08 | 0.03 | 0.03 | 0.01 | 0 | 0 | 0.92 | 0.38 | 0.32 | 0.01 | 0 | 0 | True |  | Non Federally-Regulated | 07/03/2018 |  | 11/29/2018
USAI Lighting | USAI Lighting | B4RWM-12C3-27KH-W2-AC-XX-NCIC-UNV-D6F | Light Emitting Diode | Inseparable Luminaire | Direct Wired | 0-10 VDC Controls | 55 | 2700 | 0.002 | 92 | 56 | 441 | 0.94 | Ambient | 50000 |  |  | 99999 | 0.01 | 12 | 3 | 0 | 0 | 0 | 0 | 0 | 0 | 0.09 | 0 | 0 | 0 | 0 | 0 | 0.96 | 0.38 | 0.34 | 0.02 | 0 | 0 | True |  | Non Federally-Regulated | 07/03/2018 |  | 11/29/2018
USAI Lighting | USAI Lighting | B4RWM-16C3-27KH-W2-AC-XX-NCIC-UNV-D6F | Light Emitting Diode | Inseparable Luminaire | Direct Wired | 0-10 VDC Controls | 55 | 2700 | 0.001 | 92 | 55 | 449 | 0.96 | Ambient | 50000 |  |  | 99999 | 0.01 | 17 | 4 | 0 | 0 | 0 | 0 | 0 | 0 | 0.08 | 0.03 | 0.03 | 0.01 | 0 | 0 | 0.92 | 0.38 | 0.32 | 0.01 | 0 | 0 | True |  | Non Federally-Regulated | 07/03/2018 |  | 11/29/2018
USAI Lighting | USAI Lighting | B4RWM-12C3-27KH-W2-AC-XX-FTIC-UNV-D6F | Light Emitting Diode | Inseparable Luminaire | Direct Wired | 0-10 VDC Controls | 55 | 2700 | 0.002 | 92 | 56 | 441 | 0.94 | Ambient | 50000 |  |  | 99999 | 0.01 | 12 | 3 | 0 | 0 | 0 | 0 | 0 | 0 | 0.09 | 0 | 0 | 0 | 0 | 0 | 0.96 | 0.38 | 0.34 | 0.02 | 0 | 0 | True |  | Non Federally-Regulated | 07/03/2018 |  | 11/29/2018
USAI Lighting | USAI Lighting | B4RWM-16C3-27KH-W2-AC-XX-FTIC-UNV-D6F | Light Emitting Diode | Inseparable Luminaire | Direct Wired | 0-10 VDC Controls | 55 | 2700 | 0.001 | 92 | 55 | 449 | 0.96 | Ambient | 50000 |  |  | 99999 | 0.01 | 17 | 4 | 0 | 0 | 0 | 0 | 0 | 0 | 0.08 | 0.03 | 0.03 | 0.01 | 0 | 0 | 0.92 | 0.38 | 0.32 | 0.01 | 0 | 0 | True |  | Non Federally-Regulated | 07/03/2018 |  | 11/29/2018
USAI Lighting | USAI Lighting | B4RWM-12C3-30KH-W2-AC-XX-NCIC-UNV-D6F | Light Emitting Diode | Inseparable Luminaire | Direct Wired | 0-10 VDC Controls | 55 | 3000 | 0.002 | 91 | 56 | 441 | 0.94 | Ambient | 50000 |  |  | 99999 | 0.01 | 12 | 3 | 0 | 0 | 0 | 0 | 0 | 0 | 0.09 | 0 | 0 | 0 | 0 | 0 | 0.96 | 0.38 | 0.34 | 0.02 | 0 | 0 | True |  | Non Federally-Regulated | 07/03/2018 |  | 11/29/2018
USAI Lighting | USAI Lighting | B4RWM-16C3-30KH-W2-AC-XX-NCIC-UNV-D6F | Light Emitting Diode | Inseparable Luminaire | Direct Wired | 0-10 VDC Controls | 55 | 3000 | 0.001 | 91 | 55 | 449 | 0.96 | Ambient | 50000 |  |  | 99999 | 0.01 | 17 | 4 | 0 | 0 | 0 | 0 | 0 | 0 | 0.08 | 0.03 | 0.03 | 0.01 | 0 | 0 | 0.92 | 0.38 | 0.32 | 0.01 | 0 | 0 | True |  | Non Federally-Regulated | 07/03/2018 |  | 11/29/2018
USAI Lighting | USAI Lighting | B4RWM-12C3-30KH-W2-AC-XX-FTIC-UNV-D6F | Light Emitting Diode | Inseparable Luminaire | Direct Wired | 0-10 VDC Controls | 55 | 3000 | 0.002 | 91 | 56 | 441 | 0.94 | Ambient | 50000 |  |  | 99999 | 0.01 | 12 | 3 | 0 | 0 | 0 | 0 | 0 | 0 | 0.09 | 0 | 0 | 0 | 0 | 0 | 0.96 | 0.38 | 0.34 | 0.02 | 0 | 0 | True |  | Non Federally-Regulated | 07/03/2018 |  | 11/29/2018
USAI Lighting | USAI Lighting | B4RWM-16C3-30KH-W2-AC-XX-FTIC-UNV-D6F | Light Emitting Diode | Inseparable Luminaire | Direct Wired | 0-10 VDC Controls | 55 | 3000 | 0.001 | 91 | 55 | 449 | 0.96 | Ambient | 50000 |  |  | 99999 | 0.01 | 17 | 4 | 0 | 0 | 0 | 0 | 0 | 0 | 0.08 | 0.03 | 0.03 | 0.01 | 0 | 0 | 0.92 | 0.38 | 0.32 | 0.01 | 0 | 0 | True |  | Non Federally-Regulated | 07/03/2018 |  | 11/29/2018
USAI Lighting | USAI Lighting | B4SWF-12C3-27KH-W2-WH-WH-NCIC-UNV-D6E | Light Emitting Diode | Inseparable Luminaire | Direct Wired | 0-10 VDC Controls | 49 | 2700 | 0 | 93 | 59 | 441 | 0.94 | Ambient | 50000 |  |  | 99999 | 0.01 | 12 | 3 | 0 | 0 | 0 | 0 | 0 | 0 | 0.09 | 0 | 0 | 0 | 0 | 0 | 0.96 | 0.38 | 0.34 | 0.02 | 0 | 0 | True |  | Non Federally-Regulated | 07/03/2018 |  | 11/29/2018
USAI Lighting | USAI Lighting | B4SWF-16C3-27KH-W2-WH-WH-NCIC-UNV-D6E | Light Emitting Diode | Inseparable Luminaire | Direct Wired | 0-10 VDC Controls | 49 | 2700 | 0.001 | 92 | 55 | 449 | 0.96 | Ambient | 50000 |  |  | 99999 | 0.01 | 17 | 4 | 0 | 0 | 0 | 0 | 0 | 0 | 0.08 | 0.03 | 0.03 | 0.01 | 0 | 0 | 0.92 | 0.38 | 0.32 | 0.01 | 0 | 0 | True |  | Non Federally-Regulated | 07/03/2018 |  | 11/29/2018
USAI Lighting | USAI Lighting | B4SWF-12C3-27KH-W2-WH-WH-FTIC-UNV-D6E | Light Emitting Diode | Inseparable Luminaire | Direct Wired | 0-10 VDC Controls | 49 | 2700 | 0 | 93 | 59 | 441 | 0.94 | Ambient | 50000 |  |  | 99999 | 0.01 | 12 | 3 | 0 | 0 | 0 | 0 | 0 | 0 | 0.09 | 0 | 0 | 0 | 0 | 0 | 0.96 | 0.38 | 0.34 | 0.02 | 0 | 0 | True |  | Non Federally-Regulated | 07/03/2018 |  | 11/29/2018
USAI Lighting | USAI Lighting | B4SWF-16C3-27KH-W2-WH-WH-FTIC-UNV-D6E | Light Emitting Diode | Inseparable Luminaire | Direct Wired | 0-10 VDC Controls | 49 | 2700 | 0.001 | 92 | 55 | 449 | 0.96 | Ambient | 50000 |  |  | 99999 | 0.01 | 17 | 4 | 0 | 0 | 0 | 0 | 0 | 0 | 0.08 | 0.03 | 0.03 | 0.01 | 0 | 0 | 0.92 | 0.38 | 0.32 | 0.01 | 0 | 0 | True |  | Non Federally-Regulated | 07/03/2018 |  | 11/29/2018
USAI Lighting | USAI Lighting | B4SWF-12C3-30KH-W2-WH-WH-NCIC-UNV-D6E | Light Emitting Diode | Inseparable Luminaire | Direct Wired | 0-10 VDC Controls | 49 | 3000 | 0 | 92 | 59 | 441 | 0.94 | Ambient | 50000 |  |  | 99999 | 0.01 | 12 | 3 | 0 | 0 | 0 | 0 | 0 | 0 | 0.09 | 0 | 0 | 0 | 0 | 0 | 0.96 | 0.38 | 0.34 | 0.02 | 0 | 0 | True |  | Non Federally-Regulated | 07/03/2018 |  | 11/29/2018
USAI Lighting | USAI Lighting | B4SWF-16C3-30KH-W2-WH-WH-NCIC-UNV-D6E | Light Emitting Diode | Inseparable Luminaire | Direct Wired | 0-10 VDC Controls | 49 | 3000 | 0.001 | 91 | 55 | 449 | 0.96 | Ambient | 50000 |  |  | 99999 | 0.01 | 17 | 4 | 0 | 0 | 0 | 0 | 0 | 0 | 0.08 | 0.03 | 0.03 | 0.01 | 0 | 0 | 0.92 | 0.38 | 0.32 | 0.01 | 0 | 0 | True |  | Non Federally-Regulated | 07/03/2018 |  | 11/29/2018
USAI Lighting | USAI Lighting | B4SWF-12C3-30KH-W2-WH-WH-FTIC-UNV-D6E | Light Emitting Diode | Inseparable Luminaire | Direct Wired | 0-10 VDC Controls | 49 | 3000 | 0 | 92 | 59 | 441 | 0.94 | Ambient | 50000 |  |  | 99999 | 0.01 | 12 | 3 | 0 | 0 | 0 | 0 | 0 | 0 | 0.09 | 0 | 0 | 0 | 0 | 0 | 0.96 | 0.38 | 0.34 | 0.02 | 0 | 0 | True |  | Non Federally-Regulated | 07/03/2018 |  | 11/29/2018
USAI Lighting | USAI Lighting | B4SWF-16C3-30KH-W2-WH-WH-FTIC-UNV-D6E | Light Emitting Diode | Inseparable Luminaire | Direct Wired | 0-10 VDC Controls | 49 | 3000 | 0.001 | 91 | 55 | 449 | 0.96 | Ambient | 50000 |  |  | 99999 | 0.01 | 17 | 4 | 0 | 0 | 0 | 0 | 0 | 0 | 0.08 | 0.03 | 0.03 | 0.01 | 0 | 0 | 0.92 | 0.38 | 0.32 | 0.01 | 0 | 0 | True |  | Non Federally-Regulated | 07/03/2018 |  | 11/29/2018
USAI Lighting | USAI Lighting | B4SWF-12C3-27KH-W2-GR-GR-NCIC-UNV-D6E | Light Emitting Diode | Inseparable Luminaire | Direct Wired | 0-10 VDC Controls | 49 | 2700 | 0 | 93 | 59 | 441 | 0.94 | Ambient | 50000 |  |  | 99999 | 0.01 | 12 | 3 | 0 | 0 | 0 | 0 | 0 | 0 | 0.09 | 0 | 0 | 0 | 0 | 0 | 0.96 | 0.38 | 0.34 | 0.02 | 0 | 0 | True |  | Non Federally-Regulated | 07/03/2018 |  | 11/29/2018
USAI Lighting | USAI Lighting | B4SWF-16C3-27KH-W2-GR-GR-NCIC-UNV-D6E | Light Emitting Diode | Inseparable Luminaire | Direct Wired | 0-10 VDC Controls | 49 | 2700 | 0.001 | 92 | 55 | 449 | 0.96 | Ambient | 50000 |  |  | 99999 | 0.01 | 17 | 4 | 0 | 0 | 0 | 0 | 0 | 0 | 0.08 | 0.03 | 0.03 | 0.01 | 0 | 0 | 0.92 | 0.38 | 0.32 | 0.01 | 0 | 0 | True |  | Non Federally-Regulated | 07/03/2018 |  | 11/29/2018
USAI Lighting | USAI Lighting | B4SWF-12C3-27KH-W2-GR-GR-FTIC-UNV-D6E | Light Emitting Diode | Inseparable Luminaire | Direct Wired | 0-10 VDC Controls | 49 | 2700 | 0 | 93 | 59 | 441 | 0.94 | Ambient | 50000 |  |  | 99999 | 0.01 | 12 | 3 | 0 | 0 | 0 | 0 | 0 | 0 | 0.09 | 0 | 0 | 0 | 0 | 0 | 0.96 | 0.38 | 0.34 | 0.02 | 0 | 0 | True |  | Non Federally-Regulated | 07/03/2018 |  | 11/29/2018
USAI Lighting | USAI Lighting | B4SWF-16C3-27KH-W2-GR-GR-FTIC-UNV-D6E | Light Emitting Diode | Inseparable Luminaire | Direct Wired | 0-10 VDC Controls | 49 | 2700 | 0.001 | 92 | 55 | 449 | 0.96 | Ambient | 50000 |  |  | 99999 | 0.01 | 17 | 4 | 0 | 0 | 0 | 0 | 0 | 0 | 0.08 | 0.03 | 0.03 | 0.01 | 0 | 0 | 0.92 | 0.38 | 0.32 | 0.01 | 0 | 0 | True |  | Non Federally-Regulated | 07/03/2018 |  | 11/29/2018
USAI Lighting | USAI Lighting | B4SWF-12C3-30KH-W2-GR-GR-NCIC-UNV-D6E | Light Emitting Diode | Inseparable Luminaire | Direct Wired | 0-10 VDC Controls | 49 | 3000 | 0 | 92 | 59 | 441 | 0.94 | Ambient | 50000 |  |  | 99999 | 0.01 | 12 | 3 | 0 | 0 | 0 | 0 | 0 | 0 | 0.09 | 0 | 0 | 0 | 0 | 0 | 0.96 | 0.38 | 0.34 | 0.02 | 0 | 0 | True |  | Non Federally-Regulated | 07/03/2018 |  | 11/29/2018
USAI Lighting | USAI Lighting | B4SWF-16C3-30KH-W2-GR-GR-NCIC-UNV-D6E | Light Emitting Diode | Inseparable Luminaire | Direct Wired | 0-10 VDC Controls | 49 | 3000 | 0.001 | 91 | 55 | 449 | 0.96 | Ambient | 50000 |  |  | 99999 | 0.01 | 17 | 4 | 0 | 0 | 0 | 0 | 0 | 0 | 0.08 | 0.03 | 0.03 | 0.01 | 0 | 0 | 0.92 | 0.38 | 0.32 | 0.01 | 0 | 0 | True |  | Non Federally-Regulated | 07/03/2018 |  | 11/29/2018
USAI Lighting | USAI Lighting | B4SWF-12C3-30KH-W2-GR-GR-FTIC-UNV-D6E | Light Emitting Diode | Inseparable Luminaire | Direct Wired | 0-10 VDC Controls | 49 | 3000 | 0 | 92 | 59 | 441 | 0.94 | Ambient | 50000 |  |  | 99999 | 0.01 | 12 | 3 | 0 | 0 | 0 | 0 | 0 | 0 | 0.09 | 0 | 0 | 0 | 0 | 0 | 0.96 | 0.38 | 0.34 | 0.02 | 0 | 0 | True |  | Non Federally-Regulated | 07/03/2018 |  | 11/29/2018
USAI Lighting | USAI Lighting | B4SWF-16C3-30KH-W2-GR-GR-FTIC-UNV-D6E | Light Emitting Diode | Inseparable Luminaire | Direct Wired | 0-10 VDC Controls | 49 | 3000 | 0.001 | 91 | 55 | 449 | 0.96 | Ambient | 50000 |  |  | 99999 | 0.01 | 17 | 4 | 0 | 0 | 0 | 0 | 0 | 0 | 0.08 | 0.03 | 0.03 | 0.01 | 0 | 0 | 0.92 | 0.38 | 0.32 | 0.01 | 0 | 0 | True |  | Non Federally-Regulated | 07/03/2018 |  | 11/29/2018
USAI Lighting | USAI Lighting | B4SWF-12C3-27KH-W2-AC-XX-NCIC-UNV-D6E | Light Emitting Diode | Inseparable Luminaire | Direct Wired | 0-10 VDC Controls | 49 | 2700 | 0 | 93 | 59 | 441 | 0.94 | Ambient | 50000 |  |  | 99999 | 0.01 | 12 | 3 | 0 | 0 | 0 | 0 | 0 | 0 | 0.09 | 0 | 0 | 0 | 0 | 0 | 0.96 | 0.38 | 0.34 | 0.02 | 0 | 0 | True |  | Non Federally-Regulated | 07/03/2018 |  | 11/29/2018
USAI Lighting | USAI Lighting | B4SWF-16C3-27KH-W2-AC-XX-NCIC-UNV-D6E | Light Emitting Diode | Inseparable Luminaire | Direct Wired | 0-10 VDC Controls | 49 | 2700 | 0.001 | 92 | 55 | 449 | 0.96 | Ambient | 50000 |  |  | 99999 | 0.01 | 17 | 4 | 0 | 0 | 0 | 0 | 0 | 0 | 0.08 | 0.03 | 0.03 | 0.01 | 0 | 0 | 0.92 | 0.38 | 0.32 | 0.01 | 0 | 0 | True |  | Non Federally-Regulated | 07/03/2018 |  | 11/29/2018
USAI Lighting | USAI Lighting | B4SWF-12C3-27KH-W2-AC-XX-FTIC-UNV-D6E | Light Emitting Diode | Inseparable Luminaire | Direct Wired | 0-10 VDC Controls | 49 | 2700 | 0 | 93 | 59 | 441 | 0.94 | Ambient | 50000 |  |  | 99999 | 0.01 | 12 | 3 | 0 | 0 | 0 | 0 | 0 | 0 | 0.09 | 0 | 0 | 0 | 0 | 0 | 0.96 | 0.38 | 0.34 | 0.02 | 0 | 0 | True |  | Non Federally-Regulated | 07/03/2018 |  | 11/29/2018
USAI Lighting | USAI Lighting | B4SWF-16C3-27KH-W2-AC-XX-FTIC-UNV-D6E | Light Emitting Diode | Inseparable Luminaire | Direct Wired | 0-10 VDC Controls | 49 | 2700 | 0.001 | 92 | 55 | 449 | 0.96 | Ambient | 50000 |  |  | 99999 | 0.01 | 17 | 4 | 0 | 0 | 0 | 0 | 0 | 0 | 0.08 | 0.03 | 0.03 | 0.01 | 0 | 0 | 0.92 | 0.38 | 0.32 | 0.01 | 0 | 0 | True |  | Non Federally-Regulated | 07/03/2018 |  | 11/29/2018
USAI Lighting | USAI Lighting | B4SWF-12C3-30KH-W2-AC-XX-NCIC-UNV-D6E | Light Emitting Diode | Inseparable Luminaire | Direct Wired | 0-10 VDC Controls | 49 | 3000 | 0 | 92 | 59 | 441 | 0.94 | Ambient | 50000 |  |  | 99999 | 0.01 | 12 | 3 | 0 | 0 | 0 | 0 | 0 | 0 | 0.09 | 0 | 0 | 0 | 0 | 0 | 0.96 | 0.38 | 0.34 | 0.02 | 0 | 0 | True |  | Non Federally-Regulated | 07/03/2018 |  | 11/29/2018
USAI Lighting | USAI Lighting | B4SWF-16C3-30KH-W2-AC-XX-NCIC-UNV-D6E | Light Emitting Diode | Inseparable Luminaire | Direct Wired | 0-10 VDC Controls | 49 | 3000 | 0.001 | 91 | 55 | 449 | 0.96 | Ambient | 50000 |  |  | 99999 | 0.01 | 17 | 4 | 0 | 0 | 0 | 0 | 0 | 0 | 0.08 | 0.03 | 0.03 | 0.01 | 0 | 0 | 0.92 | 0.38 | 0.32 | 0.01 | 0 | 0 | True |  | Non Federally-Regulated | 07/03/2018 |  | 11/29/2018
USAI Lighting | USAI Lighting | B4SWF-12C3-30KH-W2-AC-XX-FTIC-UNV-D6E | Light Emitting Diode | Inseparable Luminaire | Direct Wired | 0-10 VDC Controls | 49 | 3000 | 0 | 92 | 59 | 441 | 0.94 | Ambient | 50000 |  |  | 99999 | 0.01 | 12 | 3 | 0 | 0 | 0 | 0 | 0 | 0 | 0.09 | 0 | 0 | 0 | 0 | 0 | 0.96 | 0.38 | 0.34 | 0.02 | 0 | 0 | True |  | Non Federally-Regulated | 07/03/2018 |  | 11/29/2018
USAI Lighting | USAI Lighting | B4SWF-16C3-30KH-W2-AC-XX-FTIC-UNV-D6E | Light Emitting Diode | Inseparable Luminaire | Direct Wired | 0-10 VDC Controls | 49 | 3000 | 0.001 | 91 | 55 | 449 | 0.96 | Ambient | 50000 |  |  | 99999 | 0.01 | 17 | 4 | 0 | 0 | 0 | 0 | 0 | 0 | 0.08 | 0.03 | 0.03 | 0.01 | 0 | 0 | 0.92 | 0.38 | 0.32 | 0.01 | 0 | 0 | True |  | Non Federally-Regulated | 07/03/2018 |  | 11/29/2018
USAI Lighting | USAI Lighting | B4SWL-12C3-27KH-W2-WH-NCIC-UNV-D6E | Light Emitting Diode | Inseparable Luminaire | Direct Wired | 0-10 VDC Controls | 49 | 2700 | 0 | 93 | 59 | 441 | 0.94 | Ambient | 50000 |  |  | 99999 | 0.01 | 12 | 3 | 0 | 0 | 0 | 0 | 0 | 0 | 0.09 | 0 | 0 | 0 | 0 | 0 | 0.96 | 0.38 | 0.34 | 0.02 | 0 | 0 | True |  | Non Federally-Regulated | 07/03/2018 |  | 11/29/2018
USAI Lighting | USAI Lighting | B4SWL-16C3-27KH-W2-WH-NCIC-UNV-D6E | Light Emitting Diode | Inseparable Luminaire | Direct Wired | 0-10 VDC Controls | 49 | 2700 | 0.001 | 92 | 55 | 449 | 0.96 | Ambient | 50000 |  |  | 99999 | 0.01 | 17 | 4 | 0 | 0 | 0 | 0 | 0 | 0 | 0.08 | 0.03 | 0.03 | 0.01 | 0 | 0 | 0.92 | 0.38 | 0.32 | 0.01 | 0 | 0 | True |  | Non Federally-Regulated | 07/03/2018 |  | 11/29/2018
USAI Lighting | USAI Lighting | B4SWL-12C3-27KH-W2-WH-FTIC-UNV-D6E | Light Emitting Diode | Inseparable Luminaire | Direct Wired | 0-10 VDC Controls | 49 | 2700 | 0 | 93 | 59 | 441 | 0.94 | Ambient | 50000 |  |  | 99999 | 0.01 | 12 | 3 | 0 | 0 | 0 | 0 | 0 | 0 | 0.09 | 0 | 0 | 0 | 0 | 0 | 0.96 | 0.38 | 0.34 | 0.02 | 0 | 0 | True |  | Non Federally-Regulated | 07/03/2018 |  | 11/29/2018
USAI Lighting | USAI Lighting | B4SWL-16C3-27KH-W2-WH-FTIC-UNV-D6E | Light Emitting Diode | Inseparable Luminaire | Direct Wired | 0-10 VDC Controls | 49 | 2700 | 0.001 | 92 | 55 | 449 | 0.96 | Ambient | 50000 |  |  | 99999 | 0.01 | 17 | 4 | 0 | 0 | 0 | 0 | 0 | 0 | 0.08 | 0.03 | 0.03 | 0.01 | 0 | 0 | 0.92 | 0.38 | 0.32 | 0.01 | 0 | 0 | True |  | Non Federally-Regulated | 07/03/2018 |  | 11/29/2018
USAI Lighting | USAI Lighting | B4SWL-12C3-30KH-W2-WH-NCIC-UNV-D6E | Light Emitting Diode | Inseparable Luminaire | Direct Wired | 0-10 VDC Controls | 49 | 3000 | 0 | 92 | 59 | 441 | 0.94 | Ambient | 50000 |  |  | 99999 | 0.01 | 12 | 3 | 0 | 0 | 0 | 0 | 0 | 0 | 0.09 | 0 | 0 | 0 | 0 | 0 | 0.96 | 0.38 | 0.34 | 0.02 | 0 | 0 | True |  | Non Federally-Regulated | 07/03/2018 |  | 11/29/2018
USAI Lighting | USAI Lighting | B4SWL-16C3-30KH-W2-WH-NCIC-UNV-D6E | Light Emitting Diode | Inseparable Luminaire | Direct Wired | 0-10 VDC Controls | 49 | 3000 | 0.001 | 91 | 55 | 449 | 0.96 | Ambient | 50000 |  |  | 99999 | 0.01 | 17 | 4 | 0 | 0 | 0 | 0 | 0 | 0 | 0.08 | 0.03 | 0.03 | 0.01 | 0 | 0 | 0.92 | 0.38 | 0.32 | 0.01 | 0 | 0 | True |  | Non Federally-Regulated | 07/03/2018 |  | 11/29/2018
USAI Lighting | USAI Lighting | B4SWL-12C3-30KH-W2-WH-FTIC-UNV-D6E | Light Emitting Diode | Inseparable Luminaire | Direct Wired | 0-10 VDC Controls | 49 | 3000 | 0 | 92 | 59 | 441 | 0.94 | Ambient | 50000 |  |  | 99999 | 0.01 | 12 | 3 | 0 | 0 | 0 | 0 | 0 | 0 | 0.09 | 0 | 0 | 0 | 0 | 0 | 0.96 | 0.38 | 0.34 | 0.02 | 0 | 0 | True |  | Non Federally-Regulated | 07/03/2018 |  | 11/29/2018
USAI Lighting | USAI Lighting | B4SWL-16C3-30KH-W2-WH-FTIC-UNV-D6E | Light Emitting Diode | Inseparable Luminaire | Direct Wired | 0-10 VDC Controls | 49 | 3000 | 0.001 | 91 | 55 | 449 | 0.96 | Ambient | 50000 |  |  | 99999 | 0.01 | 17 | 4 | 0 | 0 | 0 | 0 | 0 | 0 | 0.08 | 0.03 | 0.03 | 0.01 | 0 | 0 | 0.92 | 0.38 | 0.32 | 0.01 | 0 | 0 | True |  | Non Federally-Regulated | 07/03/2018 |  | 11/29/2018
USAI Lighting | USAI Lighting | B4SWL-12C3-27KH-W2-GR-NCIC-UNV-D6E | Light Emitting Diode | Inseparable Luminaire | Direct Wired | 0-10 VDC Controls | 49 | 2700 | 0 | 93 | 59 | 441 | 0.94 | Ambient | 50000 |  |  | 99999 | 0.01 | 12 | 3 | 0 | 0 | 0 | 0 | 0 | 0 | 0.09 | 0 | 0 | 0 | 0 | 0 | 0.96 | 0.38 | 0.34 | 0.02 | 0 | 0 | True |  | Non Federally-Regulated | 07/03/2018 |  | 11/29/2018
USAI Lighting | USAI Lighting | B4SWL-16C3-27KH-W2-GR-NCIC-UNV-D6E | Light Emitting Diode | Inseparable Luminaire | Direct Wired | 0-10 VDC Controls | 49 | 2700 | 0.001 | 92 | 55 | 449 | 0.96 | Ambient | 50000 |  |  | 99999 | 0.01 | 17 | 4 | 0 | 0 | 0 | 0 | 0 | 0 | 0.08 | 0.03 | 0.03 | 0.01 | 0 | 0 | 0.92 | 0.38 | 0.32 | 0.01 | 0 | 0 | True |  | Non Federally-Regulated | 07/03/2018 |  | 11/29/2018
USAI Lighting | USAI Lighting | B4SWL-12C3-27KH-W2-GR-FTIC-UNV-D6E | Light Emitting Diode | Inseparable Luminaire | Direct Wired | 0-10 VDC Controls | 49 | 2700 | 0 | 93 | 59 | 441 | 0.94 | Ambient | 50000 |  |  | 99999 | 0.01 | 12 | 3 | 0 | 0 | 0 | 0 | 0 | 0 | 0.09 | 0 | 0 | 0 | 0 | 0 | 0.96 | 0.38 | 0.34 | 0.02 | 0 | 0 | True |  | Non Federally-Regulated | 07/03/2018 |  | 11/29/2018
USAI Lighting | USAI Lighting | B4SWL-16C3-27KH-W2-GR-FTIC-UNV-D6E | Light Emitting Diode | Inseparable Luminaire | Direct Wired | 0-10 VDC Controls | 49 | 2700 | 0.001 | 92 | 55 | 449 | 0.96 | Ambient | 50000 |  |  | 99999 | 0.01 | 17 | 4 | 0 | 0 | 0 | 0 | 0 | 0 | 0.08 | 0.03 | 0.03 | 0.01 | 0 | 0 | 0.92 | 0.38 | 0.32 | 0.01 | 0 | 0 | True |  | Non Federally-Regulated | 07/03/2018 |  | 11/29/2018
USAI Lighting | USAI Lighting | B4SWL-12C3-30KH-W2-GR-NCIC-UNV-D6E | Light Emitting Diode | Inseparable Luminaire | Direct Wired | 0-10 VDC Controls | 49 | 3000 | 0 | 92 | 59 | 441 | 0.94 | Ambient | 50000 |  |  | 99999 | 0.01 | 12 | 3 | 0 | 0 | 0 | 0 | 0 | 0 | 0.09 | 0 | 0 | 0 | 0 | 0 | 0.96 | 0.38 | 0.34 | 0.02 | 0 | 0 | True |  | Non Federally-Regulated | 07/03/2018 |  | 11/29/2018
USAI Lighting | USAI Lighting | B4SWL-16C3-30KH-W2-GR-NCIC-UNV-D6E | Light Emitting Diode | Inseparable Luminaire | Direct Wired | 0-10 VDC Controls | 49 | 3000 | 0.001 | 91 | 55 | 449 | 0.96 | Ambient | 50000 |  |  | 99999 | 0.01 | 17 | 4 | 0 | 0 | 0 | 0 | 0 | 0 | 0.08 | 0.03 | 0.03 | 0.01 | 0 | 0 | 0.92 | 0.38 | 0.32 | 0.01 | 0 | 0 | True |  | Non Federally-Regulated | 07/03/2018 |  | 11/29/2018
USAI Lighting | USAI Lighting | B4SWL-12C3-30KH-W2-GR-FTIC-UNV-D6E | Light Emitting Diode | Inseparable Luminaire | Direct Wired | 0-10 VDC Controls | 49 | 3000 | 0 | 92 | 59 | 441 | 0.94 | Ambient | 50000 |  |  | 99999 | 0.01 | 12 | 3 | 0 | 0 | 0 | 0 | 0 | 0 | 0.09 | 0 | 0 | 0 | 0 | 0 | 0.96 | 0.38 | 0.34 | 0.02 | 0 | 0 | True |  | Non Federally-Regulated | 07/03/2018 |  | 11/29/2018
USAI Lighting | USAI Lighting | B4SWL-16C3-30KH-W2-GR-FTIC-UNV-D6E | Light Emitting Diode | Inseparable Luminaire | Direct Wired | 0-10 VDC Controls | 49 | 3000 | 0.001 | 91 | 55 | 449 | 0.96 | Ambient | 50000 |  |  | 99999 | 0.01 | 17 | 4 | 0 | 0 | 0 | 0 | 0 | 0 | 0.08 | 0.03 | 0.03 | 0.01 | 0 | 0 | 0.92 | 0.38 | 0.32 | 0.01 | 0 | 0 | True |  | Non Federally-Regulated | 07/03/2018 |  | 11/29/2018
USAI Lighting | USAI Lighting | B4SWL-12C3-27KH-W2-AC-NCIC-UNV-D6E | Light Emitting Diode | Inseparable Luminaire | Direct Wired | 0-10 VDC Controls | 49 | 2700 | 0 | 93 | 59 | 441 | 0.94 | Ambient | 50000 |  |  | 99999 | 0.01 | 12 | 3 | 0 | 0 | 0 | 0 | 0 | 0 | 0.09 | 0 | 0 | 0 | 0 | 0 | 0.96 | 0.38 | 0.34 | 0.02 | 0 | 0 | True |  | Non Federally-Regulated | 07/03/2018 |  | 11/29/2018
USAI Lighting | USAI Lighting | B4SWL-16C3-27KH-W2-AC-NCIC-UNV-D6E | Light Emitting Diode | Inseparable Luminaire | Direct Wired | 0-10 VDC Controls | 49 | 2700 | 0.001 | 92 | 55 | 449 | 0.96 | Ambient | 50000 |  |  | 99999 | 0.01 | 17 | 4 | 0 | 0 | 0 | 0 | 0 | 0 | 0.08 | 0.03 | 0.03 | 0.01 | 0 | 0 | 0.92 | 0.38 | 0.32 | 0.01 | 0 | 0 | True |  | Non Federally-Regulated | 07/03/2018 |  | 11/29/2018
USAI Lighting | USAI Lighting | B4SWL-12C3-27KH-W2-AC-FTIC-UNV-D6E | Light Emitting Diode | Inseparable Luminaire | Direct Wired | 0-10 VDC Controls | 49 | 2700 | 0 | 93 | 59 | 441 | 0.94 | Ambient | 50000 |  |  | 99999 | 0.01 | 12 | 3 | 0 | 0 | 0 | 0 | 0 | 0 | 0.09 | 0 | 0 | 0 | 0 | 0 | 0.96 | 0.38 | 0.34 | 0.02 | 0 | 0 | True |  | Non Federally-Regulated | 07/03/2018 |  | 11/29/2018
USAI Lighting | USAI Lighting | B4SWL-16C3-27KH-W2-AC-FTIC-UNV-D6E | Light Emitting Diode | Inseparable Luminaire | Direct Wired | 0-10 VDC Controls | 49 | 2700 | 0.001 | 92 | 55 | 449 | 0.96 | Ambient | 50000 |  |  | 99999 | 0.01 | 17 | 4 | 0 | 0 | 0 | 0 | 0 | 0 | 0.08 | 0.03 | 0.03 | 0.01 | 0 | 0 | 0.92 | 0.38 | 0.32 | 0.01 | 0 | 0 | True |  | Non Federally-Regulated | 07/03/2018 |  | 11/29/2018
USAI Lighting | USAI Lighting | B4SWL-12C3-30KH-W2-AC-NCIC-UNV-D6E | Light Emitting Diode | Inseparable Luminaire | Direct Wired | 0-10 VDC Controls | 49 | 3000 | 0 | 92 | 59 | 441 | 0.94 | Ambient | 50000 |  |  | 99999 | 0.01 | 12 | 3 | 0 | 0 | 0 | 0 | 0 | 0 | 0.09 | 0 | 0 | 0 | 0 | 0 | 0.96 | 0.38 | 0.34 | 0.02 | 0 | 0 | True |  | Non Federally-Regulated | 07/03/2018 |  | 11/29/2018
USAI Lighting | USAI Lighting | B4SWL-16C3-30KH-W2-AC-NCIC-UNV-D6E | Light Emitting Diode | Inseparable Luminaire | Direct Wired | 0-10 VDC Controls | 49 | 3000 | 0.001 | 91 | 55 | 449 | 0.96 | Ambient | 50000 |  |  | 99999 | 0.01 | 17 | 4 | 0 | 0 | 0 | 0 | 0 | 0 | 0.08 | 0.03 | 0.03 | 0.01 | 0 | 0 | 0.92 | 0.38 | 0.32 | 0.01 | 0 | 0 | True |  | Non Federally-Regulated | 07/03/2018 |  | 11/29/2018
USAI Lighting | USAI Lighting | B4SWL-12C3-30KH-W2-AC-FTIC-UNV-D6E | Light Emitting Diode | Inseparable Luminaire | Direct Wired | 0-10 VDC Controls | 49 | 3000 | 0 | 92 | 59 | 441 | 0.94 | Ambient | 50000 |  |  | 99999 | 0.01 | 12 | 3 | 0 | 0 | 0 | 0 | 0 | 0 | 0.09 | 0 | 0 | 0 | 0 | 0 | 0.96 | 0.38 | 0.34 | 0.02 | 0 | 0 | True |  | Non Federally-Regulated | 07/03/2018 |  | 11/29/2018
USAI Lighting | USAI Lighting | B4SWL-16C3-30KH-W2-AC-FTIC-UNV-D6E | Light Emitting Diode | Inseparable Luminaire | Direct Wired | 0-10 VDC Controls | 49 | 3000 | 0.001 | 91 | 55 | 449 | 0.96 | Ambient | 50000 |  |  | 99999 | 0.01 | 17 | 4 | 0 | 0 | 0 | 0 | 0 | 0 | 0.08 | 0.03 | 0.03 | 0.01 | 0 | 0 | 0.92 | 0.38 | 0.32 | 0.01 | 0 | 0 | True |  | Non Federally-Regulated | 07/03/2018 |  | 11/29/2018
USAI Lighting | USAI Lighting | B4SWM-12C3-27KH-W2-WH-WH-NCIC-UNV-D6E | Light Emitting Diode | Inseparable Luminaire | Direct Wired | 0-10 VDC Controls | 49 | 2700 | 0 | 93 | 59 | 441 | 0.94 | Ambient | 50000 |  |  | 99999 | 0.01 | 12 | 3 | 0 | 0 | 0 | 0 | 0 | 0 | 0.09 | 0 | 0 | 0 | 0 | 0 | 0.96 | 0.38 | 0.34 | 0.02 | 0 | 0 | True |  | Non Federally-Regulated | 07/03/2018 |  | 11/29/2018
USAI Lighting | USAI Lighting | B4SWM-16C3-27KH-W2-WH-WH-NCIC-UNV-D6E | Light Emitting Diode | Inseparable Luminaire | Direct Wired | 0-10 VDC Controls | 49 | 2700 | 0.001 | 92 | 55 | 449 | 0.96 | Ambient | 50000 |  |  | 99999 | 0.01 | 17 | 4 | 0 | 0 | 0 | 0 | 0 | 0 | 0.08 | 0.03 | 0.03 | 0.01 | 0 | 0 | 0.92 | 0.38 | 0.32 | 0.01 | 0 | 0 | True |  | Non Federally-Regulated | 07/03/2018 |  | 11/29/2018
USAI Lighting | USAI Lighting | B4SWM-12C3-27KH-W2-WH-WH-FTIC-UNV-D6E | Light Emitting Diode | Inseparable Luminaire | Direct Wired | 0-10 VDC Controls | 49 | 2700 | 0 | 93 | 59 | 441 | 0.94 | Ambient | 50000 |  |  | 99999 | 0.01 | 12 | 3 | 0 | 0 | 0 | 0 | 0 | 0 | 0.09 | 0 | 0 | 0 | 0 | 0 | 0.96 | 0.38 | 0.34 | 0.02 | 0 | 0 | True |  | Non Federally-Regulated | 07/03/2018 |  | 11/29/2018
USAI Lighting | USAI Lighting | B4SWM-16C3-27KH-W2-WH-WH-FTIC-UNV-D6E | Light Emitting Diode | Inseparable Luminaire | Direct Wired | 0-10 VDC Controls | 49 | 2700 | 0.001 | 92 | 55 | 449 | 0.96 | Ambient | 50000 |  |  | 99999 | 0.01 | 17 | 4 | 0 | 0 | 0 | 0 | 0 | 0 | 0.08 | 0.03 | 0.03 | 0.01 | 0 | 0 | 0.92 | 0.38 | 0.32 | 0.01 | 0 | 0 | True |  | Non Federally-Regulated | 07/03/2018 |  | 11/29/2018
USAI Lighting | USAI Lighting | B4SWM-12C3-30KH-W2-WH-WH-NCIC-UNV-D6E | Light Emitting Diode | Inseparable Luminaire | Direct Wired | 0-10 VDC Controls | 49 | 3000 | 0 | 92 | 59 | 441 | 0.94 | Ambient | 50000 |  |  | 99999 | 0.01 | 12 | 3 | 0 | 0 | 0 | 0 | 0 | 0 | 0.09 | 0 | 0 | 0 | 0 | 0 | 0.96 | 0.38 | 0.34 | 0.02 | 0 | 0 | True |  | Non Federally-Regulated | 07/03/2018 |  | 11/29/2018
USAI Lighting | USAI Lighting | B4SWM-16C3-30KH-W2-WH-WH-NCIC-UNV-D6E | Light Emitting Diode | Inseparable Luminaire | Direct Wired | 0-10 VDC Controls | 49 | 3000 | 0.001 | 91 | 55 | 449 | 0.96 | Ambient | 50000 |  |  | 99999 | 0.01 | 17 | 4 | 0 | 0 | 0 | 0 | 0 | 0 | 0.08 | 0.03 | 0.03 | 0.01 | 0 | 0 | 0.92 | 0.38 | 0.32 | 0.01 | 0 | 0 | True |  | Non Federally-Regulated | 07/03/2018 |  | 11/29/2018
USAI Lighting | USAI Lighting | B4SWM-12C3-30KH-W2-WH-WH-FTIC-UNV-D6E | Light Emitting Diode | Inseparable Luminaire | Direct Wired | 0-10 VDC Controls | 49 | 3000 | 0 | 92 | 59 | 441 | 0.94 | Ambient | 50000 |  |  | 99999 | 0.01 | 12 | 3 | 0 | 0 | 0 | 0 | 0 | 0 | 0.09 | 0 | 0 | 0 | 0 | 0 | 0.96 | 0.38 | 0.34 | 0.02 | 0 | 0 | True |  | Non Federally-Regulated | 07/03/2018 |  | 11/29/2018
USAI Lighting | USAI Lighting | B4SWM-16C3-30KH-W2-WH-WH-FTIC-UNV-D6E | Light Emitting Diode | Inseparable Luminaire | Direct Wired | 0-10 VDC Controls | 49 | 3000 | 0.001 | 91 | 55 | 449 | 0.96 | Ambient | 50000 |  |  | 99999 | 0.01 | 17 | 4 | 0 | 0 | 0 | 0 | 0 | 0 | 0.08 | 0.03 | 0.03 | 0.01 | 0 | 0 | 0.92 | 0.38 | 0.32 | 0.01 | 0 | 0 | True |  | Non Federally-Regulated | 07/03/2018 |  | 11/29/2018
USAI Lighting | USAI Lighting | B4SWM-12C3-27KH-W2-GR-GR-NCIC-UNV-D6E | Light Emitting Diode | Inseparable Luminaire | Direct Wired | 0-10 VDC Controls | 49 | 2700 | 0 | 93 | 59 | 441 | 0.94 | Ambient | 50000 |  |  | 99999 | 0.01 | 12 | 3 | 0 | 0 | 0 | 0 | 0 | 0 | 0.09 | 0 | 0 | 0 | 0 | 0 | 0.96 | 0.38 | 0.34 | 0.02 | 0 | 0 | True |  | Non Federally-Regulated | 07/03/2018 |  | 11/29/2018
USAI Lighting | USAI Lighting | B4SWM-16C3-27KH-W2-GR-GR-NCIC-UNV-D6E | Light Emitting Diode | Inseparable Luminaire | Direct Wired | 0-10 VDC Controls | 49 | 2700 | 0.001 | 92 | 55 | 449 | 0.96 | Ambient | 50000 |  |  | 99999 | 0.01 | 17 | 4 | 0 | 0 | 0 | 0 | 0 | 0 | 0.08 | 0.03 | 0.03 | 0.01 | 0 | 0 | 0.92 | 0.38 | 0.32 | 0.01 | 0 | 0 | True |  | Non Federally-Regulated | 07/03/2018 |  | 11/29/2018
USAI Lighting | USAI Lighting | B4SWM-12C3-27KH-W2-GR-GR-FTIC-UNV-D6E | Light Emitting Diode | Inseparable Luminaire | Direct Wired | 0-10 VDC Controls | 49 | 2700 | 0 | 93 | 59 | 441 | 0.94 | Ambient | 50000 |  |  | 99999 | 0.01 | 12 | 3 | 0 | 0 | 0 | 0 | 0 | 0 | 0.09 | 0 | 0 | 0 | 0 | 0 | 0.96 | 0.38 | 0.34 | 0.02 | 0 | 0 | True |  | Non Federally-Regulated | 07/03/2018 |  | 11/29/2018
USAI Lighting | USAI Lighting | B4SWM-16C3-27KH-W2-GR-GR-FTIC-UNV-D6E | Light Emitting Diode | Inseparable Luminaire | Direct Wired | 0-10 VDC Controls | 49 | 2700 | 0.001 | 92 | 55 | 449 | 0.96 | Ambient | 50000 |  |  | 99999 | 0.01 | 17 | 4 | 0 | 0 | 0 | 0 | 0 | 0 | 0.08 | 0.03 | 0.03 | 0.01 | 0 | 0 | 0.92 | 0.38 | 0.32 | 0.01 | 0 | 0 | True |  | Non Federally-Regulated | 07/03/2018 |  | 11/29/2018
USAI Lighting | USAI Lighting | B4SWM-12C3-30KH-W2-GR-GR-NCIC-UNV-D6E | Light Emitting Diode | Inseparable Luminaire | Direct Wired | 0-10 VDC Controls | 49 | 3000 | 0 | 92 | 59 | 441 | 0.94 | Ambient | 50000 |  |  | 99999 | 0.01 | 12 | 3 | 0 | 0 | 0 | 0 | 0 | 0 | 0.09 | 0 | 0 | 0 | 0 | 0 | 0.96 | 0.38 | 0.34 | 0.02 | 0 | 0 | True |  | Non Federally-Regulated | 07/03/2018 |  | 11/29/2018
USAI Lighting | USAI Lighting | B4SWM-16C3-30KH-W2-GR-GR-NCIC-UNV-D6E | Light Emitting Diode | Inseparable Luminaire | Direct Wired | 0-10 VDC Controls | 49 | 3000 | 0.001 | 91 | 55 | 449 | 0.96 | Ambient | 50000 |  |  | 99999 | 0.01 | 17 | 4 | 0 | 0 | 0 | 0 | 0 | 0 | 0.08 | 0.03 | 0.03 | 0.01 | 0 | 0 | 0.92 | 0.38 | 0.32 | 0.01 | 0 | 0 | True |  | Non Federally-Regulated | 07/03/2018 |  | 11/29/2018
USAI Lighting | USAI Lighting | B4SWM-12C3-30KH-W2-GR-GR-FTIC-UNV-D6E | Light Emitting Diode | Inseparable Luminaire | Direct Wired | 0-10 VDC Controls | 49 | 3000 | 0 | 92 | 59 | 441 | 0.94 | Ambient | 50000 |  |  | 99999 | 0.01 | 12 | 3 | 0 | 0 | 0 | 0 | 0 | 0 | 0.09 | 0 | 0 | 0 | 0 | 0 | 0.96 | 0.38 | 0.34 | 0.02 | 0 | 0 | True |  | Non Federally-Regulated | 07/03/2018 |  | 11/29/2018
USAI Lighting | USAI Lighting | B4SWM-16C3-30KH-W2-GR-GR-FTIC-UNV-D6E | Light Emitting Diode | Inseparable Luminaire | Direct Wired | 0-10 VDC Controls | 49 | 3000 | 0.001 | 91 | 55 | 449 | 0.96 | Ambient | 50000 |  |  | 99999 | 0.01 | 17 | 4 | 0 | 0 | 0 | 0 | 0 | 0 | 0.08 | 0.03 | 0.03 | 0.01 | 0 | 0 | 0.92 | 0.38 | 0.32 | 0.01 | 0 | 0 | True |  | Non Federally-Regulated | 07/03/2018 |  | 11/29/2018
USAI Lighting | USAI Lighting | B4SWM-12C3-27KH-W2-AC-XX-NCIC-UNV-D6E | Light Emitting Diode | Inseparable Luminaire | Direct Wired | 0-10 VDC Controls | 49 | 2700 | 0 | 93 | 59 | 441 | 0.94 | Ambient | 50000 |  |  | 99999 | 0.01 | 12 | 3 | 0 | 0 | 0 | 0 | 0 | 0 | 0.09 | 0 | 0 | 0 | 0 | 0 | 0.96 | 0.38 | 0.34 | 0.02 | 0 | 0 | True |  | Non Federally-Regulated | 07/03/2018 |  | 11/29/2018
USAI Lighting | USAI Lighting | B4SWM-16C3-27KH-W2-AC-XX-NCIC-UNV-D6E | Light Emitting Diode | Inseparable Luminaire | Direct Wired | 0-10 VDC Controls | 49 | 2700 | 0.001 | 92 | 55 | 449 | 0.96 | Ambient | 50000 |  |  | 99999 | 0.01 | 17 | 4 | 0 | 0 | 0 | 0 | 0 | 0 | 0.08 | 0.03 | 0.03 | 0.01 | 0 | 0 | 0.92 | 0.38 | 0.32 | 0.01 | 0 | 0 | True |  | Non Federally-Regulated | 07/03/2018 |  | 11/29/2018
USAI Lighting | USAI Lighting | B4SWM-12C3-27KH-W2-AC-XX-FTIC-UNV-D6E | Light Emitting Diode | Inseparable Luminaire | Direct Wired | 0-10 VDC Controls | 49 | 2700 | 0 | 93 | 59 | 441 | 0.94 | Ambient | 50000 |  |  | 99999 | 0.01 | 12 | 3 | 0 | 0 | 0 | 0 | 0 | 0 | 0.09 | 0 | 0 | 0 | 0 | 0 | 0.96 | 0.38 | 0.34 | 0.02 | 0 | 0 | True |  | Non Federally-Regulated | 07/03/2018 |  | 11/29/2018
USAI Lighting | USAI Lighting | B4SWM-16C3-27KH-W2-AC-XX-FTIC-UNV-D6E | Light Emitting Diode | Inseparable Luminaire | Direct Wired | 0-10 VDC Controls | 49 | 2700 | 0.001 | 92 | 55 | 449 | 0.96 | Ambient | 50000 |  |  | 99999 | 0.01 | 17 | 4 | 0 | 0 | 0 | 0 | 0 | 0 | 0.08 | 0.03 | 0.03 | 0.01 | 0 | 0 | 0.92 | 0.38 | 0.32 | 0.01 | 0 | 0 | True |  | Non Federally-Regulated | 07/03/2018 |  | 11/29/2018
USAI Lighting | USAI Lighting | B4SWM-12C3-30KH-W2-AC-XX-NCIC-UNV-D6E | Light Emitting Diode | Inseparable Luminaire | Direct Wired | 0-10 VDC Controls | 49 | 3000 | 0 | 92 | 59 | 441 | 0.94 | Ambient | 50000 |  |  | 99999 | 0.01 | 12 | 3 | 0 | 0 | 0 | 0 | 0 | 0 | 0.09 | 0 | 0 | 0 | 0 | 0 | 0.96 | 0.38 | 0.34 | 0.02 | 0 | 0 | True |  | Non Federally-Regulated | 07/03/2018 |  | 11/29/2018
USAI Lighting | USAI Lighting | B4SWM-16C3-30KH-W2-AC-XX-NCIC-UNV-D6E | Light Emitting Diode | Inseparable Luminaire | Direct Wired | 0-10 VDC Controls | 49 | 3000 | 0.001 | 91 | 55 | 449 | 0.96 | Ambient | 50000 |  |  | 99999 | 0.01 | 17 | 4 | 0 | 0 | 0 | 0 | 0 | 0 | 0.08 | 0.03 | 0.03 | 0.01 | 0 | 0 | 0.92 | 0.38 | 0.32 | 0.01 | 0 | 0 | True |  | Non Federally-Regulated | 07/03/2018 |  | 11/29/2018
USAI Lighting | USAI Lighting | B4SWM-12C3-30KH-W2-AC-XX-FTIC-UNV-D6E | Light Emitting Diode | Inseparable Luminaire | Direct Wired | 0-10 VDC Controls | 49 | 3000 | 0 | 92 | 59 | 441 | 0.94 | Ambient | 50000 |  |  | 99999 | 0.01 | 12 | 3 | 0 | 0 | 0 | 0 | 0 | 0 | 0.09 | 0 | 0 | 0 | 0 | 0 | 0.96 | 0.38 | 0.34 | 0.02 | 0 | 0 | True |  | Non Federally-Regulated | 07/03/2018 |  | 11/29/2018
USAI Lighting | USAI Lighting | B4SWM-16C3-30KH-W2-AC-XX-FTIC-UNV-D6E | Light Emitting Diode | Inseparable Luminaire | Direct Wired | 0-10 VDC Controls | 49 | 3000 | 0.001 | 91 | 55 | 449 | 0.96 | Ambient | 50000 |  |  | 99999 | 0.01 | 17 | 4 | 0 | 0 | 0 | 0 | 0 | 0 | 0.08 | 0.03 | 0.03 | 0.01 | 0 | 0 | 0.92 | 0.38 | 0.32 | 0.01 | 0 | 0 | True |  | Non Federally-Regulated | 07/03/2018 |  | 11/29/2018
USAI Lighting | USAI Lighting | B4SWF-12C3-27KH-W2-WH-WH-NCIC-UNV-D6F | Light Emitting Diode | Inseparable Luminaire | Direct Wired | 0-10 VDC Controls | 49 | 2700 | 0 | 93 | 59 | 441 | 0.94 | Ambient | 50000 |  |  | 99999 | 0.01 | 12 | 3 | 0 | 0 | 0 | 0 | 0 | 0 | 0.09 | 0 | 0 | 0 | 0 | 0 | 0.96 | 0.38 | 0.34 | 0.02 | 0 | 0 | True |  | Non Federally-Regulated | 07/03/2018 |  | 11/29/2018
USAI Lighting | USAI Lighting | B4SWF-16C3-27KH-W2-WH-WH-NCIC-UNV-D6F | Light Emitting Diode | Inseparable Luminaire | Direct Wired | 0-10 VDC Controls | 49 | 2700 | 0.001 | 92 | 55 | 449 | 0.96 | Ambient | 50000 |  |  | 99999 | 0.01 | 17 | 4 | 0 | 0 | 0 | 0 | 0 | 0 | 0.08 | 0.03 | 0.03 | 0.01 | 0 | 0 | 0.92 | 0.38 | 0.32 | 0.01 | 0 | 0 | True |  | Non Federally-Regulated | 07/03/2018 |  | 11/29/2018
USAI Lighting | USAI Lighting | B4SWF-12C3-27KH-W2-WH-WH-FTIC-UNV-D6F | Light Emitting Diode | Inseparable Luminaire | Direct Wired | 0-10 VDC Controls | 49 | 2700 | 0 | 93 | 59 | 441 | 0.94 | Ambient | 50000 |  |  | 99999 | 0.01 | 12 | 3 | 0 | 0 | 0 | 0 | 0 | 0 | 0.09 | 0 | 0 | 0 | 0 | 0 | 0.96 | 0.38 | 0.34 | 0.02 | 0 | 0 | True |  | Non Federally-Regulated | 07/03/2018 |  | 11/29/2018
USAI Lighting | USAI Lighting | B4SWF-16C3-27KH-W2-WH-WH-FTIC-UNV-D6F | Light Emitting Diode | Inseparable Luminaire | Direct Wired | 0-10 VDC Controls | 49 | 2700 | 0.001 | 92 | 55 | 449 | 0.96 | Ambient | 50000 |  |  | 99999 | 0.01 | 17 | 4 | 0 | 0 | 0 | 0 | 0 | 0 | 0.08 | 0.03 | 0.03 | 0.01 | 0 | 0 | 0.92 | 0.38 | 0.32 | 0.01 | 0 | 0 | True |  | Non Federally-Regulated | 07/03/2018 |  | 11/29/2018
USAI Lighting | USAI Lighting | B4SWF-12C3-30KH-W2-WH-WH-NCIC-UNV-D6F | Light Emitting Diode | Inseparable Luminaire | Direct Wired | 0-10 VDC Controls | 49 | 3000 | 0 | 92 | 59 | 441 | 0.94 | Ambient | 50000 |  |  | 99999 | 0.01 | 12 | 3 | 0 | 0 | 0 | 0 | 0 | 0 | 0.09 | 0 | 0 | 0 | 0 | 0 | 0.96 | 0.38 | 0.34 | 0.02 | 0 | 0 | True |  | Non Federally-Regulated | 07/03/2018 |  | 11/29/2018
USAI Lighting | USAI Lighting | B4SWF-16C3-30KH-W2-WH-WH-NCIC-UNV-D6F | Light Emitting Diode | Inseparable Luminaire | Direct Wired | 0-10 VDC Controls | 49 | 3000 | 0.001 | 91 | 55 | 449 | 0.96 | Ambient | 50000 |  |  | 99999 | 0.01 | 17 | 4 | 0 | 0 | 0 | 0 | 0 | 0 | 0.08 | 0.03 | 0.03 | 0.01 | 0 | 0 | 0.92 | 0.38 | 0.32 | 0.01 | 0 | 0 | True |  | Non Federally-Regulated | 07/03/2018 |  | 11/29/2018
USAI Lighting | USAI Lighting | B4SWF-12C3-30KH-W2-WH-WH-FTIC-UNV-D6F | Light Emitting Diode | Inseparable Luminaire | Direct Wired | 0-10 VDC Controls | 49 | 3000 | 0 | 92 | 59 | 441 | 0.94 | Ambient | 50000 |  |  | 99999 | 0.01 | 12 | 3 | 0 | 0 | 0 | 0 | 0 | 0 | 0.09 | 0 | 0 | 0 | 0 | 0 | 0.96 | 0.38 | 0.34 | 0.02 | 0 | 0 | True |  | Non Federally-Regulated | 07/03/2018 |  | 11/29/2018
USAI Lighting | USAI Lighting | B4SWF-16C3-30KH-W2-WH-WH-FTIC-UNV-D6F | Light Emitting Diode | Inseparable Luminaire | Direct Wired | 0-10 VDC Controls | 49 | 3000 | 0.001 | 91 | 55 | 449 | 0.96 | Ambient | 50000 |  |  | 99999 | 0.01 | 17 | 4 | 0 | 0 | 0 | 0 | 0 | 0 | 0.08 | 0.03 | 0.03 | 0.01 | 0 | 0 | 0.92 | 0.38 | 0.32 | 0.01 | 0 | 0 | True |  | Non Federally-Regulated | 07/03/2018 |  | 11/29/2018
USAI Lighting | USAI Lighting | B4SWF-12C3-27KH-W2-GR-GR-NCIC-UNV-D6F | Light Emitting Diode | Inseparable Luminaire | Direct Wired | 0-10 VDC Controls | 49 | 2700 | 0 | 93 | 59 | 441 | 0.94 | Ambient | 50000 |  |  | 99999 | 0.01 | 12 | 3 | 0 | 0 | 0 | 0 | 0 | 0 | 0.09 | 0 | 0 | 0 | 0 | 0 | 0.96 | 0.38 | 0.34 | 0.02 | 0 | 0 | True |  | Non Federally-Regulated | 07/03/2018 |  | 11/29/2018
USAI Lighting | USAI Lighting | B4SWF-16C3-27KH-W2-GR-GR-NCIC-UNV-D6F | Light Emitting Diode | Inseparable Luminaire | Direct Wired | 0-10 VDC Controls | 49 | 2700 | 0.001 | 92 | 55 | 449 | 0.96 | Ambient | 50000 |  |  | 99999 | 0.01 | 17 | 4 | 0 | 0 | 0 | 0 | 0 | 0 | 0.08 | 0.03 | 0.03 | 0.01 | 0 | 0 | 0.92 | 0.38 | 0.32 | 0.01 | 0 | 0 | True |  | Non Federally-Regulated | 07/03/2018 |  | 11/29/2018
USAI Lighting | USAI Lighting | B4SWF-12C3-27KH-W2-GR-GR-FTIC-UNV-D6F | Light Emitting Diode | Inseparable Luminaire | Direct Wired | 0-10 VDC Controls | 49 | 2700 | 0 | 93 | 59 | 441 | 0.94 | Ambient | 50000 |  |  | 99999 | 0.01 | 12 | 3 | 0 | 0 | 0 | 0 | 0 | 0 | 0.09 | 0 | 0 | 0 | 0 | 0 | 0.96 | 0.38 | 0.34 | 0.02 | 0 | 0 | True |  | Non Federally-Regulated | 07/03/2018 |  | 11/29/2018
USAI Lighting | USAI Lighting | B4SWF-16C3-27KH-W2-GR-GR-FTIC-UNV-D6F | Light Emitting Diode | Inseparable Luminaire | Direct Wired | 0-10 VDC Controls | 49 | 2700 | 0.001 | 92 | 55 | 449 | 0.96 | Ambient | 50000 |  |  | 99999 | 0.01 | 17 | 4 | 0 | 0 | 0 | 0 | 0 | 0 | 0.08 | 0.03 | 0.03 | 0.01 | 0 | 0 | 0.92 | 0.38 | 0.32 | 0.01 | 0 | 0 | True |  | Non Federally-Regulated | 07/03/2018 |  | 11/29/2018
USAI Lighting | USAI Lighting | B4SWF-12C3-30KH-W2-GR-GR-NCIC-UNV-D6F | Light Emitting Diode | Inseparable Luminaire | Direct Wired | 0-10 VDC Controls | 49 | 3000 | 0 | 92 | 59 | 441 | 0.94 | Ambient | 50000 |  |  | 99999 | 0.01 | 12 | 3 | 0 | 0 | 0 | 0 | 0 | 0 | 0.09 | 0 | 0 | 0 | 0 | 0 | 0.96 | 0.38 | 0.34 | 0.02 | 0 | 0 | True |  | Non Federally-Regulated | 07/03/2018 |  | 11/29/2018
USAI Lighting | USAI Lighting | B4SWF-16C3-30KH-W2-GR-GR-NCIC-UNV-D6F | Light Emitting Diode | Inseparable Luminaire | Direct Wired | 0-10 VDC Controls | 49 | 3000 | 0.001 | 91 | 55 | 449 | 0.96 | Ambient | 50000 |  |  | 99999 | 0.01 | 17 | 4 | 0 | 0 | 0 | 0 | 0 | 0 | 0.08 | 0.03 | 0.03 | 0.01 | 0 | 0 | 0.92 | 0.38 | 0.32 | 0.01 | 0 | 0 | True |  | Non Federally-Regulated | 07/03/2018 |  | 11/29/2018
USAI Lighting | USAI Lighting | B4SWF-12C3-30KH-W2-GR-GR-FTIC-UNV-D6F | Light Emitting Diode | Inseparable Luminaire | Direct Wired | 0-10 VDC Controls | 49 | 3000 | 0 | 92 | 59 | 441 | 0.94 | Ambient | 50000 |  |  | 99999 | 0.01 | 12 | 3 | 0 | 0 | 0 | 0 | 0 | 0 | 0.09 | 0 | 0 | 0 | 0 | 0 | 0.96 | 0.38 | 0.34 | 0.02 | 0 | 0 | True |  | Non Federally-Regulated | 07/03/2018 |  | 11/29/2018
USAI Lighting | USAI Lighting | B4SWF-16C3-30KH-W2-GR-GR-FTIC-UNV-D6F | Light Emitting Diode | Inseparable Luminaire | Direct Wired | 0-10 VDC Controls | 49 | 3000 | 0.001 | 91 | 55 | 449 | 0.96 | Ambient | 50000 |  |  | 99999 | 0.01 | 17 | 4 | 0 | 0 | 0 | 0 | 0 | 0 | 0.08 | 0.03 | 0.03 | 0.01 | 0 | 0 | 0.92 | 0.38 | 0.32 | 0.01 | 0 | 0 | True |  | Non Federally-Regulated | 07/03/2018 |  | 11/29/2018
USAI Lighting | USAI Lighting | B4SWF-12C3-27KH-W2-AC-XX-NCIC-UNV-D6F | Light Emitting Diode | Inseparable Luminaire | Direct Wired | 0-10 VDC Controls | 49 | 2700 | 0 | 93 | 59 | 441 | 0.94 | Ambient | 50000 |  |  | 99999 | 0.01 | 12 | 3 | 0 | 0 | 0 | 0 | 0 | 0 | 0.09 | 0 | 0 | 0 | 0 | 0 | 0.96 | 0.38 | 0.34 | 0.02 | 0 | 0 | True |  | Non Federally-Regulated | 07/03/2018 |  | 11/29/2018
USAI Lighting | USAI Lighting | B4SWF-16C3-27KH-W2-AC-XX-NCIC-UNV-D6F | Light Emitting Diode | Inseparable Luminaire | Direct Wired | 0-10 VDC Controls | 49 | 2700 | 0.001 | 92 | 55 | 449 | 0.96 | Ambient | 50000 |  |  | 99999 | 0.01 | 17 | 4 | 0 | 0 | 0 | 0 | 0 | 0 | 0.08 | 0.03 | 0.03 | 0.01 | 0 | 0 | 0.92 | 0.38 | 0.32 | 0.01 | 0 | 0 | True |  | Non Federally-Regulated | 07/03/2018 |  | 11/29/2018
USAI Lighting | USAI Lighting | B4SWF-12C3-27KH-W2-AC-XX-FTIC-UNV-D6F | Light Emitting Diode | Inseparable Luminaire | Direct Wired | 0-10 VDC Controls | 49 | 2700 | 0 | 93 | 59 | 441 | 0.94 | Ambient | 50000 |  |  | 99999 | 0.01 | 12 | 3 | 0 | 0 | 0 | 0 | 0 | 0 | 0.09 | 0 | 0 | 0 | 0 | 0 | 0.96 | 0.38 | 0.34 | 0.02 | 0 | 0 | True |  | Non Federally-Regulated | 07/03/2018 |  | 11/29/2018
USAI Lighting | USAI Lighting | B4SWF-16C3-27KH-W2-AC-XX-FTIC-UNV-D6F | Light Emitting Diode | Inseparable Luminaire | Direct Wired | 0-10 VDC Controls | 49 | 2700 | 0.001 | 92 | 55 | 449 | 0.96 | Ambient | 50000 |  |  | 99999 | 0.01 | 17 | 4 | 0 | 0 | 0 | 0 | 0 | 0 | 0.08 | 0.03 | 0.03 | 0.01 | 0 | 0 | 0.92 | 0.38 | 0.32 | 0.01 | 0 | 0 | True |  | Non Federally-Regulated | 07/03/2018 |  | 11/29/2018
USAI Lighting | USAI Lighting | B4SWF-12C3-30KH-W2-AC-XX-NCIC-UNV-D6F | Light Emitting Diode | Inseparable Luminaire | Direct Wired | 0-10 VDC Controls | 49 | 3000 | 0 | 92 | 59 | 441 | 0.94 | Ambient | 50000 |  |  | 99999 | 0.01 | 12 | 3 | 0 | 0 | 0 | 0 | 0 | 0 | 0.09 | 0 | 0 | 0 | 0 | 0 | 0.96 | 0.38 | 0.34 | 0.02 | 0 | 0 | True |  | Non Federally-Regulated | 07/03/2018 |  | 11/29/2018
USAI Lighting | USAI Lighting | B4SWF-16C3-30KH-W2-AC-XX-NCIC-UNV-D6F | Light Emitting Diode | Inseparable Luminaire | Direct Wired | 0-10 VDC Controls | 49 | 3000 | 0.001 | 91 | 55 | 449 | 0.96 | Ambient | 50000 |  |  | 99999 | 0.01 | 17 | 4 | 0 | 0 | 0 | 0 | 0 | 0 | 0.08 | 0.03 | 0.03 | 0.01 | 0 | 0 | 0.92 | 0.38 | 0.32 | 0.01 | 0 | 0 | True |  | Non Federally-Regulated | 07/03/2018 |  | 11/29/2018
USAI Lighting | USAI Lighting | B4SWF-12C3-30KH-W2-AC-XX-FTIC-UNV-D6F | Light Emitting Diode | Inseparable Luminaire | Direct Wired | 0-10 VDC Controls | 49 | 3000 | 0 | 92 | 59 | 441 | 0.94 | Ambient | 50000 |  |  | 99999 | 0.01 | 12 | 3 | 0 | 0 | 0 | 0 | 0 | 0 | 0.09 | 0 | 0 | 0 | 0 | 0 | 0.96 | 0.38 | 0.34 | 0.02 | 0 | 0 | True |  | Non Federally-Regulated | 07/03/2018 |  | 11/29/2018
USAI Lighting | USAI Lighting | B4SWF-16C3-30KH-W2-AC-XX-FTIC-UNV-D6F | Light Emitting Diode | Inseparable Luminaire | Direct Wired | 0-10 VDC Controls | 49 | 3000 | 0.001 | 91 | 55 | 449 | 0.96 | Ambient | 50000 |  |  | 99999 | 0.01 | 17 | 4 | 0 | 0 | 0 | 0 | 0 | 0 | 0.08 | 0.03 | 0.03 | 0.01 | 0 | 0 | 0.92 | 0.38 | 0.32 | 0.01 | 0 | 0 | True |  | Non Federally-Regulated | 07/03/2018 |  | 11/29/2018
USAI Lighting | USAI Lighting | B4SWL-12C3-27KH-W2-WH-NCIC-UNV-D6F | Light Emitting Diode | Inseparable Luminaire | Direct Wired | 0-10 VDC Controls | 49 | 2700 | 0 | 93 | 59 | 441 | 0.94 | Ambient | 50000 |  |  | 99999 | 0.01 | 12 | 3 | 0 | 0 | 0 | 0 | 0 | 0 | 0.09 | 0 | 0 | 0 | 0 | 0 | 0.96 | 0.38 | 0.34 | 0.02 | 0 | 0 | True |  | Non Federally-Regulated | 07/03/2018 |  | 11/29/2018
USAI Lighting | USAI Lighting | B4SWL-16C3-27KH-W2-WH-NCIC-UNV-D6F | Light Emitting Diode | Inseparable Luminaire | Direct Wired | 0-10 VDC Controls | 49 | 2700 | 0.001 | 92 | 55 | 449 | 0.96 | Ambient | 50000 |  |  | 99999 | 0.01 | 17 | 4 | 0 | 0 | 0 | 0 | 0 | 0 | 0.08 | 0.03 | 0.03 | 0.01 | 0 | 0 | 0.92 | 0.38 | 0.32 | 0.01 | 0 | 0 | True |  | Non Federally-Regulated | 07/03/2018 |  | 11/29/2018
USAI Lighting | USAI Lighting | B4SWL-12C3-27KH-W2-WH-FTIC-UNV-D6F | Light Emitting Diode | Inseparable Luminaire | Direct Wired | 0-10 VDC Controls | 49 | 2700 | 0 | 93 | 59 | 441 | 0.94 | Ambient | 50000 |  |  | 99999 | 0.01 | 12 | 3 | 0 | 0 | 0 | 0 | 0 | 0 | 0.09 | 0 | 0 | 0 | 0 | 0 | 0.96 | 0.38 | 0.34 | 0.02 | 0 | 0 | True |  | Non Federally-Regulated | 07/03/2018 |  | 11/29/2018
USAI Lighting | USAI Lighting | B4SWL-16C3-27KH-W2-WH-FTIC-UNV-D6F | Light Emitting Diode | Inseparable Luminaire | Direct Wired | 0-10 VDC Controls | 49 | 2700 | 0.001 | 92 | 55 | 449 | 0.96 | Ambient | 50000 |  |  | 99999 | 0.01 | 17 | 4 | 0 | 0 | 0 | 0 | 0 | 0 | 0.08 | 0.03 | 0.03 | 0.01 | 0 | 0 | 0.92 | 0.38 | 0.32 | 0.01 | 0 | 0 | True |  | Non Federally-Regulated | 07/03/2018 |  | 11/29/2018
USAI Lighting | USAI Lighting | B4SWL-12C3-30KH-W2-WH-NCIC-UNV-D6F | Light Emitting Diode | Inseparable Luminaire | Direct Wired | 0-10 VDC Controls | 49 | 3000 | 0 | 92 | 59 | 441 | 0.94 | Ambient | 50000 |  |  | 99999 | 0.01 | 12 | 3 | 0 | 0 | 0 | 0 | 0 | 0 | 0.09 | 0 | 0 | 0 | 0 | 0 | 0.96 | 0.38 | 0.34 | 0.02 | 0 | 0 | True |  | Non Federally-Regulated | 07/03/2018 |  | 11/29/2018
USAI Lighting | USAI Lighting | B4SWL-16C3-30KH-W2-WH-NCIC-UNV-D6F | Light Emitting Diode | Inseparable Luminaire | Direct Wired | 0-10 VDC Controls | 49 | 3000 | 0.001 | 91 | 55 | 449 | 0.96 | Ambient | 50000 |  |  | 99999 | 0.01 | 17 | 4 | 0 | 0 | 0 | 0 | 0 | 0 | 0.08 | 0.03 | 0.03 | 0.01 | 0 | 0 | 0.92 | 0.38 | 0.32 | 0.01 | 0 | 0 | True |  | Non Federally-Regulated | 07/03/2018 |  | 11/29/2018
USAI Lighting | USAI Lighting | B4SWL-12C3-30KH-W2-WH-FTIC-UNV-D6F | Light Emitting Diode | Inseparable Luminaire | Direct Wired | 0-10 VDC Controls | 49 | 3000 | 0 | 92 | 59 | 441 | 0.94 | Ambient | 50000 |  |  | 99999 | 0.01 | 12 | 3 | 0 | 0 | 0 | 0 | 0 | 0 | 0.09 | 0 | 0 | 0 | 0 | 0 | 0.96 | 0.38 | 0.34 | 0.02 | 0 | 0 | True |  | Non Federally-Regulated | 07/03/2018 |  | 11/29/2018
USAI Lighting | USAI Lighting | B4SWL-16C3-30KH-W2-WH-FTIC-UNV-D6F | Light Emitting Diode | Inseparable Luminaire | Direct Wired | 0-10 VDC Controls | 49 | 3000 | 0.001 | 91 | 55 | 449 | 0.96 | Ambient | 50000 |  |  | 99999 | 0.01 | 17 | 4 | 0 | 0 | 0 | 0 | 0 | 0 | 0.08 | 0.03 | 0.03 | 0.01 | 0 | 0 | 0.92 | 0.38 | 0.32 | 0.01 | 0 | 0 | True |  | Non Federally-Regulated | 07/03/2018 |  | 11/29/2018
USAI Lighting | USAI Lighting | B4SWL-12C3-27KH-W2-GR-NCIC-UNV-D6F | Light Emitting Diode | Inseparable Luminaire | Direct Wired | 0-10 VDC Controls | 49 | 2700 | 0 | 93 | 59 | 441 | 0.94 | Ambient | 50000 |  |  | 99999 | 0.01 | 12 | 3 | 0 | 0 | 0 | 0 | 0 | 0 | 0.09 | 0 | 0 | 0 | 0 | 0 | 0.96 | 0.38 | 0.34 | 0.02 | 0 | 0 | True |  | Non Federally-Regulated | 07/03/2018 |  | 11/29/2018
USAI Lighting | USAI Lighting | B4SWL-16C3-27KH-W2-GR-NCIC-UNV-D6F | Light Emitting Diode | Inseparable Luminaire | Direct Wired | 0-10 VDC Controls | 49 | 2700 | 0.001 | 92 | 55 | 449 | 0.96 | Ambient | 50000 |  |  | 99999 | 0.01 | 17 | 4 | 0 | 0 | 0 | 0 | 0 | 0 | 0.08 | 0.03 | 0.03 | 0.01 | 0 | 0 | 0.92 | 0.38 | 0.32 | 0.01 | 0 | 0 | True |  | Non Federally-Regulated | 07/03/2018 |  | 11/29/2018
USAI Lighting | USAI Lighting | B4SWL-12C3-27KH-W2-GR-FTIC-UNV-D6F | Light Emitting Diode | Inseparable Luminaire | Direct Wired | 0-10 VDC Controls | 49 | 2700 | 0 | 93 | 59 | 441 | 0.94 | Ambient | 50000 |  |  | 99999 | 0.01 | 12 | 3 | 0 | 0 | 0 | 0 | 0 | 0 | 0.09 | 0 | 0 | 0 | 0 | 0 | 0.96 | 0.38 | 0.34 | 0.02 | 0 | 0 | True |  | Non Federally-Regulated | 07/03/2018 |  | 11/29/2018
USAI Lighting | USAI Lighting | B4SWL-16C3-27KH-W2-GR-FTIC-UNV-D6F | Light Emitting Diode | Inseparable Luminaire | Direct Wired | 0-10 VDC Controls | 49 | 2700 | 0.001 | 92 | 55 | 449 | 0.96 | Ambient | 50000 |  |  | 99999 | 0.01 | 17 | 4 | 0 | 0 | 0 | 0 | 0 | 0 | 0.08 | 0.03 | 0.03 | 0.01 | 0 | 0 | 0.92 | 0.38 | 0.32 | 0.01 | 0 | 0 | True |  | Non Federally-Regulated | 07/03/2018 |  | 11/29/2018
USAI Lighting | USAI Lighting | B4SWL-12C3-30KH-W2-GR-NCIC-UNV-D6F | Light Emitting Diode | Inseparable Luminaire | Direct Wired | 0-10 VDC Controls | 49 | 3000 | 0 | 92 | 59 | 441 | 0.94 | Ambient | 50000 |  |  | 99999 | 0.01 | 12 | 3 | 0 | 0 | 0 | 0 | 0 | 0 | 0.09 | 0 | 0 | 0 | 0 | 0 | 0.96 | 0.38 | 0.34 | 0.02 | 0 | 0 | True |  | Non Federally-Regulated | 07/03/2018 |  | 11/29/2018
USAI Lighting | USAI Lighting | B4SWL-16C3-30KH-W2-GR-NCIC-UNV-D6F | Light Emitting Diode | Inseparable Luminaire | Direct Wired | 0-10 VDC Controls | 49 | 3000 | 0.001 | 91 | 55 | 449 | 0.96 | Ambient | 50000 |  |  | 99999 | 0.01 | 17 | 4 | 0 | 0 | 0 | 0 | 0 | 0 | 0.08 | 0.03 | 0.03 | 0.01 | 0 | 0 | 0.92 | 0.38 | 0.32 | 0.01 | 0 | 0 | True |  | Non Federally-Regulated | 07/03/2018 |  | 11/29/2018
USAI Lighting | USAI Lighting | B4SWL-12C3-30KH-W2-GR-FTIC-UNV-D6F | Light Emitting Diode | Inseparable Luminaire | Direct Wired | 0-10 VDC Controls | 49 | 3000 | 0 | 92 | 59 | 441 | 0.94 | Ambient | 50000 |  |  | 99999 | 0.01 | 12 | 3 | 0 | 0 | 0 | 0 | 0 | 0 | 0.09 | 0 | 0 | 0 | 0 | 0 | 0.96 | 0.38 | 0.34 | 0.02 | 0 | 0 | True |  | Non Federally-Regulated | 07/03/2018 |  | 11/29/2018
USAI Lighting | USAI Lighting | B4SWL-16C3-30KH-W2-GR-FTIC-UNV-D6F | Light Emitting Diode | Inseparable Luminaire | Direct Wired | 0-10 VDC Controls | 49 | 3000 | 0.001 | 91 | 55 | 449 | 0.96 | Ambient | 50000 |  |  | 99999 | 0.01 | 17 | 4 | 0 | 0 | 0 | 0 | 0 | 0 | 0.08 | 0.03 | 0.03 | 0.01 | 0 | 0 | 0.92 | 0.38 | 0.32 | 0.01 | 0 | 0 | True |  | Non Federally-Regulated | 07/03/2018 |  | 11/29/2018
USAI Lighting | USAI Lighting | B4SWL-12C3-27KH-W2-AC-NCIC-UNV-D6F | Light Emitting Diode | Inseparable Luminaire | Direct Wired | 0-10 VDC Controls | 49 | 2700 | 0 | 93 | 59 | 441 | 0.94 | Ambient | 50000 |  |  | 99999 | 0.01 | 12 | 3 | 0 | 0 | 0 | 0 | 0 | 0 | 0.09 | 0 | 0 | 0 | 0 | 0 | 0.96 | 0.38 | 0.34 | 0.02 | 0 | 0 | True |  | Non Federally-Regulated | 07/03/2018 |  | 11/29/2018
USAI Lighting | USAI Lighting | B4SWL-16C3-27KH-W2-AC-NCIC-UNV-D6F | Light Emitting Diode | Inseparable Luminaire | Direct Wired | 0-10 VDC Controls | 49 | 2700 | 0.001 | 92 | 55 | 449 | 0.96 | Ambient | 50000 |  |  | 99999 | 0.01 | 17 | 4 | 0 | 0 | 0 | 0 | 0 | 0 | 0.08 | 0.03 | 0.03 | 0.01 | 0 | 0 | 0.92 | 0.38 | 0.32 | 0.01 | 0 | 0 | True |  | Non Federally-Regulated | 07/03/2018 |  | 11/29/2018
USAI Lighting | USAI Lighting | B4SWL-12C3-27KH-W2-AC-FTIC-UNV-D6F | Light Emitting Diode | Inseparable Luminaire | Direct Wired | 0-10 VDC Controls | 49 | 2700 | 0 | 93 | 59 | 441 | 0.94 | Ambient | 50000 |  |  | 99999 | 0.01 | 12 | 3 | 0 | 0 | 0 | 0 | 0 | 0 | 0.09 | 0 | 0 | 0 | 0 | 0 | 0.96 | 0.38 | 0.34 | 0.02 | 0 | 0 | True |  | Non Federally-Regulated | 07/03/2018 |  | 11/29/2018
USAI Lighting | USAI Lighting | B4SWL-16C3-27KH-W2-AC-FTIC-UNV-D6F | Light Emitting Diode | Inseparable Luminaire | Direct Wired | 0-10 VDC Controls | 49 | 2700 | 0.001 | 92 | 55 | 449 | 0.96 | Ambient | 50000 |  |  | 99999 | 0.01 | 17 | 4 | 0 | 0 | 0 | 0 | 0 | 0 | 0.08 | 0.03 | 0.03 | 0.01 | 0 | 0 | 0.92 | 0.38 | 0.32 | 0.01 | 0 | 0 | True |  | Non Federally-Regulated | 07/03/2018 |  | 11/29/2018
USAI Lighting | USAI Lighting | B4SWL-12C3-30KH-W2-AC-NCIC-UNV-D6F | Light Emitting Diode | Inseparable Luminaire | Direct Wired | 0-10 VDC Controls | 49 | 3000 | 0 | 92 | 59 | 441 | 0.94 | Ambient | 50000 |  |  | 99999 | 0.01 | 12 | 3 | 0 | 0 | 0 | 0 | 0 | 0 | 0.09 | 0 | 0 | 0 | 0 | 0 | 0.96 | 0.38 | 0.34 | 0.02 | 0 | 0 | True |  | Non Federally-Regulated | 07/03/2018 |  | 11/29/2018
USAI Lighting | USAI Lighting | B4SWL-16C3-30KH-W2-AC-NCIC-UNV-D6F | Light Emitting Diode | Inseparable Luminaire | Direct Wired | 0-10 VDC Controls | 49 | 3000 | 0.001 | 91 | 55 | 449 | 0.96 | Ambient | 50000 |  |  | 99999 | 0.01 | 17 | 4 | 0 | 0 | 0 | 0 | 0 | 0 | 0.08 | 0.03 | 0.03 | 0.01 | 0 | 0 | 0.92 | 0.38 | 0.32 | 0.01 | 0 | 0 | True |  | Non Federally-Regulated | 07/03/2018 |  | 11/29/2018
USAI Lighting | USAI Lighting | B4SWL-12C3-30KH-W2-AC-FTIC-UNV-D6F | Light Emitting Diode | Inseparable Luminaire | Direct Wired | 0-10 VDC Controls | 49 | 3000 | 0 | 92 | 59 | 441 | 0.94 | Ambient | 50000 |  |  | 99999 | 0.01 | 12 | 3 | 0 | 0 | 0 | 0 | 0 | 0 | 0.09 | 0 | 0 | 0 | 0 | 0 | 0.96 | 0.38 | 0.34 | 0.02 | 0 | 0 | True |  | Non Federally-Regulated | 07/03/2018 |  | 11/29/2018
USAI Lighting | USAI Lighting | B4SWL-16C3-30KH-W2-AC-FTIC-UNV-D6F | Light Emitting Diode | Inseparable Luminaire | Direct Wired | 0-10 VDC Controls | 49 | 3000 | 0.001 | 91 | 55 | 449 | 0.96 | Ambient | 50000 |  |  | 99999 | 0.01 | 17 | 4 | 0 | 0 | 0 | 0 | 0 | 0 | 0.08 | 0.03 | 0.03 | 0.01 | 0 | 0 | 0.92 | 0.38 | 0.32 | 0.01 | 0 | 0 | True |  | Non Federally-Regulated | 07/03/2018 |  | 11/29/2018
USAI Lighting | USAI Lighting | B4SWM-12C3-27KH-W2-WH-WH-NCIC-UNV-D6F | Light Emitting Diode | Inseparable Luminaire | Direct Wired | 0-10 VDC Controls | 49 | 2700 | 0 | 93 | 59 | 441 | 0.94 | Ambient | 50000 |  |  | 99999 | 0.01 | 12 | 3 | 0 | 0 | 0 | 0 | 0 | 0 | 0.09 | 0 | 0 | 0 | 0 | 0 | 0.96 | 0.38 | 0.34 | 0.02 | 0 | 0 | True |  | Non Federally-Regulated | 07/03/2018 |  | 11/29/2018
USAI Lighting | USAI Lighting | B4SWM-16C3-27KH-W2-WH-WH-NCIC-UNV-D6F | Light Emitting Diode | Inseparable Luminaire | Direct Wired | 0-10 VDC Controls | 49 | 2700 | 0.001 | 92 | 55 | 449 | 0.96 | Ambient | 50000 |  |  | 99999 | 0.01 | 17 | 4 | 0 | 0 | 0 | 0 | 0 | 0 | 0.08 | 0.03 | 0.03 | 0.01 | 0 | 0 | 0.92 | 0.38 | 0.32 | 0.01 | 0 | 0 | True |  | Non Federally-Regulated | 07/03/2018 |  | 11/29/2018
USAI Lighting | USAI Lighting | B4SWM-12C3-27KH-W2-WH-WH-FTIC-UNV-D6F | Light Emitting Diode | Inseparable Luminaire | Direct Wired | 0-10 VDC Controls | 49 | 2700 | 0 | 93 | 59 | 441 | 0.94 | Ambient | 50000 |  |  | 99999 | 0.01 | 12 | 3 | 0 | 0 | 0 | 0 | 0 | 0 | 0.09 | 0 | 0 | 0 | 0 | 0 | 0.96 | 0.38 | 0.34 | 0.02 | 0 | 0 | True |  | Non Federally-Regulated | 07/03/2018 |  | 11/29/2018
USAI Lighting | USAI Lighting | B4SWM-16C3-27KH-W2-WH-WH-FTIC-UNV-D6F | Light Emitting Diode | Inseparable Luminaire | Direct Wired | 0-10 VDC Controls | 49 | 2700 | 0.001 | 92 | 55 | 449 | 0.96 | Ambient | 50000 |  |  | 99999 | 0.01 | 17 | 4 | 0 | 0 | 0 | 0 | 0 | 0 | 0.08 | 0.03 | 0.03 | 0.01 | 0 | 0 | 0.92 | 0.38 | 0.32 | 0.01 | 0 | 0 | True |  | Non Federally-Regulated | 07/03/2018 |  | 11/29/2018
USAI Lighting | USAI Lighting | B4SWM-12C3-30KH-W2-WH-WH-NCIC-UNV-D6F | Light Emitting Diode | Inseparable Luminaire | Direct Wired | 0-10 VDC Controls | 49 | 3000 | 0 | 92 | 59 | 441 | 0.94 | Ambient | 50000 |  |  | 99999 | 0.01 | 12 | 3 | 0 | 0 | 0 | 0 | 0 | 0 | 0.09 | 0 | 0 | 0 | 0 | 0 | 0.96 | 0.38 | 0.34 | 0.02 | 0 | 0 | True |  | Non Federally-Regulated | 07/03/2018 |  | 11/29/2018
USAI Lighting | USAI Lighting | B4SWM-16C3-30KH-W2-WH-WH-NCIC-UNV-D6F | Light Emitting Diode | Inseparable Luminaire | Direct Wired | 0-10 VDC Controls | 49 | 3000 | 0.001 | 91 | 55 | 449 | 0.96 | Ambient | 50000 |  |  | 99999 | 0.01 | 17 | 4 | 0 | 0 | 0 | 0 | 0 | 0 | 0.08 | 0.03 | 0.03 | 0.01 | 0 | 0 | 0.92 | 0.38 | 0.32 | 0.01 | 0 | 0 | True |  | Non Federally-Regulated | 07/03/2018 |  | 11/29/2018
USAI Lighting | USAI Lighting | B4SWM-12C3-30KH-W2-WH-WH-FTIC-UNV-D6F | Light Emitting Diode | Inseparable Luminaire | Direct Wired | 0-10 VDC Controls | 49 | 3000 | 0 | 92 | 59 | 441 | 0.94 | Ambient | 50000 |  |  | 99999 | 0.01 | 12 | 3 | 0 | 0 | 0 | 0 | 0 | 0 | 0.09 | 0 | 0 | 0 | 0 | 0 | 0.96 | 0.38 | 0.34 | 0.02 | 0 | 0 | True |  | Non Federally-Regulated | 07/03/2018 |  | 11/29/2018
USAI Lighting | USAI Lighting | B4SWM-16C3-30KH-W2-WH-WH-FTIC-UNV-D6F | Light Emitting Diode | Inseparable Luminaire | Direct Wired | 0-10 VDC Controls | 49 | 3000 | 0.001 | 91 | 55 | 449 | 0.96 | Ambient | 50000 |  |  | 99999 | 0.01 | 17 | 4 | 0 | 0 | 0 | 0 | 0 | 0 | 0.08 | 0.03 | 0.03 | 0.01 | 0 | 0 | 0.92 | 0.38 | 0.32 | 0.01 | 0 | 0 | True |  | Non Federally-Regulated | 07/03/2018 |  | 11/29/2018
USAI Lighting | USAI Lighting | B4SWM-12C3-27KH-W2-GR-GR-NCIC-UNV-D6F | Light Emitting Diode | Inseparable Luminaire | Direct Wired | 0-10 VDC Controls | 49 | 2700 | 0 | 93 | 59 | 441 | 0.94 | Ambient | 50000 |  |  | 99999 | 0.01 | 12 | 3 | 0 | 0 | 0 | 0 | 0 | 0 | 0.09 | 0 | 0 | 0 | 0 | 0 | 0.96 | 0.38 | 0.34 | 0.02 | 0 | 0 | True |  | Non Federally-Regulated | 07/03/2018 |  | 11/29/2018
USAI Lighting | USAI Lighting | B4SWM-16C3-27KH-W2-GR-GR-NCIC-UNV-D6F | Light Emitting Diode | Inseparable Luminaire | Direct Wired | 0-10 VDC Controls | 49 | 2700 | 0.001 | 92 | 55 | 449 | 0.96 | Ambient | 50000 |  |  | 99999 | 0.01 | 17 | 4 | 0 | 0 | 0 | 0 | 0 | 0 | 0.08 | 0.03 | 0.03 | 0.01 | 0 | 0 | 0.92 | 0.38 | 0.32 | 0.01 | 0 | 0 | True |  | Non Federally-Regulated | 07/03/2018 |  | 11/29/2018
USAI Lighting | USAI Lighting | B4SWM-12C3-27KH-W2-GR-GR-FTIC-UNV-D6F | Light Emitting Diode | Inseparable Luminaire | Direct Wired | 0-10 VDC Controls | 49 | 2700 | 0 | 93 | 59 | 441 | 0.94 | Ambient | 50000 |  |  | 99999 | 0.01 | 12 | 3 | 0 | 0 | 0 | 0 | 0 | 0 | 0.09 | 0 | 0 | 0 | 0 | 0 | 0.96 | 0.38 | 0.34 | 0.02 | 0 | 0 | True |  | Non Federally-Regulated | 07/03/2018 |  | 11/29/2018
USAI Lighting | USAI Lighting | B4SWM-16C3-27KH-W2-GR-GR-FTIC-UNV-D6F | Light Emitting Diode | Inseparable Luminaire | Direct Wired | 0-10 VDC Controls | 49 | 2700 | 0.001 | 92 | 55 | 449 | 0.96 | Ambient | 50000 |  |  | 99999 | 0.01 | 17 | 4 | 0 | 0 | 0 | 0 | 0 | 0 | 0.08 | 0.03 | 0.03 | 0.01 | 0 | 0 | 0.92 | 0.38 | 0.32 | 0.01 | 0 | 0 | True |  | Non Federally-Regulated | 07/03/2018 |  | 11/29/2018
USAI Lighting | USAI Lighting | B4SWM-12C3-30KH-W2-GR-GR-NCIC-UNV-D6F | Light Emitting Diode | Inseparable Luminaire | Direct Wired | 0-10 VDC Controls | 49 | 3000 | 0 | 92 | 59 | 441 | 0.94 | Ambient | 50000 |  |  | 99999 | 0.01 | 12 | 3 | 0 | 0 | 0 | 0 | 0 | 0 | 0.09 | 0 | 0 | 0 | 0 | 0 | 0.96 | 0.38 | 0.34 | 0.02 | 0 | 0 | True |  | Non Federally-Regulated | 07/03/2018 |  | 11/29/2018
USAI Lighting | USAI Lighting | B4SWM-16C3-30KH-W2-GR-GR-NCIC-UNV-D6F | Light Emitting Diode | Inseparable Luminaire | Direct Wired | 0-10 VDC Controls | 49 | 3000 | 0.001 | 91 | 55 | 449 | 0.96 | Ambient | 50000 |  |  | 99999 | 0.01 | 17 | 4 | 0 | 0 | 0 | 0 | 0 | 0 | 0.08 | 0.03 | 0.03 | 0.01 | 0 | 0 | 0.92 | 0.38 | 0.32 | 0.01 | 0 | 0 | True |  | Non Federally-Regulated | 07/03/2018 |  | 11/29/2018
USAI Lighting | USAI Lighting | B4SWM-12C3-30KH-W2-GR-GR-FTIC-UNV-D6F | Light Emitting Diode | Inseparable Luminaire | Direct Wired | 0-10 VDC Controls | 49 | 3000 | 0 | 92 | 59 | 441 | 0.94 | Ambient | 50000 |  |  | 99999 | 0.01 | 12 | 3 | 0 | 0 | 0 | 0 | 0 | 0 | 0.09 | 0 | 0 | 0 | 0 | 0 | 0.96 | 0.38 | 0.34 | 0.02 | 0 | 0 | True |  | Non Federally-Regulated | 07/03/2018 |  | 11/29/2018
USAI Lighting | USAI Lighting | B4SWM-16C3-30KH-W2-GR-GR-FTIC-UNV-D6F | Light Emitting Diode | Inseparable Luminaire | Direct Wired | 0-10 VDC Controls | 49 | 3000 | 0.001 | 91 | 55 | 449 | 0.96 | Ambient | 50000 |  |  | 99999 | 0.01 | 17 | 4 | 0 | 0 | 0 | 0 | 0 | 0 | 0.08 | 0.03 | 0.03 | 0.01 | 0 | 0 | 0.92 | 0.38 | 0.32 | 0.01 | 0 | 0 | True |  | Non Federally-Regulated | 07/03/2018 |  | 11/29/2018
USAI Lighting | USAI Lighting | B4SWM-12C3-27KH-W2-AC-XX-NCIC-UNV-D6F | Light Emitting Diode | Inseparable Luminaire | Direct Wired | 0-10 VDC Controls | 49 | 2700 | 0 | 93 | 59 | 441 | 0.94 | Ambient | 50000 |  |  | 99999 | 0.01 | 12 | 3 | 0 | 0 | 0 | 0 | 0 | 0 | 0.09 | 0 | 0 | 0 | 0 | 0 | 0.96 | 0.38 | 0.34 | 0.02 | 0 | 0 | True |  | Non Federally-Regulated | 07/03/2018 |  | 11/29/2018
USAI Lighting | USAI Lighting | B4SWM-16C3-27KH-W2-AC-XX-NCIC-UNV-D6F | Light Emitting Diode | Inseparable Luminaire | Direct Wired | 0-10 VDC Controls | 49 | 2700 | 0.001 | 92 | 55 | 449 | 0.96 | Ambient | 50000 |  |  | 99999 | 0.01 | 17 | 4 | 0 | 0 | 0 | 0 | 0 | 0 | 0.08 | 0.03 | 0.03 | 0.01 | 0 | 0 | 0.92 | 0.38 | 0.32 | 0.01 | 0 | 0 | True |  | Non Federally-Regulated | 07/03/2018 |  | 11/29/2018
USAI Lighting | USAI Lighting | B4SWM-12C3-27KH-W2-AC-XX-FTIC-UNV-D6F | Light Emitting Diode | Inseparable Luminaire | Direct Wired | 0-10 VDC Controls | 49 | 2700 | 0 | 93 | 59 | 441 | 0.94 | Ambient | 50000 |  |  | 99999 | 0.01 | 12 | 3 | 0 | 0 | 0 | 0 | 0 | 0 | 0.09 | 0 | 0 | 0 | 0 | 0 | 0.96 | 0.38 | 0.34 | 0.02 | 0 | 0 | True |  | Non Federally-Regulated | 07/03/2018 |  | 11/29/2018
USAI Lighting | USAI Lighting | B4SWM-16C3-27KH-W2-AC-XX-FTIC-UNV-D6F | Light Emitting Diode | Inseparable Luminaire | Direct Wired | 0-10 VDC Controls | 49 | 2700 | 0.001 | 92 | 55 | 449 | 0.96 | Ambient | 50000 |  |  | 99999 | 0.01 | 17 | 4 | 0 | 0 | 0 | 0 | 0 | 0 | 0.08 | 0.03 | 0.03 | 0.01 | 0 | 0 | 0.92 | 0.38 | 0.32 | 0.01 | 0 | 0 | True |  | Non Federally-Regulated | 07/03/2018 |  | 11/29/2018
USAI Lighting | USAI Lighting | B4SWM-12C3-30KH-W2-AC-XX-NCIC-UNV-D6F | Light Emitting Diode | Inseparable Luminaire | Direct Wired | 0-10 VDC Controls | 49 | 3000 | 0 | 92 | 59 | 441 | 0.94 | Ambient | 50000 |  |  | 99999 | 0.01 | 12 | 3 | 0 | 0 | 0 | 0 | 0 | 0 | 0.09 | 0 | 0 | 0 | 0 | 0 | 0.96 | 0.38 | 0.34 | 0.02 | 0 | 0 | True |  | Non Federally-Regulated | 07/03/2018 |  | 11/29/2018
USAI Lighting | USAI Lighting | B4SWM-16C3-30KH-W2-AC-XX-NCIC-UNV-D6F | Light Emitting Diode | Inseparable Luminaire | Direct Wired | 0-10 VDC Controls | 49 | 3000 | 0.001 | 91 | 55 | 449 | 0.96 | Ambient | 50000 |  |  | 99999 | 0.01 | 17 | 4 | 0 | 0 | 0 | 0 | 0 | 0 | 0.08 | 0.03 | 0.03 | 0.01 | 0 | 0 | 0.92 | 0.38 | 0.32 | 0.01 | 0 | 0 | True |  | Non Federally-Regulated | 07/03/2018 |  | 11/29/2018
USAI Lighting | USAI Lighting | B4SWM-12C3-30KH-W2-AC-XX-FTIC-UNV-D6F | Light Emitting Diode | Inseparable Luminaire | Direct Wired | 0-10 VDC Controls | 49 | 3000 | 0 | 92 | 59 | 441 | 0.94 | Ambient | 50000 |  |  | 99999 | 0.01 | 12 | 3 | 0 | 0 | 0 | 0 | 0 | 0 | 0.09 | 0 | 0 | 0 | 0 | 0 | 0.96 | 0.38 | 0.34 | 0.02 | 0 | 0 | True |  | Non Federally-Regulated | 07/03/2018 |  | 11/29/2018
USAI Lighting | USAI Lighting | B4SWM-16C3-30KH-W2-AC-XX-FTIC-UNV-D6F | Light Emitting Diode | Inseparable Luminaire | Direct Wired | 0-10 VDC Controls | 49 | 3000 | 0.001 | 91 | 55 | 449 | 0.96 | Ambient | 50000 |  |  | 99999 | 0.01 | 17 | 4 | 0 | 0 | 0 | 0 | 0 | 0 | 0.08 | 0.03 | 0.03 | 0.01 | 0 | 0 | 0.92 | 0.38 | 0.32 | 0.01 | 0 | 0 | True |  | Non Federally-Regulated | 07/03/2018 |  | 11/29/2018
USAI Lighting | USAI Lighting | B3SAM-09X1-30KH-20-S-GR-NCIC-UNV-D6A | Light Emitting Diode | Inseparable Luminaire | Direct Wired | 0-10 VDC Controls | 77 | 3000 | 0.001 | 91 | 52 | 433 | 0.96 | Ambient | 50000 |  |  | 99999 | 0.01 | 13 | 4 | 0.01 | 0.01 | 0 | 0 | 0 | 0 | 0.09 | 0.02 | 0 | 0 | 0 | 0 | 0.85 | 0 | 0 | 0 | 0 | 0 | True |  | Non Federally-Regulated | 06/29/2018 |  | 11/29/2018
USAI Lighting | USAI Lighting | B3SAM-09X1-30KH-20-S-GR-NCIC-UNV-D6B | Light Emitting Diode | Inseparable Luminaire | Direct Wired | 0-10 VDC Controls | 77 | 3000 | 0.001 | 91 | 52 | 433 | 0.96 | Ambient | 50000 |  |  | 99999 | 0.01 | 13 | 4 | 0.01 | 0.01 | 0 | 0 | 0 | 0 | 0.09 | 0.02 | 0 | 0 | 0 | 0 | 0.85 | 0 | 0 | 0 | 0 | 0 | True |  | Non Federally-Regulated | 06/29/2018 |  | 11/29/2018
USAI Lighting | USAI Lighting | B3SAM-09X1-30KH-20-S-GR-NCIC-UNV-D6E | Light Emitting Diode | Inseparable Luminaire | Direct Wired | 0-10 VDC Controls | 77 | 3000 | 0.001 | 91 | 52 | 433 | 0.96 | Ambient | 50000 |  |  | 99999 | 0.01 | 13 | 4 | 0.01 | 0.01 | 0 | 0 | 0 | 0 | 0.09 | 0.02 | 0 | 0 | 0 | 0 | 0.85 | 0 | 0 | 0 | 0 | 0 | True |  | Non Federally-Regulated | 06/29/2018 |  | 11/29/2018
USAI Lighting | USAI Lighting | B3SAM-09X1-30KH-20-S-GR-NCIC-UNV-D6F | Light Emitting Diode | Inseparable Luminaire | Direct Wired | 0-10 VDC Controls | 77 | 3000 | 0.001 | 91 | 52 | 433 | 0.96 | Ambient | 50000 |  |  | 99999 | 0.01 | 13 | 4 | 0.01 | 0.01 | 0 | 0 | 0 | 0 | 0.09 | 0.02 | 0 | 0 | 0 | 0 | 0.85 | 0 | 0 | 0 | 0 | 0 | True |  | Non Federally-Regulated | 06/29/2018 |  | 11/29/2018
USAI Lighting | USAI Lighting | B3SAM-09X1-30KH-20-S-WH-NCIC-UNV-D6A | Light Emitting Diode | Inseparable Luminaire | Direct Wired | 0-10 VDC Controls | 77 | 3000 | 0.001 | 91 | 52 | 433 | 0.96 | Ambient | 50000 |  |  | 99999 | 0.01 | 13 | 4 | 0.01 | 0.01 | 0 | 0 | 0 | 0 | 0.09 | 0.02 | 0 | 0 | 0 | 0 | 0.85 | 0 | 0 | 0 | 0 | 0 | True |  | Non Federally-Regulated | 06/29/2018 |  | 11/29/2018
USAI Lighting | USAI Lighting | B3SAM-09X1-30KH-20-S-WH-NCIC-UNV-D6B | Light Emitting Diode | Inseparable Luminaire | Direct Wired | 0-10 VDC Controls | 77 | 3000 | 0.001 | 91 | 52 | 433 | 0.96 | Ambient | 50000 |  |  | 99999 | 0.01 | 13 | 4 | 0.01 | 0.01 | 0 | 0 | 0 | 0 | 0.09 | 0.02 | 0 | 0 | 0 | 0 | 0.85 | 0 | 0 | 0 | 0 | 0 | True |  | Non Federally-Regulated | 06/29/2018 |  | 11/29/2018
USAI Lighting | USAI Lighting | B3SAM-09X1-30KH-20-S-WH-NCIC-UNV-D6E | Light Emitting Diode | Inseparable Luminaire | Direct Wired | 0-10 VDC Controls | 77 | 3000 | 0.001 | 91 | 52 | 433 | 0.96 | Ambient | 50000 |  |  | 99999 | 0.01 | 13 | 4 | 0.01 | 0.01 | 0 | 0 | 0 | 0 | 0.09 | 0.02 | 0 | 0 | 0 | 0 | 0.85 | 0 | 0 | 0 | 0 | 0 | True |  | Non Federally-Regulated | 06/29/2018 |  | 11/29/2018
USAI Lighting | USAI Lighting | B3SAM-09X1-30KH-20-S-WH-NCIC-UNV-D6F | Light Emitting Diode | Inseparable Luminaire | Direct Wired | 0-10 VDC Controls | 77 | 3000 | 0.001 | 91 | 52 | 433 | 0.96 | Ambient | 50000 |  |  | 99999 | 0.01 | 13 | 4 | 0.01 | 0.01 | 0 | 0 | 0 | 0 | 0.09 | 0.02 | 0 | 0 | 0 | 0 | 0.85 | 0 | 0 | 0 | 0 | 0 | True |  | Non Federally-Regulated | 06/29/2018 |  | 11/29/2018
USAI Lighting | USAI Lighting | B3SAM-09X1-35KH-20-S-BL-NCIC-UNV-D6A | Light Emitting Diode | Inseparable Luminaire | Direct Wired | 0-10 VDC Controls | 82 | 3500 | 0.001 | 91 | 52 | 433 | 0.96 | Ambient | 50000 |  |  | 99999 | 0.01 | 13 | 4 | 0.01 | 0.01 | 0 | 0 | 0 | 0 | 0.09 | 0.02 | 0 | 0 | 0 | 0 | 0.85 | 0 | 0 | 0 | 0 | 0 | True |  | Non Federally-Regulated | 06/29/2018 |  | 11/29/2018
USAI Lighting | USAI Lighting | B3SAM-09X1-35KH-20-S-BL-NCIC-UNV-D6B | Light Emitting Diode | Inseparable Luminaire | Direct Wired | 0-10 VDC Controls | 82 | 3500 | 0.001 | 91 | 52 | 433 | 0.96 | Ambient | 50000 |  |  | 99999 | 0.01 | 13 | 4 | 0.01 | 0.01 | 0 | 0 | 0 | 0 | 0.09 | 0.02 | 0 | 0 | 0 | 0 | 0.85 | 0 | 0 | 0 | 0 | 0 | True |  | Non Federally-Regulated | 06/29/2018 |  | 11/29/2018
USAI Lighting | USAI Lighting | B3SAM-09X1-35KH-20-S-BL-NCIC-UNV-D6E | Light Emitting Diode | Inseparable Luminaire | Direct Wired | 0-10 VDC Controls | 82 | 3500 | 0.001 | 91 | 52 | 433 | 0.96 | Ambient | 50000 |  |  | 99999 | 0.01 | 13 | 4 | 0.01 | 0.01 | 0 | 0 | 0 | 0 | 0.09 | 0.02 | 0 | 0 | 0 | 0 | 0.85 | 0 | 0 | 0 | 0 | 0 | True |  | Non Federally-Regulated | 06/29/2018 |  | 11/29/2018
USAI Lighting | USAI Lighting | B3SAM-09X1-35KH-20-S-BL-NCIC-UNV-D6F | Light Emitting Diode | Inseparable Luminaire | Direct Wired | 0-10 VDC Controls | 82 | 3500 | 0.001 | 91 | 52 | 433 | 0.96 | Ambient | 50000 |  |  | 99999 | 0.01 | 13 | 4 | 0.01 | 0.01 | 0 | 0 | 0 | 0 | 0.09 | 0.02 | 0 | 0 | 0 | 0 | 0.85 | 0 | 0 | 0 | 0 | 0 | True |  | Non Federally-Regulated | 06/29/2018 |  | 11/29/2018
USAI Lighting | USAI Lighting | B3SAM-09X1-35KH-20-S-BZ-NCIC-UNV-D6A | Light Emitting Diode | Inseparable Luminaire | Direct Wired | 0-10 VDC Controls | 82 | 3500 | 0.001 | 91 | 52 | 433 | 0.96 | Ambient | 50000 |  |  | 99999 | 0.01 | 13 | 4 | 0.01 | 0.01 | 0 | 0 | 0 | 0 | 0.09 | 0.02 | 0 | 0 | 0 | 0 | 0.85 | 0 | 0 | 0 | 0 | 0 | True |  | Non Federally-Regulated | 06/29/2018 |  | 11/29/2018
USAI Lighting | USAI Lighting | B3SAM-09X1-35KH-20-S-BZ-NCIC-UNV-D6B | Light Emitting Diode | Inseparable Luminaire | Direct Wired | 0-10 VDC Controls | 82 | 3500 | 0.001 | 91 | 52 | 433 | 0.96 | Ambient | 50000 |  |  | 99999 | 0.01 | 13 | 4 | 0.01 | 0.01 | 0 | 0 | 0 | 0 | 0.09 | 0.02 | 0 | 0 | 0 | 0 | 0.85 | 0 | 0 | 0 | 0 | 0 | True |  | Non Federally-Regulated | 06/29/2018 |  | 11/29/2018
USAI Lighting | USAI Lighting | B3SAM-09X1-35KH-20-S-BZ-NCIC-UNV-D6E | Light Emitting Diode | Inseparable Luminaire | Direct Wired | 0-10 VDC Controls | 82 | 3500 | 0.001 | 91 | 52 | 433 | 0.96 | Ambient | 50000 |  |  | 99999 | 0.01 | 13 | 4 | 0.01 | 0.01 | 0 | 0 | 0 | 0 | 0.09 | 0.02 | 0 | 0 | 0 | 0 | 0.85 | 0 | 0 | 0 | 0 | 0 | True |  | Non Federally-Regulated | 06/29/2018 |  | 11/29/2018
USAI Lighting | USAI Lighting | B3SAM-09X1-35KH-20-S-BZ-NCIC-UNV-D6F | Light Emitting Diode | Inseparable Luminaire | Direct Wired | 0-10 VDC Controls | 82 | 3500 | 0.001 | 91 | 52 | 433 | 0.96 | Ambient | 50000 |  |  | 99999 | 0.01 | 13 | 4 | 0.01 | 0.01 | 0 | 0 | 0 | 0 | 0.09 | 0.02 | 0 | 0 | 0 | 0 | 0.85 | 0 | 0 | 0 | 0 | 0 | True |  | Non Federally-Regulated | 06/29/2018 |  | 11/29/2018
USAI Lighting | USAI Lighting | B3SAM-09X1-35KH-20-S-GR-NCIC-UNV-D6A | Light Emitting Diode | Inseparable Luminaire | Direct Wired | 0-10 VDC Controls | 82 | 3500 | 0.001 | 91 | 52 | 433 | 0.96 | Ambient | 50000 |  |  | 99999 | 0.01 | 13 | 4 | 0.01 | 0.01 | 0 | 0 | 0 | 0 | 0.09 | 0.02 | 0 | 0 | 0 | 0 | 0.85 | 0 | 0 | 0 | 0 | 0 | True |  | Non Federally-Regulated | 06/29/2018 |  | 11/29/2018
USAI Lighting | USAI Lighting | B3SAM-09X1-35KH-20-S-GR-NCIC-UNV-D6B | Light Emitting Diode | Inseparable Luminaire | Direct Wired | 0-10 VDC Controls | 82 | 3500 | 0.001 | 91 | 52 | 433 | 0.96 | Ambient | 50000 |  |  | 99999 | 0.01 | 13 | 4 | 0.01 | 0.01 | 0 | 0 | 0 | 0 | 0.09 | 0.02 | 0 | 0 | 0 | 0 | 0.85 | 0 | 0 | 0 | 0 | 0 | True |  | Non Federally-Regulated | 06/29/2018 |  | 11/29/2018
USAI Lighting | USAI Lighting | B3SAM-09X1-35KH-20-S-GR-NCIC-UNV-D6E | Light Emitting Diode | Inseparable Luminaire | Direct Wired | 0-10 VDC Controls | 82 | 3500 | 0.001 | 91 | 52 | 433 | 0.96 | Ambient | 50000 |  |  | 99999 | 0.01 | 13 | 4 | 0.01 | 0.01 | 0 | 0 | 0 | 0 | 0.09 | 0.02 | 0 | 0 | 0 | 0 | 0.85 | 0 | 0 | 0 | 0 | 0 | True |  | Non Federally-Regulated | 06/29/2018 |  | 11/29/2018
USAI Lighting | USAI Lighting | B3SAM-09X1-35KH-20-S-GR-NCIC-UNV-D6F | Light Emitting Diode | Inseparable Luminaire | Direct Wired | 0-10 VDC Controls | 82 | 3500 | 0.001 | 91 | 52 | 433 | 0.96 | Ambient | 50000 |  |  | 99999 | 0.01 | 13 | 4 | 0.01 | 0.01 | 0 | 0 | 0 | 0 | 0.09 | 0.02 | 0 | 0 | 0 | 0 | 0.85 | 0 | 0 | 0 | 0 | 0 | True |  | Non Federally-Regulated | 06/29/2018 |  | 11/29/2018
USAI Lighting | USAI Lighting | B3SAM-09X1-35KH-20-S-WH-NCIC-UNV-D6A | Light Emitting Diode | Inseparable Luminaire | Direct Wired | 0-10 VDC Controls | 82 | 3500 | 0.001 | 91 | 52 | 433 | 0.96 | Ambient | 50000 |  |  | 99999 | 0.01 | 13 | 4 | 0.01 | 0.01 | 0 | 0 | 0 | 0 | 0.09 | 0.02 | 0 | 0 | 0 | 0 | 0.85 | 0 | 0 | 0 | 0 | 0 | True |  | Non Federally-Regulated | 06/29/2018 |  | 11/29/2018
USAI Lighting | USAI Lighting | B3SAM-09X1-35KH-20-S-WH-NCIC-UNV-D6B | Light Emitting Diode | Inseparable Luminaire | Direct Wired | 0-10 VDC Controls | 82 | 3500 | 0.001 | 91 | 52 | 433 | 0.96 | Ambient | 50000 |  |  | 99999 | 0.01 | 13 | 4 | 0.01 | 0.01 | 0 | 0 | 0 | 0 | 0.09 | 0.02 | 0 | 0 | 0 | 0 | 0.85 | 0 | 0 | 0 | 0 | 0 | True |  | Non Federally-Regulated | 06/29/2018 |  | 11/29/2018
USAI Lighting | USAI Lighting | B3SAM-09X1-35KH-20-S-WH-NCIC-UNV-D6E | Light Emitting Diode | Inseparable Luminaire | Direct Wired | 0-10 VDC Controls | 82 | 3500 | 0.001 | 91 | 52 | 433 | 0.96 | Ambient | 50000 |  |  | 99999 | 0.01 | 13 | 4 | 0.01 | 0.01 | 0 | 0 | 0 | 0 | 0.09 | 0.02 | 0 | 0 | 0 | 0 | 0.85 | 0 | 0 | 0 | 0 | 0 | True |  | Non Federally-Regulated | 06/29/2018 |  | 11/29/2018
USAI Lighting | USAI Lighting | B3SAM-09X1-35KH-20-S-WH-NCIC-UNV-D6F | Light Emitting Diode | Inseparable Luminaire | Direct Wired | 0-10 VDC Controls | 82 | 3500 | 0.001 | 91 | 52 | 433 | 0.96 | Ambient | 50000 |  |  | 99999 | 0.01 | 13 | 4 | 0.01 | 0.01 | 0 | 0 | 0 | 0 | 0.09 | 0.02 | 0 | 0 | 0 | 0 | 0.85 | 0 | 0 | 0 | 0 | 0 | True |  | Non Federally-Regulated | 06/29/2018 |  | 11/29/2018
USAI Lighting | USAI Lighting | B3SAM-09X1-40KH-20-S-BL-NCIC-UNV-D6A | Light Emitting Diode | Inseparable Luminaire | Direct Wired | 0-10 VDC Controls | 88 | 4000 | 0.001 | 91 | 52 | 433 | 0.96 | Ambient | 50000 |  |  | 99999 | 0.01 | 13 | 4 | 0.01 | 0.01 | 0 | 0 | 0 | 0 | 0.09 | 0.02 | 0 | 0 | 0 | 0 | 0.85 | 0 | 0 | 0 | 0 | 0 | True |  | Non Federally-Regulated | 06/29/2018 |  | 11/29/2018
USAI Lighting | USAI Lighting | B3SAM-09X1-40KH-20-S-BL-NCIC-UNV-D6B | Light Emitting Diode | Inseparable Luminaire | Direct Wired | 0-10 VDC Controls | 88 | 4000 | 0.001 | 91 | 52 | 433 | 0.96 | Ambient | 50000 |  |  | 99999 | 0.01 | 13 | 4 | 0.01 | 0.01 | 0 | 0 | 0 | 0 | 0.09 | 0.02 | 0 | 0 | 0 | 0 | 0.85 | 0 | 0 | 0 | 0 | 0 | True |  | Non Federally-Regulated | 06/29/2018 |  | 11/29/2018
USAI Lighting | USAI Lighting | B3SAM-09X1-40KH-20-S-BL-NCIC-UNV-D6E | Light Emitting Diode | Inseparable Luminaire | Direct Wired | 0-10 VDC Controls | 88 | 4000 | 0.001 | 91 | 52 | 433 | 0.96 | Ambient | 50000 |  |  | 99999 | 0.01 | 13 | 4 | 0.01 | 0.01 | 0 | 0 | 0 | 0 | 0.09 | 0.02 | 0 | 0 | 0 | 0 | 0.85 | 0 | 0 | 0 | 0 | 0 | True |  | Non Federally-Regulated | 06/29/2018 |  | 11/29/2018
USAI Lighting | USAI Lighting | B3SAM-09X1-40KH-20-S-BL-NCIC-UNV-D6F | Light Emitting Diode | Inseparable Luminaire | Direct Wired | 0-10 VDC Controls | 88 | 4000 | 0.001 | 91 | 52 | 433 | 0.96 | Ambient | 50000 |  |  | 99999 | 0.01 | 13 | 4 | 0.01 | 0.01 | 0 | 0 | 0 | 0 | 0.09 | 0.02 | 0 | 0 | 0 | 0 | 0.85 | 0 | 0 | 0 | 0 | 0 | True |  | Non Federally-Regulated | 06/29/2018 |  | 11/29/2018
USAI Lighting | USAI Lighting | B3SAM-09X1-40KH-20-S-BZ-NCIC-UNV-D6A | Light Emitting Diode | Inseparable Luminaire | Direct Wired | 0-10 VDC Controls | 88 | 4000 | 0.001 | 91 | 52 | 433 | 0.96 | Ambient | 50000 |  |  | 99999 | 0.01 | 13 | 4 | 0.01 | 0.01 | 0 | 0 | 0 | 0 | 0.09 | 0.02 | 0 | 0 | 0 | 0 | 0.85 | 0 | 0 | 0 | 0 | 0 | True |  | Non Federally-Regulated | 06/29/2018 |  | 11/29/2018
USAI Lighting | USAI Lighting | B3SAM-09X1-40KH-20-S-BZ-NCIC-UNV-D6B | Light Emitting Diode | Inseparable Luminaire | Direct Wired | 0-10 VDC Controls | 88 | 4000 | 0.001 | 91 | 52 | 433 | 0.96 | Ambient | 50000 |  |  | 99999 | 0.01 | 13 | 4 | 0.01 | 0.01 | 0 | 0 | 0 | 0 | 0.09 | 0.02 | 0 | 0 | 0 | 0 | 0.85 | 0 | 0 | 0 | 0 | 0 | True |  | Non Federally-Regulated | 06/29/2018 |  | 11/29/2018
USAI Lighting | USAI Lighting | B3SAM-09X1-40KH-20-S-BZ-NCIC-UNV-D6E | Light Emitting Diode | Inseparable Luminaire | Direct Wired | 0-10 VDC Controls | 88 | 4000 | 0.001 | 91 | 52 | 433 | 0.96 | Ambient | 50000 |  |  | 99999 | 0.01 | 13 | 4 | 0.01 | 0.01 | 0 | 0 | 0 | 0 | 0.09 | 0.02 | 0 | 0 | 0 | 0 | 0.85 | 0 | 0 | 0 | 0 | 0 | True |  | Non Federally-Regulated | 06/29/2018 |  | 11/29/2018
USAI Lighting | USAI Lighting | B3SAM-09X1-40KH-20-S-BZ-NCIC-UNV-D6F | Light Emitting Diode | Inseparable Luminaire | Direct Wired | 0-10 VDC Controls | 88 | 4000 | 0.001 | 91 | 52 | 433 | 0.96 | Ambient | 50000 |  |  | 99999 | 0.01 | 13 | 4 | 0.01 | 0.01 | 0 | 0 | 0 | 0 | 0.09 | 0.02 | 0 | 0 | 0 | 0 | 0.85 | 0 | 0 | 0 | 0 | 0 | True |  | Non Federally-Regulated | 06/29/2018 |  | 11/29/2018
USAI Lighting | USAI Lighting | B3SAM-09X1-40KH-20-S-GR-NCIC-UNV-D6A | Light Emitting Diode | Inseparable Luminaire | Direct Wired | 0-10 VDC Controls | 88 | 4000 | 0.001 | 91 | 52 | 433 | 0.96 | Ambient | 50000 |  |  | 99999 | 0.01 | 13 | 4 | 0.01 | 0.01 | 0 | 0 | 0 | 0 | 0.09 | 0.02 | 0 | 0 | 0 | 0 | 0.85 | 0 | 0 | 0 | 0 | 0 | True |  | Non Federally-Regulated | 06/29/2018 |  | 11/29/2018
USAI Lighting | USAI Lighting | B3SAM-09X1-40KH-20-S-GR-NCIC-UNV-D6B | Light Emitting Diode | Inseparable Luminaire | Direct Wired | 0-10 VDC Controls | 88 | 4000 | 0.001 | 91 | 52 | 433 | 0.96 | Ambient | 50000 |  |  | 99999 | 0.01 | 13 | 4 | 0.01 | 0.01 | 0 | 0 | 0 | 0 | 0.09 | 0.02 | 0 | 0 | 0 | 0 | 0.85 | 0 | 0 | 0 | 0 | 0 | True |  | Non Federally-Regulated | 06/29/2018 |  | 11/29/2018
USAI Lighting | USAI Lighting | B3SAM-09X1-40KH-20-S-GR-NCIC-UNV-D6E | Light Emitting Diode | Inseparable Luminaire | Direct Wired | 0-10 VDC Controls | 88 | 4000 | 0.001 | 91 | 52 | 433 | 0.96 | Ambient | 50000 |  |  | 99999 | 0.01 | 13 | 4 | 0.01 | 0.01 | 0 | 0 | 0 | 0 | 0.09 | 0.02 | 0 | 0 | 0 | 0 | 0.85 | 0 | 0 | 0 | 0 | 0 | True |  | Non Federally-Regulated | 06/29/2018 |  | 11/29/2018
USAI Lighting | USAI Lighting | B3SAM-09X1-40KH-20-S-GR-NCIC-UNV-D6F | Light Emitting Diode | Inseparable Luminaire | Direct Wired | 0-10 VDC Controls | 88 | 4000 | 0.001 | 91 | 52 | 433 | 0.96 | Ambient | 50000 |  |  | 99999 | 0.01 | 13 | 4 | 0.01 | 0.01 | 0 | 0 | 0 | 0 | 0.09 | 0.02 | 0 | 0 | 0 | 0 | 0.85 | 0 | 0 | 0 | 0 | 0 | True |  | Non Federally-Regulated | 06/29/2018 |  | 11/29/2018
USAI Lighting | USAI Lighting | B3SAM-09X1-40KH-20-S-WH-NCIC-UNV-D6A | Light Emitting Diode | Inseparable Luminaire | Direct Wired | 0-10 VDC Controls | 88 | 4000 | 0.001 | 91 | 52 | 433 | 0.96 | Ambient | 50000 |  |  | 99999 | 0.01 | 13 | 4 | 0.01 | 0.01 | 0 | 0 | 0 | 0 | 0.09 | 0.02 | 0 | 0 | 0 | 0 | 0.85 | 0 | 0 | 0 | 0 | 0 | True |  | Non Federally-Regulated | 06/29/2018 |  | 11/29/2018
USAI Lighting | USAI Lighting | B3SAM-09X1-40KH-20-S-WH-NCIC-UNV-D6B | Light Emitting Diode | Inseparable Luminaire | Direct Wired | 0-10 VDC Controls | 88 | 4000 | 0.001 | 91 | 52 | 433 | 0.96 | Ambient | 50000 |  |  | 99999 | 0.01 | 13 | 4 | 0.01 | 0.01 | 0 | 0 | 0 | 0 | 0.09 | 0.02 | 0 | 0 | 0 | 0 | 0.85 | 0 | 0 | 0 | 0 | 0 | True |  | Non Federally-Regulated | 06/29/2018 |  | 11/29/2018
USAI Lighting | USAI Lighting | B3SAM-09X1-40KH-20-S-WH-NCIC-UNV-D6E | Light Emitting Diode | Inseparable Luminaire | Direct Wired | 0-10 VDC Controls | 88 | 4000 | 0.001 | 91 | 52 | 433 | 0.96 | Ambient | 50000 |  |  | 99999 | 0.01 | 13 | 4 | 0.01 | 0.01 | 0 | 0 | 0 | 0 | 0.09 | 0.02 | 0 | 0 | 0 | 0 | 0.85 | 0 | 0 | 0 | 0 | 0 | True |  | Non Federally-Regulated | 06/29/2018 |  | 11/29/2018
USAI Lighting | USAI Lighting | B3SAM-09X1-40KH-20-S-WH-NCIC-UNV-D6F | Light Emitting Diode | Inseparable Luminaire | Direct Wired | 0-10 VDC Controls | 88 | 4000 | 0.001 | 91 | 52 | 433 | 0.96 | Ambient | 50000 |  |  | 99999 | 0.01 | 13 | 4 | 0.01 | 0.01 | 0 | 0 | 0 | 0 | 0.09 | 0.02 | 0 | 0 | 0 | 0 | 0.85 | 0 | 0 | 0 | 0 | 0 | True |  | Non Federally-Regulated | 06/29/2018 |  | 11/29/2018
USAI Lighting | USAI Lighting | B3RDL-15X1-30KH-25-S-GR-NCIC-UNV-D6A | Light Emitting Diode | Inseparable Luminaire | Direct Wired | 0-10 VDC Controls | 66 | 3000 | 0.001 | 91 | 52 | 433 | 0.96 | Ambient | 50000 |  |  | 99999 | 0.01 | 13 | 4 | 0.01 | 0.01 | 0 | 0 | 0 | 0 | 0.09 | 0.02 | 0 | 0 | 0 | 0 | 0.85 | 0 | 0 | 0 | 0 | 0 | True |  | Non Federally-Regulated | 08/10/2018 |  | 11/29/2018
USAI Lighting | USAI Lighting | B3RDL-15X1-30KH-25-S-GR-NCIC-UNV-D6B | Light Emitting Diode | Inseparable Luminaire | Direct Wired | 0-10 VDC Controls | 66 | 3000 | 0.001 | 91 | 52 | 433 | 0.96 | Ambient | 50000 |  |  | 99999 | 0.01 | 13 | 4 | 0.01 | 0.01 | 0 | 0 | 0 | 0 | 0.09 | 0.02 | 0 | 0 | 0 | 0 | 0.85 | 0 | 0 | 0 | 0 | 0 | True |  | Non Federally-Regulated | 08/10/2018 |  | 11/29/2018
USAI Lighting | USAI Lighting | B3RDL-15X1-30KH-25-S-GR-NCIC-UNV-D6E | Light Emitting Diode | Inseparable Luminaire | Direct Wired | 0-10 VDC Controls | 66 | 3000 | 0.001 | 91 | 52 | 433 | 0.96 | Ambient | 50000 |  |  | 99999 | 0.01 | 13 | 4 | 0.01 | 0.01 | 0 | 0 | 0 | 0 | 0.09 | 0.02 | 0 | 0 | 0 | 0 | 0.85 | 0 | 0 | 0 | 0 | 0 | True |  | Non Federally-Regulated | 08/10/2018 |  | 11/29/2018
USAI Lighting | USAI Lighting | B3RDL-15X1-30KH-25-S-GR-NCIC-UNV-D6F | Light Emitting Diode | Inseparable Luminaire | Direct Wired | 0-10 VDC Controls | 66 | 3000 | 0.001 | 91 | 52 | 433 | 0.96 | Ambient | 50000 |  |  | 99999 | 0.01 | 13 | 4 | 0.01 | 0.01 | 0 | 0 | 0 | 0 | 0.09 | 0.02 | 0 | 0 | 0 | 0 | 0.85 | 0 | 0 | 0 | 0 | 0 | True |  | Non Federally-Regulated | 08/10/2018 |  | 11/29/2018
USAI Lighting | USAI Lighting | B3RDL-15X1-30KH-25-S-WH-NCIC-UNV-D6A | Light Emitting Diode | Inseparable Luminaire | Direct Wired | 0-10 VDC Controls | 66 | 3000 | 0.001 | 91 | 52 | 433 | 0.96 | Ambient | 50000 |  |  | 99999 | 0.01 | 13 | 4 | 0.01 | 0.01 | 0 | 0 | 0 | 0 | 0.09 | 0.02 | 0 | 0 | 0 | 0 | 0.85 | 0 | 0 | 0 | 0 | 0 | True |  | Non Federally-Regulated | 08/10/2018 |  | 11/29/2018
USAI Lighting | USAI Lighting | B3RDL-15X1-30KH-25-S-WH-NCIC-UNV-D6B | Light Emitting Diode | Inseparable Luminaire | Direct Wired | 0-10 VDC Controls | 66 | 3000 | 0.001 | 91 | 52 | 433 | 0.96 | Ambient | 50000 |  |  | 99999 | 0.01 | 13 | 4 | 0.01 | 0.01 | 0 | 0 | 0 | 0 | 0.09 | 0.02 | 0 | 0 | 0 | 0 | 0.85 | 0 | 0 | 0 | 0 | 0 | True |  | Non Federally-Regulated | 08/10/2018 |  | 11/29/2018
USAI Lighting | USAI Lighting | B3RDL-15X1-30KH-25-S-WH-NCIC-UNV-D6E | Light Emitting Diode | Inseparable Luminaire | Direct Wired | 0-10 VDC Controls | 66 | 3000 | 0.001 | 91 | 52 | 433 | 0.96 | Ambient | 50000 |  |  | 99999 | 0.01 | 13 | 4 | 0.01 | 0.01 | 0 | 0 | 0 | 0 | 0.09 | 0.02 | 0 | 0 | 0 | 0 | 0.85 | 0 | 0 | 0 | 0 | 0 | True |  | Non Federally-Regulated | 08/10/2018 |  | 11/29/2018
USAI Lighting | USAI Lighting | B3RDL-15X1-30KH-25-S-WH-NCIC-UNV-D6F | Light Emitting Diode | Inseparable Luminaire | Direct Wired | 0-10 VDC Controls | 66 | 3000 | 0.001 | 91 | 52 | 433 | 0.96 | Ambient | 50000 |  |  | 99999 | 0.01 | 13 | 4 | 0.01 | 0.01 | 0 | 0 | 0 | 0 | 0.09 | 0.02 | 0 | 0 | 0 | 0 | 0.85 | 0 | 0 | 0 | 0 | 0 | True |  | Non Federally-Regulated | 08/10/2018 |  | 11/29/2018
USAI Lighting | USAI Lighting | B3RDL-15X1-35KH-25-S-BL-NCIC-UNV-D6A | Light Emitting Diode | Inseparable Luminaire | Direct Wired | 0-10 VDC Controls | 71 | 3500 | 0.001 | 91 | 52 | 433 | 0.96 | Ambient | 50000 |  |  | 99999 | 0.01 | 13 | 4 | 0.01 | 0.01 | 0 | 0 | 0 | 0 | 0.09 | 0.02 | 0 | 0 | 0 | 0 | 0.85 | 0 | 0 | 0 | 0 | 0 | True |  | Non Federally-Regulated | 08/10/2018 |  | 11/29/2018
USAI Lighting | USAI Lighting | B3RDL-15X1-35KH-25-S-BL-NCIC-UNV-D6B | Light Emitting Diode | Inseparable Luminaire | Direct Wired | 0-10 VDC Controls | 71 | 3500 | 0.001 | 91 | 52 | 433 | 0.96 | Ambient | 50000 |  |  | 99999 | 0.01 | 13 | 4 | 0.01 | 0.01 | 0 | 0 | 0 | 0 | 0.09 | 0.02 | 0 | 0 | 0 | 0 | 0.85 | 0 | 0 | 0 | 0 | 0 | True |  | Non Federally-Regulated | 08/10/2018 |  | 11/29/2018
USAI Lighting | USAI Lighting | B3RDL-15X1-35KH-25-S-BL-NCIC-UNV-D6E | Light Emitting Diode | Inseparable Luminaire | Direct Wired | 0-10 VDC Controls | 71 | 3500 | 0.001 | 91 | 52 | 433 | 0.96 | Ambient | 50000 |  |  | 99999 | 0.01 | 13 | 4 | 0.01 | 0.01 | 0 | 0 | 0 | 0 | 0.09 | 0.02 | 0 | 0 | 0 | 0 | 0.85 | 0 | 0 | 0 | 0 | 0 | True |  | Non Federally-Regulated | 08/10/2018 |  | 11/29/2018
USAI Lighting | USAI Lighting | B3RDL-15X1-35KH-25-S-BL-NCIC-UNV-D6F | Light Emitting Diode | Inseparable Luminaire | Direct Wired | 0-10 VDC Controls | 71 | 3500 | 0.001 | 91 | 52 | 433 | 0.96 | Ambient | 50000 |  |  | 99999 | 0.01 | 13 | 4 | 0.01 | 0.01 | 0 | 0 | 0 | 0 | 0.09 | 0.02 | 0 | 0 | 0 | 0 | 0.85 | 0 | 0 | 0 | 0 | 0 | True |  | Non Federally-Regulated | 08/10/2018 |  | 11/29/2018
USAI Lighting | USAI Lighting | B3RDL-15X1-35KH-25-S-BZ-NCIC-UNV-D6A | Light Emitting Diode | Inseparable Luminaire | Direct Wired | 0-10 VDC Controls | 71 | 3500 | 0.001 | 91 | 52 | 433 | 0.96 | Ambient | 50000 |  |  | 99999 | 0.01 | 13 | 4 | 0.01 | 0.01 | 0 | 0 | 0 | 0 | 0.09 | 0.02 | 0 | 0 | 0 | 0 | 0.85 | 0 | 0 | 0 | 0 | 0 | True |  | Non Federally-Regulated | 08/10/2018 |  | 11/29/2018
USAI Lighting | USAI Lighting | B3RDL-15X1-35KH-25-S-BZ-NCIC-UNV-D6B | Light Emitting Diode | Inseparable Luminaire | Direct Wired | 0-10 VDC Controls | 71 | 3500 | 0.001 | 91 | 52 | 433 | 0.96 | Ambient | 50000 |  |  | 99999 | 0.01 | 13 | 4 | 0.01 | 0.01 | 0 | 0 | 0 | 0 | 0.09 | 0.02 | 0 | 0 | 0 | 0 | 0.85 | 0 | 0 | 0 | 0 | 0 | True |  | Non Federally-Regulated | 08/10/2018 |  | 11/29/2018
USAI Lighting | USAI Lighting | B3RDL-15X1-35KH-25-S-BZ-NCIC-UNV-D6E | Light Emitting Diode | Inseparable Luminaire | Direct Wired | 0-10 VDC Controls | 71 | 3500 | 0.001 | 91 | 52 | 433 | 0.96 | Ambient | 50000 |  |  | 99999 | 0.01 | 13 | 4 | 0.01 | 0.01 | 0 | 0 | 0 | 0 | 0.09 | 0.02 | 0 | 0 | 0 | 0 | 0.85 | 0 | 0 | 0 | 0 | 0 | True |  | Non Federally-Regulated | 08/10/2018 |  | 11/29/2018
USAI Lighting | USAI Lighting | B3RDL-15X1-35KH-25-S-BZ-NCIC-UNV-D6F | Light Emitting Diode | Inseparable Luminaire | Direct Wired | 0-10 VDC Controls | 71 | 3500 | 0.001 | 91 | 52 | 433 | 0.96 | Ambient | 50000 |  |  | 99999 | 0.01 | 13 | 4 | 0.01 | 0.01 | 0 | 0 | 0 | 0 | 0.09 | 0.02 | 0 | 0 | 0 | 0 | 0.85 | 0 | 0 | 0 | 0 | 0 | True |  | Non Federally-Regulated | 08/10/2018 |  | 11/29/2018
USAI Lighting | USAI Lighting | B3RDL-15X1-35KH-25-S-GR-NCIC-UNV-D6A | Light Emitting Diode | Inseparable Luminaire | Direct Wired | 0-10 VDC Controls | 71 | 3500 | 0.001 | 91 | 52 | 433 | 0.96 | Ambient | 50000 |  |  | 99999 | 0.01 | 13 | 4 | 0.01 | 0.01 | 0 | 0 | 0 | 0 | 0.09 | 0.02 | 0 | 0 | 0 | 0 | 0.85 | 0 | 0 | 0 | 0 | 0 | True |  | Non Federally-Regulated | 08/10/2018 |  | 11/29/2018
USAI Lighting | USAI Lighting | B3RDL-15X1-35KH-25-S-GR-NCIC-UNV-D6B | Light Emitting Diode | Inseparable Luminaire | Direct Wired | 0-10 VDC Controls | 71 | 3500 | 0.001 | 91 | 52 | 433 | 0.96 | Ambient | 50000 |  |  | 99999 | 0.01 | 13 | 4 | 0.01 | 0.01 | 0 | 0 | 0 | 0 | 0.09 | 0.02 | 0 | 0 | 0 | 0 | 0.85 | 0 | 0 | 0 | 0 | 0 | True |  | Non Federally-Regulated | 08/10/2018 |  | 11/29/2018
USAI Lighting | USAI Lighting | B3RDL-15X1-35KH-25-S-GR-NCIC-UNV-D6E | Light Emitting Diode | Inseparable Luminaire | Direct Wired | 0-10 VDC Controls | 71 | 3500 | 0.001 | 91 | 52 | 433 | 0.96 | Ambient | 50000 |  |  | 99999 | 0.01 | 13 | 4 | 0.01 | 0.01 | 0 | 0 | 0 | 0 | 0.09 | 0.02 | 0 | 0 | 0 | 0 | 0.85 | 0 | 0 | 0 | 0 | 0 | True |  | Non Federally-Regulated | 08/10/2018 |  | 11/29/2018
USAI Lighting | USAI Lighting | B3RDL-15X1-35KH-25-S-GR-NCIC-UNV-D6F | Light Emitting Diode | Inseparable Luminaire | Direct Wired | 0-10 VDC Controls | 71 | 3500 | 0.001 | 91 | 52 | 433 | 0.96 | Ambient | 50000 |  |  | 99999 | 0.01 | 13 | 4 | 0.01 | 0.01 | 0 | 0 | 0 | 0 | 0.09 | 0.02 | 0 | 0 | 0 | 0 | 0.85 | 0 | 0 | 0 | 0 | 0 | True |  | Non Federally-Regulated | 08/10/2018 |  | 11/29/2018
USAI Lighting | USAI Lighting | B3RDL-15X1-35KH-25-S-WH-NCIC-UNV-D6A | Light Emitting Diode | Inseparable Luminaire | Direct Wired | 0-10 VDC Controls | 71 | 3500 | 0.001 | 91 | 52 | 433 | 0.96 | Ambient | 50000 |  |  | 99999 | 0.01 | 13 | 4 | 0.01 | 0.01 | 0 | 0 | 0 | 0 | 0.09 | 0.02 | 0 | 0 | 0 | 0 | 0.85 | 0 | 0 | 0 | 0 | 0 | True |  | Non Federally-Regulated | 08/10/2018 |  | 11/29/2018
USAI Lighting | USAI Lighting | B3RDL-15X1-35KH-25-S-WH-NCIC-UNV-D6B | Light Emitting Diode | Inseparable Luminaire | Direct Wired | 0-10 VDC Controls | 71 | 3500 | 0.001 | 91 | 52 | 433 | 0.96 | Ambient | 50000 |  |  | 99999 | 0.01 | 13 | 4 | 0.01 | 0.01 | 0 | 0 | 0 | 0 | 0.09 | 0.02 | 0 | 0 | 0 | 0 | 0.85 | 0 | 0 | 0 | 0 | 0 | True |  | Non Federally-Regulated | 08/10/2018 |  | 11/29/2018
USAI Lighting | USAI Lighting | B3RDL-15X1-35KH-25-S-WH-NCIC-UNV-D6E | Light Emitting Diode | Inseparable Luminaire | Direct Wired | 0-10 VDC Controls | 71 | 3500 | 0.001 | 91 | 52 | 433 | 0.96 | Ambient | 50000 |  |  | 99999 | 0.01 | 13 | 4 | 0.01 | 0.01 | 0 | 0 | 0 | 0 | 0.09 | 0.02 | 0 | 0 | 0 | 0 | 0.85 | 0 | 0 | 0 | 0 | 0 | True |  | Non Federally-Regulated | 08/10/2018 |  | 11/29/2018
USAI Lighting | USAI Lighting | B3RDL-15X1-35KH-25-S-WH-NCIC-UNV-D6F | Light Emitting Diode | Inseparable Luminaire | Direct Wired | 0-10 VDC Controls | 71 | 3500 | 0.001 | 91 | 52 | 433 | 0.96 | Ambient | 50000 |  |  | 99999 | 0.01 | 13 | 4 | 0.01 | 0.01 | 0 | 0 | 0 | 0 | 0.09 | 0.02 | 0 | 0 | 0 | 0 | 0.85 | 0 | 0 | 0 | 0 | 0 | True |  | Non Federally-Regulated | 08/10/2018 |  | 11/29/2018
USAI Lighting | USAI Lighting | B3RDL-15X1-40KH-25-S-BL-NCIC-UNV-D6A | Light Emitting Diode | Inseparable Luminaire | Direct Wired | 0-10 VDC Controls | 76 | 4000 | 0.001 | 91 | 52 | 433 | 0.96 | Ambient | 50000 |  |  | 99999 | 0.01 | 13 | 4 | 0.01 | 0.01 | 0 | 0 | 0 | 0 | 0.09 | 0.02 | 0 | 0 | 0 | 0 | 0.85 | 0 | 0 | 0 | 0 | 0 | True |  | Non Federally-Regulated | 08/10/2018 |  | 11/29/2018
USAI Lighting | USAI Lighting | B3RDL-15X1-40KH-25-S-BL-NCIC-UNV-D6B | Light Emitting Diode | Inseparable Luminaire | Direct Wired | 0-10 VDC Controls | 76 | 4000 | 0.001 | 91 | 52 | 433 | 0.96 | Ambient | 50000 |  |  | 99999 | 0.01 | 13 | 4 | 0.01 | 0.01 | 0 | 0 | 0 | 0 | 0.09 | 0.02 | 0 | 0 | 0 | 0 | 0.85 | 0 | 0 | 0 | 0 | 0 | True |  | Non Federally-Regulated | 08/10/2018 |  | 11/29/2018
USAI Lighting | USAI Lighting | B3RDL-15X1-40KH-25-S-BL-NCIC-UNV-D6E | Light Emitting Diode | Inseparable Luminaire | Direct Wired | 0-10 VDC Controls | 76 | 4000 | 0.001 | 91 | 52 | 433 | 0.96 | Ambient | 50000 |  |  | 99999 | 0.01 | 13 | 4 | 0.01 | 0.01 | 0 | 0 | 0 | 0 | 0.09 | 0.02 | 0 | 0 | 0 | 0 | 0.85 | 0 | 0 | 0 | 0 | 0 | True |  | Non Federally-Regulated | 08/10/2018 |  | 11/29/2018
USAI Lighting | USAI Lighting | B3RDL-15X1-40KH-25-S-BL-NCIC-UNV-D6F | Light Emitting Diode | Inseparable Luminaire | Direct Wired | 0-10 VDC Controls | 76 | 4000 | 0.001 | 91 | 52 | 433 | 0.96 | Ambient | 50000 |  |  | 99999 | 0.01 | 13 | 4 | 0.01 | 0.01 | 0 | 0 | 0 | 0 | 0.09 | 0.02 | 0 | 0 | 0 | 0 | 0.85 | 0 | 0 | 0 | 0 | 0 | True |  | Non Federally-Regulated | 08/10/2018 |  | 11/29/2018
USAI Lighting | USAI Lighting | B3RDL-15X1-40KH-25-S-BZ-NCIC-UNV-D6A | Light Emitting Diode | Inseparable Luminaire | Direct Wired | 0-10 VDC Controls | 76 | 4000 | 0.001 | 91 | 52 | 433 | 0.96 | Ambient | 50000 |  |  | 99999 | 0.01 | 13 | 4 | 0.01 | 0.01 | 0 | 0 | 0 | 0 | 0.09 | 0.02 | 0 | 0 | 0 | 0 | 0.85 | 0 | 0 | 0 | 0 | 0 | True |  | Non Federally-Regulated | 08/10/2018 |  | 11/29/2018
USAI Lighting | USAI Lighting | B3RDL-15X1-40KH-25-S-BZ-NCIC-UNV-D6B | Light Emitting Diode | Inseparable Luminaire | Direct Wired | 0-10 VDC Controls | 76 | 4000 | 0.001 | 91 | 52 | 433 | 0.96 | Ambient | 50000 |  |  | 99999 | 0.01 | 13 | 4 | 0.01 | 0.01 | 0 | 0 | 0 | 0 | 0.09 | 0.02 | 0 | 0 | 0 | 0 | 0.85 | 0 | 0 | 0 | 0 | 0 | True |  | Non Federally-Regulated | 08/10/2018 |  | 11/29/2018
USAI Lighting | USAI Lighting | B3RDL-15X1-40KH-25-S-BZ-NCIC-UNV-D6E | Light Emitting Diode | Inseparable Luminaire | Direct Wired | 0-10 VDC Controls | 76 | 4000 | 0.001 | 91 | 52 | 433 | 0.96 | Ambient | 50000 |  |  | 99999 | 0.01 | 13 | 4 | 0.01 | 0.01 | 0 | 0 | 0 | 0 | 0.09 | 0.02 | 0 | 0 | 0 | 0 | 0.85 | 0 | 0 | 0 | 0 | 0 | True |  | Non Federally-Regulated | 08/10/2018 |  | 11/29/2018
USAI Lighting | USAI Lighting | B3RDL-15X1-40KH-25-S-BZ-NCIC-UNV-D6F | Light Emitting Diode | Inseparable Luminaire | Direct Wired | 0-10 VDC Controls | 76 | 4000 | 0.001 | 91 | 52 | 433 | 0.96 | Ambient | 50000 |  |  | 99999 | 0.01 | 13 | 4 | 0.01 | 0.01 | 0 | 0 | 0 | 0 | 0.09 | 0.02 | 0 | 0 | 0 | 0 | 0.85 | 0 | 0 | 0 | 0 | 0 | True |  | Non Federally-Regulated | 08/10/2018 |  | 11/29/2018
USAI Lighting | USAI Lighting | B3RDL-15X1-40KH-25-S-GR-NCIC-UNV-D6A | Light Emitting Diode | Inseparable Luminaire | Direct Wired | 0-10 VDC Controls | 76 | 4000 | 0.001 | 91 | 52 | 433 | 0.96 | Ambient | 50000 |  |  | 99999 | 0.01 | 13 | 4 | 0.01 | 0.01 | 0 | 0 | 0 | 0 | 0.09 | 0.02 | 0 | 0 | 0 | 0 | 0.85 | 0 | 0 | 0 | 0 | 0 | True |  | Non Federally-Regulated | 08/10/2018 |  | 11/29/2018
USAI Lighting | USAI Lighting | B3RDL-15X1-40KH-25-S-GR-NCIC-UNV-D6B | Light Emitting Diode | Inseparable Luminaire | Direct Wired | 0-10 VDC Controls | 76 | 4000 | 0.001 | 91 | 52 | 433 | 0.96 | Ambient | 50000 |  |  | 99999 | 0.01 | 13 | 4 | 0.01 | 0.01 | 0 | 0 | 0 | 0 | 0.09 | 0.02 | 0 | 0 | 0 | 0 | 0.85 | 0 | 0 | 0 | 0 | 0 | True |  | Non Federally-Regulated | 08/10/2018 |  | 11/29/2018
USAI Lighting | USAI Lighting | B3RDL-15X1-40KH-25-S-GR-NCIC-UNV-D6E | Light Emitting Diode | Inseparable Luminaire | Direct Wired | 0-10 VDC Controls | 76 | 4000 | 0.001 | 91 | 52 | 433 | 0.96 | Ambient | 50000 |  |  | 99999 | 0.01 | 13 | 4 | 0.01 | 0.01 | 0 | 0 | 0 | 0 | 0.09 | 0.02 | 0 | 0 | 0 | 0 | 0.85 | 0 | 0 | 0 | 0 | 0 | True |  | Non Federally-Regulated | 08/10/2018 |  | 11/29/2018
USAI Lighting | USAI Lighting | B3RDL-15X1-40KH-25-S-GR-NCIC-UNV-D6F | Light Emitting Diode | Inseparable Luminaire | Direct Wired | 0-10 VDC Controls | 76 | 4000 | 0.001 | 91 | 52 | 433 | 0.96 | Ambient | 50000 |  |  | 99999 | 0.01 | 13 | 4 | 0.01 | 0.01 | 0 | 0 | 0 | 0 | 0.09 | 0.02 | 0 | 0 | 0 | 0 | 0.85 | 0 | 0 | 0 | 0 | 0 | True |  | Non Federally-Regulated | 08/10/2018 |  | 11/29/2018
USAI Lighting | USAI Lighting | B3RDL-15X1-40KH-25-S-WH-NCIC-UNV-D6A | Light Emitting Diode | Inseparable Luminaire | Direct Wired | 0-10 VDC Controls | 76 | 4000 | 0.001 | 91 | 52 | 433 | 0.96 | Ambient | 50000 |  |  | 99999 | 0.01 | 13 | 4 | 0.01 | 0.01 | 0 | 0 | 0 | 0 | 0.09 | 0.02 | 0 | 0 | 0 | 0 | 0.85 | 0 | 0 | 0 | 0 | 0 | True |  | Non Federally-Regulated | 08/10/2018 |  | 11/29/2018
USAI Lighting | USAI Lighting | B3RDL-15X1-40KH-25-S-WH-NCIC-UNV-D6B | Light Emitting Diode | Inseparable Luminaire | Direct Wired | 0-10 VDC Controls | 76 | 4000 | 0.001 | 91 | 52 | 433 | 0.96 | Ambient | 50000 |  |  | 99999 | 0.01 | 13 | 4 | 0.01 | 0.01 | 0 | 0 | 0 | 0 | 0.09 | 0.02 | 0 | 0 | 0 | 0 | 0.85 | 0 | 0 | 0 | 0 | 0 | True |  | Non Federally-Regulated | 08/10/2018 |  | 11/29/2018
USAI Lighting | USAI Lighting | B3RDL-15X1-40KH-25-S-WH-NCIC-UNV-D6E | Light Emitting Diode | Inseparable Luminaire | Direct Wired | 0-10 VDC Controls | 76 | 4000 | 0.001 | 91 | 52 | 433 | 0.96 | Ambient | 50000 |  |  | 99999 | 0.01 | 13 | 4 | 0.01 | 0.01 | 0 | 0 | 0 | 0 | 0.09 | 0.02 | 0 | 0 | 0 | 0 | 0.85 | 0 | 0 | 0 | 0 | 0 | True |  | Non Federally-Regulated | 08/10/2018 |  | 11/29/2018
USAI Lighting | USAI Lighting | B3RDL-15X1-40KH-25-S-WH-NCIC-UNV-D6F | Light Emitting Diode | Inseparable Luminaire | Direct Wired | 0-10 VDC Controls | 76 | 4000 | 0.001 | 91 | 52 | 433 | 0.96 | Ambient | 50000 |  |  | 99999 | 0.01 | 13 | 4 | 0.01 | 0.01 | 0 | 0 | 0 | 0 | 0.09 | 0.02 | 0 | 0 | 0 | 0 | 0.85 | 0 | 0 | 0 | 0 | 0 | True |  | Non Federally-Regulated | 08/10/2018 |  | 11/29/2018
Visual Comfort & Company | Tech Lighting | 700FMPLR24*-LED930 | Light Emitting Diode | Inseparable Luminaire | Direct Wired | Forward Phase Cut Controls | 60 | 2717 | 0.0015 | 92 | 59 | 238 | 0.99 | Ambient | 99999 |  |  | 99999 | 0.01 | 19 | 19 | 0.86 | 0.03 | 0.02 | 0.01 | 0 | 0 | 0.99 | 0.17 | 0.11 | 0.06 | 0.04 | 0.02 | 0.99 | 0.99 | 0.99 | 0.94 | 0.53 | 0.36 | True |  | Non Federally-Regulated | 10/01/2018 |  | 12/01/2018
Visual Comfort & Company | Tech Lighting | 700FMPLR39*-LED930 | Light Emitting Diode | Inseparable Luminaire | Direct Wired | Forward Phase Cut Controls | 60 | 2717 | 0.0015 | 92 | 59 | 238 | 0.99 | Ambient | 99999 |  |  | 99999 | 0.01 | 19 | 19 | 0.86 | 0.03 | 0.02 | 0.01 | 0 | 0 | 0.99 | 0.17 | 0.11 | 0.06 | 0.04 | 0.02 | 0.99 | 0.99 | 0.99 | 0.94 | 0.53 | 0.36 | True |  | Non Federally-Regulated | 10/01/2018 |  | 12/01/2018
Optic Arts | Optic Arts | FLEXSTP.20.18.24.40 | Light Emitting Diode | Inseparable Luminaire | Direct Wired | 0-10 VDC Controls | 61.3 | 1764 | 0.002 | 96 | 80 | 393 | 0.97 | Ambient | 36000 |  |  | 36000 | 0.01 | 16 | 16 | 0.73 | 0.75 | 0.05 | 0.02 | 0.01 | 0.01 | 1 | 1 | 0.26 | 0.11 | 0.05 | 0.02 | 1 | 1 | 0.16 | 0.07 | 0.03 | 0.02 | True |  | Non Federally-Regulated | 12/02/2018 |  | 12/06/2018
Optic Arts | Optic Arts | FLEXSTP.**.**.24.40 | Light Emitting Diode | Inseparable Luminaire | Direct Wired | 0-10 VDC Controls | 94.3 | 2836 | 0.0021 | 98 | 92 | 203 | 1 | Ambient | 36000 |  |  | 36000 | 0.01 | 16 | 16 | 0.01 | 0.01 | 0.01 | 0.01 | 0.01 | 0.01 | 1 | 1 | 0.07 | 0.04 | 0.03 | 0.02 | 1 | 1 | 0.29 | 0.13 | 0.06 | 0.02 | True |  | Non Federally-Regulated | 05/23/2018 |  | 12/06/2018
USAI Lighting | USAI Lighting | B4SAF-12C3-27KH-10-S-WH-WH-NCIC-UNV-D6E | Light Emitting Diode | Inseparable Luminaire | Direct Wired | 0-10 VDC Controls | 66 | 2700 | 0 | 93 | 59 | 441 | 0.94 | Ambient | 50000 |  |  | 99999 | 0.01 | 12 | 3 | 0 | 0 | 0 | 0 | 0 | 0 | 0.09 | 0 | 0 | 0 | 0 | 0 | 0.96 | 0.38 | 0.34 | 0.02 | 0 | 0 | True |  | Non Federally-Regulated | 07/03/2018 |  | 12/17/2018
USAI Lighting | USAI Lighting | B4SAF-12C3-27KH-10-S-WH-WH-NCIC-UNV-D6F | Light Emitting Diode | Inseparable Luminaire | Direct Wired | 0-10 VDC Controls | 66 | 2700 | 0 | 93 | 59 | 441 | 0.94 | Ambient | 50000 |  |  | 99999 | 0.01 | 12 | 3 | 0 | 0 | 0 | 0 | 0 | 0 | 0.09 | 0 | 0 | 0 | 0 | 0 | 0.96 | 0.38 | 0.34 | 0.02 | 0 | 0 | True |  | Non Federally-Regulated | 07/03/2018 |  | 12/17/2018
USAI Lighting | USAI Lighting | B4SAF-12C3-27KH-10-S-GR-GR-NCIC-UNV-D6E | Light Emitting Diode | Inseparable Luminaire | Direct Wired | 0-10 VDC Controls | 66 | 2700 | 0 | 93 | 59 | 441 | 0.94 | Ambient | 50000 |  |  | 99999 | 0.01 | 12 | 3 | 0 | 0 | 0 | 0 | 0 | 0 | 0.09 | 0 | 0 | 0 | 0 | 0 | 0.96 | 0.38 | 0.34 | 0.02 | 0 | 0 | True |  | Non Federally-Regulated | 07/03/2018 |  | 12/17/2018
USAI Lighting | USAI Lighting | B4SAF-12C3-27KH-10-S-GR-GR-NCIC-UNV-D6F | Light Emitting Diode | Inseparable Luminaire | Direct Wired | 0-10 VDC Controls | 66 | 2700 | 0 | 93 | 59 | 441 | 0.94 | Ambient | 50000 |  |  | 99999 | 0.01 | 12 | 3 | 0 | 0 | 0 | 0 | 0 | 0 | 0.09 | 0 | 0 | 0 | 0 | 0 | 0.96 | 0.38 | 0.34 | 0.02 | 0 | 0 | True |  | Non Federally-Regulated | 07/03/2018 |  | 12/17/2018
USAI Lighting | USAI Lighting | B4SAF-12C3-27KH-10-S-AC-XX-NCIC-UNV-D6E | Light Emitting Diode | Inseparable Luminaire | Direct Wired | 0-10 VDC Controls | 66 | 2700 | 0 | 93 | 59 | 441 | 0.94 | Ambient | 50000 |  |  | 99999 | 0.01 | 12 | 3 | 0 | 0 | 0 | 0 | 0 | 0 | 0.09 | 0 | 0 | 0 | 0 | 0 | 0.96 | 0.38 | 0.34 | 0.02 | 0 | 0 | True |  | Non Federally-Regulated | 07/03/2018 |  | 12/17/2018
USAI Lighting | USAI Lighting | B4SAF-12C3-27KH-10-S-AC-XX-NCIC-UNV-D6F | Light Emitting Diode | Inseparable Luminaire | Direct Wired | 0-10 VDC Controls | 66 | 2700 | 0 | 93 | 59 | 441 | 0.94 | Ambient | 50000 |  |  | 99999 | 0.01 | 12 | 3 | 0 | 0 | 0 | 0 | 0 | 0 | 0.09 | 0 | 0 | 0 | 0 | 0 | 0.96 | 0.38 | 0.34 | 0.02 | 0 | 0 | True |  | Non Federally-Regulated | 07/03/2018 |  | 12/17/2018
USAI Lighting | USAI Lighting | B4SAF-12C3-27KH-25-S-WH-WH-NCIC-UNV-D6E | Light Emitting Diode | Inseparable Luminaire | Direct Wired | 0-10 VDC Controls | 70 | 2700 | 0 | 93 | 59 | 441 | 0.94 | Ambient | 50000 |  |  | 99999 | 0.01 | 12 | 3 | 0 | 0 | 0 | 0 | 0 | 0 | 0.09 | 0 | 0 | 0 | 0 | 0 | 0.96 | 0.38 | 0.34 | 0.02 | 0 | 0 | True |  | Non Federally-Regulated | 07/03/2018 |  | 12/17/2018
USAI Lighting | USAI Lighting | B4SAF-12C3-27KH-25-S-WH-WH-NCIC-UNV-D6F | Light Emitting Diode | Inseparable Luminaire | Direct Wired | 0-10 VDC Controls | 70 | 2700 | 0 | 93 | 59 | 441 | 0.94 | Ambient | 50000 |  |  | 99999 | 0.01 | 12 | 3 | 0 | 0 | 0 | 0 | 0 | 0 | 0.09 | 0 | 0 | 0 | 0 | 0 | 0.96 | 0.38 | 0.34 | 0.02 | 0 | 0 | True |  | Non Federally-Regulated | 07/03/2018 |  | 12/17/2018
USAI Lighting | USAI Lighting | B4SAF-12C3-27KH-25-S-GR-GR-NCIC-UNV-D6E | Light Emitting Diode | Inseparable Luminaire | Direct Wired | 0-10 VDC Controls | 70 | 2700 | 0 | 93 | 59 | 441 | 0.94 | Ambient | 50000 |  |  | 99999 | 0.01 | 12 | 3 | 0 | 0 | 0 | 0 | 0 | 0 | 0.09 | 0 | 0 | 0 | 0 | 0 | 0.96 | 0.38 | 0.34 | 0.02 | 0 | 0 | True |  | Non Federally-Regulated | 07/03/2018 |  | 12/17/2018
USAI Lighting | USAI Lighting | B4SAF-12C3-27KH-25-S-GR-GR-NCIC-UNV-D6F | Light Emitting Diode | Inseparable Luminaire | Direct Wired | 0-10 VDC Controls | 70 | 2700 | 0 | 93 | 59 | 441 | 0.94 | Ambient | 50000 |  |  | 99999 | 0.01 | 12 | 3 | 0 | 0 | 0 | 0 | 0 | 0 | 0.09 | 0 | 0 | 0 | 0 | 0 | 0.96 | 0.38 | 0.34 | 0.02 | 0 | 0 | True |  | Non Federally-Regulated | 07/03/2018 |  | 12/17/2018
USAI Lighting | USAI Lighting | B4SAF-12C3-27KH-25-S-AC-XX-NCIC-UNV-D6E | Light Emitting Diode | Inseparable Luminaire | Direct Wired | 0-10 VDC Controls | 70 | 2700 | 0 | 93 | 59 | 441 | 0.94 | Ambient | 50000 |  |  | 99999 | 0.01 | 12 | 3 | 0 | 0 | 0 | 0 | 0 | 0 | 0.09 | 0 | 0 | 0 | 0 | 0 | 0.96 | 0.38 | 0.34 | 0.02 | 0 | 0 | True |  | Non Federally-Regulated | 07/03/2018 |  | 12/17/2018
USAI Lighting | USAI Lighting | B4SAF-12C3-27KH-25-S-AC-XX-NCIC-UNV-D6F | Light Emitting Diode | Inseparable Luminaire | Direct Wired | 0-10 VDC Controls | 70 | 2700 | 0 | 93 | 59 | 441 | 0.94 | Ambient | 50000 |  |  | 99999 | 0.01 | 12 | 3 | 0 | 0 | 0 | 0 | 0 | 0 | 0.09 | 0 | 0 | 0 | 0 | 0 | 0.96 | 0.38 | 0.34 | 0.02 | 0 | 0 | True |  | Non Federally-Regulated | 07/03/2018 |  | 12/17/2018
USAI Lighting | USAI Lighting | B4SAF-12C3-30KH-10-S-WH-WH-NCIC-UNV-D6E | Light Emitting Diode | Inseparable Luminaire | Direct Wired | 0-10 VDC Controls | 66 | 3000 | 0 | 92 | 59 | 441 | 0.94 | Ambient | 50000 |  |  | 99999 | 0.01 | 12 | 3 | 0 | 0 | 0 | 0 | 0 | 0 | 0.09 | 0 | 0 | 0 | 0 | 0 | 0.96 | 0.38 | 0.34 | 0.02 | 0 | 0 | True |  | Non Federally-Regulated | 07/03/2018 |  | 12/17/2018
USAI Lighting | USAI Lighting | B4SAF-12C3-30KH-10-S-WH-WH-NCIC-UNV-D6F | Light Emitting Diode | Inseparable Luminaire | Direct Wired | 0-10 VDC Controls | 66 | 3000 | 0 | 92 | 59 | 441 | 0.94 | Ambient | 50000 |  |  | 99999 | 0.01 | 12 | 3 | 0 | 0 | 0 | 0 | 0 | 0 | 0.09 | 0 | 0 | 0 | 0 | 0 | 0.96 | 0.38 | 0.34 | 0.02 | 0 | 0 | True |  | Non Federally-Regulated | 07/03/2018 |  | 12/17/2018
USAI Lighting | USAI Lighting | B4SAF-12C3-30KH-10-S-GR-GR-NCIC-UNV-D6E | Light Emitting Diode | Inseparable Luminaire | Direct Wired | 0-10 VDC Controls | 66 | 3000 | 0 | 92 | 59 | 441 | 0.94 | Ambient | 50000 |  |  | 99999 | 0.01 | 12 | 3 | 0 | 0 | 0 | 0 | 0 | 0 | 0.09 | 0 | 0 | 0 | 0 | 0 | 0.96 | 0.38 | 0.34 | 0.02 | 0 | 0 | True |  | Non Federally-Regulated | 07/03/2018 |  | 12/17/2018
USAI Lighting | USAI Lighting | B4SAF-12C3-30KH-10-S-GR-GR-NCIC-UNV-D6F | Light Emitting Diode | Inseparable Luminaire | Direct Wired | 0-10 VDC Controls | 66 | 3000 | 0 | 92 | 59 | 441 | 0.94 | Ambient | 50000 |  |  | 99999 | 0.01 | 12 | 3 | 0 | 0 | 0 | 0 | 0 | 0 | 0.09 | 0 | 0 | 0 | 0 | 0 | 0.96 | 0.38 | 0.34 | 0.02 | 0 | 0 | True |  | Non Federally-Regulated | 07/03/2018 |  | 12/17/2018
USAI Lighting | USAI Lighting | B4SAF-12C3-30KH-10-S-AC-XX-NCIC-UNV-D6E | Light Emitting Diode | Inseparable Luminaire | Direct Wired | 0-10 VDC Controls | 66 | 3000 | 0 | 92 | 59 | 441 | 0.94 | Ambient | 50000 |  |  | 99999 | 0.01 | 12 | 3 | 0 | 0 | 0 | 0 | 0 | 0 | 0.09 | 0 | 0 | 0 | 0 | 0 | 0.96 | 0.38 | 0.34 | 0.02 | 0 | 0 | True |  | Non Federally-Regulated | 07/03/2018 |  | 12/17/2018
USAI Lighting | USAI Lighting | B4SAF-12C3-30KH-10-S-AC-XX-NCIC-UNV-D6F | Light Emitting Diode | Inseparable Luminaire | Direct Wired | 0-10 VDC Controls | 66 | 3000 | 0 | 92 | 59 | 441 | 0.94 | Ambient | 50000 |  |  | 99999 | 0.01 | 12 | 3 | 0 | 0 | 0 | 0 | 0 | 0 | 0.09 | 0 | 0 | 0 | 0 | 0 | 0.96 | 0.38 | 0.34 | 0.02 | 0 | 0 | True |  | Non Federally-Regulated | 07/03/2018 |  | 12/17/2018
USAI Lighting | USAI Lighting | B4SAF-12C3-30KH-25-S-WH-WH-NCIC-UNV-D6E | Light Emitting Diode | Inseparable Luminaire | Direct Wired | 0-10 VDC Controls | 70 | 3000 | 0 | 92 | 59 | 441 | 0.94 | Ambient | 50000 |  |  | 99999 | 0.01 | 12 | 3 | 0 | 0 | 0 | 0 | 0 | 0 | 0.09 | 0 | 0 | 0 | 0 | 0 | 0.96 | 0.38 | 0.34 | 0.02 | 0 | 0 | True |  | Non Federally-Regulated | 07/03/2018 |  | 12/17/2018
USAI Lighting | USAI Lighting | B4SAF-12C3-30KH-25-S-WH-WH-NCIC-UNV-D6F | Light Emitting Diode | Inseparable Luminaire | Direct Wired | 0-10 VDC Controls | 70 | 3000 | 0 | 92 | 59 | 441 | 0.94 | Ambient | 50000 |  |  | 99999 | 0.01 | 12 | 3 | 0 | 0 | 0 | 0 | 0 | 0 | 0.09 | 0 | 0 | 0 | 0 | 0 | 0.96 | 0.38 | 0.34 | 0.02 | 0 | 0 | True |  | Non Federally-Regulated | 07/03/2018 |  | 12/17/2018
USAI Lighting | USAI Lighting | B4SAF-12C3-30KH-25-S-GR-GR-NCIC-UNV-D6E | Light Emitting Diode | Inseparable Luminaire | Direct Wired | 0-10 VDC Controls | 70 | 3000 | 0 | 92 | 59 | 441 | 0.94 | Ambient | 50000 |  |  | 99999 | 0.01 | 12 | 3 | 0 | 0 | 0 | 0 | 0 | 0 | 0.09 | 0 | 0 | 0 | 0 | 0 | 0.96 | 0.38 | 0.34 | 0.02 | 0 | 0 | True |  | Non Federally-Regulated | 07/03/2018 |  | 12/17/2018
USAI Lighting | USAI Lighting | B4SAF-12C3-30KH-25-S-GR-GR-NCIC-UNV-D6F | Light Emitting Diode | Inseparable Luminaire | Direct Wired | 0-10 VDC Controls | 70 | 3000 | 0 | 92 | 59 | 441 | 0.94 | Ambient | 50000 |  |  | 99999 | 0.01 | 12 | 3 | 0 | 0 | 0 | 0 | 0 | 0 | 0.09 | 0 | 0 | 0 | 0 | 0 | 0.96 | 0.38 | 0.34 | 0.02 | 0 | 0 | True |  | Non Federally-Regulated | 07/03/2018 |  | 12/17/2018
USAI Lighting | USAI Lighting | B4SAF-12C3-30KH-25-S-AC-XX-NCIC-UNV-D6E | Light Emitting Diode | Inseparable Luminaire | Direct Wired | 0-10 VDC Controls | 70 | 3000 | 0 | 92 | 59 | 441 | 0.94 | Ambient | 50000 |  |  | 99999 | 0.01 | 12 | 3 | 0 | 0 | 0 | 0 | 0 | 0 | 0.09 | 0 | 0 | 0 | 0 | 0 | 0.96 | 0.38 | 0.34 | 0.02 | 0 | 0 | True |  | Non Federally-Regulated | 07/03/2018 |  | 12/17/2018
USAI Lighting | USAI Lighting | B4SAF-12C3-30KH-25-S-AC-XX-NCIC-UNV-D6F | Light Emitting Diode | Inseparable Luminaire | Direct Wired | 0-10 VDC Controls | 70 | 3000 | 0 | 92 | 59 | 441 | 0.94 | Ambient | 50000 |  |  | 99999 | 0.01 | 12 | 3 | 0 | 0 | 0 | 0 | 0 | 0 | 0.09 | 0 | 0 | 0 | 0 | 0 | 0.96 | 0.38 | 0.34 | 0.02 | 0 | 0 | True |  | Non Federally-Regulated | 07/03/2018 |  | 12/17/2018
USAI Lighting | USAI Lighting | B4SAF-16C3-27KH-10-S-WH-WH-NCIC-UNV-D6E | Light Emitting Diode | Inseparable Luminaire | Direct Wired | 0-10 VDC Controls | 66 | 2700 | 0.001 | 92 | 55 | 449 | 0.96 | Ambient | 50000 |  |  | 99999 | 0.01 | 17 | 4 | 0 | 0 | 0 | 0 | 0 | 0 | 0.08 | 0.03 | 0.03 | 0.01 | 0 | 0 | 0.92 | 0.38 | 0.32 | 0.01 | 0 | 0 | True |  | Non Federally-Regulated | 07/03/2018 |  | 12/17/2018
USAI Lighting | USAI Lighting | B4SAF-16C3-27KH-10-S-WH-WH-NCIC-UNV-D6F | Light Emitting Diode | Inseparable Luminaire | Direct Wired | 0-10 VDC Controls | 66 | 2700 | 0.001 | 92 | 55 | 449 | 0.96 | Ambient | 50000 |  |  | 99999 | 0.01 | 17 | 4 | 0 | 0 | 0 | 0 | 0 | 0 | 0.08 | 0.03 | 0.03 | 0.01 | 0 | 0 | 0.92 | 0.38 | 0.32 | 0.01 | 0 | 0 | True |  | Non Federally-Regulated | 07/03/2018 |  | 12/17/2018
USAI Lighting | USAI Lighting | B4SAF-16C3-27KH-10-S-GR-GR-NCIC-UNV-D6E | Light Emitting Diode | Inseparable Luminaire | Direct Wired | 0-10 VDC Controls | 66 | 2700 | 0.001 | 92 | 55 | 449 | 0.96 | Ambient | 50000 |  |  | 99999 | 0.01 | 17 | 4 | 0 | 0 | 0 | 0 | 0 | 0 | 0.08 | 0.03 | 0.03 | 0.01 | 0 | 0 | 0.92 | 0.38 | 0.32 | 0.01 | 0 | 0 | True |  | Non Federally-Regulated | 07/03/2018 |  | 12/17/2018
USAI Lighting | USAI Lighting | B4SAF-16C3-27KH-10-S-GR-GR-NCIC-UNV-D6F | Light Emitting Diode | Inseparable Luminaire | Direct Wired | 0-10 VDC Controls | 66 | 2700 | 0.001 | 92 | 55 | 449 | 0.96 | Ambient | 50000 |  |  | 99999 | 0.01 | 17 | 4 | 0 | 0 | 0 | 0 | 0 | 0 | 0.08 | 0.03 | 0.03 | 0.01 | 0 | 0 | 0.92 | 0.38 | 0.32 | 0.01 | 0 | 0 | True |  | Non Federally-Regulated | 07/03/2018 |  | 12/17/2018
USAI Lighting | USAI Lighting | B4SAF-16C3-27KH-10-S-AC-XX-NCIC-UNV-D6E | Light Emitting Diode | Inseparable Luminaire | Direct Wired | 0-10 VDC Controls | 66 | 2700 | 0.001 | 92 | 55 | 449 | 0.96 | Ambient | 50000 |  |  | 99999 | 0.01 | 17 | 4 | 0 | 0 | 0 | 0 | 0 | 0 | 0.08 | 0.03 | 0.03 | 0.01 | 0 | 0 | 0.92 | 0.38 | 0.32 | 0.01 | 0 | 0 | True |  | Non Federally-Regulated | 07/03/2018 |  | 12/17/2018
USAI Lighting | USAI Lighting | B4SAF-16C3-27KH-10-S-AC-XX-NCIC-UNV-D6F | Light Emitting Diode | Inseparable Luminaire | Direct Wired | 0-10 VDC Controls | 66 | 2700 | 0.001 | 92 | 55 | 449 | 0.96 | Ambient | 50000 |  |  | 99999 | 0.01 | 17 | 4 | 0 | 0 | 0 | 0 | 0 | 0 | 0.08 | 0.03 | 0.03 | 0.01 | 0 | 0 | 0.92 | 0.38 | 0.32 | 0.01 | 0 | 0 | True |  | Non Federally-Regulated | 07/03/2018 |  | 12/17/2018
USAI Lighting | USAI Lighting | B4SAF-16C3-27KH-25-S-WH-WH-NCIC-UNV-D6E | Light Emitting Diode | Inseparable Luminaire | Direct Wired | 0-10 VDC Controls | 67 | 2700 | 0.001 | 92 | 55 | 449 | 0.96 | Ambient | 50000 |  |  | 99999 | 0.01 | 17 | 4 | 0 | 0 | 0 | 0 | 0 | 0 | 0.08 | 0.03 | 0.03 | 0.01 | 0 | 0 | 0.92 | 0.38 | 0.32 | 0.01 | 0 | 0 | True |  | Non Federally-Regulated | 07/03/2018 |  | 12/17/2018
USAI Lighting | USAI Lighting | B4SAF-16C3-27KH-25-S-WH-WH-NCIC-UNV-D6F | Light Emitting Diode | Inseparable Luminaire | Direct Wired | 0-10 VDC Controls | 67 | 2700 | 0.001 | 92 | 55 | 449 | 0.96 | Ambient | 50000 |  |  | 99999 | 0.01 | 17 | 4 | 0 | 0 | 0 | 0 | 0 | 0 | 0.08 | 0.03 | 0.03 | 0.01 | 0 | 0 | 0.92 | 0.38 | 0.32 | 0.01 | 0 | 0 | True |  | Non Federally-Regulated | 07/03/2018 |  | 12/17/2018
USAI Lighting | USAI Lighting | B4SAF-16C3-27KH-25-S-GR-GR-NCIC-UNV-D6E | Light Emitting Diode | Inseparable Luminaire | Direct Wired | 0-10 VDC Controls | 67 | 2700 | 0.001 | 92 | 55 | 449 | 0.96 | Ambient | 50000 |  |  | 99999 | 0.01 | 17 | 4 | 0 | 0 | 0 | 0 | 0 | 0 | 0.08 | 0.03 | 0.03 | 0.01 | 0 | 0 | 0.92 | 0.38 | 0.32 | 0.01 | 0 | 0 | True |  | Non Federally-Regulated | 07/03/2018 |  | 12/17/2018
USAI Lighting | USAI Lighting | B4SAF-16C3-27KH-25-S-GR-GR-NCIC-UNV-D6F | Light Emitting Diode | Inseparable Luminaire | Direct Wired | 0-10 VDC Controls | 67 | 2700 | 0.001 | 92 | 55 | 449 | 0.96 | Ambient | 50000 |  |  | 99999 | 0.01 | 17 | 4 | 0 | 0 | 0 | 0 | 0 | 0 | 0.08 | 0.03 | 0.03 | 0.01 | 0 | 0 | 0.92 | 0.38 | 0.32 | 0.01 | 0 | 0 | True |  | Non Federally-Regulated | 07/03/2018 |  | 12/17/2018
USAI Lighting | USAI Lighting | B4SAF-16C3-27KH-25-S-AC-XX-NCIC-UNV-D6E | Light Emitting Diode | Inseparable Luminaire | Direct Wired | 0-10 VDC Controls | 67 | 2700 | 0.001 | 92 | 55 | 449 | 0.96 | Ambient | 50000 |  |  | 99999 | 0.01 | 17 | 4 | 0 | 0 | 0 | 0 | 0 | 0 | 0.08 | 0.03 | 0.03 | 0.01 | 0 | 0 | 0.92 | 0.38 | 0.32 | 0.01 | 0 | 0 | True |  | Non Federally-Regulated | 07/03/2018 |  | 12/17/2018
USAI Lighting | USAI Lighting | B4SAF-16C3-27KH-25-S-AC-XX-NCIC-UNV-D6F | Light Emitting Diode | Inseparable Luminaire | Direct Wired | 0-10 VDC Controls | 67 | 2700 | 0.001 | 92 | 55 | 449 | 0.96 | Ambient | 50000 |  |  | 99999 | 0.01 | 17 | 4 | 0 | 0 | 0 | 0 | 0 | 0 | 0.08 | 0.03 | 0.03 | 0.01 | 0 | 0 | 0.92 | 0.38 | 0.32 | 0.01 | 0 | 0 | True |  | Non Federally-Regulated | 07/03/2018 |  | 12/17/2018
USAI Lighting | USAI Lighting | B4SAF-16C3-30KH-10-S-WH-WH-NCIC-UNV-D6E | Light Emitting Diode | Inseparable Luminaire | Direct Wired | 0-10 VDC Controls | 66 | 3000 | 0.001 | 91 | 55 | 449 | 0.96 | Ambient | 50000 |  |  | 99999 | 0.01 | 17 | 4 | 0 | 0 | 0 | 0 | 0 | 0 | 0.08 | 0.03 | 0.03 | 0.01 | 0 | 0 | 0.92 | 0.38 | 0.32 | 0.01 | 0 | 0 | True |  | Non Federally-Regulated | 07/03/2018 |  | 12/17/2018
USAI Lighting | USAI Lighting | B4SAF-16C3-30KH-10-S-WH-WH-NCIC-UNV-D6F | Light Emitting Diode | Inseparable Luminaire | Direct Wired | 0-10 VDC Controls | 66 | 3000 | 0.001 | 91 | 55 | 449 | 0.96 | Ambient | 50000 |  |  | 99999 | 0.01 | 17 | 4 | 0 | 0 | 0 | 0 | 0 | 0 | 0.08 | 0.03 | 0.03 | 0.01 | 0 | 0 | 0.92 | 0.38 | 0.32 | 0.01 | 0 | 0 | True |  | Non Federally-Regulated | 07/03/2018 |  | 12/17/2018
USAI Lighting | USAI Lighting | B4SAF-16C3-30KH-10-S-GR-GR-NCIC-UNV-D6E | Light Emitting Diode | Inseparable Luminaire | Direct Wired | 0-10 VDC Controls | 66 | 3000 | 0.001 | 91 | 55 | 449 | 0.96 | Ambient | 50000 |  |  | 99999 | 0.01 | 17 | 4 | 0 | 0 | 0 | 0 | 0 | 0 | 0.08 | 0.03 | 0.03 | 0.01 | 0 | 0 | 0.92 | 0.38 | 0.32 | 0.01 | 0 | 0 | True |  | Non Federally-Regulated | 07/03/2018 |  | 12/17/2018
USAI Lighting | USAI Lighting | B4SAF-16C3-30KH-10-S-GR-GR-NCIC-UNV-D6F | Light Emitting Diode | Inseparable Luminaire | Direct Wired | 0-10 VDC Controls | 66 | 3000 | 0.001 | 91 | 55 | 449 | 0.96 | Ambient | 50000 |  |  | 99999 | 0.01 | 17 | 4 | 0 | 0 | 0 | 0 | 0 | 0 | 0.08 | 0.03 | 0.03 | 0.01 | 0 | 0 | 0.92 | 0.38 | 0.32 | 0.01 | 0 | 0 | True |  | Non Federally-Regulated | 07/03/2018 |  | 12/17/2018
USAI Lighting | USAI Lighting | B4SAF-16C3-30KH-10-S-AC-XX-NCIC-UNV-D6E | Light Emitting Diode | Inseparable Luminaire | Direct Wired | 0-10 VDC Controls | 66 | 3000 | 0.001 | 91 | 55 | 449 | 0.96 | Ambient | 50000 |  |  | 99999 | 0.01 | 17 | 4 | 0 | 0 | 0 | 0 | 0 | 0 | 0.08 | 0.03 | 0.03 | 0.01 | 0 | 0 | 0.92 | 0.38 | 0.32 | 0.01 | 0 | 0 | True |  | Non Federally-Regulated | 07/03/2018 |  | 12/17/2018
USAI Lighting | USAI Lighting | B4SAF-16C3-30KH-10-S-AC-XX-NCIC-UNV-D6F | Light Emitting Diode | Inseparable Luminaire | Direct Wired | 0-10 VDC Controls | 66 | 3000 | 0.001 | 91 | 55 | 449 | 0.96 | Ambient | 50000 |  |  | 99999 | 0.01 | 17 | 4 | 0 | 0 | 0 | 0 | 0 | 0 | 0.08 | 0.03 | 0.03 | 0.01 | 0 | 0 | 0.92 | 0.38 | 0.32 | 0.01 | 0 | 0 | True |  | Non Federally-Regulated | 07/03/2018 |  | 12/17/2018
USAI Lighting | USAI Lighting | B4SAF-16C3-30KH-25-S-WH-WH-NCIC-UNV-D6E | Light Emitting Diode | Inseparable Luminaire | Direct Wired | 0-10 VDC Controls | 67 | 3000 | 0.001 | 91 | 55 | 449 | 0.96 | Ambient | 50000 |  |  | 99999 | 0.01 | 17 | 4 | 0 | 0 | 0 | 0 | 0 | 0 | 0.08 | 0.03 | 0.03 | 0.01 | 0 | 0 | 0.92 | 0.38 | 0.32 | 0.01 | 0 | 0 | True |  | Non Federally-Regulated | 07/03/2018 |  | 12/17/2018
USAI Lighting | USAI Lighting | B4SAF-16C3-30KH-25-S-WH-WH-NCIC-UNV-D6F | Light Emitting Diode | Inseparable Luminaire | Direct Wired | 0-10 VDC Controls | 67 | 3000 | 0.001 | 91 | 55 | 449 | 0.96 | Ambient | 50000 |  |  | 99999 | 0.01 | 17 | 4 | 0 | 0 | 0 | 0 | 0 | 0 | 0.08 | 0.03 | 0.03 | 0.01 | 0 | 0 | 0.92 | 0.38 | 0.32 | 0.01 | 0 | 0 | True |  | Non Federally-Regulated | 07/03/2018 |  | 12/17/2018
USAI Lighting | USAI Lighting | B4SAF-16C3-30KH-25-S-GR-GR-NCIC-UNV-D6E | Light Emitting Diode | Inseparable Luminaire | Direct Wired | 0-10 VDC Controls | 67 | 3000 | 0.001 | 91 | 55 | 449 | 0.96 | Ambient | 50000 |  |  | 99999 | 0.01 | 17 | 4 | 0 | 0 | 0 | 0 | 0 | 0 | 0.08 | 0.03 | 0.03 | 0.01 | 0 | 0 | 0.92 | 0.38 | 0.32 | 0.01 | 0 | 0 | True |  | Non Federally-Regulated | 07/03/2018 |  | 12/17/2018
USAI Lighting | USAI Lighting | B4SAF-16C3-30KH-25-S-GR-GR-NCIC-UNV-D6F | Light Emitting Diode | Inseparable Luminaire | Direct Wired | 0-10 VDC Controls | 67 | 3000 | 0.001 | 91 | 55 | 449 | 0.96 | Ambient | 50000 |  |  | 99999 | 0.01 | 17 | 4 | 0 | 0 | 0 | 0 | 0 | 0 | 0.08 | 0.03 | 0.03 | 0.01 | 0 | 0 | 0.92 | 0.38 | 0.32 | 0.01 | 0 | 0 | True |  | Non Federally-Regulated | 07/03/2018 |  | 12/17/2018
USAI Lighting | USAI Lighting | B4SAF-16C3-30KH-25-S-AC-XX-NCIC-UNV-D6E | Light Emitting Diode | Inseparable Luminaire | Direct Wired | 0-10 VDC Controls | 67 | 3000 | 0.001 | 91 | 55 | 449 | 0.96 | Ambient | 50000 |  |  | 99999 | 0.01 | 17 | 4 | 0 | 0 | 0 | 0 | 0 | 0 | 0.08 | 0.03 | 0.03 | 0.01 | 0 | 0 | 0.92 | 0.38 | 0.32 | 0.01 | 0 | 0 | True |  | Non Federally-Regulated | 07/03/2018 |  | 12/17/2018
USAI Lighting | USAI Lighting | B4SAF-16C3-30KH-25-S-AC-XX-NCIC-UNV-D6F | Light Emitting Diode | Inseparable Luminaire | Direct Wired | 0-10 VDC Controls | 67 | 3000 | 0.001 | 91 | 55 | 449 | 0.96 | Ambient | 50000 |  |  | 99999 | 0.01 | 17 | 4 | 0 | 0 | 0 | 0 | 0 | 0 | 0.08 | 0.03 | 0.03 | 0.01 | 0 | 0 | 0.92 | 0.38 | 0.32 | 0.01 | 0 | 0 | True |  | Non Federally-Regulated | 07/03/2018 |  | 12/17/2018
USAI Lighting | USAI Lighting | B4SAL-12C3-27KH-10-S-WH-NCIC-UNV-D6E | Light Emitting Diode | Inseparable Luminaire | Direct Wired | 0-10 VDC Controls | 66 | 2700 | 0 | 93 | 59 | 441 | 0.94 | Ambient | 50000 |  |  | 99999 | 0.01 | 12 | 3 | 0 | 0 | 0 | 0 | 0 | 0 | 0.09 | 0 | 0 | 0 | 0 | 0 | 0.96 | 0.38 | 0.34 | 0.02 | 0 | 0 | True |  | Non Federally-Regulated | 07/03/2018 |  | 12/17/2018
USAI Lighting | USAI Lighting | B4SAL-12C3-27KH-10-S-WH-NCIC-UNV-D6F | Light Emitting Diode | Inseparable Luminaire | Direct Wired | 0-10 VDC Controls | 66 | 2700 | 0 | 93 | 59 | 441 | 0.94 | Ambient | 50000 |  |  | 99999 | 0.01 | 12 | 3 | 0 | 0 | 0 | 0 | 0 | 0 | 0.09 | 0 | 0 | 0 | 0 | 0 | 0.96 | 0.38 | 0.34 | 0.02 | 0 | 0 | True |  | Non Federally-Regulated | 07/03/2018 |  | 12/17/2018
USAI Lighting | USAI Lighting | B4SAL-12C3-27KH-10-S-GR-NCIC-UNV-D6E | Light Emitting Diode | Inseparable Luminaire | Direct Wired | 0-10 VDC Controls | 66 | 2700 | 0 | 93 | 59 | 441 | 0.94 | Ambient | 50000 |  |  | 99999 | 0.01 | 12 | 3 | 0 | 0 | 0 | 0 | 0 | 0 | 0.09 | 0 | 0 | 0 | 0 | 0 | 0.96 | 0.38 | 0.34 | 0.02 | 0 | 0 | True |  | Non Federally-Regulated | 07/03/2018 |  | 12/17/2018
USAI Lighting | USAI Lighting | B4SAL-12C3-27KH-10-S-GR-NCIC-UNV-D6F | Light Emitting Diode | Inseparable Luminaire | Direct Wired | 0-10 VDC Controls | 66 | 2700 | 0 | 93 | 59 | 441 | 0.94 | Ambient | 50000 |  |  | 99999 | 0.01 | 12 | 3 | 0 | 0 | 0 | 0 | 0 | 0 | 0.09 | 0 | 0 | 0 | 0 | 0 | 0.96 | 0.38 | 0.34 | 0.02 | 0 | 0 | True |  | Non Federally-Regulated | 07/03/2018 |  | 12/17/2018
USAI Lighting | USAI Lighting | B4SAL-12C3-27KH-10-S-AC-NCIC-UNV-D6E | Light Emitting Diode | Inseparable Luminaire | Direct Wired | 0-10 VDC Controls | 66 | 2700 | 0 | 93 | 59 | 441 | 0.94 | Ambient | 50000 |  |  | 99999 | 0.01 | 12 | 3 | 0 | 0 | 0 | 0 | 0 | 0 | 0.09 | 0 | 0 | 0 | 0 | 0 | 0.96 | 0.38 | 0.34 | 0.02 | 0 | 0 | True |  | Non Federally-Regulated | 07/03/2018 |  | 12/17/2018
USAI Lighting | USAI Lighting | B4SAL-12C3-27KH-10-S-AC-NCIC-UNV-D6F | Light Emitting Diode | Inseparable Luminaire | Direct Wired | 0-10 VDC Controls | 66 | 2700 | 0 | 93 | 59 | 441 | 0.94 | Ambient | 50000 |  |  | 99999 | 0.01 | 12 | 3 | 0 | 0 | 0 | 0 | 0 | 0 | 0.09 | 0 | 0 | 0 | 0 | 0 | 0.96 | 0.38 | 0.34 | 0.02 | 0 | 0 | True |  | Non Federally-Regulated | 07/03/2018 |  | 12/17/2018
USAI Lighting | USAI Lighting | B4SAL-12C3-27KH-25-S-WH-NCIC-UNV-D6E | Light Emitting Diode | Inseparable Luminaire | Direct Wired | 0-10 VDC Controls | 70 | 2700 | 0 | 93 | 59 | 441 | 0.94 | Ambient | 50000 |  |  | 99999 | 0.01 | 12 | 3 | 0 | 0 | 0 | 0 | 0 | 0 | 0.09 | 0 | 0 | 0 | 0 | 0 | 0.96 | 0.38 | 0.34 | 0.02 | 0 | 0 | True |  | Non Federally-Regulated | 07/03/2018 |  | 12/17/2018
USAI Lighting | USAI Lighting | B4SAL-12C3-27KH-25-S-WH-NCIC-UNV-D6F | Light Emitting Diode | Inseparable Luminaire | Direct Wired | 0-10 VDC Controls | 70 | 2700 | 0 | 93 | 59 | 441 | 0.94 | Ambient | 50000 |  |  | 99999 | 0.01 | 12 | 3 | 0 | 0 | 0 | 0 | 0 | 0 | 0.09 | 0 | 0 | 0 | 0 | 0 | 0.96 | 0.38 | 0.34 | 0.02 | 0 | 0 | True |  | Non Federally-Regulated | 07/03/2018 |  | 12/17/2018
USAI Lighting | USAI Lighting | B4SAL-12C3-27KH-25-S-GR-NCIC-UNV-D6E | Light Emitting Diode | Inseparable Luminaire | Direct Wired | 0-10 VDC Controls | 70 | 2700 | 0 | 93 | 59 | 441 | 0.94 | Ambient | 50000 |  |  | 99999 | 0.01 | 12 | 3 | 0 | 0 | 0 | 0 | 0 | 0 | 0.09 | 0 | 0 | 0 | 0 | 0 | 0.96 | 0.38 | 0.34 | 0.02 | 0 | 0 | True |  | Non Federally-Regulated | 07/03/2018 |  | 12/17/2018
USAI Lighting | USAI Lighting | B4SAL-12C3-27KH-25-S-GR-NCIC-UNV-D6F | Light Emitting Diode | Inseparable Luminaire | Direct Wired | 0-10 VDC Controls | 70 | 2700 | 0 | 93 | 59 | 441 | 0.94 | Ambient | 50000 |  |  | 99999 | 0.01 | 12 | 3 | 0 | 0 | 0 | 0 | 0 | 0 | 0.09 | 0 | 0 | 0 | 0 | 0 | 0.96 | 0.38 | 0.34 | 0.02 | 0 | 0 | True |  | Non Federally-Regulated | 07/03/2018 |  | 12/17/2018
USAI Lighting | USAI Lighting | B4SAL-12C3-27KH-25-S-AC-NCIC-UNV-D6E | Light Emitting Diode | Inseparable Luminaire | Direct Wired | 0-10 VDC Controls | 70 | 2700 | 0 | 93 | 59 | 441 | 0.94 | Ambient | 50000 |  |  | 99999 | 0.01 | 12 | 3 | 0 | 0 | 0 | 0 | 0 | 0 | 0.09 | 0 | 0 | 0 | 0 | 0 | 0.96 | 0.38 | 0.34 | 0.02 | 0 | 0 | True |  | Non Federally-Regulated | 07/03/2018 |  | 12/17/2018
USAI Lighting | USAI Lighting | B4SAL-12C3-27KH-25-S-AC-NCIC-UNV-D6F | Light Emitting Diode | Inseparable Luminaire | Direct Wired | 0-10 VDC Controls | 70 | 2700 | 0 | 93 | 59 | 441 | 0.94 | Ambient | 50000 |  |  | 99999 | 0.01 | 12 | 3 | 0 | 0 | 0 | 0 | 0 | 0 | 0.09 | 0 | 0 | 0 | 0 | 0 | 0.96 | 0.38 | 0.34 | 0.02 | 0 | 0 | True |  | Non Federally-Regulated | 07/03/2018 |  | 12/17/2018
USAI Lighting | USAI Lighting | B4SAL-12C3-30KH-10-S-WH-NCIC-UNV-D6E | Light Emitting Diode | Inseparable Luminaire | Direct Wired | 0-10 VDC Controls | 66 | 3000 | 0 | 92 | 59 | 441 | 0.94 | Ambient | 50000 |  |  | 99999 | 0.01 | 12 | 3 | 0 | 0 | 0 | 0 | 0 | 0 | 0.09 | 0 | 0 | 0 | 0 | 0 | 0.96 | 0.38 | 0.34 | 0.02 | 0 | 0 | True |  | Non Federally-Regulated | 07/03/2018 |  | 12/17/2018
USAI Lighting | USAI Lighting | B4SAL-12C3-30KH-10-S-WH-NCIC-UNV-D6F | Light Emitting Diode | Inseparable Luminaire | Direct Wired | 0-10 VDC Controls | 66 | 3000 | 0 | 92 | 59 | 441 | 0.94 | Ambient | 50000 |  |  | 99999 | 0.01 | 12 | 3 | 0 | 0 | 0 | 0 | 0 | 0 | 0.09 | 0 | 0 | 0 | 0 | 0 | 0.96 | 0.38 | 0.34 | 0.02 | 0 | 0 | True |  | Non Federally-Regulated | 07/03/2018 |  | 12/17/2018
USAI Lighting | USAI Lighting | B4SAL-12C3-30KH-10-S-GR-NCIC-UNV-D6E | Light Emitting Diode | Inseparable Luminaire | Direct Wired | 0-10 VDC Controls | 66 | 3000 | 0 | 92 | 59 | 441 | 0.94 | Ambient | 50000 |  |  | 99999 | 0.01 | 12 | 3 | 0 | 0 | 0 | 0 | 0 | 0 | 0.09 | 0 | 0 | 0 | 0 | 0 | 0.96 | 0.38 | 0.34 | 0.02 | 0 | 0 | True |  | Non Federally-Regulated | 07/03/2018 |  | 12/17/2018
USAI Lighting | USAI Lighting | B4SAL-12C3-30KH-10-S-GR-NCIC-UNV-D6F | Light Emitting Diode | Inseparable Luminaire | Direct Wired | 0-10 VDC Controls | 66 | 3000 | 0 | 92 | 59 | 441 | 0.94 | Ambient | 50000 |  |  | 99999 | 0.01 | 12 | 3 | 0 | 0 | 0 | 0 | 0 | 0 | 0.09 | 0 | 0 | 0 | 0 | 0 | 0.96 | 0.38 | 0.34 | 0.02 | 0 | 0 | True |  | Non Federally-Regulated | 07/03/2018 |  | 12/17/2018
USAI Lighting | USAI Lighting | B4SAL-12C3-30KH-10-S-AC-NCIC-UNV-D6E | Light Emitting Diode | Inseparable Luminaire | Direct Wired | 0-10 VDC Controls | 66 | 3000 | 0 | 92 | 59 | 441 | 0.94 | Ambient | 50000 |  |  | 99999 | 0.01 | 12 | 3 | 0 | 0 | 0 | 0 | 0 | 0 | 0.09 | 0 | 0 | 0 | 0 | 0 | 0.96 | 0.38 | 0.34 | 0.02 | 0 | 0 | True |  | Non Federally-Regulated | 07/03/2018 |  | 12/17/2018
USAI Lighting | USAI Lighting | B4SAL-12C3-30KH-10-S-AC-NCIC-UNV-D6F | Light Emitting Diode | Inseparable Luminaire | Direct Wired | 0-10 VDC Controls | 66 | 3000 | 0 | 92 | 59 | 441 | 0.94 | Ambient | 50000 |  |  | 99999 | 0.01 | 12 | 3 | 0 | 0 | 0 | 0 | 0 | 0 | 0.09 | 0 | 0 | 0 | 0 | 0 | 0.96 | 0.38 | 0.34 | 0.02 | 0 | 0 | True |  | Non Federally-Regulated | 07/03/2018 |  | 12/17/2018
USAI Lighting | USAI Lighting | B4SAL-12C3-30KH-25-S-WH-NCIC-UNV-D6E | Light Emitting Diode | Inseparable Luminaire | Direct Wired | 0-10 VDC Controls | 70 | 3000 | 0 | 92 | 59 | 441 | 0.94 | Ambient | 50000 |  |  | 99999 | 0.01 | 12 | 3 | 0 | 0 | 0 | 0 | 0 | 0 | 0.09 | 0 | 0 | 0 | 0 | 0 | 0.96 | 0.38 | 0.34 | 0.02 | 0 | 0 | True |  | Non Federally-Regulated | 07/03/2018 |  | 12/17/2018
USAI Lighting | USAI Lighting | B4SAL-12C3-30KH-25-S-WH-NCIC-UNV-D6F | Light Emitting Diode | Inseparable Luminaire | Direct Wired | 0-10 VDC Controls | 70 | 3000 | 0 | 92 | 59 | 441 | 0.94 | Ambient | 50000 |  |  | 99999 | 0.01 | 12 | 3 | 0 | 0 | 0 | 0 | 0 | 0 | 0.09 | 0 | 0 | 0 | 0 | 0 | 0.96 | 0.38 | 0.34 | 0.02 | 0 | 0 | True |  | Non Federally-Regulated | 07/03/2018 |  | 12/17/2018
USAI Lighting | USAI Lighting | B4SAL-12C3-30KH-25-S-GR-NCIC-UNV-D6E | Light Emitting Diode | Inseparable Luminaire | Direct Wired | 0-10 VDC Controls | 70 | 3000 | 0 | 92 | 59 | 441 | 0.94 | Ambient | 50000 |  |  | 99999 | 0.01 | 12 | 3 | 0 | 0 | 0 | 0 | 0 | 0 | 0.09 | 0 | 0 | 0 | 0 | 0 | 0.96 | 0.38 | 0.34 | 0.02 | 0 | 0 | True |  | Non Federally-Regulated | 07/03/2018 |  | 12/17/2018
USAI Lighting | USAI Lighting | B4SAL-12C3-30KH-25-S-GR-NCIC-UNV-D6F | Light Emitting Diode | Inseparable Luminaire | Direct Wired | 0-10 VDC Controls | 70 | 3000 | 0 | 92 | 59 | 441 | 0.94 | Ambient | 50000 |  |  | 99999 | 0.01 | 12 | 3 | 0 | 0 | 0 | 0 | 0 | 0 | 0.09 | 0 | 0 | 0 | 0 | 0 | 0.96 | 0.38 | 0.34 | 0.02 | 0 | 0 | True |  | Non Federally-Regulated | 07/03/2018 |  | 12/17/2018
USAI Lighting | USAI Lighting | B4SAL-12C3-30KH-25-S-AC-NCIC-UNV-D6E | Light Emitting Diode | Inseparable Luminaire | Direct Wired | 0-10 VDC Controls | 70 | 3000 | 0 | 92 | 59 | 441 | 0.94 | Ambient | 50000 |  |  | 99999 | 0.01 | 12 | 3 | 0 | 0 | 0 | 0 | 0 | 0 | 0.09 | 0 | 0 | 0 | 0 | 0 | 0.96 | 0.38 | 0.34 | 0.02 | 0 | 0 | True |  | Non Federally-Regulated | 07/03/2018 |  | 12/17/2018
USAI Lighting | USAI Lighting | B4SAL-12C3-30KH-25-S-AC-NCIC-UNV-D6F | Light Emitting Diode | Inseparable Luminaire | Direct Wired | 0-10 VDC Controls | 70 | 3000 | 0 | 92 | 59 | 441 | 0.94 | Ambient | 50000 |  |  | 99999 | 0.01 | 12 | 3 | 0 | 0 | 0 | 0 | 0 | 0 | 0.09 | 0 | 0 | 0 | 0 | 0 | 0.96 | 0.38 | 0.34 | 0.02 | 0 | 0 | True |  | Non Federally-Regulated | 07/03/2018 |  | 12/17/2018
USAI Lighting | USAI Lighting | B4SAL-16C3-27KH-10-S-WH-NCIC-UNV-D6E | Light Emitting Diode | Inseparable Luminaire | Direct Wired | 0-10 VDC Controls | 66 | 2700 | 0.001 | 92 | 55 | 449 | 0.96 | Ambient | 50000 |  |  | 99999 | 0.01 | 17 | 4 | 0 | 0 | 0 | 0 | 0 | 0 | 0.08 | 0.03 | 0.03 | 0.01 | 0 | 0 | 0.92 | 0.38 | 0.32 | 0.01 | 0 | 0 | True |  | Non Federally-Regulated | 07/03/2018 |  | 12/17/2018
USAI Lighting | USAI Lighting | B4SAL-16C3-27KH-10-S-WH-NCIC-UNV-D6F | Light Emitting Diode | Inseparable Luminaire | Direct Wired | 0-10 VDC Controls | 66 | 2700 | 0.001 | 92 | 55 | 449 | 0.96 | Ambient | 50000 |  |  | 99999 | 0.01 | 17 | 4 | 0 | 0 | 0 | 0 | 0 | 0 | 0.08 | 0.03 | 0.03 | 0.01 | 0 | 0 | 0.92 | 0.38 | 0.32 | 0.01 | 0 | 0 | True |  | Non Federally-Regulated | 07/03/2018 |  | 12/17/2018
USAI Lighting | USAI Lighting | B4SAL-16C3-27KH-10-S-GR-NCIC-UNV-D6E | Light Emitting Diode | Inseparable Luminaire | Direct Wired | 0-10 VDC Controls | 66 | 2700 | 0.001 | 92 | 55 | 449 | 0.96 | Ambient | 50000 |  |  | 99999 | 0.01 | 17 | 4 | 0 | 0 | 0 | 0 | 0 | 0 | 0.08 | 0.03 | 0.03 | 0.01 | 0 | 0 | 0.92 | 0.38 | 0.32 | 0.01 | 0 | 0 | True |  | Non Federally-Regulated | 07/03/2018 |  | 12/17/2018
USAI Lighting | USAI Lighting | B4SAL-16C3-27KH-10-S-GR-NCIC-UNV-D6F | Light Emitting Diode | Inseparable Luminaire | Direct Wired | 0-10 VDC Controls | 66 | 2700 | 0.001 | 92 | 55 | 449 | 0.96 | Ambient | 50000 |  |  | 99999 | 0.01 | 17 | 4 | 0 | 0 | 0 | 0 | 0 | 0 | 0.08 | 0.03 | 0.03 | 0.01 | 0 | 0 | 0.92 | 0.38 | 0.32 | 0.01 | 0 | 0 | True |  | Non Federally-Regulated | 07/03/2018 |  | 12/17/2018
USAI Lighting | USAI Lighting | B4SAL-16C3-27KH-10-S-AC-NCIC-UNV-D6E | Light Emitting Diode | Inseparable Luminaire | Direct Wired | 0-10 VDC Controls | 66 | 2700 | 0.001 | 92 | 55 | 449 | 0.96 | Ambient | 50000 |  |  | 99999 | 0.01 | 17 | 4 | 0 | 0 | 0 | 0 | 0 | 0 | 0.08 | 0.03 | 0.03 | 0.01 | 0 | 0 | 0.92 | 0.38 | 0.32 | 0.01 | 0 | 0 | True |  | Non Federally-Regulated | 07/03/2018 |  | 12/17/2018
USAI Lighting | USAI Lighting | B4SAL-16C3-27KH-10-S-AC-NCIC-UNV-D6F | Light Emitting Diode | Inseparable Luminaire | Direct Wired | 0-10 VDC Controls | 66 | 2700 | 0.001 | 92 | 55 | 449 | 0.96 | Ambient | 50000 |  |  | 99999 | 0.01 | 17 | 4 | 0 | 0 | 0 | 0 | 0 | 0 | 0.08 | 0.03 | 0.03 | 0.01 | 0 | 0 | 0.92 | 0.38 | 0.32 | 0.01 | 0 | 0 | True |  | Non Federally-Regulated | 07/03/2018 |  | 12/17/2018
USAI Lighting | USAI Lighting | B4SAL-16C3-27KH-25-S-WH-NCIC-UNV-D6E | Light Emitting Diode | Inseparable Luminaire | Direct Wired | 0-10 VDC Controls | 67 | 2700 | 0.001 | 92 | 55 | 449 | 0.96 | Ambient | 50000 |  |  | 99999 | 0.01 | 17 | 4 | 0 | 0 | 0 | 0 | 0 | 0 | 0.08 | 0.03 | 0.03 | 0.01 | 0 | 0 | 0.92 | 0.38 | 0.32 | 0.01 | 0 | 0 | True |  | Non Federally-Regulated | 07/03/2018 |  | 12/17/2018
USAI Lighting | USAI Lighting | B4SAL-16C3-27KH-25-S-WH-NCIC-UNV-D6F | Light Emitting Diode | Inseparable Luminaire | Direct Wired | 0-10 VDC Controls | 67 | 2700 | 0.001 | 92 | 55 | 449 | 0.96 | Ambient | 50000 |  |  | 99999 | 0.01 | 17 | 4 | 0 | 0 | 0 | 0 | 0 | 0 | 0.08 | 0.03 | 0.03 | 0.01 | 0 | 0 | 0.92 | 0.38 | 0.32 | 0.01 | 0 | 0 | True |  | Non Federally-Regulated | 07/03/2018 |  | 12/17/2018
USAI Lighting | USAI Lighting | B4SAL-16C3-27KH-25-S-GR-NCIC-UNV-D6E | Light Emitting Diode | Inseparable Luminaire | Direct Wired | 0-10 VDC Controls | 67 | 2700 | 0.001 | 92 | 55 | 449 | 0.96 | Ambient | 50000 |  |  | 99999 | 0.01 | 17 | 4 | 0 | 0 | 0 | 0 | 0 | 0 | 0.08 | 0.03 | 0.03 | 0.01 | 0 | 0 | 0.92 | 0.38 | 0.32 | 0.01 | 0 | 0 | True |  | Non Federally-Regulated | 07/03/2018 |  | 12/17/2018
USAI Lighting | USAI Lighting | B4SAL-16C3-27KH-25-S-GR-NCIC-UNV-D6F | Light Emitting Diode | Inseparable Luminaire | Direct Wired | 0-10 VDC Controls | 67 | 2700 | 0.001 | 92 | 55 | 449 | 0.96 | Ambient | 50000 |  |  | 99999 | 0.01 | 17 | 4 | 0 | 0 | 0 | 0 | 0 | 0 | 0.08 | 0.03 | 0.03 | 0.01 | 0 | 0 | 0.92 | 0.38 | 0.32 | 0.01 | 0 | 0 | True |  | Non Federally-Regulated | 07/03/2018 |  | 12/17/2018
USAI Lighting | USAI Lighting | B4SAL-16C3-27KH-25-S-AC-NCIC-UNV-D6E | Light Emitting Diode | Inseparable Luminaire | Direct Wired | 0-10 VDC Controls | 67 | 2700 | 0.001 | 92 | 55 | 449 | 0.96 | Ambient | 50000 |  |  | 99999 | 0.01 | 17 | 4 | 0 | 0 | 0 | 0 | 0 | 0 | 0.08 | 0.03 | 0.03 | 0.01 | 0 | 0 | 0.92 | 0.38 | 0.32 | 0.01 | 0 | 0 | True |  | Non Federally-Regulated | 07/03/2018 |  | 12/17/2018
USAI Lighting | USAI Lighting | B4SAL-16C3-27KH-25-S-AC-NCIC-UNV-D6F | Light Emitting Diode | Inseparable Luminaire | Direct Wired | 0-10 VDC Controls | 67 | 2700 | 0.001 | 92 | 55 | 449 | 0.96 | Ambient | 50000 |  |  | 99999 | 0.01 | 17 | 4 | 0 | 0 | 0 | 0 | 0 | 0 | 0.08 | 0.03 | 0.03 | 0.01 | 0 | 0 | 0.92 | 0.38 | 0.32 | 0.01 | 0 | 0 | True |  | Non Federally-Regulated | 07/03/2018 |  | 12/17/2018
USAI Lighting | USAI Lighting | B4SAL-16C3-30KH-10-S-WH-NCIC-UNV-D6E | Light Emitting Diode | Inseparable Luminaire | Direct Wired | 0-10 VDC Controls | 66 | 3000 | 0.001 | 91 | 55 | 449 | 0.96 | Ambient | 50000 |  |  | 99999 | 0.01 | 17 | 4 | 0 | 0 | 0 | 0 | 0 | 0 | 0.08 | 0.03 | 0.03 | 0.01 | 0 | 0 | 0.92 | 0.38 | 0.32 | 0.01 | 0 | 0 | True |  | Non Federally-Regulated | 07/03/2018 |  | 12/17/2018
USAI Lighting | USAI Lighting | B4SAL-16C3-30KH-10-S-WH-NCIC-UNV-D6F | Light Emitting Diode | Inseparable Luminaire | Direct Wired | 0-10 VDC Controls | 66 | 3000 | 0.001 | 91 | 55 | 449 | 0.96 | Ambient | 50000 |  |  | 99999 | 0.01 | 17 | 4 | 0 | 0 | 0 | 0 | 0 | 0 | 0.08 | 0.03 | 0.03 | 0.01 | 0 | 0 | 0.92 | 0.38 | 0.32 | 0.01 | 0 | 0 | True |  | Non Federally-Regulated | 07/03/2018 |  | 12/17/2018
USAI Lighting | USAI Lighting | B4SAL-16C3-30KH-10-S-GR-NCIC-UNV-D6E | Light Emitting Diode | Inseparable Luminaire | Direct Wired | 0-10 VDC Controls | 66 | 3000 | 0.001 | 91 | 55 | 449 | 0.96 | Ambient | 50000 |  |  | 99999 | 0.01 | 17 | 4 | 0 | 0 | 0 | 0 | 0 | 0 | 0.08 | 0.03 | 0.03 | 0.01 | 0 | 0 | 0.92 | 0.38 | 0.32 | 0.01 | 0 | 0 | True |  | Non Federally-Regulated | 07/03/2018 |  | 12/17/2018
USAI Lighting | USAI Lighting | B4SAL-16C3-30KH-10-S-GR-NCIC-UNV-D6F | Light Emitting Diode | Inseparable Luminaire | Direct Wired | 0-10 VDC Controls | 66 | 3000 | 0.001 | 91 | 55 | 449 | 0.96 | Ambient | 50000 |  |  | 99999 | 0.01 | 17 | 4 | 0 | 0 | 0 | 0 | 0 | 0 | 0.08 | 0.03 | 0.03 | 0.01 | 0 | 0 | 0.92 | 0.38 | 0.32 | 0.01 | 0 | 0 | True |  | Non Federally-Regulated | 07/03/2018 |  | 12/17/2018
USAI Lighting | USAI Lighting | B4SAL-16C3-30KH-10-S-AC-NCIC-UNV-D6E | Light Emitting Diode | Inseparable Luminaire | Direct Wired | 0-10 VDC Controls | 66 | 3000 | 0.001 | 91 | 55 | 449 | 0.96 | Ambient | 50000 |  |  | 99999 | 0.01 | 17 | 4 | 0 | 0 | 0 | 0 | 0 | 0 | 0.08 | 0.03 | 0.03 | 0.01 | 0 | 0 | 0.92 | 0.38 | 0.32 | 0.01 | 0 | 0 | True |  | Non Federally-Regulated | 07/03/2018 |  | 12/17/2018
USAI Lighting | USAI Lighting | B4SAL-16C3-30KH-10-S-AC-NCIC-UNV-D6F | Light Emitting Diode | Inseparable Luminaire | Direct Wired | 0-10 VDC Controls | 66 | 3000 | 0.001 | 91 | 55 | 449 | 0.96 | Ambient | 50000 |  |  | 99999 | 0.01 | 17 | 4 | 0 | 0 | 0 | 0 | 0 | 0 | 0.08 | 0.03 | 0.03 | 0.01 | 0 | 0 | 0.92 | 0.38 | 0.32 | 0.01 | 0 | 0 | True |  | Non Federally-Regulated | 07/03/2018 |  | 12/17/2018
USAI Lighting | USAI Lighting | B4SAL-16C3-30KH-25-S-WH-NCIC-UNV-D6E | Light Emitting Diode | Inseparable Luminaire | Direct Wired | 0-10 VDC Controls | 67 | 3000 | 0.001 | 91 | 55 | 449 | 0.96 | Ambient | 50000 |  |  | 99999 | 0.01 | 17 | 4 | 0 | 0 | 0 | 0 | 0 | 0 | 0.08 | 0.03 | 0.03 | 0.01 | 0 | 0 | 0.92 | 0.38 | 0.32 | 0.01 | 0 | 0 | True |  | Non Federally-Regulated | 07/03/2018 |  | 12/17/2018
USAI Lighting | USAI Lighting | B4SAL-16C3-30KH-25-S-WH-NCIC-UNV-D6F | Light Emitting Diode | Inseparable Luminaire | Direct Wired | 0-10 VDC Controls | 67 | 3000 | 0.001 | 91 | 55 | 449 | 0.96 | Ambient | 50000 |  |  | 99999 | 0.01 | 17 | 4 | 0 | 0 | 0 | 0 | 0 | 0 | 0.08 | 0.03 | 0.03 | 0.01 | 0 | 0 | 0.92 | 0.38 | 0.32 | 0.01 | 0 | 0 | True |  | Non Federally-Regulated | 07/03/2018 |  | 12/17/2018
USAI Lighting | USAI Lighting | B4SAL-16C3-30KH-25-S-GR-NCIC-UNV-D6E | Light Emitting Diode | Inseparable Luminaire | Direct Wired | 0-10 VDC Controls | 67 | 3000 | 0.001 | 91 | 55 | 449 | 0.96 | Ambient | 50000 |  |  | 99999 | 0.01 | 17 | 4 | 0 | 0 | 0 | 0 | 0 | 0 | 0.08 | 0.03 | 0.03 | 0.01 | 0 | 0 | 0.92 | 0.38 | 0.32 | 0.01 | 0 | 0 | True |  | Non Federally-Regulated | 07/03/2018 |  | 12/17/2018
USAI Lighting | USAI Lighting | B4SAL-16C3-30KH-25-S-GR-NCIC-UNV-D6F | Light Emitting Diode | Inseparable Luminaire | Direct Wired | 0-10 VDC Controls | 67 | 3000 | 0.001 | 91 | 55 | 449 | 0.96 | Ambient | 50000 |  |  | 99999 | 0.01 | 17 | 4 | 0 | 0 | 0 | 0 | 0 | 0 | 0.08 | 0.03 | 0.03 | 0.01 | 0 | 0 | 0.92 | 0.38 | 0.32 | 0.01 | 0 | 0 | True |  | Non Federally-Regulated | 07/03/2018 |  | 12/17/2018
USAI Lighting | USAI Lighting | B4SAL-16C3-30KH-25-S-AC-NCIC-UNV-D6E | Light Emitting Diode | Inseparable Luminaire | Direct Wired | 0-10 VDC Controls | 67 | 3000 | 0.001 | 91 | 55 | 449 | 0.96 | Ambient | 50000 |  |  | 99999 | 0.01 | 17 | 4 | 0 | 0 | 0 | 0 | 0 | 0 | 0.08 | 0.03 | 0.03 | 0.01 | 0 | 0 | 0.92 | 0.38 | 0.32 | 0.01 | 0 | 0 | True |  | Non Federally-Regulated | 07/03/2018 |  | 12/17/2018
USAI Lighting | USAI Lighting | B4SAL-16C3-30KH-25-S-AC-NCIC-UNV-D6F | Light Emitting Diode | Inseparable Luminaire | Direct Wired | 0-10 VDC Controls | 67 | 3000 | 0.001 | 91 | 55 | 449 | 0.96 | Ambient | 50000 |  |  | 99999 | 0.01 | 17 | 4 | 0 | 0 | 0 | 0 | 0 | 0 | 0.08 | 0.03 | 0.03 | 0.01 | 0 | 0 | 0.92 | 0.38 | 0.32 | 0.01 | 0 | 0 | True |  | Non Federally-Regulated | 07/03/2018 |  | 12/17/2018
USAI Lighting | USAI Lighting | B4SAM-12C3-27KH-10-S-WH-WH-NCIC-UNV-D6E | Light Emitting Diode | Inseparable Luminaire | Direct Wired | 0-10 VDC Controls | 66 | 2700 | 0 | 93 | 59 | 441 | 0.94 | Ambient | 50000 |  |  | 99999 | 0.01 | 12 | 3 | 0 | 0 | 0 | 0 | 0 | 0 | 0.09 | 0 | 0 | 0 | 0 | 0 | 0.96 | 0.38 | 0.34 | 0.02 | 0 | 0 | True |  | Non Federally-Regulated | 07/03/2018 |  | 12/17/2018
USAI Lighting | USAI Lighting | B4SAM-12C3-27KH-10-S-WH-WH-NCIC-UNV-D6F | Light Emitting Diode | Inseparable Luminaire | Direct Wired | 0-10 VDC Controls | 66 | 2700 | 0 | 93 | 59 | 441 | 0.94 | Ambient | 50000 |  |  | 99999 | 0.01 | 12 | 3 | 0 | 0 | 0 | 0 | 0 | 0 | 0.09 | 0 | 0 | 0 | 0 | 0 | 0.96 | 0.38 | 0.34 | 0.02 | 0 | 0 | True |  | Non Federally-Regulated | 07/03/2018 |  | 12/17/2018
USAI Lighting | USAI Lighting | B4SAM-12C3-27KH-10-S-GR-GR-NCIC-UNV-D6E | Light Emitting Diode | Inseparable Luminaire | Direct Wired | 0-10 VDC Controls | 66 | 2700 | 0 | 93 | 59 | 441 | 0.94 | Ambient | 50000 |  |  | 99999 | 0.01 | 12 | 3 | 0 | 0 | 0 | 0 | 0 | 0 | 0.09 | 0 | 0 | 0 | 0 | 0 | 0.96 | 0.38 | 0.34 | 0.02 | 0 | 0 | True |  | Non Federally-Regulated | 07/03/2018 |  | 12/17/2018
USAI Lighting | USAI Lighting | B4SAM-12C3-27KH-10-S-GR-GR-NCIC-UNV-D6F | Light Emitting Diode | Inseparable Luminaire | Direct Wired | 0-10 VDC Controls | 66 | 2700 | 0 | 93 | 59 | 441 | 0.94 | Ambient | 50000 |  |  | 99999 | 0.01 | 12 | 3 | 0 | 0 | 0 | 0 | 0 | 0 | 0.09 | 0 | 0 | 0 | 0 | 0 | 0.96 | 0.38 | 0.34 | 0.02 | 0 | 0 | True |  | Non Federally-Regulated | 07/03/2018 |  | 12/17/2018
USAI Lighting | USAI Lighting | B4SAM-12C3-27KH-10-S-AC-XX-NCIC-UNV-D6E | Light Emitting Diode | Inseparable Luminaire | Direct Wired | 0-10 VDC Controls | 66 | 2700 | 0 | 93 | 59 | 441 | 0.94 | Ambient | 50000 |  |  | 99999 | 0.01 | 12 | 3 | 0 | 0 | 0 | 0 | 0 | 0 | 0.09 | 0 | 0 | 0 | 0 | 0 | 0.96 | 0.38 | 0.34 | 0.02 | 0 | 0 | True |  | Non Federally-Regulated | 07/03/2018 |  | 12/17/2018
USAI Lighting | USAI Lighting | B4SAM-12C3-27KH-10-S-AC-XX-NCIC-UNV-D6F | Light Emitting Diode | Inseparable Luminaire | Direct Wired | 0-10 VDC Controls | 66 | 2700 | 0 | 93 | 59 | 441 | 0.94 | Ambient | 50000 |  |  | 99999 | 0.01 | 12 | 3 | 0 | 0 | 0 | 0 | 0 | 0 | 0.09 | 0 | 0 | 0 | 0 | 0 | 0.96 | 0.38 | 0.34 | 0.02 | 0 | 0 | True |  | Non Federally-Regulated | 07/03/2018 |  | 12/17/2018
USAI Lighting | USAI Lighting | B4SAM-12C3-27KH-25-S-WH-WH-NCIC-UNV-D6E | Light Emitting Diode | Inseparable Luminaire | Direct Wired | 0-10 VDC Controls | 70 | 2700 | 0 | 93 | 59 | 441 | 0.94 | Ambient | 50000 |  |  | 99999 | 0.01 | 12 | 3 | 0 | 0 | 0 | 0 | 0 | 0 | 0.09 | 0 | 0 | 0 | 0 | 0 | 0.96 | 0.38 | 0.34 | 0.02 | 0 | 0 | True |  | Non Federally-Regulated | 07/03/2018 |  | 12/17/2018
USAI Lighting | USAI Lighting | B4SAM-12C3-27KH-25-S-WH-WH-NCIC-UNV-D6F | Light Emitting Diode | Inseparable Luminaire | Direct Wired | 0-10 VDC Controls | 70 | 2700 | 0 | 93 | 59 | 441 | 0.94 | Ambient | 50000 |  |  | 99999 | 0.01 | 12 | 3 | 0 | 0 | 0 | 0 | 0 | 0 | 0.09 | 0 | 0 | 0 | 0 | 0 | 0.96 | 0.38 | 0.34 | 0.02 | 0 | 0 | True |  | Non Federally-Regulated | 07/03/2018 |  | 12/17/2018
USAI Lighting | USAI Lighting | B4SAM-12C3-27KH-25-S-GR-GR-NCIC-UNV-D6E | Light Emitting Diode | Inseparable Luminaire | Direct Wired | 0-10 VDC Controls | 70 | 2700 | 0 | 93 | 59 | 441 | 0.94 | Ambient | 50000 |  |  | 99999 | 0.01 | 12 | 3 | 0 | 0 | 0 | 0 | 0 | 0 | 0.09 | 0 | 0 | 0 | 0 | 0 | 0.96 | 0.38 | 0.34 | 0.02 | 0 | 0 | True |  | Non Federally-Regulated | 07/03/2018 |  | 12/17/2018
USAI Lighting | USAI Lighting | B4SAM-12C3-27KH-25-S-GR-GR-NCIC-UNV-D6F | Light Emitting Diode | Inseparable Luminaire | Direct Wired | 0-10 VDC Controls | 70 | 2700 | 0 | 93 | 59 | 441 | 0.94 | Ambient | 50000 |  |  | 99999 | 0.01 | 12 | 3 | 0 | 0 | 0 | 0 | 0 | 0 | 0.09 | 0 | 0 | 0 | 0 | 0 | 0.96 | 0.38 | 0.34 | 0.02 | 0 | 0 | True |  | Non Federally-Regulated | 07/03/2018 |  | 12/17/2018
USAI Lighting | USAI Lighting | B4SAM-12C3-27KH-25-S-AC-XX-NCIC-UNV-D6E | Light Emitting Diode | Inseparable Luminaire | Direct Wired | 0-10 VDC Controls | 70 | 2700 | 0 | 93 | 59 | 441 | 0.94 | Ambient | 50000 |  |  | 99999 | 0.01 | 12 | 3 | 0 | 0 | 0 | 0 | 0 | 0 | 0.09 | 0 | 0 | 0 | 0 | 0 | 0.96 | 0.38 | 0.34 | 0.02 | 0 | 0 | True |  | Non Federally-Regulated | 07/03/2018 |  | 12/17/2018
USAI Lighting | USAI Lighting | B4SAM-12C3-27KH-25-S-AC-XX-NCIC-UNV-D6F | Light Emitting Diode | Inseparable Luminaire | Direct Wired | 0-10 VDC Controls | 70 | 2700 | 0 | 93 | 59 | 441 | 0.94 | Ambient | 50000 |  |  | 99999 | 0.01 | 12 | 3 | 0 | 0 | 0 | 0 | 0 | 0 | 0.09 | 0 | 0 | 0 | 0 | 0 | 0.96 | 0.38 | 0.34 | 0.02 | 0 | 0 | True |  | Non Federally-Regulated | 07/03/2018 |  | 12/17/2018
USAI Lighting | USAI Lighting | B4SAM-12C3-30KH-10-S-WH-WH-NCIC-UNV-D6E | Light Emitting Diode | Inseparable Luminaire | Direct Wired | 0-10 VDC Controls | 66 | 3000 | 0 | 92 | 59 | 441 | 0.94 | Ambient | 50000 |  |  | 99999 | 0.01 | 12 | 3 | 0 | 0 | 0 | 0 | 0 | 0 | 0.09 | 0 | 0 | 0 | 0 | 0 | 0.96 | 0.38 | 0.34 | 0.02 | 0 | 0 | True |  | Non Federally-Regulated | 07/03/2018 |  | 12/17/2018
USAI Lighting | USAI Lighting | B4SAM-12C3-30KH-10-S-WH-WH-NCIC-UNV-D6F | Light Emitting Diode | Inseparable Luminaire | Direct Wired | 0-10 VDC Controls | 66 | 3000 | 0 | 92 | 59 | 441 | 0.94 | Ambient | 50000 |  |  | 99999 | 0.01 | 12 | 3 | 0 | 0 | 0 | 0 | 0 | 0 | 0.09 | 0 | 0 | 0 | 0 | 0 | 0.96 | 0.38 | 0.34 | 0.02 | 0 | 0 | True |  | Non Federally-Regulated | 07/03/2018 |  | 12/17/2018
USAI Lighting | USAI Lighting | B4SAM-12C3-30KH-10-S-GR-GR-NCIC-UNV-D6E | Light Emitting Diode | Inseparable Luminaire | Direct Wired | 0-10 VDC Controls | 66 | 3000 | 0 | 92 | 59 | 441 | 0.94 | Ambient | 50000 |  |  | 99999 | 0.01 | 12 | 3 | 0 | 0 | 0 | 0 | 0 | 0 | 0.09 | 0 | 0 | 0 | 0 | 0 | 0.96 | 0.38 | 0.34 | 0.02 | 0 | 0 | True |  | Non Federally-Regulated | 07/03/2018 |  | 12/17/2018
USAI Lighting | USAI Lighting | B4SAM-12C3-30KH-10-S-GR-GR-NCIC-UNV-D6F | Light Emitting Diode | Inseparable Luminaire | Direct Wired | 0-10 VDC Controls | 66 | 3000 | 0 | 92 | 59 | 441 | 0.94 | Ambient | 50000 |  |  | 99999 | 0.01 | 12 | 3 | 0 | 0 | 0 | 0 | 0 | 0 | 0.09 | 0 | 0 | 0 | 0 | 0 | 0.96 | 0.38 | 0.34 | 0.02 | 0 | 0 | True |  | Non Federally-Regulated | 07/03/2018 |  | 12/17/2018
USAI Lighting | USAI Lighting | B4SAM-12C3-30KH-10-S-AC-XX-NCIC-UNV-D6E | Light Emitting Diode | Inseparable Luminaire | Direct Wired | 0-10 VDC Controls | 66 | 3000 | 0 | 92 | 59 | 441 | 0.94 | Ambient | 50000 |  |  | 99999 | 0.01 | 12 | 3 | 0 | 0 | 0 | 0 | 0 | 0 | 0.09 | 0 | 0 | 0 | 0 | 0 | 0.96 | 0.38 | 0.34 | 0.02 | 0 | 0 | True |  | Non Federally-Regulated | 07/03/2018 |  | 12/17/2018
USAI Lighting | USAI Lighting | B4SAM-12C3-30KH-10-S-AC-XX-NCIC-UNV-D6F | Light Emitting Diode | Inseparable Luminaire | Direct Wired | 0-10 VDC Controls | 66 | 3000 | 0 | 92 | 59 | 441 | 0.94 | Ambient | 50000 |  |  | 99999 | 0.01 | 12 | 3 | 0 | 0 | 0 | 0 | 0 | 0 | 0.09 | 0 | 0 | 0 | 0 | 0 | 0.96 | 0.38 | 0.34 | 0.02 | 0 | 0 | True |  | Non Federally-Regulated | 07/03/2018 |  | 12/17/2018
USAI Lighting | USAI Lighting | B4SAM-12C3-30KH-25-S-WH-WH-NCIC-UNV-D6E | Light Emitting Diode | Inseparable Luminaire | Direct Wired | 0-10 VDC Controls | 70 | 3000 | 0 | 92 | 59 | 441 | 0.94 | Ambient | 50000 |  |  | 99999 | 0.01 | 12 | 3 | 0 | 0 | 0 | 0 | 0 | 0 | 0.09 | 0 | 0 | 0 | 0 | 0 | 0.96 | 0.38 | 0.34 | 0.02 | 0 | 0 | True |  | Non Federally-Regulated | 07/03/2018 |  | 12/17/2018
USAI Lighting | USAI Lighting | B4SAM-12C3-30KH-25-S-WH-WH-NCIC-UNV-D6F | Light Emitting Diode | Inseparable Luminaire | Direct Wired | 0-10 VDC Controls | 70 | 3000 | 0 | 92 | 59 | 441 | 0.94 | Ambient | 50000 |  |  | 99999 | 0.01 | 12 | 3 | 0 | 0 | 0 | 0 | 0 | 0 | 0.09 | 0 | 0 | 0 | 0 | 0 | 0.96 | 0.38 | 0.34 | 0.02 | 0 | 0 | True |  | Non Federally-Regulated | 07/03/2018 |  | 12/17/2018
USAI Lighting | USAI Lighting | B4SAM-12C3-30KH-25-S-GR-GR-NCIC-UNV-D6E | Light Emitting Diode | Inseparable Luminaire | Direct Wired | 0-10 VDC Controls | 70 | 3000 | 0 | 92 | 59 | 441 | 0.94 | Ambient | 50000 |  |  | 99999 | 0.01 | 12 | 3 | 0 | 0 | 0 | 0 | 0 | 0 | 0.09 | 0 | 0 | 0 | 0 | 0 | 0.96 | 0.38 | 0.34 | 0.02 | 0 | 0 | True |  | Non Federally-Regulated | 07/03/2018 |  | 12/17/2018
USAI Lighting | USAI Lighting | B4SAM-12C3-30KH-25-S-GR-GR-NCIC-UNV-D6F | Light Emitting Diode | Inseparable Luminaire | Direct Wired | 0-10 VDC Controls | 70 | 3000 | 0 | 92 | 59 | 441 | 0.94 | Ambient | 50000 |  |  | 99999 | 0.01 | 12 | 3 | 0 | 0 | 0 | 0 | 0 | 0 | 0.09 | 0 | 0 | 0 | 0 | 0 | 0.96 | 0.38 | 0.34 | 0.02 | 0 | 0 | True |  | Non Federally-Regulated | 07/03/2018 |  | 12/17/2018
USAI Lighting | USAI Lighting | B4SAM-12C3-30KH-25-S-AC-XX-NCIC-UNV-D6E | Light Emitting Diode | Inseparable Luminaire | Direct Wired | 0-10 VDC Controls | 70 | 3000 | 0 | 92 | 59 | 441 | 0.94 | Ambient | 50000 |  |  | 99999 | 0.01 | 12 | 3 | 0 | 0 | 0 | 0 | 0 | 0 | 0.09 | 0 | 0 | 0 | 0 | 0 | 0.96 | 0.38 | 0.34 | 0.02 | 0 | 0 | True |  | Non Federally-Regulated | 07/03/2018 |  | 12/17/2018
USAI Lighting | USAI Lighting | B4SAM-12C3-30KH-25-S-AC-XX-NCIC-UNV-D6F | Light Emitting Diode | Inseparable Luminaire | Direct Wired | 0-10 VDC Controls | 70 | 3000 | 0 | 92 | 59 | 441 | 0.94 | Ambient | 50000 |  |  | 99999 | 0.01 | 12 | 3 | 0 | 0 | 0 | 0 | 0 | 0 | 0.09 | 0 | 0 | 0 | 0 | 0 | 0.96 | 0.38 | 0.34 | 0.02 | 0 | 0 | True |  | Non Federally-Regulated | 07/03/2018 |  | 12/17/2018
USAI Lighting | USAI Lighting | B4SAM-16C3-27KH-10-S-WH-WH-NCIC-UNV-D6E | Light Emitting Diode | Inseparable Luminaire | Direct Wired | 0-10 VDC Controls | 66 | 2700 | 0.001 | 92 | 55 | 449 | 0.96 | Ambient | 50000 |  |  | 99999 | 0.01 | 17 | 4 | 0 | 0 | 0 | 0 | 0 | 0 | 0.08 | 0.03 | 0.03 | 0.01 | 0 | 0 | 0.92 | 0.38 | 0.32 | 0.01 | 0 | 0 | True |  | Non Federally-Regulated | 07/03/2018 |  | 12/17/2018
USAI Lighting | USAI Lighting | B4SAM-16C3-27KH-10-S-WH-WH-NCIC-UNV-D6F | Light Emitting Diode | Inseparable Luminaire | Direct Wired | 0-10 VDC Controls | 66 | 2700 | 0.001 | 92 | 55 | 449 | 0.96 | Ambient | 50000 |  |  | 99999 | 0.01 | 17 | 4 | 0 | 0 | 0 | 0 | 0 | 0 | 0.08 | 0.03 | 0.03 | 0.01 | 0 | 0 | 0.92 | 0.38 | 0.32 | 0.01 | 0 | 0 | True |  | Non Federally-Regulated | 07/03/2018 |  | 12/17/2018
USAI Lighting | USAI Lighting | B4SAM-16C3-27KH-10-S-GR-GR-NCIC-UNV-D6E | Light Emitting Diode | Inseparable Luminaire | Direct Wired | 0-10 VDC Controls | 66 | 2700 | 0.001 | 92 | 55 | 449 | 0.96 | Ambient | 50000 |  |  | 99999 | 0.01 | 17 | 4 | 0 | 0 | 0 | 0 | 0 | 0 | 0.08 | 0.03 | 0.03 | 0.01 | 0 | 0 | 0.92 | 0.38 | 0.32 | 0.01 | 0 | 0 | True |  | Non Federally-Regulated | 07/03/2018 |  | 12/17/2018
USAI Lighting | USAI Lighting | B4SAM-16C3-27KH-10-S-GR-GR-NCIC-UNV-D6F | Light Emitting Diode | Inseparable Luminaire | Direct Wired | 0-10 VDC Controls | 66 | 2700 | 0.001 | 92 | 55 | 449 | 0.96 | Ambient | 50000 |  |  | 99999 | 0.01 | 17 | 4 | 0 | 0 | 0 | 0 | 0 | 0 | 0.08 | 0.03 | 0.03 | 0.01 | 0 | 0 | 0.92 | 0.38 | 0.32 | 0.01 | 0 | 0 | True |  | Non Federally-Regulated | 07/03/2018 |  | 12/17/2018
USAI Lighting | USAI Lighting | B4SAM-16C3-27KH-10-S-AC-XX-NCIC-UNV-D6E | Light Emitting Diode | Inseparable Luminaire | Direct Wired | 0-10 VDC Controls | 66 | 2700 | 0.001 | 92 | 55 | 449 | 0.96 | Ambient | 50000 |  |  | 99999 | 0.01 | 17 | 4 | 0 | 0 | 0 | 0 | 0 | 0 | 0.08 | 0.03 | 0.03 | 0.01 | 0 | 0 | 0.92 | 0.38 | 0.32 | 0.01 | 0 | 0 | True |  | Non Federally-Regulated | 07/03/2018 |  | 12/17/2018
USAI Lighting | USAI Lighting | B4SAM-16C3-27KH-10-S-AC-XX-NCIC-UNV-D6F | Light Emitting Diode | Inseparable Luminaire | Direct Wired | 0-10 VDC Controls | 66 | 2700 | 0.001 | 92 | 55 | 449 | 0.96 | Ambient | 50000 |  |  | 99999 | 0.01 | 17 | 4 | 0 | 0 | 0 | 0 | 0 | 0 | 0.08 | 0.03 | 0.03 | 0.01 | 0 | 0 | 0.92 | 0.38 | 0.32 | 0.01 | 0 | 0 | True |  | Non Federally-Regulated | 07/03/2018 |  | 12/17/2018
USAI Lighting | USAI Lighting | B4SAM-16C3-27KH-25-S-WH-WH-NCIC-UNV-D6E | Light Emitting Diode | Inseparable Luminaire | Direct Wired | 0-10 VDC Controls | 67 | 2700 | 0.001 | 92 | 55 | 449 | 0.96 | Ambient | 50000 |  |  | 99999 | 0.01 | 17 | 4 | 0 | 0 | 0 | 0 | 0 | 0 | 0.08 | 0.03 | 0.03 | 0.01 | 0 | 0 | 0.92 | 0.38 | 0.32 | 0.01 | 0 | 0 | True |  | Non Federally-Regulated | 07/03/2018 |  | 12/17/2018
USAI Lighting | USAI Lighting | B4SAM-16C3-27KH-25-S-WH-WH-NCIC-UNV-D6F | Light Emitting Diode | Inseparable Luminaire | Direct Wired | 0-10 VDC Controls | 67 | 2700 | 0.001 | 92 | 55 | 449 | 0.96 | Ambient | 50000 |  |  | 99999 | 0.01 | 17 | 4 | 0 | 0 | 0 | 0 | 0 | 0 | 0.08 | 0.03 | 0.03 | 0.01 | 0 | 0 | 0.92 | 0.38 | 0.32 | 0.01 | 0 | 0 | True |  | Non Federally-Regulated | 07/03/2018 |  | 12/17/2018
USAI Lighting | USAI Lighting | B4SAM-16C3-27KH-25-S-GR-GR-NCIC-UNV-D6E | Light Emitting Diode | Inseparable Luminaire | Direct Wired | 0-10 VDC Controls | 67 | 2700 | 0.001 | 92 | 55 | 449 | 0.96 | Ambient | 50000 |  |  | 99999 | 0.01 | 17 | 4 | 0 | 0 | 0 | 0 | 0 | 0 | 0.08 | 0.03 | 0.03 | 0.01 | 0 | 0 | 0.92 | 0.38 | 0.32 | 0.01 | 0 | 0 | True |  | Non Federally-Regulated | 07/03/2018 |  | 12/17/2018
USAI Lighting | USAI Lighting | B4SAM-16C3-27KH-25-S-GR-GR-NCIC-UNV-D6F | Light Emitting Diode | Inseparable Luminaire | Direct Wired | 0-10 VDC Controls | 67 | 2700 | 0.001 | 92 | 55 | 449 | 0.96 | Ambient | 50000 |  |  | 99999 | 0.01 | 17 | 4 | 0 | 0 | 0 | 0 | 0 | 0 | 0.08 | 0.03 | 0.03 | 0.01 | 0 | 0 | 0.92 | 0.38 | 0.32 | 0.01 | 0 | 0 | True |  | Non Federally-Regulated | 07/03/2018 |  | 12/17/2018
USAI Lighting | USAI Lighting | B4SAM-16C3-27KH-25-S-AC-XX-NCIC-UNV-D6E | Light Emitting Diode | Inseparable Luminaire | Direct Wired | 0-10 VDC Controls | 67 | 2700 | 0.001 | 92 | 55 | 449 | 0.96 | Ambient | 50000 |  |  | 99999 | 0.01 | 17 | 4 | 0 | 0 | 0 | 0 | 0 | 0 | 0.08 | 0.03 | 0.03 | 0.01 | 0 | 0 | 0.92 | 0.38 | 0.32 | 0.01 | 0 | 0 | True |  | Non Federally-Regulated | 07/03/2018 |  | 12/17/2018
USAI Lighting | USAI Lighting | B4SAM-16C3-27KH-25-S-AC-XX-NCIC-UNV-D6F | Light Emitting Diode | Inseparable Luminaire | Direct Wired | 0-10 VDC Controls | 67 | 2700 | 0.001 | 92 | 55 | 449 | 0.96 | Ambient | 50000 |  |  | 99999 | 0.01 | 17 | 4 | 0 | 0 | 0 | 0 | 0 | 0 | 0.08 | 0.03 | 0.03 | 0.01 | 0 | 0 | 0.92 | 0.38 | 0.32 | 0.01 | 0 | 0 | True |  | Non Federally-Regulated | 07/03/2018 |  | 12/17/2018
USAI Lighting | USAI Lighting | B4SAM-16C3-30KH-10-S-WH-WH-NCIC-UNV-D6E | Light Emitting Diode | Inseparable Luminaire | Direct Wired | 0-10 VDC Controls | 66 | 3000 | 0.001 | 91 | 55 | 449 | 0.96 | Ambient | 50000 |  |  | 99999 | 0.01 | 17 | 4 | 0 | 0 | 0 | 0 | 0 | 0 | 0.08 | 0.03 | 0.03 | 0.01 | 0 | 0 | 0.92 | 0.38 | 0.32 | 0.01 | 0 | 0 | True |  | Non Federally-Regulated | 07/03/2018 |  | 12/17/2018
USAI Lighting | USAI Lighting | B4SAM-16C3-30KH-10-S-WH-WH-NCIC-UNV-D6F | Light Emitting Diode | Inseparable Luminaire | Direct Wired | 0-10 VDC Controls | 66 | 3000 | 0.001 | 91 | 55 | 449 | 0.96 | Ambient | 50000 |  |  | 99999 | 0.01 | 17 | 4 | 0 | 0 | 0 | 0 | 0 | 0 | 0.08 | 0.03 | 0.03 | 0.01 | 0 | 0 | 0.92 | 0.38 | 0.32 | 0.01 | 0 | 0 | True |  | Non Federally-Regulated | 07/03/2018 |  | 12/17/2018
USAI Lighting | USAI Lighting | B4SAM-16C3-30KH-10-S-GR-GR-NCIC-UNV-D6E | Light Emitting Diode | Inseparable Luminaire | Direct Wired | 0-10 VDC Controls | 66 | 3000 | 0.001 | 91 | 55 | 449 | 0.96 | Ambient | 50000 |  |  | 99999 | 0.01 | 17 | 4 | 0 | 0 | 0 | 0 | 0 | 0 | 0.08 | 0.03 | 0.03 | 0.01 | 0 | 0 | 0.92 | 0.38 | 0.32 | 0.01 | 0 | 0 | True |  | Non Federally-Regulated | 07/03/2018 |  | 12/17/2018
USAI Lighting | USAI Lighting | B4SAM-16C3-30KH-10-S-GR-GR-NCIC-UNV-D6F | Light Emitting Diode | Inseparable Luminaire | Direct Wired | 0-10 VDC Controls | 66 | 3000 | 0.001 | 91 | 55 | 449 | 0.96 | Ambient | 50000 |  |  | 99999 | 0.01 | 17 | 4 | 0 | 0 | 0 | 0 | 0 | 0 | 0.08 | 0.03 | 0.03 | 0.01 | 0 | 0 | 0.92 | 0.38 | 0.32 | 0.01 | 0 | 0 | True |  | Non Federally-Regulated | 07/03/2018 |  | 12/17/2018
USAI Lighting | USAI Lighting | B4SAM-16C3-30KH-10-S-AC-XX-NCIC-UNV-D6E | Light Emitting Diode | Inseparable Luminaire | Direct Wired | 0-10 VDC Controls | 66 | 3000 | 0.001 | 91 | 55 | 449 | 0.96 | Ambient | 50000 |  |  | 99999 | 0.01 | 17 | 4 | 0 | 0 | 0 | 0 | 0 | 0 | 0.08 | 0.03 | 0.03 | 0.01 | 0 | 0 | 0.92 | 0.38 | 0.32 | 0.01 | 0 | 0 | True |  | Non Federally-Regulated | 07/03/2018 |  | 12/17/2018
USAI Lighting | USAI Lighting | B4SAM-16C3-30KH-10-S-AC-XX-NCIC-UNV-D6F | Light Emitting Diode | Inseparable Luminaire | Direct Wired | 0-10 VDC Controls | 66 | 3000 | 0.001 | 91 | 55 | 449 | 0.96 | Ambient | 50000 |  |  | 99999 | 0.01 | 17 | 4 | 0 | 0 | 0 | 0 | 0 | 0 | 0.08 | 0.03 | 0.03 | 0.01 | 0 | 0 | 0.92 | 0.38 | 0.32 | 0.01 | 0 | 0 | True |  | Non Federally-Regulated | 07/03/2018 |  | 12/17/2018
USAI Lighting | USAI Lighting | B4SAM-16C3-30KH-25-S-WH-WH-NCIC-UNV-D6E | Light Emitting Diode | Inseparable Luminaire | Direct Wired | 0-10 VDC Controls | 67 | 3000 | 0.001 | 91 | 55 | 449 | 0.96 | Ambient | 50000 |  |  | 99999 | 0.01 | 17 | 4 | 0 | 0 | 0 | 0 | 0 | 0 | 0.08 | 0.03 | 0.03 | 0.01 | 0 | 0 | 0.92 | 0.38 | 0.32 | 0.01 | 0 | 0 | True |  | Non Federally-Regulated | 07/03/2018 |  | 12/17/2018
USAI Lighting | USAI Lighting | B4SAM-16C3-30KH-25-S-WH-WH-NCIC-UNV-D6F | Light Emitting Diode | Inseparable Luminaire | Direct Wired | 0-10 VDC Controls | 67 | 3000 | 0.001 | 91 | 55 | 449 | 0.96 | Ambient | 50000 |  |  | 99999 | 0.01 | 17 | 4 | 0 | 0 | 0 | 0 | 0 | 0 | 0.08 | 0.03 | 0.03 | 0.01 | 0 | 0 | 0.92 | 0.38 | 0.32 | 0.01 | 0 | 0 | True |  | Non Federally-Regulated | 07/03/2018 |  | 12/17/2018
USAI Lighting | USAI Lighting | B4SAM-16C3-30KH-25-S-GR-GR-NCIC-UNV-D6E | Light Emitting Diode | Inseparable Luminaire | Direct Wired | 0-10 VDC Controls | 67 | 3000 | 0.001 | 91 | 55 | 449 | 0.96 | Ambient | 50000 |  |  | 99999 | 0.01 | 17 | 4 | 0 | 0 | 0 | 0 | 0 | 0 | 0.08 | 0.03 | 0.03 | 0.01 | 0 | 0 | 0.92 | 0.38 | 0.32 | 0.01 | 0 | 0 | True |  | Non Federally-Regulated | 07/03/2018 |  | 12/17/2018
USAI Lighting | USAI Lighting | B4SAM-16C3-30KH-25-S-GR-GR-NCIC-UNV-D6F | Light Emitting Diode | Inseparable Luminaire | Direct Wired | 0-10 VDC Controls | 67 | 3000 | 0.001 | 91 | 55 | 449 | 0.96 | Ambient | 50000 |  |  | 99999 | 0.01 | 17 | 4 | 0 | 0 | 0 | 0 | 0 | 0 | 0.08 | 0.03 | 0.03 | 0.01 | 0 | 0 | 0.92 | 0.38 | 0.32 | 0.01 | 0 | 0 | True |  | Non Federally-Regulated | 07/03/2018 |  | 12/17/2018
USAI Lighting | USAI Lighting | B4SAM-16C3-30KH-25-S-AC-XX-NCIC-UNV-D6E | Light Emitting Diode | Inseparable Luminaire | Direct Wired | 0-10 VDC Controls | 67 | 3000 | 0.001 | 91 | 55 | 449 | 0.96 | Ambient | 50000 |  |  | 99999 | 0.01 | 17 | 4 | 0 | 0 | 0 | 0 | 0 | 0 | 0.08 | 0.03 | 0.03 | 0.01 | 0 | 0 | 0.92 | 0.38 | 0.32 | 0.01 | 0 | 0 | True |  | Non Federally-Regulated | 07/03/2018 |  | 12/17/2018
USAI Lighting | USAI Lighting | B4SAM-16C3-30KH-25-S-AC-XX-NCIC-UNV-D6F | Light Emitting Diode | Inseparable Luminaire | Direct Wired | 0-10 VDC Controls | 67 | 3000 | 0.001 | 91 | 55 | 449 | 0.96 | Ambient | 50000 |  |  | 99999 | 0.01 | 17 | 4 | 0 | 0 | 0 | 0 | 0 | 0 | 0.08 | 0.03 | 0.03 | 0.01 | 0 | 0 | 0.92 | 0.38 | 0.32 | 0.01 | 0 | 0 | True |  | Non Federally-Regulated | 07/03/2018 |  | 12/17/2018
USAI Lighting | USAI Lighting | B4RAF-12C3-27KH-10-S-WH-WH-NCIC-UNV-D6E | Light Emitting Diode | Inseparable Luminaire | Direct Wired | 0-10 VDC Controls | 66 | 2700 | 0 | 93 | 59 | 441 | 0.94 | Ambient | 50000 |  |  | 99999 | 0.01 | 12 | 3 | 0 | 0 | 0 | 0 | 0 | 0 | 0.09 | 0 | 0 | 0 | 0 | 0 | 0.96 | 0.38 | 0.34 | 0.02 | 0 | 0 | True |  | Non Federally-Regulated | 07/03/2018 |  | 12/17/2018
USAI Lighting | USAI Lighting | B4RAF-12C3-27KH-10-S-WH-WH-NCIC-UNV-D6F | Light Emitting Diode | Inseparable Luminaire | Direct Wired | 0-10 VDC Controls | 66 | 2700 | 0 | 93 | 59 | 441 | 0.94 | Ambient | 50000 |  |  | 99999 | 0.01 | 12 | 3 | 0 | 0 | 0 | 0 | 0 | 0 | 0.09 | 0 | 0 | 0 | 0 | 0 | 0.96 | 0.38 | 0.34 | 0.02 | 0 | 0 | True |  | Non Federally-Regulated | 07/03/2018 |  | 12/17/2018
USAI Lighting | USAI Lighting | B4RAF-12C3-27KH-10-S-GR-GR-NCIC-UNV-D6E | Light Emitting Diode | Inseparable Luminaire | Direct Wired | 0-10 VDC Controls | 66 | 2700 | 0 | 93 | 59 | 441 | 0.94 | Ambient | 50000 |  |  | 99999 | 0.01 | 12 | 3 | 0 | 0 | 0 | 0 | 0 | 0 | 0.09 | 0 | 0 | 0 | 0 | 0 | 0.96 | 0.38 | 0.34 | 0.02 | 0 | 0 | True |  | Non Federally-Regulated | 07/03/2018 |  | 12/17/2018
USAI Lighting | USAI Lighting | B4RAF-12C3-27KH-10-S-GR-GR-NCIC-UNV-D6F | Light Emitting Diode | Inseparable Luminaire | Direct Wired | 0-10 VDC Controls | 66 | 2700 | 0 | 93 | 59 | 441 | 0.94 | Ambient | 50000 |  |  | 99999 | 0.01 | 12 | 3 | 0 | 0 | 0 | 0 | 0 | 0 | 0.09 | 0 | 0 | 0 | 0 | 0 | 0.96 | 0.38 | 0.34 | 0.02 | 0 | 0 | True |  | Non Federally-Regulated | 07/03/2018 |  | 12/17/2018
USAI Lighting | USAI Lighting | B4RAF-12C3-27KH-10-S-AC-XX-NCIC-UNV-D6E | Light Emitting Diode | Inseparable Luminaire | Direct Wired | 0-10 VDC Controls | 66 | 2700 | 0 | 93 | 59 | 441 | 0.94 | Ambient | 50000 |  |  | 99999 | 0.01 | 12 | 3 | 0 | 0 | 0 | 0 | 0 | 0 | 0.09 | 0 | 0 | 0 | 0 | 0 | 0.96 | 0.38 | 0.34 | 0.02 | 0 | 0 | True |  | Non Federally-Regulated | 07/03/2018 |  | 12/17/2018
USAI Lighting | USAI Lighting | B4RAF-12C3-27KH-10-S-AC-XX-NCIC-UNV-D6F | Light Emitting Diode | Inseparable Luminaire | Direct Wired | 0-10 VDC Controls | 66 | 2700 | 0 | 93 | 59 | 441 | 0.94 | Ambient | 50000 |  |  | 99999 | 0.01 | 12 | 3 | 0 | 0 | 0 | 0 | 0 | 0 | 0.09 | 0 | 0 | 0 | 0 | 0 | 0.96 | 0.38 | 0.34 | 0.02 | 0 | 0 | True |  | Non Federally-Regulated | 07/03/2018 |  | 12/17/2018
USAI Lighting | USAI Lighting | B4RAF-12C3-27KH-25-S-WH-WH-NCIC-UNV-D6E | Light Emitting Diode | Inseparable Luminaire | Direct Wired | 0-10 VDC Controls | 70 | 2700 | 0 | 93 | 59 | 441 | 0.94 | Ambient | 50000 |  |  | 99999 | 0.01 | 12 | 3 | 0 | 0 | 0 | 0 | 0 | 0 | 0.09 | 0 | 0 | 0 | 0 | 0 | 0.96 | 0.38 | 0.34 | 0.02 | 0 | 0 | True |  | Non Federally-Regulated | 07/03/2018 |  | 12/17/2018
USAI Lighting | USAI Lighting | B4RAF-12C3-27KH-25-S-WH-WH-NCIC-UNV-D6F | Light Emitting Diode | Inseparable Luminaire | Direct Wired | 0-10 VDC Controls | 70 | 2700 | 0 | 93 | 59 | 441 | 0.94 | Ambient | 50000 |  |  | 99999 | 0.01 | 12 | 3 | 0 | 0 | 0 | 0 | 0 | 0 | 0.09 | 0 | 0 | 0 | 0 | 0 | 0.96 | 0.38 | 0.34 | 0.02 | 0 | 0 | True |  | Non Federally-Regulated | 07/03/2018 |  | 12/17/2018
USAI Lighting | USAI Lighting | B4RAF-12C3-27KH-25-S-GR-GR-NCIC-UNV-D6E | Light Emitting Diode | Inseparable Luminaire | Direct Wired | 0-10 VDC Controls | 70 | 2700 | 0 | 93 | 59 | 441 | 0.94 | Ambient | 50000 |  |  | 99999 | 0.01 | 12 | 3 | 0 | 0 | 0 | 0 | 0 | 0 | 0.09 | 0 | 0 | 0 | 0 | 0 | 0.96 | 0.38 | 0.34 | 0.02 | 0 | 0 | True |  | Non Federally-Regulated | 07/03/2018 |  | 12/17/2018
USAI Lighting | USAI Lighting | B4RAF-12C3-27KH-25-S-GR-GR-NCIC-UNV-D6F | Light Emitting Diode | Inseparable Luminaire | Direct Wired | 0-10 VDC Controls | 70 | 2700 | 0 | 93 | 59 | 441 | 0.94 | Ambient | 50000 |  |  | 99999 | 0.01 | 12 | 3 | 0 | 0 | 0 | 0 | 0 | 0 | 0.09 | 0 | 0 | 0 | 0 | 0 | 0.96 | 0.38 | 0.34 | 0.02 | 0 | 0 | True |  | Non Federally-Regulated | 07/03/2018 |  | 12/17/2018
USAI Lighting | USAI Lighting | B4RAF-12C3-27KH-25-S-AC-XX-NCIC-UNV-D6E | Light Emitting Diode | Inseparable Luminaire | Direct Wired | 0-10 VDC Controls | 70 | 2700 | 0 | 93 | 59 | 441 | 0.94 | Ambient | 50000 |  |  | 99999 | 0.01 | 12 | 3 | 0 | 0 | 0 | 0 | 0 | 0 | 0.09 | 0 | 0 | 0 | 0 | 0 | 0.96 | 0.38 | 0.34 | 0.02 | 0 | 0 | True |  | Non Federally-Regulated | 07/03/2018 |  | 12/17/2018
USAI Lighting | USAI Lighting | B4RAF-12C3-27KH-25-S-AC-XX-NCIC-UNV-D6F | Light Emitting Diode | Inseparable Luminaire | Direct Wired | 0-10 VDC Controls | 70 | 2700 | 0 | 93 | 59 | 441 | 0.94 | Ambient | 50000 |  |  | 99999 | 0.01 | 12 | 3 | 0 | 0 | 0 | 0 | 0 | 0 | 0.09 | 0 | 0 | 0 | 0 | 0 | 0.96 | 0.38 | 0.34 | 0.02 | 0 | 0 | True |  | Non Federally-Regulated | 07/03/2018 |  | 12/17/2018
USAI Lighting | USAI Lighting | B4RAF-12C3-30KH-10-S-WH-WH-NCIC-UNV-D6E | Light Emitting Diode | Inseparable Luminaire | Direct Wired | 0-10 VDC Controls | 66 | 3000 | 0 | 92 | 59 | 441 | 0.94 | Ambient | 50000 |  |  | 99999 | 0.01 | 12 | 3 | 0 | 0 | 0 | 0 | 0 | 0 | 0.09 | 0 | 0 | 0 | 0 | 0 | 0.96 | 0.38 | 0.34 | 0.02 | 0 | 0 | True |  | Non Federally-Regulated | 07/03/2018 |  | 12/17/2018
USAI Lighting | USAI Lighting | B4RAF-12C3-30KH-10-S-WH-WH-NCIC-UNV-D6F | Light Emitting Diode | Inseparable Luminaire | Direct Wired | 0-10 VDC Controls | 66 | 3000 | 0 | 92 | 59 | 441 | 0.94 | Ambient | 50000 |  |  | 99999 | 0.01 | 12 | 3 | 0 | 0 | 0 | 0 | 0 | 0 | 0.09 | 0 | 0 | 0 | 0 | 0 | 0.96 | 0.38 | 0.34 | 0.02 | 0 | 0 | True |  | Non Federally-Regulated | 07/03/2018 |  | 12/17/2018
USAI Lighting | USAI Lighting | B4RAF-12C3-30KH-10-S-GR-GR-NCIC-UNV-D6E | Light Emitting Diode | Inseparable Luminaire | Direct Wired | 0-10 VDC Controls | 66 | 3000 | 0 | 92 | 59 | 441 | 0.94 | Ambient | 50000 |  |  | 99999 | 0.01 | 12 | 3 | 0 | 0 | 0 | 0 | 0 | 0 | 0.09 | 0 | 0 | 0 | 0 | 0 | 0.96 | 0.38 | 0.34 | 0.02 | 0 | 0 | True |  | Non Federally-Regulated | 07/03/2018 |  | 12/17/2018
USAI Lighting | USAI Lighting | B4RAF-12C3-30KH-10-S-GR-GR-NCIC-UNV-D6F | Light Emitting Diode | Inseparable Luminaire | Direct Wired | 0-10 VDC Controls | 66 | 3000 | 0 | 92 | 59 | 441 | 0.94 | Ambient | 50000 |  |  | 99999 | 0.01 | 12 | 3 | 0 | 0 | 0 | 0 | 0 | 0 | 0.09 | 0 | 0 | 0 | 0 | 0 | 0.96 | 0.38 | 0.34 | 0.02 | 0 | 0 | True |  | Non Federally-Regulated | 07/03/2018 |  | 12/17/2018
USAI Lighting | USAI Lighting | B4RAF-12C3-30KH-10-S-AC-XX-NCIC-UNV-D6E | Light Emitting Diode | Inseparable Luminaire | Direct Wired | 0-10 VDC Controls | 66 | 3000 | 0 | 92 | 59 | 441 | 0.94 | Ambient | 50000 |  |  | 99999 | 0.01 | 12 | 3 | 0 | 0 | 0 | 0 | 0 | 0 | 0.09 | 0 | 0 | 0 | 0 | 0 | 0.96 | 0.38 | 0.34 | 0.02 | 0 | 0 | True |  | Non Federally-Regulated | 07/03/2018 |  | 12/17/2018
USAI Lighting | USAI Lighting | B4RAF-12C3-30KH-10-S-AC-XX-NCIC-UNV-D6F | Light Emitting Diode | Inseparable Luminaire | Direct Wired | 0-10 VDC Controls | 66 | 3000 | 0 | 92 | 59 | 441 | 0.94 | Ambient | 50000 |  |  | 99999 | 0.01 | 12 | 3 | 0 | 0 | 0 | 0 | 0 | 0 | 0.09 | 0 | 0 | 0 | 0 | 0 | 0.96 | 0.38 | 0.34 | 0.02 | 0 | 0 | True |  | Non Federally-Regulated | 07/03/2018 |  | 12/17/2018
USAI Lighting | USAI Lighting | B4RAF-12C3-30KH-25-S-WH-WH-NCIC-UNV-D6E | Light Emitting Diode | Inseparable Luminaire | Direct Wired | 0-10 VDC Controls | 70 | 3000 | 0 | 92 | 59 | 441 | 0.94 | Ambient | 50000 |  |  | 99999 | 0.01 | 12 | 3 | 0 | 0 | 0 | 0 | 0 | 0 | 0.09 | 0 | 0 | 0 | 0 | 0 | 0.96 | 0.38 | 0.34 | 0.02 | 0 | 0 | True |  | Non Federally-Regulated | 07/03/2018 |  | 12/17/2018
USAI Lighting | USAI Lighting | B4RAF-12C3-30KH-25-S-WH-WH-NCIC-UNV-D6F | Light Emitting Diode | Inseparable Luminaire | Direct Wired | 0-10 VDC Controls | 70 | 3000 | 0 | 92 | 59 | 441 | 0.94 | Ambient | 50000 |  |  | 99999 | 0.01 | 12 | 3 | 0 | 0 | 0 | 0 | 0 | 0 | 0.09 | 0 | 0 | 0 | 0 | 0 | 0.96 | 0.38 | 0.34 | 0.02 | 0 | 0 | True |  | Non Federally-Regulated | 07/03/2018 |  | 12/17/2018
USAI Lighting | USAI Lighting | B4RAF-12C3-30KH-25-S-GR-GR-NCIC-UNV-D6E | Light Emitting Diode | Inseparable Luminaire | Direct Wired | 0-10 VDC Controls | 70 | 3000 | 0 | 92 | 59 | 441 | 0.94 | Ambient | 50000 |  |  | 99999 | 0.01 | 12 | 3 | 0 | 0 | 0 | 0 | 0 | 0 | 0.09 | 0 | 0 | 0 | 0 | 0 | 0.96 | 0.38 | 0.34 | 0.02 | 0 | 0 | True |  | Non Federally-Regulated | 07/03/2018 |  | 12/17/2018
USAI Lighting | USAI Lighting | B4RAF-12C3-30KH-25-S-GR-GR-NCIC-UNV-D6F | Light Emitting Diode | Inseparable Luminaire | Direct Wired | 0-10 VDC Controls | 70 | 3000 | 0 | 92 | 59 | 441 | 0.94 | Ambient | 50000 |  |  | 99999 | 0.01 | 12 | 3 | 0 | 0 | 0 | 0 | 0 | 0 | 0.09 | 0 | 0 | 0 | 0 | 0 | 0.96 | 0.38 | 0.34 | 0.02 | 0 | 0 | True |  | Non Federally-Regulated | 07/03/2018 |  | 12/17/2018
USAI Lighting | USAI Lighting | B4RAF-12C3-30KH-25-S-AC-XX-NCIC-UNV-D6E | Light Emitting Diode | Inseparable Luminaire | Direct Wired | 0-10 VDC Controls | 70 | 3000 | 0 | 92 | 59 | 441 | 0.94 | Ambient | 50000 |  |  | 99999 | 0.01 | 12 | 3 | 0 | 0 | 0 | 0 | 0 | 0 | 0.09 | 0 | 0 | 0 | 0 | 0 | 0.96 | 0.38 | 0.34 | 0.02 | 0 | 0 | True |  | Non Federally-Regulated | 07/03/2018 |  | 12/17/2018
USAI Lighting | USAI Lighting | B4RAF-12C3-30KH-25-S-AC-XX-NCIC-UNV-D6F | Light Emitting Diode | Inseparable Luminaire | Direct Wired | 0-10 VDC Controls | 70 | 3000 | 0 | 92 | 59 | 441 | 0.94 | Ambient | 50000 |  |  | 99999 | 0.01 | 12 | 3 | 0 | 0 | 0 | 0 | 0 | 0 | 0.09 | 0 | 0 | 0 | 0 | 0 | 0.96 | 0.38 | 0.34 | 0.02 | 0 | 0 | True |  | Non Federally-Regulated | 07/03/2018 |  | 12/17/2018
USAI Lighting | USAI Lighting | B4RAF-16C3-27KH-10-S-WH-WH-NCIC-UNV-D6E | Light Emitting Diode | Inseparable Luminaire | Direct Wired | 0-10 VDC Controls | 66 | 2700 | 0.001 | 92 | 55 | 449 | 0.96 | Ambient | 50000 |  |  | 99999 | 0.01 | 17 | 4 | 0 | 0 | 0 | 0 | 0 | 0 | 0.08 | 0.03 | 0.03 | 0.01 | 0 | 0 | 0.92 | 0.38 | 0.32 | 0.01 | 0 | 0 | True |  | Non Federally-Regulated | 07/03/2018 |  | 12/17/2018
USAI Lighting | USAI Lighting | B4RAF-16C3-27KH-10-S-WH-WH-NCIC-UNV-D6F | Light Emitting Diode | Inseparable Luminaire | Direct Wired | 0-10 VDC Controls | 66 | 2700 | 0.001 | 92 | 55 | 449 | 0.96 | Ambient | 50000 |  |  | 99999 | 0.01 | 17 | 4 | 0 | 0 | 0 | 0 | 0 | 0 | 0.08 | 0.03 | 0.03 | 0.01 | 0 | 0 | 0.92 | 0.38 | 0.32 | 0.01 | 0 | 0 | True |  | Non Federally-Regulated | 07/03/2018 |  | 12/17/2018
USAI Lighting | USAI Lighting | B4RAF-16C3-27KH-10-S-GR-GR-NCIC-UNV-D6E | Light Emitting Diode | Inseparable Luminaire | Direct Wired | 0-10 VDC Controls | 66 | 2700 | 0.001 | 92 | 55 | 449 | 0.96 | Ambient | 50000 |  |  | 99999 | 0.01 | 17 | 4 | 0 | 0 | 0 | 0 | 0 | 0 | 0.08 | 0.03 | 0.03 | 0.01 | 0 | 0 | 0.92 | 0.38 | 0.32 | 0.01 | 0 | 0 | True |  | Non Federally-Regulated | 07/03/2018 |  | 12/17/2018
USAI Lighting | USAI Lighting | B4RAF-16C3-27KH-10-S-GR-GR-NCIC-UNV-D6F | Light Emitting Diode | Inseparable Luminaire | Direct Wired | 0-10 VDC Controls | 66 | 2700 | 0.001 | 92 | 55 | 449 | 0.96 | Ambient | 50000 |  |  | 99999 | 0.01 | 17 | 4 | 0 | 0 | 0 | 0 | 0 | 0 | 0.08 | 0.03 | 0.03 | 0.01 | 0 | 0 | 0.92 | 0.38 | 0.32 | 0.01 | 0 | 0 | True |  | Non Federally-Regulated | 07/03/2018 |  | 12/17/2018
USAI Lighting | USAI Lighting | B4RAF-16C3-27KH-10-S-AC-XX-NCIC-UNV-D6E | Light Emitting Diode | Inseparable Luminaire | Direct Wired | 0-10 VDC Controls | 66 | 2700 | 0.001 | 92 | 55 | 449 | 0.96 | Ambient | 50000 |  |  | 99999 | 0.01 | 17 | 4 | 0 | 0 | 0 | 0 | 0 | 0 | 0.08 | 0.03 | 0.03 | 0.01 | 0 | 0 | 0.92 | 0.38 | 0.32 | 0.01 | 0 | 0 | True |  | Non Federally-Regulated | 07/03/2018 |  | 12/17/2018
USAI Lighting | USAI Lighting | B4RAF-16C3-27KH-10-S-AC-XX-NCIC-UNV-D6F | Light Emitting Diode | Inseparable Luminaire | Direct Wired | 0-10 VDC Controls | 66 | 2700 | 0.001 | 92 | 55 | 449 | 0.96 | Ambient | 50000 |  |  | 99999 | 0.01 | 17 | 4 | 0 | 0 | 0 | 0 | 0 | 0 | 0.08 | 0.03 | 0.03 | 0.01 | 0 | 0 | 0.92 | 0.38 | 0.32 | 0.01 | 0 | 0 | True |  | Non Federally-Regulated | 07/03/2018 |  | 12/17/2018
USAI Lighting | USAI Lighting | B4RAF-16C3-27KH-25-S-WH-WH-NCIC-UNV-D6E | Light Emitting Diode | Inseparable Luminaire | Direct Wired | 0-10 VDC Controls | 67 | 2700 | 0.001 | 92 | 55 | 449 | 0.96 | Ambient | 50000 |  |  | 99999 | 0.01 | 17 | 4 | 0 | 0 | 0 | 0 | 0 | 0 | 0.08 | 0.03 | 0.03 | 0.01 | 0 | 0 | 0.92 | 0.38 | 0.32 | 0.01 | 0 | 0 | True |  | Non Federally-Regulated | 07/03/2018 |  | 12/17/2018
USAI Lighting | USAI Lighting | B4RAF-16C3-27KH-25-S-WH-WH-NCIC-UNV-D6F | Light Emitting Diode | Inseparable Luminaire | Direct Wired | 0-10 VDC Controls | 67 | 2700 | 0.001 | 92 | 55 | 449 | 0.96 | Ambient | 50000 |  |  | 99999 | 0.01 | 17 | 4 | 0 | 0 | 0 | 0 | 0 | 0 | 0.08 | 0.03 | 0.03 | 0.01 | 0 | 0 | 0.92 | 0.38 | 0.32 | 0.01 | 0 | 0 | True |  | Non Federally-Regulated | 07/03/2018 |  | 12/17/2018
USAI Lighting | USAI Lighting | B4RAF-16C3-27KH-25-S-GR-GR-NCIC-UNV-D6E | Light Emitting Diode | Inseparable Luminaire | Direct Wired | 0-10 VDC Controls | 67 | 2700 | 0.001 | 92 | 55 | 449 | 0.96 | Ambient | 50000 |  |  | 99999 | 0.01 | 17 | 4 | 0 | 0 | 0 | 0 | 0 | 0 | 0.08 | 0.03 | 0.03 | 0.01 | 0 | 0 | 0.92 | 0.38 | 0.32 | 0.01 | 0 | 0 | True |  | Non Federally-Regulated | 07/03/2018 |  | 12/17/2018
USAI Lighting | USAI Lighting | B4RAF-16C3-27KH-25-S-GR-GR-NCIC-UNV-D6F | Light Emitting Diode | Inseparable Luminaire | Direct Wired | 0-10 VDC Controls | 67 | 2700 | 0.001 | 92 | 55 | 449 | 0.96 | Ambient | 50000 |  |  | 99999 | 0.01 | 17 | 4 | 0 | 0 | 0 | 0 | 0 | 0 | 0.08 | 0.03 | 0.03 | 0.01 | 0 | 0 | 0.92 | 0.38 | 0.32 | 0.01 | 0 | 0 | True |  | Non Federally-Regulated | 07/03/2018 |  | 12/17/2018
USAI Lighting | USAI Lighting | B4RAF-16C3-27KH-25-S-AC-XX-NCIC-UNV-D6E | Light Emitting Diode | Inseparable Luminaire | Direct Wired | 0-10 VDC Controls | 67 | 2700 | 0.001 | 92 | 55 | 449 | 0.96 | Ambient | 50000 |  |  | 99999 | 0.01 | 17 | 4 | 0 | 0 | 0 | 0 | 0 | 0 | 0.08 | 0.03 | 0.03 | 0.01 | 0 | 0 | 0.92 | 0.38 | 0.32 | 0.01 | 0 | 0 | True |  | Non Federally-Regulated | 07/03/2018 |  | 12/17/2018
USAI Lighting | USAI Lighting | B4RAF-16C3-27KH-25-S-AC-XX-NCIC-UNV-D6F | Light Emitting Diode | Inseparable Luminaire | Direct Wired | 0-10 VDC Controls | 67 | 2700 | 0.001 | 92 | 55 | 449 | 0.96 | Ambient | 50000 |  |  | 99999 | 0.01 | 17 | 4 | 0 | 0 | 0 | 0 | 0 | 0 | 0.08 | 0.03 | 0.03 | 0.01 | 0 | 0 | 0.92 | 0.38 | 0.32 | 0.01 | 0 | 0 | True |  | Non Federally-Regulated | 07/03/2018 |  | 12/17/2018
USAI Lighting | USAI Lighting | B4RAF-16C3-30KH-10-S-WH-WH-NCIC-UNV-D6E | Light Emitting Diode | Inseparable Luminaire | Direct Wired | 0-10 VDC Controls | 66 | 3000 | 0.001 | 91 | 55 | 449 | 0.96 | Ambient | 50000 |  |  | 99999 | 0.01 | 17 | 4 | 0 | 0 | 0 | 0 | 0 | 0 | 0.08 | 0.03 | 0.03 | 0.01 | 0 | 0 | 0.92 | 0.38 | 0.32 | 0.01 | 0 | 0 | True |  | Non Federally-Regulated | 07/03/2018 |  | 12/17/2018
USAI Lighting | USAI Lighting | B4RAF-16C3-30KH-10-S-WH-WH-NCIC-UNV-D6F | Light Emitting Diode | Inseparable Luminaire | Direct Wired | 0-10 VDC Controls | 66 | 3000 | 0.001 | 91 | 55 | 449 | 0.96 | Ambient | 50000 |  |  | 99999 | 0.01 | 17 | 4 | 0 | 0 | 0 | 0 | 0 | 0 | 0.08 | 0.03 | 0.03 | 0.01 | 0 | 0 | 0.92 | 0.38 | 0.32 | 0.01 | 0 | 0 | True |  | Non Federally-Regulated | 07/03/2018 |  | 12/17/2018
USAI Lighting | USAI Lighting | B4RAF-16C3-30KH-10-S-GR-GR-NCIC-UNV-D6E | Light Emitting Diode | Inseparable Luminaire | Direct Wired | 0-10 VDC Controls | 66 | 3000 | 0.001 | 91 | 55 | 449 | 0.96 | Ambient | 50000 |  |  | 99999 | 0.01 | 17 | 4 | 0 | 0 | 0 | 0 | 0 | 0 | 0.08 | 0.03 | 0.03 | 0.01 | 0 | 0 | 0.92 | 0.38 | 0.32 | 0.01 | 0 | 0 | True |  | Non Federally-Regulated | 07/03/2018 |  | 12/17/2018
USAI Lighting | USAI Lighting | B4RAF-16C3-30KH-10-S-GR-GR-NCIC-UNV-D6F | Light Emitting Diode | Inseparable Luminaire | Direct Wired | 0-10 VDC Controls | 66 | 3000 | 0.001 | 91 | 55 | 449 | 0.96 | Ambient | 50000 |  |  | 99999 | 0.01 | 17 | 4 | 0 | 0 | 0 | 0 | 0 | 0 | 0.08 | 0.03 | 0.03 | 0.01 | 0 | 0 | 0.92 | 0.38 | 0.32 | 0.01 | 0 | 0 | True |  | Non Federally-Regulated | 07/03/2018 |  | 12/17/2018
USAI Lighting | USAI Lighting | B4RAF-16C3-30KH-10-S-AC-XX-NCIC-UNV-D6E | Light Emitting Diode | Inseparable Luminaire | Direct Wired | 0-10 VDC Controls | 66 | 3000 | 0.001 | 91 | 55 | 449 | 0.96 | Ambient | 50000 |  |  | 99999 | 0.01 | 17 | 4 | 0 | 0 | 0 | 0 | 0 | 0 | 0.08 | 0.03 | 0.03 | 0.01 | 0 | 0 | 0.92 | 0.38 | 0.32 | 0.01 | 0 | 0 | True |  | Non Federally-Regulated | 07/03/2018 |  | 12/17/2018
USAI Lighting | USAI Lighting | B4RAF-16C3-30KH-10-S-AC-XX-NCIC-UNV-D6F | Light Emitting Diode | Inseparable Luminaire | Direct Wired | 0-10 VDC Controls | 66 | 3000 | 0.001 | 91 | 55 | 449 | 0.96 | Ambient | 50000 |  |  | 99999 | 0.01 | 17 | 4 | 0 | 0 | 0 | 0 | 0 | 0 | 0.08 | 0.03 | 0.03 | 0.01 | 0 | 0 | 0.92 | 0.38 | 0.32 | 0.01 | 0 | 0 | True |  | Non Federally-Regulated | 07/03/2018 |  | 12/17/2018
USAI Lighting | USAI Lighting | B4RAF-16C3-30KH-25-S-WH-WH-NCIC-UNV-D6E | Light Emitting Diode | Inseparable Luminaire | Direct Wired | 0-10 VDC Controls | 67 | 3000 | 0.001 | 91 | 55 | 449 | 0.96 | Ambient | 50000 |  |  | 99999 | 0.01 | 17 | 4 | 0 | 0 | 0 | 0 | 0 | 0 | 0.08 | 0.03 | 0.03 | 0.01 | 0 | 0 | 0.92 | 0.38 | 0.32 | 0.01 | 0 | 0 | True |  | Non Federally-Regulated | 07/03/2018 |  | 12/17/2018
USAI Lighting | USAI Lighting | B4RAF-16C3-30KH-25-S-WH-WH-NCIC-UNV-D6F | Light Emitting Diode | Inseparable Luminaire | Direct Wired | 0-10 VDC Controls | 67 | 3000 | 0.001 | 91 | 55 | 449 | 0.96 | Ambient | 50000 |  |  | 99999 | 0.01 | 17 | 4 | 0 | 0 | 0 | 0 | 0 | 0 | 0.08 | 0.03 | 0.03 | 0.01 | 0 | 0 | 0.92 | 0.38 | 0.32 | 0.01 | 0 | 0 | True |  | Non Federally-Regulated | 07/03/2018 |  | 12/17/2018
USAI Lighting | USAI Lighting | B4RAF-16C3-30KH-25-S-GR-GR-NCIC-UNV-D6E | Light Emitting Diode | Inseparable Luminaire | Direct Wired | 0-10 VDC Controls | 67 | 3000 | 0.001 | 91 | 55 | 449 | 0.96 | Ambient | 50000 |  |  | 99999 | 0.01 | 17 | 4 | 0 | 0 | 0 | 0 | 0 | 0 | 0.08 | 0.03 | 0.03 | 0.01 | 0 | 0 | 0.92 | 0.38 | 0.32 | 0.01 | 0 | 0 | True |  | Non Federally-Regulated | 07/03/2018 |  | 12/17/2018
USAI Lighting | USAI Lighting | B4RAF-16C3-30KH-25-S-GR-GR-NCIC-UNV-D6F | Light Emitting Diode | Inseparable Luminaire | Direct Wired | 0-10 VDC Controls | 67 | 3000 | 0.001 | 91 | 55 | 449 | 0.96 | Ambient | 50000 |  |  | 99999 | 0.01 | 17 | 4 | 0 | 0 | 0 | 0 | 0 | 0 | 0.08 | 0.03 | 0.03 | 0.01 | 0 | 0 | 0.92 | 0.38 | 0.32 | 0.01 | 0 | 0 | True |  | Non Federally-Regulated | 07/03/2018 |  | 12/17/2018
USAI Lighting | USAI Lighting | B4RAF-16C3-30KH-25-S-AC-XX-NCIC-UNV-D6E | Light Emitting Diode | Inseparable Luminaire | Direct Wired | 0-10 VDC Controls | 67 | 3000 | 0.001 | 91 | 55 | 449 | 0.96 | Ambient | 50000 |  |  | 99999 | 0.01 | 17 | 4 | 0 | 0 | 0 | 0 | 0 | 0 | 0.08 | 0.03 | 0.03 | 0.01 | 0 | 0 | 0.92 | 0.38 | 0.32 | 0.01 | 0 | 0 | True |  | Non Federally-Regulated | 07/03/2018 |  | 12/17/2018
USAI Lighting | USAI Lighting | B4RAF-16C3-30KH-25-S-AC-XX-NCIC-UNV-D6F | Light Emitting Diode | Inseparable Luminaire | Direct Wired | 0-10 VDC Controls | 67 | 3000 | 0.001 | 91 | 55 | 449 | 0.96 | Ambient | 50000 |  |  | 99999 | 0.01 | 17 | 4 | 0 | 0 | 0 | 0 | 0 | 0 | 0.08 | 0.03 | 0.03 | 0.01 | 0 | 0 | 0.92 | 0.38 | 0.32 | 0.01 | 0 | 0 | True |  | Non Federally-Regulated | 07/03/2018 |  | 12/17/2018
USAI Lighting | USAI Lighting | B4RAL-12C3-27KH-10-S-WH-NCIC-UNV-D6E | Light Emitting Diode | Inseparable Luminaire | Direct Wired | 0-10 VDC Controls | 66 | 2700 | 0 | 93 | 59 | 441 | 0.94 | Ambient | 50000 |  |  | 99999 | 0.01 | 12 | 3 | 0 | 0 | 0 | 0 | 0 | 0 | 0.09 | 0 | 0 | 0 | 0 | 0 | 0.96 | 0.38 | 0.34 | 0.02 | 0 | 0 | True |  | Non Federally-Regulated | 07/03/2018 |  | 12/17/2018
USAI Lighting | USAI Lighting | B4RAL-12C3-27KH-10-S-WH-NCIC-UNV-D6F | Light Emitting Diode | Inseparable Luminaire | Direct Wired | 0-10 VDC Controls | 66 | 2700 | 0 | 93 | 59 | 441 | 0.94 | Ambient | 50000 |  |  | 99999 | 0.01 | 12 | 3 | 0 | 0 | 0 | 0 | 0 | 0 | 0.09 | 0 | 0 | 0 | 0 | 0 | 0.96 | 0.38 | 0.34 | 0.02 | 0 | 0 | True |  | Non Federally-Regulated | 07/03/2018 |  | 12/17/2018
USAI Lighting | USAI Lighting | B4RAL-12C3-27KH-10-S-GR-NCIC-UNV-D6E | Light Emitting Diode | Inseparable Luminaire | Direct Wired | 0-10 VDC Controls | 66 | 2700 | 0 | 93 | 59 | 441 | 0.94 | Ambient | 50000 |  |  | 99999 | 0.01 | 12 | 3 | 0 | 0 | 0 | 0 | 0 | 0 | 0.09 | 0 | 0 | 0 | 0 | 0 | 0.96 | 0.38 | 0.34 | 0.02 | 0 | 0 | True |  | Non Federally-Regulated | 07/03/2018 |  | 12/17/2018
USAI Lighting | USAI Lighting | B4RAL-12C3-27KH-10-S-GR-NCIC-UNV-D6F | Light Emitting Diode | Inseparable Luminaire | Direct Wired | 0-10 VDC Controls | 66 | 2700 | 0 | 93 | 59 | 441 | 0.94 | Ambient | 50000 |  |  | 99999 | 0.01 | 12 | 3 | 0 | 0 | 0 | 0 | 0 | 0 | 0.09 | 0 | 0 | 0 | 0 | 0 | 0.96 | 0.38 | 0.34 | 0.02 | 0 | 0 | True |  | Non Federally-Regulated | 07/03/2018 |  | 12/17/2018
USAI Lighting | USAI Lighting | B4RAL-12C3-27KH-10-S-AC-NCIC-UNV-D6E | Light Emitting Diode | Inseparable Luminaire | Direct Wired | 0-10 VDC Controls | 66 | 2700 | 0 | 93 | 59 | 441 | 0.94 | Ambient | 50000 |  |  | 99999 | 0.01 | 12 | 3 | 0 | 0 | 0 | 0 | 0 | 0 | 0.09 | 0 | 0 | 0 | 0 | 0 | 0.96 | 0.38 | 0.34 | 0.02 | 0 | 0 | True |  | Non Federally-Regulated | 07/03/2018 |  | 12/17/2018
USAI Lighting | USAI Lighting | B4RAL-12C3-27KH-10-S-AC-NCIC-UNV-D6F | Light Emitting Diode | Inseparable Luminaire | Direct Wired | 0-10 VDC Controls | 66 | 2700 | 0 | 93 | 59 | 441 | 0.94 | Ambient | 50000 |  |  | 99999 | 0.01 | 12 | 3 | 0 | 0 | 0 | 0 | 0 | 0 | 0.09 | 0 | 0 | 0 | 0 | 0 | 0.96 | 0.38 | 0.34 | 0.02 | 0 | 0 | True |  | Non Federally-Regulated | 07/03/2018 |  | 12/17/2018
USAI Lighting | USAI Lighting | B4RAL-12C3-27KH-25-S-WH-NCIC-UNV-D6E | Light Emitting Diode | Inseparable Luminaire | Direct Wired | 0-10 VDC Controls | 70 | 2700 | 0 | 93 | 59 | 441 | 0.94 | Ambient | 50000 |  |  | 99999 | 0.01 | 12 | 3 | 0 | 0 | 0 | 0 | 0 | 0 | 0.09 | 0 | 0 | 0 | 0 | 0 | 0.96 | 0.38 | 0.34 | 0.02 | 0 | 0 | True |  | Non Federally-Regulated | 07/03/2018 |  | 12/17/2018
USAI Lighting | USAI Lighting | B4RAL-12C3-27KH-25-S-WH-NCIC-UNV-D6F | Light Emitting Diode | Inseparable Luminaire | Direct Wired | 0-10 VDC Controls | 70 | 2700 | 0 | 93 | 59 | 441 | 0.94 | Ambient | 50000 |  |  | 99999 | 0.01 | 12 | 3 | 0 | 0 | 0 | 0 | 0 | 0 | 0.09 | 0 | 0 | 0 | 0 | 0 | 0.96 | 0.38 | 0.34 | 0.02 | 0 | 0 | True |  | Non Federally-Regulated | 07/03/2018 |  | 12/17/2018
USAI Lighting | USAI Lighting | B4RAL-12C3-27KH-25-S-GR-NCIC-UNV-D6E | Light Emitting Diode | Inseparable Luminaire | Direct Wired | 0-10 VDC Controls | 70 | 2700 | 0 | 93 | 59 | 441 | 0.94 | Ambient | 50000 |  |  | 99999 | 0.01 | 12 | 3 | 0 | 0 | 0 | 0 | 0 | 0 | 0.09 | 0 | 0 | 0 | 0 | 0 | 0.96 | 0.38 | 0.34 | 0.02 | 0 | 0 | True |  | Non Federally-Regulated | 07/03/2018 |  | 12/17/2018
USAI Lighting | USAI Lighting | B4RAL-12C3-27KH-25-S-GR-NCIC-UNV-D6F | Light Emitting Diode | Inseparable Luminaire | Direct Wired | 0-10 VDC Controls | 70 | 2700 | 0 | 93 | 59 | 441 | 0.94 | Ambient | 50000 |  |  | 99999 | 0.01 | 12 | 3 | 0 | 0 | 0 | 0 | 0 | 0 | 0.09 | 0 | 0 | 0 | 0 | 0 | 0.96 | 0.38 | 0.34 | 0.02 | 0 | 0 | True |  | Non Federally-Regulated | 07/03/2018 |  | 12/17/2018
USAI Lighting | USAI Lighting | B4RAL-12C3-27KH-25-S-AC-NCIC-UNV-D6E | Light Emitting Diode | Inseparable Luminaire | Direct Wired | 0-10 VDC Controls | 70 | 2700 | 0 | 93 | 59 | 441 | 0.94 | Ambient | 50000 |  |  | 99999 | 0.01 | 12 | 3 | 0 | 0 | 0 | 0 | 0 | 0 | 0.09 | 0 | 0 | 0 | 0 | 0 | 0.96 | 0.38 | 0.34 | 0.02 | 0 | 0 | True |  | Non Federally-Regulated | 07/03/2018 |  | 12/17/2018
USAI Lighting | USAI Lighting | B4RAL-12C3-27KH-25-S-AC-NCIC-UNV-D6F | Light Emitting Diode | Inseparable Luminaire | Direct Wired | 0-10 VDC Controls | 70 | 2700 | 0 | 93 | 59 | 441 | 0.94 | Ambient | 50000 |  |  | 99999 | 0.01 | 12 | 3 | 0 | 0 | 0 | 0 | 0 | 0 | 0.09 | 0 | 0 | 0 | 0 | 0 | 0.96 | 0.38 | 0.34 | 0.02 | 0 | 0 | True |  | Non Federally-Regulated | 07/03/2018 |  | 12/17/2018
USAI Lighting | USAI Lighting | B4RAL-12C3-30KH-10-S-WH-NCIC-UNV-D6E | Light Emitting Diode | Inseparable Luminaire | Direct Wired | 0-10 VDC Controls | 66 | 3000 | 0 | 92 | 59 | 441 | 0.94 | Ambient | 50000 |  |  | 99999 | 0.01 | 12 | 3 | 0 | 0 | 0 | 0 | 0 | 0 | 0.09 | 0 | 0 | 0 | 0 | 0 | 0.96 | 0.38 | 0.34 | 0.02 | 0 | 0 | True |  | Non Federally-Regulated | 07/03/2018 |  | 12/17/2018
USAI Lighting | USAI Lighting | B4RAL-12C3-30KH-10-S-WH-NCIC-UNV-D6F | Light Emitting Diode | Inseparable Luminaire | Direct Wired | 0-10 VDC Controls | 66 | 3000 | 0 | 92 | 59 | 441 | 0.94 | Ambient | 50000 |  |  | 99999 | 0.01 | 12 | 3 | 0 | 0 | 0 | 0 | 0 | 0 | 0.09 | 0 | 0 | 0 | 0 | 0 | 0.96 | 0.38 | 0.34 | 0.02 | 0 | 0 | True |  | Non Federally-Regulated | 07/03/2018 |  | 12/17/2018
USAI Lighting | USAI Lighting | B4RAL-12C3-30KH-10-S-GR-NCIC-UNV-D6E | Light Emitting Diode | Inseparable Luminaire | Direct Wired | 0-10 VDC Controls | 66 | 3000 | 0 | 92 | 59 | 441 | 0.94 | Ambient | 50000 |  |  | 99999 | 0.01 | 12 | 3 | 0 | 0 | 0 | 0 | 0 | 0 | 0.09 | 0 | 0 | 0 | 0 | 0 | 0.96 | 0.38 | 0.34 | 0.02 | 0 | 0 | True |  | Non Federally-Regulated | 07/03/2018 |  | 12/17/2018
USAI Lighting | USAI Lighting | B4RAL-12C3-30KH-10-S-GR-NCIC-UNV-D6F | Light Emitting Diode | Inseparable Luminaire | Direct Wired | 0-10 VDC Controls | 66 | 3000 | 0 | 92 | 59 | 441 | 0.94 | Ambient | 50000 |  |  | 99999 | 0.01 | 12 | 3 | 0 | 0 | 0 | 0 | 0 | 0 | 0.09 | 0 | 0 | 0 | 0 | 0 | 0.96 | 0.38 | 0.34 | 0.02 | 0 | 0 | True |  | Non Federally-Regulated | 07/03/2018 |  | 12/17/2018
USAI Lighting | USAI Lighting | B4RAL-12C3-30KH-10-S-AC-NCIC-UNV-D6E | Light Emitting Diode | Inseparable Luminaire | Direct Wired | 0-10 VDC Controls | 66 | 3000 | 0 | 92 | 59 | 441 | 0.94 | Ambient | 50000 |  |  | 99999 | 0.01 | 12 | 3 | 0 | 0 | 0 | 0 | 0 | 0 | 0.09 | 0 | 0 | 0 | 0 | 0 | 0.96 | 0.38 | 0.34 | 0.02 | 0 | 0 | True |  | Non Federally-Regulated | 07/03/2018 |  | 12/17/2018
USAI Lighting | USAI Lighting | B4RAL-12C3-30KH-10-S-AC-NCIC-UNV-D6F | Light Emitting Diode | Inseparable Luminaire | Direct Wired | 0-10 VDC Controls | 66 | 3000 | 0 | 92 | 59 | 441 | 0.94 | Ambient | 50000 |  |  | 99999 | 0.01 | 12 | 3 | 0 | 0 | 0 | 0 | 0 | 0 | 0.09 | 0 | 0 | 0 | 0 | 0 | 0.96 | 0.38 | 0.34 | 0.02 | 0 | 0 | True |  | Non Federally-Regulated | 07/03/2018 |  | 12/17/2018
USAI Lighting | USAI Lighting | B4RAL-12C3-30KH-25-S-WH-NCIC-UNV-D6E | Light Emitting Diode | Inseparable Luminaire | Direct Wired | 0-10 VDC Controls | 70 | 3000 | 0 | 92 | 59 | 441 | 0.94 | Ambient | 50000 |  |  | 99999 | 0.01 | 12 | 3 | 0 | 0 | 0 | 0 | 0 | 0 | 0.09 | 0 | 0 | 0 | 0 | 0 | 0.96 | 0.38 | 0.34 | 0.02 | 0 | 0 | True |  | Non Federally-Regulated | 07/03/2018 |  | 12/17/2018
USAI Lighting | USAI Lighting | B4RAL-12C3-30KH-25-S-WH-NCIC-UNV-D6F | Light Emitting Diode | Inseparable Luminaire | Direct Wired | 0-10 VDC Controls | 70 | 3000 | 0 | 92 | 59 | 441 | 0.94 | Ambient | 50000 |  |  | 99999 | 0.01 | 12 | 3 | 0 | 0 | 0 | 0 | 0 | 0 | 0.09 | 0 | 0 | 0 | 0 | 0 | 0.96 | 0.38 | 0.34 | 0.02 | 0 | 0 | True |  | Non Federally-Regulated | 07/03/2018 |  | 12/17/2018
USAI Lighting | USAI Lighting | B4RAL-12C3-30KH-25-S-GR-NCIC-UNV-D6E | Light Emitting Diode | Inseparable Luminaire | Direct Wired | 0-10 VDC Controls | 70 | 3000 | 0 | 92 | 59 | 441 | 0.94 | Ambient | 50000 |  |  | 99999 | 0.01 | 12 | 3 | 0 | 0 | 0 | 0 | 0 | 0 | 0.09 | 0 | 0 | 0 | 0 | 0 | 0.96 | 0.38 | 0.34 | 0.02 | 0 | 0 | True |  | Non Federally-Regulated | 07/03/2018 |  | 12/17/2018
USAI Lighting | USAI Lighting | B4RAL-12C3-30KH-25-S-GR-NCIC-UNV-D6F | Light Emitting Diode | Inseparable Luminaire | Direct Wired | 0-10 VDC Controls | 70 | 3000 | 0 | 92 | 59 | 441 | 0.94 | Ambient | 50000 |  |  | 99999 | 0.01 | 12 | 3 | 0 | 0 | 0 | 0 | 0 | 0 | 0.09 | 0 | 0 | 0 | 0 | 0 | 0.96 | 0.38 | 0.34 | 0.02 | 0 | 0 | True |  | Non Federally-Regulated | 07/03/2018 |  | 12/17/2018
USAI Lighting | USAI Lighting | B4RAL-12C3-30KH-25-S-AC-NCIC-UNV-D6E | Light Emitting Diode | Inseparable Luminaire | Direct Wired | 0-10 VDC Controls | 70 | 3000 | 0 | 92 | 59 | 441 | 0.94 | Ambient | 50000 |  |  | 99999 | 0.01 | 12 | 3 | 0 | 0 | 0 | 0 | 0 | 0 | 0.09 | 0 | 0 | 0 | 0 | 0 | 0.96 | 0.38 | 0.34 | 0.02 | 0 | 0 | True |  | Non Federally-Regulated | 07/03/2018 |  | 12/17/2018
USAI Lighting | USAI Lighting | B4RAL-12C3-30KH-25-S-AC-NCIC-UNV-D6F | Light Emitting Diode | Inseparable Luminaire | Direct Wired | 0-10 VDC Controls | 70 | 3000 | 0 | 92 | 59 | 441 | 0.94 | Ambient | 50000 |  |  | 99999 | 0.01 | 12 | 3 | 0 | 0 | 0 | 0 | 0 | 0 | 0.09 | 0 | 0 | 0 | 0 | 0 | 0.96 | 0.38 | 0.34 | 0.02 | 0 | 0 | True |  | Non Federally-Regulated | 07/03/2018 |  | 12/17/2018
USAI Lighting | USAI Lighting | B4RAL-16C3-27KH-10-S-WH-NCIC-UNV-D6E | Light Emitting Diode | Inseparable Luminaire | Direct Wired | 0-10 VDC Controls | 66 | 2700 | 0.001 | 92 | 55 | 449 | 0.96 | Ambient | 50000 |  |  | 99999 | 0.01 | 17 | 4 | 0 | 0 | 0 | 0 | 0 | 0 | 0.08 | 0.03 | 0.03 | 0.01 | 0 | 0 | 0.92 | 0.38 | 0.32 | 0.01 | 0 | 0 | True |  | Non Federally-Regulated | 07/03/2018 |  | 12/17/2018
USAI Lighting | USAI Lighting | B4RAL-16C3-27KH-10-S-WH-NCIC-UNV-D6F | Light Emitting Diode | Inseparable Luminaire | Direct Wired | 0-10 VDC Controls | 66 | 2700 | 0.001 | 92 | 55 | 449 | 0.96 | Ambient | 50000 |  |  | 99999 | 0.01 | 17 | 4 | 0 | 0 | 0 | 0 | 0 | 0 | 0.08 | 0.03 | 0.03 | 0.01 | 0 | 0 | 0.92 | 0.38 | 0.32 | 0.01 | 0 | 0 | True |  | Non Federally-Regulated | 07/03/2018 |  | 12/17/2018
USAI Lighting | USAI Lighting | B4RAL-16C3-27KH-10-S-GR-NCIC-UNV-D6E | Light Emitting Diode | Inseparable Luminaire | Direct Wired | 0-10 VDC Controls | 66 | 2700 | 0.001 | 92 | 55 | 449 | 0.96 | Ambient | 50000 |  |  | 99999 | 0.01 | 17 | 4 | 0 | 0 | 0 | 0 | 0 | 0 | 0.08 | 0.03 | 0.03 | 0.01 | 0 | 0 | 0.92 | 0.38 | 0.32 | 0.01 | 0 | 0 | True |  | Non Federally-Regulated | 07/03/2018 |  | 12/17/2018
USAI Lighting | USAI Lighting | B4RAL-16C3-27KH-10-S-GR-NCIC-UNV-D6F | Light Emitting Diode | Inseparable Luminaire | Direct Wired | 0-10 VDC Controls | 66 | 2700 | 0.001 | 92 | 55 | 449 | 0.96 | Ambient | 50000 |  |  | 99999 | 0.01 | 17 | 4 | 0 | 0 | 0 | 0 | 0 | 0 | 0.08 | 0.03 | 0.03 | 0.01 | 0 | 0 | 0.92 | 0.38 | 0.32 | 0.01 | 0 | 0 | True |  | Non Federally-Regulated | 07/03/2018 |  | 12/17/2018
USAI Lighting | USAI Lighting | B4RAL-16C3-27KH-10-S-AC-NCIC-UNV-D6E | Light Emitting Diode | Inseparable Luminaire | Direct Wired | 0-10 VDC Controls | 66 | 2700 | 0.001 | 92 | 55 | 449 | 0.96 | Ambient | 50000 |  |  | 99999 | 0.01 | 17 | 4 | 0 | 0 | 0 | 0 | 0 | 0 | 0.08 | 0.03 | 0.03 | 0.01 | 0 | 0 | 0.92 | 0.38 | 0.32 | 0.01 | 0 | 0 | True |  | Non Federally-Regulated | 07/03/2018 |  | 12/17/2018
USAI Lighting | USAI Lighting | B4RAL-16C3-27KH-10-S-AC-NCIC-UNV-D6F | Light Emitting Diode | Inseparable Luminaire | Direct Wired | 0-10 VDC Controls | 66 | 2700 | 0.001 | 92 | 55 | 449 | 0.96 | Ambient | 50000 |  |  | 99999 | 0.01 | 17 | 4 | 0 | 0 | 0 | 0 | 0 | 0 | 0.08 | 0.03 | 0.03 | 0.01 | 0 | 0 | 0.92 | 0.38 | 0.32 | 0.01 | 0 | 0 | True |  | Non Federally-Regulated | 07/03/2018 |  | 12/17/2018
USAI Lighting | USAI Lighting | B4RAL-16C3-27KH-25-S-WH-NCIC-UNV-D6E | Light Emitting Diode | Inseparable Luminaire | Direct Wired | 0-10 VDC Controls | 67 | 2700 | 0.001 | 92 | 55 | 449 | 0.96 | Ambient | 50000 |  |  | 99999 | 0.01 | 17 | 4 | 0 | 0 | 0 | 0 | 0 | 0 | 0.08 | 0.03 | 0.03 | 0.01 | 0 | 0 | 0.92 | 0.38 | 0.32 | 0.01 | 0 | 0 | True |  | Non Federally-Regulated | 07/03/2018 |  | 12/17/2018
USAI Lighting | USAI Lighting | B4RAL-16C3-27KH-25-S-WH-NCIC-UNV-D6F | Light Emitting Diode | Inseparable Luminaire | Direct Wired | 0-10 VDC Controls | 67 | 2700 | 0.001 | 92 | 55 | 449 | 0.96 | Ambient | 50000 |  |  | 99999 | 0.01 | 17 | 4 | 0 | 0 | 0 | 0 | 0 | 0 | 0.08 | 0.03 | 0.03 | 0.01 | 0 | 0 | 0.92 | 0.38 | 0.32 | 0.01 | 0 | 0 | True |  | Non Federally-Regulated | 07/03/2018 |  | 12/17/2018
USAI Lighting | USAI Lighting | B4RAL-16C3-27KH-25-S-GR-NCIC-UNV-D6E | Light Emitting Diode | Inseparable Luminaire | Direct Wired | 0-10 VDC Controls | 67 | 2700 | 0.001 | 92 | 55 | 449 | 0.96 | Ambient | 50000 |  |  | 99999 | 0.01 | 17 | 4 | 0 | 0 | 0 | 0 | 0 | 0 | 0.08 | 0.03 | 0.03 | 0.01 | 0 | 0 | 0.92 | 0.38 | 0.32 | 0.01 | 0 | 0 | True |  | Non Federally-Regulated | 07/03/2018 |  | 12/17/2018
USAI Lighting | USAI Lighting | B4RAL-16C3-27KH-25-S-GR-NCIC-UNV-D6F | Light Emitting Diode | Inseparable Luminaire | Direct Wired | 0-10 VDC Controls | 67 | 2700 | 0.001 | 92 | 55 | 449 | 0.96 | Ambient | 50000 |  |  | 99999 | 0.01 | 17 | 4 | 0 | 0 | 0 | 0 | 0 | 0 | 0.08 | 0.03 | 0.03 | 0.01 | 0 | 0 | 0.92 | 0.38 | 0.32 | 0.01 | 0 | 0 | True |  | Non Federally-Regulated | 07/03/2018 |  | 12/17/2018
USAI Lighting | USAI Lighting | B4RAL-16C3-27KH-25-S-AC-NCIC-UNV-D6E | Light Emitting Diode | Inseparable Luminaire | Direct Wired | 0-10 VDC Controls | 67 | 2700 | 0.001 | 92 | 55 | 449 | 0.96 | Ambient | 50000 |  |  | 99999 | 0.01 | 17 | 4 | 0 | 0 | 0 | 0 | 0 | 0 | 0.08 | 0.03 | 0.03 | 0.01 | 0 | 0 | 0.92 | 0.38 | 0.32 | 0.01 | 0 | 0 | True |  | Non Federally-Regulated | 07/03/2018 |  | 12/17/2018
USAI Lighting | USAI Lighting | B4RAL-16C3-27KH-25-S-AC-NCIC-UNV-D6F | Light Emitting Diode | Inseparable Luminaire | Direct Wired | 0-10 VDC Controls | 67 | 2700 | 0.001 | 92 | 55 | 449 | 0.96 | Ambient | 50000 |  |  | 99999 | 0.01 | 17 | 4 | 0 | 0 | 0 | 0 | 0 | 0 | 0.08 | 0.03 | 0.03 | 0.01 | 0 | 0 | 0.92 | 0.38 | 0.32 | 0.01 | 0 | 0 | True |  | Non Federally-Regulated | 07/03/2018 |  | 12/17/2018
USAI Lighting | USAI Lighting | B4RAL-16C3-30KH-10-S-WH-NCIC-UNV-D6E | Light Emitting Diode | Inseparable Luminaire | Direct Wired | 0-10 VDC Controls | 66 | 3000 | 0.001 | 91 | 55 | 449 | 0.96 | Ambient | 50000 |  |  | 99999 | 0.01 | 17 | 4 | 0 | 0 | 0 | 0 | 0 | 0 | 0.08 | 0.03 | 0.03 | 0.01 | 0 | 0 | 0.92 | 0.38 | 0.32 | 0.01 | 0 | 0 | True |  | Non Federally-Regulated | 07/03/2018 |  | 12/17/2018
USAI Lighting | USAI Lighting | B4RAL-16C3-30KH-10-S-WH-NCIC-UNV-D6F | Light Emitting Diode | Inseparable Luminaire | Direct Wired | 0-10 VDC Controls | 66 | 3000 | 0.001 | 91 | 55 | 449 | 0.96 | Ambient | 50000 |  |  | 99999 | 0.01 | 17 | 4 | 0 | 0 | 0 | 0 | 0 | 0 | 0.08 | 0.03 | 0.03 | 0.01 | 0 | 0 | 0.92 | 0.38 | 0.32 | 0.01 | 0 | 0 | True |  | Non Federally-Regulated | 07/03/2018 |  | 12/17/2018
USAI Lighting | USAI Lighting | B4RAL-16C3-30KH-10-S-GR-NCIC-UNV-D6E | Light Emitting Diode | Inseparable Luminaire | Direct Wired | 0-10 VDC Controls | 66 | 3000 | 0.001 | 91 | 55 | 449 | 0.96 | Ambient | 50000 |  |  | 99999 | 0.01 | 17 | 4 | 0 | 0 | 0 | 0 | 0 | 0 | 0.08 | 0.03 | 0.03 | 0.01 | 0 | 0 | 0.92 | 0.38 | 0.32 | 0.01 | 0 | 0 | True |  | Non Federally-Regulated | 07/03/2018 |  | 12/17/2018
USAI Lighting | USAI Lighting | B4RAL-16C3-30KH-10-S-GR-NCIC-UNV-D6F | Light Emitting Diode | Inseparable Luminaire | Direct Wired | 0-10 VDC Controls | 66 | 3000 | 0.001 | 91 | 55 | 449 | 0.96 | Ambient | 50000 |  |  | 99999 | 0.01 | 17 | 4 | 0 | 0 | 0 | 0 | 0 | 0 | 0.08 | 0.03 | 0.03 | 0.01 | 0 | 0 | 0.92 | 0.38 | 0.32 | 0.01 | 0 | 0 | True |  | Non Federally-Regulated | 07/03/2018 |  | 12/17/2018
USAI Lighting | USAI Lighting | B4RAL-16C3-30KH-10-S-AC-NCIC-UNV-D6E | Light Emitting Diode | Inseparable Luminaire | Direct Wired | 0-10 VDC Controls | 66 | 3000 | 0.001 | 91 | 55 | 449 | 0.96 | Ambient | 50000 |  |  | 99999 | 0.01 | 17 | 4 | 0 | 0 | 0 | 0 | 0 | 0 | 0.08 | 0.03 | 0.03 | 0.01 | 0 | 0 | 0.92 | 0.38 | 0.32 | 0.01 | 0 | 0 | True |  | Non Federally-Regulated | 07/03/2018 |  | 12/17/2018
USAI Lighting | USAI Lighting | B4RAL-16C3-30KH-10-S-AC-NCIC-UNV-D6F | Light Emitting Diode | Inseparable Luminaire | Direct Wired | 0-10 VDC Controls | 66 | 3000 | 0.001 | 91 | 55 | 449 | 0.96 | Ambient | 50000 |  |  | 99999 | 0.01 | 17 | 4 | 0 | 0 | 0 | 0 | 0 | 0 | 0.08 | 0.03 | 0.03 | 0.01 | 0 | 0 | 0.92 | 0.38 | 0.32 | 0.01 | 0 | 0 | True |  | Non Federally-Regulated | 07/03/2018 |  | 12/17/2018
USAI Lighting | USAI Lighting | B4RAL-16C3-30KH-25-S-WH-NCIC-UNV-D6E | Light Emitting Diode | Inseparable Luminaire | Direct Wired | 0-10 VDC Controls | 67 | 3000 | 0.001 | 91 | 55 | 449 | 0.96 | Ambient | 50000 |  |  | 99999 | 0.01 | 17 | 4 | 0 | 0 | 0 | 0 | 0 | 0 | 0.08 | 0.03 | 0.03 | 0.01 | 0 | 0 | 0.92 | 0.38 | 0.32 | 0.01 | 0 | 0 | True |  | Non Federally-Regulated | 07/03/2018 |  | 12/17/2018
USAI Lighting | USAI Lighting | B4RAL-16C3-30KH-25-S-WH-NCIC-UNV-D6F | Light Emitting Diode | Inseparable Luminaire | Direct Wired | 0-10 VDC Controls | 67 | 3000 | 0.001 | 91 | 55 | 449 | 0.96 | Ambient | 50000 |  |  | 99999 | 0.01 | 17 | 4 | 0 | 0 | 0 | 0 | 0 | 0 | 0.08 | 0.03 | 0.03 | 0.01 | 0 | 0 | 0.92 | 0.38 | 0.32 | 0.01 | 0 | 0 | True |  | Non Federally-Regulated | 07/03/2018 |  | 12/17/2018
USAI Lighting | USAI Lighting | B4RAL-16C3-30KH-25-S-GR-NCIC-UNV-D6E | Light Emitting Diode | Inseparable Luminaire | Direct Wired | 0-10 VDC Controls | 67 | 3000 | 0.001 | 91 | 55 | 449 | 0.96 | Ambient | 50000 |  |  | 99999 | 0.01 | 17 | 4 | 0 | 0 | 0 | 0 | 0 | 0 | 0.08 | 0.03 | 0.03 | 0.01 | 0 | 0 | 0.92 | 0.38 | 0.32 | 0.01 | 0 | 0 | True |  | Non Federally-Regulated | 07/03/2018 |  | 12/17/2018
USAI Lighting | USAI Lighting | B4RAL-16C3-30KH-25-S-GR-NCIC-UNV-D6F | Light Emitting Diode | Inseparable Luminaire | Direct Wired | 0-10 VDC Controls | 67 | 3000 | 0.001 | 91 | 55 | 449 | 0.96 | Ambient | 50000 |  |  | 99999 | 0.01 | 17 | 4 | 0 | 0 | 0 | 0 | 0 | 0 | 0.08 | 0.03 | 0.03 | 0.01 | 0 | 0 | 0.92 | 0.38 | 0.32 | 0.01 | 0 | 0 | True |  | Non Federally-Regulated | 07/03/2018 |  | 12/17/2018
USAI Lighting | USAI Lighting | B4RAL-16C3-30KH-25-S-AC-NCIC-UNV-D6E | Light Emitting Diode | Inseparable Luminaire | Direct Wired | 0-10 VDC Controls | 67 | 3000 | 0.001 | 91 | 55 | 449 | 0.96 | Ambient | 50000 |  |  | 99999 | 0.01 | 17 | 4 | 0 | 0 | 0 | 0 | 0 | 0 | 0.08 | 0.03 | 0.03 | 0.01 | 0 | 0 | 0.92 | 0.38 | 0.32 | 0.01 | 0 | 0 | True |  | Non Federally-Regulated | 07/03/2018 |  | 12/17/2018
USAI Lighting | USAI Lighting | B4RAL-16C3-30KH-25-S-AC-NCIC-UNV-D6F | Light Emitting Diode | Inseparable Luminaire | Direct Wired | 0-10 VDC Controls | 67 | 3000 | 0.001 | 91 | 55 | 449 | 0.96 | Ambient | 50000 |  |  | 99999 | 0.01 | 17 | 4 | 0 | 0 | 0 | 0 | 0 | 0 | 0.08 | 0.03 | 0.03 | 0.01 | 0 | 0 | 0.92 | 0.38 | 0.32 | 0.01 | 0 | 0 | True |  | Non Federally-Regulated | 07/03/2018 |  | 12/17/2018
USAI Lighting | USAI Lighting | B4RAM-12C3-27KH-10-S-WH-WH-NCIC-UNV-D6E | Light Emitting Diode | Inseparable Luminaire | Direct Wired | 0-10 VDC Controls | 66 | 2700 | 0 | 93 | 59 | 441 | 0.94 | Ambient | 50000 |  |  | 99999 | 0.01 | 12 | 3 | 0 | 0 | 0 | 0 | 0 | 0 | 0.09 | 0 | 0 | 0 | 0 | 0 | 0.96 | 0.38 | 0.34 | 0.02 | 0 | 0 | True |  | Non Federally-Regulated | 07/03/2018 |  | 12/17/2018
USAI Lighting | USAI Lighting | B4RAM-12C3-27KH-10-S-WH-WH-NCIC-UNV-D6F | Light Emitting Diode | Inseparable Luminaire | Direct Wired | 0-10 VDC Controls | 66 | 2700 | 0 | 93 | 59 | 441 | 0.94 | Ambient | 50000 |  |  | 99999 | 0.01 | 12 | 3 | 0 | 0 | 0 | 0 | 0 | 0 | 0.09 | 0 | 0 | 0 | 0 | 0 | 0.96 | 0.38 | 0.34 | 0.02 | 0 | 0 | True |  | Non Federally-Regulated | 07/03/2018 |  | 12/17/2018
USAI Lighting | USAI Lighting | B4RAM-12C3-27KH-10-S-GR-GR-NCIC-UNV-D6E | Light Emitting Diode | Inseparable Luminaire | Direct Wired | 0-10 VDC Controls | 66 | 2700 | 0 | 93 | 59 | 441 | 0.94 | Ambient | 50000 |  |  | 99999 | 0.01 | 12 | 3 | 0 | 0 | 0 | 0 | 0 | 0 | 0.09 | 0 | 0 | 0 | 0 | 0 | 0.96 | 0.38 | 0.34 | 0.02 | 0 | 0 | True |  | Non Federally-Regulated | 07/03/2018 |  | 12/17/2018
USAI Lighting | USAI Lighting | B4RAM-12C3-27KH-10-S-GR-GR-NCIC-UNV-D6F | Light Emitting Diode | Inseparable Luminaire | Direct Wired | 0-10 VDC Controls | 66 | 2700 | 0 | 93 | 59 | 441 | 0.94 | Ambient | 50000 |  |  | 99999 | 0.01 | 12 | 3 | 0 | 0 | 0 | 0 | 0 | 0 | 0.09 | 0 | 0 | 0 | 0 | 0 | 0.96 | 0.38 | 0.34 | 0.02 | 0 | 0 | True |  | Non Federally-Regulated | 07/03/2018 |  | 12/17/2018
USAI Lighting | USAI Lighting | B4RAM-12C3-27KH-10-S-AC-XX-NCIC-UNV-D6E | Light Emitting Diode | Inseparable Luminaire | Direct Wired | 0-10 VDC Controls | 66 | 2700 | 0 | 93 | 59 | 441 | 0.94 | Ambient | 50000 |  |  | 99999 | 0.01 | 12 | 3 | 0 | 0 | 0 | 0 | 0 | 0 | 0.09 | 0 | 0 | 0 | 0 | 0 | 0.96 | 0.38 | 0.34 | 0.02 | 0 | 0 | True |  | Non Federally-Regulated | 07/03/2018 |  | 12/17/2018
USAI Lighting | USAI Lighting | B4RAM-12C3-27KH-10-S-AC-XX-NCIC-UNV-D6F | Light Emitting Diode | Inseparable Luminaire | Direct Wired | 0-10 VDC Controls | 66 | 2700 | 0 | 93 | 59 | 441 | 0.94 | Ambient | 50000 |  |  | 99999 | 0.01 | 12 | 3 | 0 | 0 | 0 | 0 | 0 | 0 | 0.09 | 0 | 0 | 0 | 0 | 0 | 0.96 | 0.38 | 0.34 | 0.02 | 0 | 0 | True |  | Non Federally-Regulated | 07/03/2018 |  | 12/17/2018
USAI Lighting | USAI Lighting | B4RAM-12C3-27KH-25-S-WH-WH-NCIC-UNV-D6E | Light Emitting Diode | Inseparable Luminaire | Direct Wired | 0-10 VDC Controls | 70 | 2700 | 0 | 93 | 59 | 441 | 0.94 | Ambient | 50000 |  |  | 99999 | 0.01 | 12 | 3 | 0 | 0 | 0 | 0 | 0 | 0 | 0.09 | 0 | 0 | 0 | 0 | 0 | 0.96 | 0.38 | 0.34 | 0.02 | 0 | 0 | True |  | Non Federally-Regulated | 07/03/2018 |  | 12/17/2018
USAI Lighting | USAI Lighting | B4RAM-12C3-27KH-25-S-WH-WH-NCIC-UNV-D6F | Light Emitting Diode | Inseparable Luminaire | Direct Wired | 0-10 VDC Controls | 70 | 2700 | 0 | 93 | 59 | 441 | 0.94 | Ambient | 50000 |  |  | 99999 | 0.01 | 12 | 3 | 0 | 0 | 0 | 0 | 0 | 0 | 0.09 | 0 | 0 | 0 | 0 | 0 | 0.96 | 0.38 | 0.34 | 0.02 | 0 | 0 | True |  | Non Federally-Regulated | 07/03/2018 |  | 12/17/2018
USAI Lighting | USAI Lighting | B4RAM-12C3-27KH-25-S-GR-GR-NCIC-UNV-D6E | Light Emitting Diode | Inseparable Luminaire | Direct Wired | 0-10 VDC Controls | 70 | 2700 | 0 | 93 | 59 | 441 | 0.94 | Ambient | 50000 |  |  | 99999 | 0.01 | 12 | 3 | 0 | 0 | 0 | 0 | 0 | 0 | 0.09 | 0 | 0 | 0 | 0 | 0 | 0.96 | 0.38 | 0.34 | 0.02 | 0 | 0 | True |  | Non Federally-Regulated | 07/03/2018 |  | 12/17/2018
USAI Lighting | USAI Lighting | B4RAM-12C3-27KH-25-S-GR-GR-NCIC-UNV-D6F | Light Emitting Diode | Inseparable Luminaire | Direct Wired | 0-10 VDC Controls | 70 | 2700 | 0 | 93 | 59 | 441 | 0.94 | Ambient | 50000 |  |  | 99999 | 0.01 | 12 | 3 | 0 | 0 | 0 | 0 | 0 | 0 | 0.09 | 0 | 0 | 0 | 0 | 0 | 0.96 | 0.38 | 0.34 | 0.02 | 0 | 0 | True |  | Non Federally-Regulated | 07/03/2018 |  | 12/17/2018
USAI Lighting | USAI Lighting | B4RAM-12C3-27KH-25-S-AC-XX-NCIC-UNV-D6E | Light Emitting Diode | Inseparable Luminaire | Direct Wired | 0-10 VDC Controls | 70 | 2700 | 0 | 93 | 59 | 441 | 0.94 | Ambient | 50000 |  |  | 99999 | 0.01 | 12 | 3 | 0 | 0 | 0 | 0 | 0 | 0 | 0.09 | 0 | 0 | 0 | 0 | 0 | 0.96 | 0.38 | 0.34 | 0.02 | 0 | 0 | True |  | Non Federally-Regulated | 07/03/2018 |  | 12/17/2018
USAI Lighting | USAI Lighting | B4RAM-12C3-27KH-25-S-AC-XX-NCIC-UNV-D6F | Light Emitting Diode | Inseparable Luminaire | Direct Wired | 0-10 VDC Controls | 70 | 2700 | 0 | 93 | 59 | 441 | 0.94 | Ambient | 50000 |  |  | 99999 | 0.01 | 12 | 3 | 0 | 0 | 0 | 0 | 0 | 0 | 0.09 | 0 | 0 | 0 | 0 | 0 | 0.96 | 0.38 | 0.34 | 0.02 | 0 | 0 | True |  | Non Federally-Regulated | 07/03/2018 |  | 12/17/2018
USAI Lighting | USAI Lighting | B4RAM-12C3-30KH-10-S-WH-WH-NCIC-UNV-D6E | Light Emitting Diode | Inseparable Luminaire | Direct Wired | 0-10 VDC Controls | 66 | 3000 | 0 | 92 | 59 | 441 | 0.94 | Ambient | 50000 |  |  | 99999 | 0.01 | 12 | 3 | 0 | 0 | 0 | 0 | 0 | 0 | 0.09 | 0 | 0 | 0 | 0 | 0 | 0.96 | 0.38 | 0.34 | 0.02 | 0 | 0 | True |  | Non Federally-Regulated | 07/03/2018 |  | 12/17/2018
USAI Lighting | USAI Lighting | B4RAM-12C3-30KH-10-S-WH-WH-NCIC-UNV-D6F | Light Emitting Diode | Inseparable Luminaire | Direct Wired | 0-10 VDC Controls | 66 | 3000 | 0 | 92 | 59 | 441 | 0.94 | Ambient | 50000 |  |  | 99999 | 0.01 | 12 | 3 | 0 | 0 | 0 | 0 | 0 | 0 | 0.09 | 0 | 0 | 0 | 0 | 0 | 0.96 | 0.38 | 0.34 | 0.02 | 0 | 0 | True |  | Non Federally-Regulated | 07/03/2018 |  | 12/17/2018
USAI Lighting | USAI Lighting | B4RAM-12C3-30KH-10-S-GR-GR-NCIC-UNV-D6E | Light Emitting Diode | Inseparable Luminaire | Direct Wired | 0-10 VDC Controls | 66 | 3000 | 0 | 92 | 59 | 441 | 0.94 | Ambient | 50000 |  |  | 99999 | 0.01 | 12 | 3 | 0 | 0 | 0 | 0 | 0 | 0 | 0.09 | 0 | 0 | 0 | 0 | 0 | 0.96 | 0.38 | 0.34 | 0.02 | 0 | 0 | True |  | Non Federally-Regulated | 07/03/2018 |  | 12/17/2018
USAI Lighting | USAI Lighting | B4RAM-12C3-30KH-10-S-GR-GR-NCIC-UNV-D6F | Light Emitting Diode | Inseparable Luminaire | Direct Wired | 0-10 VDC Controls | 66 | 3000 | 0 | 92 | 59 | 441 | 0.94 | Ambient | 50000 |  |  | 99999 | 0.01 | 12 | 3 | 0 | 0 | 0 | 0 | 0 | 0 | 0.09 | 0 | 0 | 0 | 0 | 0 | 0.96 | 0.38 | 0.34 | 0.02 | 0 | 0 | True |  | Non Federally-Regulated | 07/03/2018 |  | 12/17/2018
USAI Lighting | USAI Lighting | B4RAM-12C3-30KH-10-S-AC-XX-NCIC-UNV-D6E | Light Emitting Diode | Inseparable Luminaire | Direct Wired | 0-10 VDC Controls | 66 | 3000 | 0 | 92 | 59 | 441 | 0.94 | Ambient | 50000 |  |  | 99999 | 0.01 | 12 | 3 | 0 | 0 | 0 | 0 | 0 | 0 | 0.09 | 0 | 0 | 0 | 0 | 0 | 0.96 | 0.38 | 0.34 | 0.02 | 0 | 0 | True |  | Non Federally-Regulated | 07/03/2018 |  | 12/17/2018
USAI Lighting | USAI Lighting | B4RAM-12C3-30KH-10-S-AC-XX-NCIC-UNV-D6F | Light Emitting Diode | Inseparable Luminaire | Direct Wired | 0-10 VDC Controls | 66 | 3000 | 0 | 92 | 59 | 441 | 0.94 | Ambient | 50000 |  |  | 99999 | 0.01 | 12 | 3 | 0 | 0 | 0 | 0 | 0 | 0 | 0.09 | 0 | 0 | 0 | 0 | 0 | 0.96 | 0.38 | 0.34 | 0.02 | 0 | 0 | True |  | Non Federally-Regulated | 07/03/2018 |  | 12/17/2018
USAI Lighting | USAI Lighting | B4RAM-12C3-30KH-25-S-WH-WH-NCIC-UNV-D6E | Light Emitting Diode | Inseparable Luminaire | Direct Wired | 0-10 VDC Controls | 70 | 3000 | 0 | 92 | 59 | 441 | 0.94 | Ambient | 50000 |  |  | 99999 | 0.01 | 12 | 3 | 0 | 0 | 0 | 0 | 0 | 0 | 0.09 | 0 | 0 | 0 | 0 | 0 | 0.96 | 0.38 | 0.34 | 0.02 | 0 | 0 | True |  | Non Federally-Regulated | 07/03/2018 |  | 12/17/2018
USAI Lighting | USAI Lighting | B4RAM-12C3-30KH-25-S-WH-WH-NCIC-UNV-D6F | Light Emitting Diode | Inseparable Luminaire | Direct Wired | 0-10 VDC Controls | 70 | 3000 | 0 | 92 | 59 | 441 | 0.94 | Ambient | 50000 |  |  | 99999 | 0.01 | 12 | 3 | 0 | 0 | 0 | 0 | 0 | 0 | 0.09 | 0 | 0 | 0 | 0 | 0 | 0.96 | 0.38 | 0.34 | 0.02 | 0 | 0 | True |  | Non Federally-Regulated | 07/03/2018 |  | 12/17/2018
USAI Lighting | USAI Lighting | B4RAM-12C3-30KH-25-S-GR-GR-NCIC-UNV-D6E | Light Emitting Diode | Inseparable Luminaire | Direct Wired | 0-10 VDC Controls | 70 | 3000 | 0 | 92 | 59 | 441 | 0.94 | Ambient | 50000 |  |  | 99999 | 0.01 | 12 | 3 | 0 | 0 | 0 | 0 | 0 | 0 | 0.09 | 0 | 0 | 0 | 0 | 0 | 0.96 | 0.38 | 0.34 | 0.02 | 0 | 0 | True |  | Non Federally-Regulated | 07/03/2018 |  | 12/17/2018
USAI Lighting | USAI Lighting | B4RAM-12C3-30KH-25-S-GR-GR-NCIC-UNV-D6F | Light Emitting Diode | Inseparable Luminaire | Direct Wired | 0-10 VDC Controls | 70 | 3000 | 0 | 92 | 59 | 441 | 0.94 | Ambient | 50000 |  |  | 99999 | 0.01 | 12 | 3 | 0 | 0 | 0 | 0 | 0 | 0 | 0.09 | 0 | 0 | 0 | 0 | 0 | 0.96 | 0.38 | 0.34 | 0.02 | 0 | 0 | True |  | Non Federally-Regulated | 07/03/2018 |  | 12/17/2018
USAI Lighting | USAI Lighting | B4RAM-12C3-30KH-25-S-AC-XX-NCIC-UNV-D6E | Light Emitting Diode | Inseparable Luminaire | Direct Wired | 0-10 VDC Controls | 70 | 3000 | 0 | 92 | 59 | 441 | 0.94 | Ambient | 50000 |  |  | 99999 | 0.01 | 12 | 3 | 0 | 0 | 0 | 0 | 0 | 0 | 0.09 | 0 | 0 | 0 | 0 | 0 | 0.96 | 0.38 | 0.34 | 0.02 | 0 | 0 | True |  | Non Federally-Regulated | 07/03/2018 |  | 12/17/2018
USAI Lighting | USAI Lighting | B4RAM-12C3-30KH-25-S-AC-XX-NCIC-UNV-D6F | Light Emitting Diode | Inseparable Luminaire | Direct Wired | 0-10 VDC Controls | 70 | 3000 | 0 | 92 | 59 | 441 | 0.94 | Ambient | 50000 |  |  | 99999 | 0.01 | 12 | 3 | 0 | 0 | 0 | 0 | 0 | 0 | 0.09 | 0 | 0 | 0 | 0 | 0 | 0.96 | 0.38 | 0.34 | 0.02 | 0 | 0 | True |  | Non Federally-Regulated | 07/03/2018 |  | 12/17/2018
USAI Lighting | USAI Lighting | B4RAM-16C3-27KH-10-S-WH-WH-NCIC-UNV-D6E | Light Emitting Diode | Inseparable Luminaire | Direct Wired | 0-10 VDC Controls | 66 | 2700 | 0.001 | 92 | 55 | 449 | 0.96 | Ambient | 50000 |  |  | 99999 | 0.01 | 17 | 4 | 0 | 0 | 0 | 0 | 0 | 0 | 0.08 | 0.03 | 0.03 | 0.01 | 0 | 0 | 0.92 | 0.38 | 0.32 | 0.01 | 0 | 0 | True |  | Non Federally-Regulated | 07/03/2018 |  | 12/17/2018
USAI Lighting | USAI Lighting | B4RAM-16C3-27KH-10-S-WH-WH-NCIC-UNV-D6F | Light Emitting Diode | Inseparable Luminaire | Direct Wired | 0-10 VDC Controls | 66 | 2700 | 0.001 | 92 | 55 | 449 | 0.96 | Ambient | 50000 |  |  | 99999 | 0.01 | 17 | 4 | 0 | 0 | 0 | 0 | 0 | 0 | 0.08 | 0.03 | 0.03 | 0.01 | 0 | 0 | 0.92 | 0.38 | 0.32 | 0.01 | 0 | 0 | True |  | Non Federally-Regulated | 07/03/2018 |  | 12/17/2018
USAI Lighting | USAI Lighting | B4RAM-16C3-27KH-10-S-GR-GR-NCIC-UNV-D6E | Light Emitting Diode | Inseparable Luminaire | Direct Wired | 0-10 VDC Controls | 66 | 2700 | 0.001 | 92 | 55 | 449 | 0.96 | Ambient | 50000 |  |  | 99999 | 0.01 | 17 | 4 | 0 | 0 | 0 | 0 | 0 | 0 | 0.08 | 0.03 | 0.03 | 0.01 | 0 | 0 | 0.92 | 0.38 | 0.32 | 0.01 | 0 | 0 | True |  | Non Federally-Regulated | 07/03/2018 |  | 12/17/2018
USAI Lighting | USAI Lighting | B4RAM-16C3-27KH-10-S-GR-GR-NCIC-UNV-D6F | Light Emitting Diode | Inseparable Luminaire | Direct Wired | 0-10 VDC Controls | 66 | 2700 | 0.001 | 92 | 55 | 449 | 0.96 | Ambient | 50000 |  |  | 99999 | 0.01 | 17 | 4 | 0 | 0 | 0 | 0 | 0 | 0 | 0.08 | 0.03 | 0.03 | 0.01 | 0 | 0 | 0.92 | 0.38 | 0.32 | 0.01 | 0 | 0 | True |  | Non Federally-Regulated | 07/03/2018 |  | 12/17/2018
USAI Lighting | USAI Lighting | B4RAM-16C3-27KH-10-S-AC-XX-NCIC-UNV-D6E | Light Emitting Diode | Inseparable Luminaire | Direct Wired | 0-10 VDC Controls | 66 | 2700 | 0.001 | 92 | 55 | 449 | 0.96 | Ambient | 50000 |  |  | 99999 | 0.01 | 17 | 4 | 0 | 0 | 0 | 0 | 0 | 0 | 0.08 | 0.03 | 0.03 | 0.01 | 0 | 0 | 0.92 | 0.38 | 0.32 | 0.01 | 0 | 0 | True |  | Non Federally-Regulated | 07/03/2018 |  | 12/17/2018
USAI Lighting | USAI Lighting | B4RAM-16C3-27KH-10-S-AC-XX-NCIC-UNV-D6F | Light Emitting Diode | Inseparable Luminaire | Direct Wired | 0-10 VDC Controls | 66 | 2700 | 0.001 | 92 | 55 | 449 | 0.96 | Ambient | 50000 |  |  | 99999 | 0.01 | 17 | 4 | 0 | 0 | 0 | 0 | 0 | 0 | 0.08 | 0.03 | 0.03 | 0.01 | 0 | 0 | 0.92 | 0.38 | 0.32 | 0.01 | 0 | 0 | True |  | Non Federally-Regulated | 07/03/2018 |  | 12/17/2018
USAI Lighting | USAI Lighting | B4RAM-16C3-27KH-25-S-WH-WH-NCIC-UNV-D6E | Light Emitting Diode | Inseparable Luminaire | Direct Wired | 0-10 VDC Controls | 67 | 2700 | 0.001 | 92 | 55 | 449 | 0.96 | Ambient | 50000 |  |  | 99999 | 0.01 | 17 | 4 | 0 | 0 | 0 | 0 | 0 | 0 | 0.08 | 0.03 | 0.03 | 0.01 | 0 | 0 | 0.92 | 0.38 | 0.32 | 0.01 | 0 | 0 | True |  | Non Federally-Regulated | 07/03/2018 |  | 12/17/2018
USAI Lighting | USAI Lighting | B4RAM-16C3-27KH-25-S-WH-WH-NCIC-UNV-D6F | Light Emitting Diode | Inseparable Luminaire | Direct Wired | 0-10 VDC Controls | 67 | 2700 | 0.001 | 92 | 55 | 449 | 0.96 | Ambient | 50000 |  |  | 99999 | 0.01 | 17 | 4 | 0 | 0 | 0 | 0 | 0 | 0 | 0.08 | 0.03 | 0.03 | 0.01 | 0 | 0 | 0.92 | 0.38 | 0.32 | 0.01 | 0 | 0 | True |  | Non Federally-Regulated | 07/03/2018 |  | 12/17/2018
USAI Lighting | USAI Lighting | B4RAM-16C3-27KH-25-S-GR-GR-NCIC-UNV-D6E | Light Emitting Diode | Inseparable Luminaire | Direct Wired | 0-10 VDC Controls | 67 | 2700 | 0.001 | 92 | 55 | 449 | 0.96 | Ambient | 50000 |  |  | 99999 | 0.01 | 17 | 4 | 0 | 0 | 0 | 0 | 0 | 0 | 0.08 | 0.03 | 0.03 | 0.01 | 0 | 0 | 0.92 | 0.38 | 0.32 | 0.01 | 0 | 0 | True |  | Non Federally-Regulated | 07/03/2018 |  | 12/17/2018
USAI Lighting | USAI Lighting | B4RAM-16C3-27KH-25-S-GR-GR-NCIC-UNV-D6F | Light Emitting Diode | Inseparable Luminaire | Direct Wired | 0-10 VDC Controls | 67 | 2700 | 0.001 | 92 | 55 | 449 | 0.96 | Ambient | 50000 |  |  | 99999 | 0.01 | 17 | 4 | 0 | 0 | 0 | 0 | 0 | 0 | 0.08 | 0.03 | 0.03 | 0.01 | 0 | 0 | 0.92 | 0.38 | 0.32 | 0.01 | 0 | 0 | True |  | Non Federally-Regulated | 07/03/2018 |  | 12/17/2018
USAI Lighting | USAI Lighting | B4RAM-16C3-27KH-25-S-AC-XX-NCIC-UNV-D6E | Light Emitting Diode | Inseparable Luminaire | Direct Wired | 0-10 VDC Controls | 67 | 2700 | 0.001 | 92 | 55 | 449 | 0.96 | Ambient | 50000 |  |  | 99999 | 0.01 | 17 | 4 | 0 | 0 | 0 | 0 | 0 | 0 | 0.08 | 0.03 | 0.03 | 0.01 | 0 | 0 | 0.92 | 0.38 | 0.32 | 0.01 | 0 | 0 | True |  | Non Federally-Regulated | 07/03/2018 |  | 12/17/2018
USAI Lighting | USAI Lighting | B4RAM-16C3-27KH-25-S-AC-XX-NCIC-UNV-D6F | Light Emitting Diode | Inseparable Luminaire | Direct Wired | 0-10 VDC Controls | 67 | 2700 | 0.001 | 92 | 55 | 449 | 0.96 | Ambient | 50000 |  |  | 99999 | 0.01 | 17 | 4 | 0 | 0 | 0 | 0 | 0 | 0 | 0.08 | 0.03 | 0.03 | 0.01 | 0 | 0 | 0.92 | 0.38 | 0.32 | 0.01 | 0 | 0 | True |  | Non Federally-Regulated | 07/03/2018 |  | 12/17/2018
USAI Lighting | USAI Lighting | B4RAM-16C3-30KH-10-S-WH-WH-NCIC-UNV-D6E | Light Emitting Diode | Inseparable Luminaire | Direct Wired | 0-10 VDC Controls | 66 | 3000 | 0.001 | 91 | 55 | 449 | 0.96 | Ambient | 50000 |  |  | 99999 | 0.01 | 17 | 4 | 0 | 0 | 0 | 0 | 0 | 0 | 0.08 | 0.03 | 0.03 | 0.01 | 0 | 0 | 0.92 | 0.38 | 0.32 | 0.01 | 0 | 0 | True |  | Non Federally-Regulated | 07/03/2018 |  | 12/17/2018
USAI Lighting | USAI Lighting | B4RAM-16C3-30KH-10-S-WH-WH-NCIC-UNV-D6F | Light Emitting Diode | Inseparable Luminaire | Direct Wired | 0-10 VDC Controls | 66 | 3000 | 0.001 | 91 | 55 | 449 | 0.96 | Ambient | 50000 |  |  | 99999 | 0.01 | 17 | 4 | 0 | 0 | 0 | 0 | 0 | 0 | 0.08 | 0.03 | 0.03 | 0.01 | 0 | 0 | 0.92 | 0.38 | 0.32 | 0.01 | 0 | 0 | True |  | Non Federally-Regulated | 07/03/2018 |  | 12/17/2018
USAI Lighting | USAI Lighting | B4RAM-16C3-30KH-10-S-GR-GR-NCIC-UNV-D6E | Light Emitting Diode | Inseparable Luminaire | Direct Wired | 0-10 VDC Controls | 66 | 3000 | 0.001 | 91 | 55 | 449 | 0.96 | Ambient | 50000 |  |  | 99999 | 0.01 | 17 | 4 | 0 | 0 | 0 | 0 | 0 | 0 | 0.08 | 0.03 | 0.03 | 0.01 | 0 | 0 | 0.92 | 0.38 | 0.32 | 0.01 | 0 | 0 | True |  | Non Federally-Regulated | 07/03/2018 |  | 12/17/2018
USAI Lighting | USAI Lighting | B4RAM-16C3-30KH-10-S-GR-GR-NCIC-UNV-D6F | Light Emitting Diode | Inseparable Luminaire | Direct Wired | 0-10 VDC Controls | 66 | 3000 | 0.001 | 91 | 55 | 449 | 0.96 | Ambient | 50000 |  |  | 99999 | 0.01 | 17 | 4 | 0 | 0 | 0 | 0 | 0 | 0 | 0.08 | 0.03 | 0.03 | 0.01 | 0 | 0 | 0.92 | 0.38 | 0.32 | 0.01 | 0 | 0 | True |  | Non Federally-Regulated | 07/03/2018 |  | 12/17/2018
USAI Lighting | USAI Lighting | B4RAM-16C3-30KH-10-S-AC-XX-NCIC-UNV-D6E | Light Emitting Diode | Inseparable Luminaire | Direct Wired | 0-10 VDC Controls | 66 | 3000 | 0.001 | 91 | 55 | 449 | 0.96 | Ambient | 50000 |  |  | 99999 | 0.01 | 17 | 4 | 0 | 0 | 0 | 0 | 0 | 0 | 0.08 | 0.03 | 0.03 | 0.01 | 0 | 0 | 0.92 | 0.38 | 0.32 | 0.01 | 0 | 0 | True |  | Non Federally-Regulated | 07/03/2018 |  | 12/17/2018
USAI Lighting | USAI Lighting | B4RAM-16C3-30KH-10-S-AC-XX-NCIC-UNV-D6F | Light Emitting Diode | Inseparable Luminaire | Direct Wired | 0-10 VDC Controls | 66 | 3000 | 0.001 | 91 | 55 | 449 | 0.96 | Ambient | 50000 |  |  | 99999 | 0.01 | 17 | 4 | 0 | 0 | 0 | 0 | 0 | 0 | 0.08 | 0.03 | 0.03 | 0.01 | 0 | 0 | 0.92 | 0.38 | 0.32 | 0.01 | 0 | 0 | True |  | Non Federally-Regulated | 07/03/2018 |  | 12/17/2018
USAI Lighting | USAI Lighting | B4RAM-16C3-30KH-25-S-WH-WH-NCIC-UNV-D6E | Light Emitting Diode | Inseparable Luminaire | Direct Wired | 0-10 VDC Controls | 67 | 3000 | 0.001 | 91 | 55 | 449 | 0.96 | Ambient | 50000 |  |  | 99999 | 0.01 | 17 | 4 | 0 | 0 | 0 | 0 | 0 | 0 | 0.08 | 0.03 | 0.03 | 0.01 | 0 | 0 | 0.92 | 0.38 | 0.32 | 0.01 | 0 | 0 | True |  | Non Federally-Regulated | 07/03/2018 |  | 12/17/2018
USAI Lighting | USAI Lighting | B4RAM-16C3-30KH-25-S-WH-WH-NCIC-UNV-D6F | Light Emitting Diode | Inseparable Luminaire | Direct Wired | 0-10 VDC Controls | 67 | 3000 | 0.001 | 91 | 55 | 449 | 0.96 | Ambient | 50000 |  |  | 99999 | 0.01 | 17 | 4 | 0 | 0 | 0 | 0 | 0 | 0 | 0.08 | 0.03 | 0.03 | 0.01 | 0 | 0 | 0.92 | 0.38 | 0.32 | 0.01 | 0 | 0 | True |  | Non Federally-Regulated | 07/03/2018 |  | 12/17/2018
USAI Lighting | USAI Lighting | B4RAM-16C3-30KH-25-S-GR-GR-NCIC-UNV-D6E | Light Emitting Diode | Inseparable Luminaire | Direct Wired | 0-10 VDC Controls | 67 | 3000 | 0.001 | 91 | 55 | 449 | 0.96 | Ambient | 50000 |  |  | 99999 | 0.01 | 17 | 4 | 0 | 0 | 0 | 0 | 0 | 0 | 0.08 | 0.03 | 0.03 | 0.01 | 0 | 0 | 0.92 | 0.38 | 0.32 | 0.01 | 0 | 0 | True |  | Non Federally-Regulated | 07/03/2018 |  | 12/17/2018
USAI Lighting | USAI Lighting | B4RAM-16C3-30KH-25-S-GR-GR-NCIC-UNV-D6F | Light Emitting Diode | Inseparable Luminaire | Direct Wired | 0-10 VDC Controls | 67 | 3000 | 0.001 | 91 | 55 | 449 | 0.96 | Ambient | 50000 |  |  | 99999 | 0.01 | 17 | 4 | 0 | 0 | 0 | 0 | 0 | 0 | 0.08 | 0.03 | 0.03 | 0.01 | 0 | 0 | 0.92 | 0.38 | 0.32 | 0.01 | 0 | 0 | True |  | Non Federally-Regulated | 07/03/2018 |  | 12/17/2018
USAI Lighting | USAI Lighting | B4RAM-16C3-30KH-25-S-AC-XX-NCIC-UNV-D6E | Light Emitting Diode | Inseparable Luminaire | Direct Wired | 0-10 VDC Controls | 67 | 3000 | 0.001 | 91 | 55 | 449 | 0.96 | Ambient | 50000 |  |  | 99999 | 0.01 | 17 | 4 | 0 | 0 | 0 | 0 | 0 | 0 | 0.08 | 0.03 | 0.03 | 0.01 | 0 | 0 | 0.92 | 0.38 | 0.32 | 0.01 | 0 | 0 | True |  | Non Federally-Regulated | 07/03/2018 |  | 12/17/2018
USAI Lighting | USAI Lighting | B4RAM-16C3-30KH-25-S-AC-XX-NCIC-UNV-D6F | Light Emitting Diode | Inseparable Luminaire | Direct Wired | 0-10 VDC Controls | 67 | 3000 | 0.001 | 91 | 55 | 449 | 0.96 | Ambient | 50000 |  |  | 99999 | 0.01 | 17 | 4 | 0 | 0 | 0 | 0 | 0 | 0 | 0.08 | 0.03 | 0.03 | 0.01 | 0 | 0 | 0.92 | 0.38 | 0.32 | 0.01 | 0 | 0 | True |  | Non Federally-Regulated | 07/03/2018 |  | 12/17/2018
Shenzhen Guangming Lighting Co., Ltd. | GMING | GM-D2835W-120-24-IP20 | Light Emitting Diode | Light Engine | Direct Wired | Direct Digital Controls | 81 | 3000 | -0.0029 | 93 | 73 | 399 | 0.97 | Ambient | 50000 | 0.96 | 1 |  | 0.1 | 20 | 24 | 1 | 0.12 | 0.11 | 0.11 | 0 | 0 | 1 | 0.43 | 0.05 | 0.04 | 0.01 | 0 | 0.11 | 0.11 | 0.11 | 0.11 | 0 | 0 | True |  | Non Federally-Regulated | 12/06/2018 |  | 12/26/2018
Shenzhen Guangming Lighting Co., Ltd. | GMING | GM-D2835W-126-24-IP20 | Light Emitting Diode | Light Engine | Direct Wired | Direct Digital Controls | 88 | 3000 | -0.001 | 94 | 75 | 421 | 0.99 | Ambient | 50000 | 0.96 | 1 |  | 0.1 | 21 | 23 | 1 | 0.15 | 0.13 | 0.13 | 0 | 0 | 1 | 0.35 | 0.05 | 0.04 | 0.01 | 0 | 0.16 | 0.15 | 0.15 | 0.15 | 0 | 0 | True |  | Non Federally-Regulated | 12/06/2018 |  | 12/26/2018
Lum-Tech Lighting Inc. | Royal Pacific | 8523XX-90-3K | Light Emitting Diode | Inseparable Luminaire | Direct Wired | Forward Phase Cut Controls | 58.3 | 3139 | 0.0031 | 94 | 53 | 392 | 0.9 | Ambient | 54000 |  |  | 54000 | 0.1 | 16 | 16 | 0.28 | 0.27 | 0.22 | 0.13 | 0 | 0 | 0.1 | 0.09 | 0.07 | 0.05 | 0.01 | 0.01 | 0.12 | 0.12 | 0.11 | 0.08 | 0.01 | 0.01 | True |  | Non Federally-Regulated | 12/31/2018 |  | 01/02/2019
Lum-Tech Lighting Inc. | Royal Pacific | 8523XX-90-4K | Light Emitting Diode | Inseparable Luminaire | Direct Wired | Forward Phase Cut Controls | 58.3 | 4000 | 0.0031 | 94 | 53 | 392 | 0.9 | Ambient | 54000 |  |  | 54000 | 0.1 | 16 | 16 | 0.28 | 0.27 | 0.22 | 0.13 | 0 | 0 | 0.1 | 0.09 | 0.07 | 0.05 | 0.01 | 0.01 | 0.12 | 0.12 | 0.11 | 0.08 | 0.01 | 0.01 | True |  | Non Federally-Regulated | 12/31/2018 |  | 01/02/2019
Lotus LED Lights (Shenzhen) Co., Ltd. | LOTUS LED Lights | LSG2-27K | Light Emitting Diode | Inseparable Luminaire | Direct Wired | Forward Phase Cut Controls | 80.6 | 2709 | 0 | 94 | 64 | 284 | 0.95 | Ambient | 36000 |  |  | 42000 | 0.1 | 19 | 18 | 0.2 | 0.23 | 0.2 | 0.16 | 0.13 | 0.01 | 0.22 | 0.25 | 0.2 | 0.19 | 0.14 | 0.04 | 0.24 | 0.25 | 0.19 | 0.17 | 0.15 | 0.03 | True |  | Non Federally-Regulated | 10/19/2018 |  | 01/11/2019
Technical Consumer Products | TCP | L7R20D25**K95 | Light Emitting Diode | Directional Lamp | Edison Screw Base | Forward Phase Cut Controls | 81.9 | 2700 | 0.0003 | 92 | 56 | 93 | 0.94 | Elevated | 25000 | 0.99 | 1 |  | 0.1 | 1 | 1 | 0.2 | 0.19 | 0.18 | 0.15 | 0.1 | 0.04 | 0.22 | 0.21 | 0.19 | 0.16 | 0.1 | 0.04 | 0.16 | 0.15 | 0.13 | 0.1 | 0.06 | 0.03 | True |  | Non Federally-Regulated | 03/06/2017 |  | 01/28/2019
Technical Consumer Products | TCP | L9BR30D25**K95 | Light Emitting Diode | Directional Lamp | Edison Screw Base | Forward Phase Cut Controls | 81.4 | 2700 | 0.0001 | 92 | 55 | 98 | 0.94 | Elevated | 25000 | 0.99 | 1 |  | 0.09 | 1 | 1 | 0.16 | 0.16 | 0.15 | 0.13 | 0.08 | 0.03 | 0.18 | 0.17 | 0.15 | 0.13 | 0.08 | 0.03 | 0.13 | 0.12 | 0.11 | 0.09 | 0.06 | 0.02 | True |  | Non Federally-Regulated | 03/06/2017 |  | 01/28/2019
Technical Consumer Products | TCP | LED11A19DOD**K95 | Light Emitting Diode | Omnidirectional Lamp | Edison Screw Base | Forward Phase Cut Controls | 84 | 2700 | 0.0011 | 92 | 57 | 87 | 0.9 | Elevated | 25000 | 0.99 | 1 |  | 0.1 | 1 | 1 | 0.35 | 0.33 | 0.31 | 0.27 | 0.17 | 0.06 | 0.32 | 0.3 | 0.28 | 0.23 | 0.15 | 0.06 | 0.19 | 0.17 | 0.15 | 0.13 | 0.08 | 0.03 | True |  | Non Federally-Regulated | 03/06/2017 |  | 01/28/2019
Technical Consumer Products | TCP | L10P30D25**KFLW95 | Light Emitting Diode | Directional Lamp | Edison Screw Base | Forward Phase Cut Controls | 79 | 3000 | 0.0005 | 95 | 75 | 85 | 1 | Elevated | 25000 | 1 | 1 |  | 0.1 | 1 | 1 | 0.16 | 0.15 | 0.14 | 0.12 | 0.08 | 0.03 | 0.18 | 0.17 | 0.15 | 0.13 | 0.08 | 0.03 | 0.13 | 0.13 | 0.11 | 0.09 | 0.06 | 0.02 | True |  | Non Federally-Regulated | 03/10/2017 |  | 01/28/2019
Technical Consumer Products | TCP | LED11A19GUDOD**K95 | Light Emitting Diode | Omnidirectional Lamp | GU Base | Forward Phase Cut Controls | 85.6 | 2700 | 0.0002 | 92 | 58 | 96 | 0.93 | Elevated | 25000 | 0.99 | 1 |  | 0.1 | 1 | 0 | 0.3 | 0.29 | 0.28 | 0.24 | 0.15 | 0.05 | 0.32 | 0.3 | 0.28 | 0.23 | 0.15 | 0.06 | 0.23 | 0.21 | 0.19 | 0.16 | 0.09 | 0.04 | True |  | Non Federally-Regulated | 03/10/2017 |  | 01/28/2019
Technical Consumer Products | TCP | L11DR56D35**K95 | Light Emitting Diode | Inseparable Luminaire | Edison Screw Base | Forward Phase Cut Controls | 80.2 | 2700 | 0.0004 | 91 | 56 | 91 | 0.95 | Elevated | 35000 |  |  | 36000 | 0.1 | 1 | 1 | 0.2 | 0.2 | 0.18 | 0.16 | 0.1 | 0.04 | 0.21 | 0.2 | 0.18 | 0.15 | 0.09 | 0.03 | 0.15 | 0.14 | 0.12 | 0.1 | 0.06 | 0.03 | True |  | Non Federally-Regulated | 03/16/2017 |  | 01/28/2019
Technical Consumer Products | TCP | L9DR4D35**K95 | Light Emitting Diode | Inseparable Luminaire | Edison Screw Base | Forward Phase Cut Controls | 78.6 | 2700 | 0.0006 | 91 | 56 | 78 | 0.92 | Elevated | 35000 |  |  | 36000 | 0.1 | 1 | 1 | 0.24 | 0.23 | 0.21 | 0.19 | 0.12 | 0.04 | 0.27 | 0.25 | 0.23 | 0.19 | 0.12 | 0.04 | 0.19 | 0.17 | 0.15 | 0.12 | 0.08 | 0.03 | True |  | Non Federally-Regulated | 03/16/2017 |  | 01/28/2019
Feit Electric Company, Inc. | FEIT | OM150/930CA | Light Emitting Diode | Omnidirectional Lamp | Edison Screw Base | Forward Phase Cut Controls | 102 | 3000 | -0.0007 | 91 | 52 | 170 | 0.98 | Elevated | 25000 | 0.929 | 1 |  | 0.05 | 21 | 22 | 0.3 | 0.29 | 0.27 | 0.25 | 0 | 0 | 0.27 | 0.26 | 0.26 | 0.2 | 0 | 0 | 0.13 | 0.13 | 0.12 | 0.08 | 0 | 0 | True |  | Non Federally-Regulated | 12/21/2018 |  | 01/30/2019
ACCESS LIGHTING CORPORATION | Access Lighting | 20290LEDDLPCEC-***/*** | Light Emitting Diode | Omnidirectional Lamp | Edison Screw Base | Forward Phase Cut Controls | 88.9 | 3000 | 0.0015 | 95 | 76 | 84 | 0.92 | Elevated | 25000 | 0.93 | 1 |  | 0.1 | 21 | 22 | 0.16 | 0.16 | 0.16 | 0.15 | 0.02 | 0.01 | 0.25 | 0.26 | 0.26 | 0.22 | 0.03 | 0.01 | 0.18 | 0.18 | 0.19 | 0.15 | 0.02 | 0.01 | True |  | Non Federally-Regulated | 10/05/2017 |  | 01/30/2019
TCP | TCP | L11A19GUD25**KCQ | Light Emitting Diode | Omnidirectional Lamp | GU Base | Forward Phase Cut Controls | 87.2 | 2700 | 0.0004 | 91 | 52 | 74 | 0.9 | Elevated | 25000 | 0.985 | 1 |  | 0.1 | 1 | 1 | 0.35 | 0.34 | 0.32 | 0.28 | 0.18 | 0.07 | 0.32 | 0.3 | 0.27 | 0.23 | 0.14 | 0.05 | 0.21 | 0.18 | 0.16 | 0.13 | 0.08 | 0.03 | True |  | Non Federally-Regulated | 10/05/2017 |  | 01/30/2019
Nora Lighting | M2 | NM2-2RDC60***** | Light Emitting Diode | Inseparable Luminaire | Direct Wired | Forward Phase Cut Controls | 53.6 | 2712 | -0.0011 | 93 | 59 | 46 | 0.92 | Ambient | 50000 |  |  | 50000 | 0.06 | 22 | 22 | 0.21 | 0.19 | 0.16 | 0.11 | 0.01 | 0 | 0.08 | 0.04 | 0.04 | 0.03 | 0.01 | 0 | 0.05 | 0.03 | 0.03 | 0.02 | 0.01 | 0.01 | True |  | Non Federally-Regulated | 01/09/2019 |  | 01/31/2019
Nora Lighting | M2 | NM2-2RG60***** | Light Emitting Diode | Inseparable Luminaire | Direct Wired | Forward Phase Cut Controls | 53.6 | 2712 | -0.0011 | 93 | 59 | 46 | 0.92 | Ambient | 50000 |  |  | 50000 | 0.06 | 22 | 22 | 0.21 | 0.19 | 0.16 | 0.11 | 0.01 | 0 | 0.08 | 0.04 | 0.04 | 0.03 | 0.01 | 0 | 0.05 | 0.03 | 0.03 | 0.02 | 0.01 | 0.01 | True |  | Non Federally-Regulated | 01/09/2019 |  | 01/31/2019
Acuity Brands Lighting | Juno | IC1ALED G4N 06LM 120 FRPC + 440LED G4N 06LM **K 90CRI *** | Light Emitting Diode | Inseparable Luminaire | Direct Wired | 0-10 VDC Controls | 71 | 2700 | 0.0023 | 92 | 50 | 480 | 1 | Ambient | 50000 |  |  | 50000 | 0.09 | 19 | 19 | 0.06 | 0.02 | 0.01 | 0.01 | 0.01 | 0 | 0.11 | 0.06 | 0.05 | 0.05 | 0.04 | 0.01 | 0.33 | 0.16 | 0.15 | 0.14 | 0.11 | 0.02 | True |  | Non Federally-Regulated | 02/22/2017 |  | 02/28/2019
Acuity Brands Lighting | Juno | IC1LED G4 06LM **K 90CRI 120 FRPC + 17 ****** | Light Emitting Diode | Inseparable Luminaire | Direct Wired | Forward Phase Cut Controls | 64 | 2700 | 0.0021 | 91 | 58 | 480 | 1 | Ambient | 50000 |  |  | 50000 | 0 | 19 | 19 | 0.04 | 0 | 0 | 0 | 0 | 0 | 0.29 | 0.01 | 0.01 | 0.01 | 0 | 0 | 1 | 0.1 | 0.07 | 0.05 | 0.04 | 0.02 | True |  | Non Federally-Regulated | 02/22/2017 |  | 02/28/2019
Acuity Brands Lighting | Juno | IC1LED G4 06LM **K 90CRI 120 FRPC + 14 ***** | Light Emitting Diode | Inseparable Luminaire | Direct Wired | Forward Phase Cut Controls | 64 | 2700 | 0.0021 | 91 | 58 | 480 | 1 | Ambient | 50000 |  |  | 50000 | 0 | 19 | 19 | 0.04 | 0 | 0 | 0 | 0 | 0 | 0.29 | 0.01 | 0.01 | 0.01 | 0 | 0 | 1 | 0.1 | 0.07 | 0.05 | 0.04 | 0.02 | True |  | Non Federally-Regulated | 02/22/2017 |  | 02/28/2019
Acuity Brands Lighting | Juno | IC1LED G4 06LM **K 90CRI 120 FRPC + 12 WWH | Light Emitting Diode | Inseparable Luminaire | Direct Wired | Forward Phase Cut Controls | 62 | 2700 | 0.0021 | 91 | 58 | 480 | 1 | Ambient | 50000 |  |  | 50000 | 0 | 19 | 19 | 0.04 | 0 | 0 | 0 | 0 | 0 | 0.29 | 0.01 | 0.01 | 0.01 | 0 | 0 | 1 | 0.1 | 0.07 | 0.05 | 0.04 | 0.02 | True |  | Non Federally-Regulated | 02/22/2017 |  | 02/28/2019
Acuity Brands Lighting | Juno | IC1LED G4 06LM **K 90CRI 120 FRPC + 41** *** | Light Emitting Diode | Inseparable Luminaire | Direct Wired | Forward Phase Cut Controls | 62 | 2700 | 0.0021 | 91 | 58 | 480 | 1 | Ambient | 50000 |  |  | 50000 | 0 | 19 | 19 | 0.04 | 0 | 0 | 0 | 0 | 0 | 0.29 | 0.01 | 0.01 | 0.01 | 0 | 0 | 1 | 0.1 | 0.07 | 0.05 | 0.04 | 0.02 | True |  | Non Federally-Regulated | 02/22/2017 |  | 02/28/2019
Acuity Brands Lighting | Juno | IC1LED G4 06LM **K 90CRI 120 FRPC + 17HYP2 ***** | Light Emitting Diode | Inseparable Luminaire | Direct Wired | Forward Phase Cut Controls | 59 | 2700 | 0.0021 | 91 | 58 | 480 | 1 | Ambient | 50000 |  |  | 50000 | 0 | 19 | 19 | 0.04 | 0 | 0 | 0 | 0 | 0 | 0.29 | 0.01 | 0.01 | 0.01 | 0 | 0 | 1 | 0.1 | 0.07 | 0.05 | 0.04 | 0.02 | True |  | Non Federally-Regulated | 02/22/2017 |  | 02/28/2019
Acuity Brands Lighting | Juno | IC1LED G4 06LM **K 90CRI 120 FRPC + 17SQ **** | Light Emitting Diode | Inseparable Luminaire | Direct Wired | Forward Phase Cut Controls | 58 | 2700 | 0.0021 | 91 | 58 | 480 | 1 | Ambient | 50000 |  |  | 50000 | 0 | 19 | 19 | 0.04 | 0 | 0 | 0 | 0 | 0 | 0.29 | 0.01 | 0.01 | 0.01 | 0 | 0 | 1 | 0.1 | 0.07 | 0.05 | 0.04 | 0.02 | True |  | Non Federally-Regulated | 02/22/2017 |  | 02/28/2019
Acuity Brands Lighting | Juno | IC1LED G4 06LM **K 90CRI 120 FRPC + 12SQ **** | Light Emitting Diode | Inseparable Luminaire | Direct Wired | Forward Phase Cut Controls | 60 | 2700 | 0.0021 | 91 | 58 | 480 | 1 | Ambient | 50000 |  |  | 50000 | 0 | 19 | 19 | 0.04 | 0 | 0 | 0 | 0 | 0 | 0.29 | 0.01 | 0.01 | 0.01 | 0 | 0 | 1 | 0.1 | 0.07 | 0.05 | 0.04 | 0.02 | True |  | Non Federally-Regulated | 02/22/2017 |  | 02/28/2019
Acuity Brands Lighting | Juno | IC1LED G4 09LM **K 90CRI 120 FRPC + 17 ****** | Light Emitting Diode | Inseparable Luminaire | Direct Wired | Forward Phase Cut Controls | 66 | 2700 | 0.0008 | 92 | 60 | 268 | 1 | Ambient | 50000 |  |  | 50000 | 0.02 | 19 | 19 | 0.08 | 0.01 | 0 | 0 | 0 | 0 | 0.33 | 0.01 | 0.01 | 0.01 | 0 | 0 | 1 | 0.05 | 0.04 | 0.02 | 0.02 | 0.01 | True |  | Non Federally-Regulated | 02/22/2017 |  | 02/28/2019
Acuity Brands Lighting | Juno | IC1LED G4 09LM **K 90CRI 120 FRPC + 14 **** | Light Emitting Diode | Inseparable Luminaire | Direct Wired | Forward Phase Cut Controls | 65 | 2700 | 0.0008 | 92 | 60 | 268 | 1 | Ambient | 50000 |  |  | 50000 | 0.02 | 19 | 19 | 0.08 | 0.01 | 0 | 0 | 0 | 0 | 0.33 | 0.01 | 0.01 | 0.01 | 0 | 0 | 1 | 0.05 | 0.04 | 0.02 | 0.02 | 0.01 | True |  | Non Federally-Regulated | 02/22/2017 |  | 02/28/2019
Acuity Brands Lighting | Juno | IC1LED G4 09LM **K 90CRI 120 FRPC + 12 WWH | Light Emitting Diode | Inseparable Luminaire | Direct Wired | Forward Phase Cut Controls | 63 | 2700 | 0.0008 | 92 | 60 | 268 | 1 | Ambient | 50000 |  |  | 50000 | 0.02 | 19 | 19 | 0.08 | 0.01 | 0 | 0 | 0 | 0 | 0.33 | 0.01 | 0.01 | 0.01 | 0 | 0 | 1 | 0.05 | 0.04 | 0.02 | 0.02 | 0.01 | True |  | Non Federally-Regulated | 02/22/2017 |  | 02/28/2019
Acuity Brands Lighting | Juno | IC1LED G4 09LM **K 90CRI 120 FRPC + 39 ***** | Light Emitting Diode | Inseparable Luminaire | Direct Wired | Forward Phase Cut Controls | 65 | 2700 | 0.0008 | 92 | 60 | 268 | 1 | Ambient | 50000 |  |  | 50000 | 0.02 | 19 | 19 | 0.08 | 0.01 | 0 | 0 | 0 | 0 | 0.33 | 0.01 | 0.01 | 0.01 | 0 | 0 | 1 | 0.05 | 0.04 | 0.02 | 0.02 | 0.01 | True |  | Non Federally-Regulated | 02/22/2017 |  | 02/28/2019
Acuity Brands Lighting | Juno | IC1LED G4 09LM **K 90CRI 120 FRPC + 17SQ WWH | Light Emitting Diode | Inseparable Luminaire | Direct Wired | Forward Phase Cut Controls | 57 | 2700 | 0.0008 | 92 | 60 | 268 | 1 | Ambient | 50000 |  |  | 50000 | 0.02 | 19 | 19 | 0.08 | 0.01 | 0 | 0 | 0 | 0 | 0.33 | 0.01 | 0.01 | 0.01 | 0 | 0 | 1 | 0.05 | 0.04 | 0.02 | 0.02 | 0.01 | True |  | Non Federally-Regulated | 02/22/2017 |  | 02/28/2019
Acuity Brands Lighting | Juno | IC1LED G4 09LM **K 90CRI 120 FRPC + 12SQ WWH | Light Emitting Diode | Inseparable Luminaire | Direct Wired | Forward Phase Cut Controls | 61 | 2700 | 0.0008 | 92 | 60 | 268 | 1 | Ambient | 50000 |  |  | 50000 | 0.02 | 19 | 19 | 0.08 | 0.01 | 0 | 0 | 0 | 0 | 0.33 | 0.01 | 0.01 | 0.01 | 0 | 0 | 1 | 0.05 | 0.04 | 0.02 | 0.02 | 0.01 | True |  | Non Federally-Regulated | 02/22/2017 |  | 02/28/2019
Acuity Brands Lighting | Juno | IC1LED G4 09LM **K 90CRI 120 FRPC + 17HYP2 ***** | Light Emitting Diode | Inseparable Luminaire | Direct Wired | Forward Phase Cut Controls | 59 | 2700 | 0.0008 | 92 | 60 | 268 | 1 | Ambient | 50000 |  |  | 50000 | 0.02 | 19 | 19 | 0.08 | 0.01 | 0 | 0 | 0 | 0 | 0.33 | 0.01 | 0.01 | 0.01 | 0 | 0 | 1 | 0.05 | 0.04 | 0.02 | 0.02 | 0.01 | True |  | Non Federally-Regulated | 02/22/2017 |  | 02/28/2019
Acuity Brands Lighting | Juno | IC1LED G4 09LM **K 90CRI 120 FRPC + 410 ****** | Light Emitting Diode | Inseparable Luminaire | Direct Wired | Forward Phase Cut Controls | 63 | 2700 | 0.0008 | 92 | 60 | 268 | 1 | Ambient | 50000 |  |  | 50000 | 0.02 | 19 | 19 | 0.08 | 0.01 | 0 | 0 | 0 | 0 | 0.33 | 0.01 | 0.01 | 0.01 | 0 | 0 | 1 | 0.05 | 0.04 | 0.02 | 0.02 | 0.01 | True |  | Non Federally-Regulated | 02/22/2017 |  | 02/28/2019
Acuity Brands Lighting | Juno | IC4AL 07LM **K **CRI *** MVOLT ZT + 45L WH | Light Emitting Diode | Inseparable Luminaire | Direct Wired | 0-10 VDC Controls | 51 | 2700 | 0.0015 | 94 | 58 | 432 | 1 | Ambient | 50000 |  |  | 50000 | 0.06 | 18 | 19 | 0.06 | 0.02 | 0.02 | 0.02 | 0.01 | 0 | 0.14 | 0.07 | 0.06 | 0.06 | 0.04 | 0.01 | 0.67 | 0.35 | 0.34 | 0.29 | 0.17 | 0.02 | True |  | Non Federally-Regulated | 02/22/2017 |  | 02/28/2019
Acuity Brands Lighting | Juno | IC4AL 07LM **K **CRI *** MVOLT ZT + 41LSQ WH | Light Emitting Diode | Inseparable Luminaire | Direct Wired | 0-10 VDC Controls | 56 | 2700 | 0.0015 | 94 | 58 | 432 | 1 | Ambient | 50000 |  |  | 50000 | 0.06 | 18 | 19 | 0.06 | 0.02 | 0.02 | 0.02 | 0.01 | 0 | 0.14 | 0.07 | 0.06 | 0.06 | 0.04 | 0.01 | 0.67 | 0.35 | 0.34 | 0.29 | 0.17 | 0.02 | True |  | Non Federally-Regulated | 02/22/2017 |  | 02/28/2019
Acuity Brands Lighting | Juno | IC4AL 07LM **K **CRI *** MVOLT ZT + 41L **** | Light Emitting Diode | Inseparable Luminaire | Direct Wired | 0-10 VDC Controls | 59 | 2700 | 0.0015 | 94 | 58 | 432 | 1 | Ambient | 50000 |  |  | 50000 | 0.06 | 18 | 19 | 0.06 | 0.02 | 0.02 | 0.02 | 0.01 | 0 | 0.14 | 0.07 | 0.06 | 0.06 | 0.04 | 0.01 | 0.67 | 0.35 | 0.34 | 0.29 | 0.17 | 0.02 | True |  | Non Federally-Regulated | 02/22/2017 |  | 02/28/2019
Acuity Brands Lighting | Juno | IC4AL 07LM **K **CRI *** MVOLT ZT + 42LSQ BWH | Light Emitting Diode | Inseparable Luminaire | Direct Wired | 0-10 VDC Controls | 60 | 2700 | 0.0015 | 94 | 58 | 432 | 1 | Ambient | 50000 |  |  | 50000 | 0.06 | 18 | 19 | 0.06 | 0.02 | 0.02 | 0.02 | 0.01 | 0 | 0.14 | 0.07 | 0.06 | 0.06 | 0.04 | 0.01 | 0.67 | 0.35 | 0.34 | 0.29 | 0.17 | 0.02 | True |  | Non Federally-Regulated | 02/22/2017 |  | 02/28/2019
Acuity Brands Lighting | Juno | IC4AL 07LM **K **CRI *** MVOLT ZT + 47LSQ BWH | Light Emitting Diode | Inseparable Luminaire | Direct Wired | 0-10 VDC Controls | 64 | 2700 | 0.0015 | 94 | 58 | 432 | 1 | Ambient | 50000 |  |  | 50000 | 0.06 | 18 | 19 | 0.06 | 0.02 | 0.02 | 0.02 | 0.01 | 0 | 0.14 | 0.07 | 0.06 | 0.06 | 0.04 | 0.01 | 0.67 | 0.35 | 0.34 | 0.29 | 0.17 | 0.02 | True |  | Non Federally-Regulated | 02/22/2017 |  | 02/28/2019
Acuity Brands Lighting | Juno | IC4AL 07LM **K **CRI *** MVOLT ZT + 46L ******* | Light Emitting Diode | Inseparable Luminaire | Direct Wired | 0-10 VDC Controls | 77 | 2700 | 0.0015 | 94 | 58 | 432 | 1 | Ambient | 50000 |  |  | 50000 | 0.06 | 18 | 19 | 0.06 | 0.02 | 0.02 | 0.02 | 0.01 | 0 | 0.14 | 0.07 | 0.06 | 0.06 | 0.04 | 0.01 | 0.67 | 0.35 | 0.34 | 0.29 | 0.17 | 0.02 | True |  | Non Federally-Regulated | 02/22/2017 |  | 02/28/2019
Acuity Brands Lighting | Juno | IC4AL 07LM **K **CRI *** MVOLT ZT + 48L ******* | Light Emitting Diode | Inseparable Luminaire | Direct Wired | 0-10 VDC Controls | 76 | 2700 | 0.0015 | 94 | 58 | 432 | 1 | Ambient | 50000 |  |  | 50000 | 0.06 | 18 | 19 | 0.06 | 0.02 | 0.02 | 0.02 | 0.01 | 0 | 0.14 | 0.07 | 0.06 | 0.06 | 0.04 | 0.01 | 0.67 | 0.35 | 0.34 | 0.29 | 0.17 | 0.02 | True |  | Non Federally-Regulated | 02/22/2017 |  | 02/28/2019
Acuity Brands Lighting | Juno | IC4AL 07LM **K **CRI *** MVOLT ZT + 42L BWH | Light Emitting Diode | Inseparable Luminaire | Direct Wired | 0-10 VDC Controls | 68 | 2700 | 0.0015 | 94 | 58 | 432 | 1 | Ambient | 50000 |  |  | 50000 | 0.06 | 18 | 19 | 0.06 | 0.02 | 0.02 | 0.02 | 0.01 | 0 | 0.14 | 0.07 | 0.06 | 0.06 | 0.04 | 0.01 | 0.67 | 0.35 | 0.34 | 0.29 | 0.17 | 0.02 | True |  | Non Federally-Regulated | 02/22/2017 |  | 02/28/2019
Acuity Brands Lighting | Juno | IC4AL 07LM **K **CRI *** MVOLT ZT + 47L BWH | Light Emitting Diode | Inseparable Luminaire | Direct Wired | 0-10 VDC Controls | 68 | 2700 | 0.0015 | 94 | 58 | 432 | 1 | Ambient | 50000 |  |  | 50000 | 0.06 | 18 | 19 | 0.06 | 0.02 | 0.02 | 0.02 | 0.01 | 0 | 0.14 | 0.07 | 0.06 | 0.06 | 0.04 | 0.01 | 0.67 | 0.35 | 0.34 | 0.29 | 0.17 | 0.02 | True |  | Non Federally-Regulated | 02/22/2017 |  | 02/28/2019
Acuity Brands Lighting | Juno | IC4AL 07LM **K **CRI *** 120 FRPC + 45L WH | Light Emitting Diode | Inseparable Luminaire | Direct Wired | Forward Phase Cut Controls | 47 | 2700 | 0.0015 | 91 | 53 | 460 | 1 | Ambient | 50000 |  |  | 50000 | 0.08 | 13 | 20 | 0.06 | 0 | 0 | 0 | 0 | 0 | 0.3 | 0.01 | 0.01 | 0.01 | 0 | 0 | 1 | 0.05 | 0.03 | 0.03 | 0.02 | 0.01 | True |  | Non Federally-Regulated | 02/22/2017 |  | 02/28/2019
Acuity Brands Lighting | Juno | IC4AL 07LM **K **CRI *** 120 FRPC + 41LSQ WH | Light Emitting Diode | Inseparable Luminaire | Direct Wired | Forward Phase Cut Controls | 52 | 2700 | 0.0015 | 91 | 53 | 460 | 1 | Ambient | 50000 |  |  | 50000 | 0.08 | 13 | 20 | 0.06 | 0 | 0 | 0 | 0 | 0 | 0.3 | 0.01 | 0.01 | 0.01 | 0 | 0 | 1 | 0.05 | 0.03 | 0.03 | 0.02 | 0.01 | True |  | Non Federally-Regulated | 02/22/2017 |  | 02/28/2019
Acuity Brands Lighting | Juno | IC4AL 07LM **K **CRI *** 120 FRPC + 41L **** | Light Emitting Diode | Inseparable Luminaire | Direct Wired | Forward Phase Cut Controls | 55 | 2700 | 0.0015 | 91 | 53 | 460 | 1 | Ambient | 50000 |  |  | 50000 | 0.08 | 13 | 20 | 0.06 | 0 | 0 | 0 | 0 | 0 | 0.3 | 0.01 | 0.01 | 0.01 | 0 | 0 | 1 | 0.05 | 0.03 | 0.03 | 0.02 | 0.01 | True |  | Non Federally-Regulated | 02/22/2017 |  | 02/28/2019
Acuity Brands Lighting | Juno | IC4AL 07LM **K **CRI *** 120 FRPC + 42LSQ BWH | Light Emitting Diode | Inseparable Luminaire | Direct Wired | Forward Phase Cut Controls | 56 | 2700 | 0.0015 | 91 | 53 | 460 | 1 | Ambient | 50000 |  |  | 50000 | 0.08 | 13 | 20 | 0.06 | 0 | 0 | 0 | 0 | 0 | 0.3 | 0.01 | 0.01 | 0.01 | 0 | 0 | 1 | 0.05 | 0.03 | 0.03 | 0.02 | 0.01 | True |  | Non Federally-Regulated | 02/22/2017 |  | 02/28/2019
Acuity Brands Lighting | Juno | IC4AL 07LM **K **CRI *** 120 FRPC + 47LSQ BWH | Light Emitting Diode | Inseparable Luminaire | Direct Wired | Forward Phase Cut Controls | 60 | 2700 | 0.0015 | 91 | 53 | 460 | 1 | Ambient | 50000 |  |  | 50000 | 0.08 | 13 | 20 | 0.06 | 0 | 0 | 0 | 0 | 0 | 0.3 | 0.01 | 0.01 | 0.01 | 0 | 0 | 1 | 0.05 | 0.03 | 0.03 | 0.02 | 0.01 | True |  | Non Federally-Regulated | 02/22/2017 |  | 02/28/2019
Acuity Brands Lighting | Juno | IC4AL 07LM **K **CRI *** 120 FRPC + 46L ******* | Light Emitting Diode | Inseparable Luminaire | Direct Wired | Forward Phase Cut Controls | 72 | 2700 | 0.0015 | 91 | 53 | 460 | 1 | Ambient | 50000 |  |  | 50000 | 0.08 | 13 | 20 | 0.06 | 0 | 0 | 0 | 0 | 0 | 0.3 | 0.01 | 0.01 | 0.01 | 0 | 0 | 1 | 0.05 | 0.03 | 0.03 | 0.02 | 0.01 | True |  | Non Federally-Regulated | 02/22/2017 |  | 02/28/2019
Acuity Brands Lighting | Juno | IC4AL 07LM **K **CRI *** 120 FRPC + 48L ******* | Light Emitting Diode | Inseparable Luminaire | Direct Wired | Forward Phase Cut Controls | 71 | 2700 | 0.0015 | 91 | 53 | 460 | 1 | Ambient | 50000 |  |  | 50000 | 0.08 | 13 | 20 | 0.06 | 0 | 0 | 0 | 0 | 0 | 0.3 | 0.01 | 0.01 | 0.01 | 0 | 0 | 1 | 0.05 | 0.03 | 0.03 | 0.02 | 0.01 | True |  | Non Federally-Regulated | 02/22/2017 |  | 02/28/2019
Acuity Brands Lighting | Juno | IC4AL 07LM **K **CRI *** 120 FRPC + 42L BWH | Light Emitting Diode | Inseparable Luminaire | Direct Wired | Forward Phase Cut Controls | 64 | 2700 | 0.0015 | 91 | 53 | 460 | 1 | Ambient | 50000 |  |  | 50000 | 0.08 | 13 | 20 | 0.06 | 0 | 0 | 0 | 0 | 0 | 0.3 | 0.01 | 0.01 | 0.01 | 0 | 0 | 1 | 0.05 | 0.03 | 0.03 | 0.02 | 0.01 | True |  | Non Federally-Regulated | 02/22/2017 |  | 02/28/2019
Acuity Brands Lighting | Juno | IC4AL 07LM **K **CRI *** 120 FRPC + 47L BWH | Light Emitting Diode | Inseparable Luminaire | Direct Wired | Forward Phase Cut Controls | 63 | 2700 | 0.0015 | 91 | 53 | 460 | 1 | Ambient | 50000 |  |  | 50000 | 0.08 | 13 | 20 | 0.06 | 0 | 0 | 0 | 0 | 0 | 0.3 | 0.01 | 0.01 | 0.01 | 0 | 0 | 1 | 0.05 | 0.03 | 0.03 | 0.02 | 0.01 | True |  | Non Federally-Regulated | 02/22/2017 |  | 02/28/2019
Acuity Brands Lighting | Juno | IC4AL 10LM **K **CRI *** MVOLT ZT + 41LSQ WH | Light Emitting Diode | Inseparable Luminaire | Direct Wired | 0-10 VDC Controls | 48 | 2700 | 0.003 | 93 | 56 | 472 | 1 | Ambient | 50000 |  |  | 50000 | 0.06 | 16 | 19 | 0.06 | 0.02 | 0.01 | 0.01 | 0.01 | 0 | 0.11 | 0.06 | 0.05 | 0.05 | 0.04 | 0.01 | 0.33 | 0.16 | 0.15 | 0.14 | 0.11 | 0.02 | True |  | Non Federally-Regulated | 02/22/2017 |  | 02/28/2019
Acuity Brands Lighting | Juno | IC4AL 10LM **K **CRI *** MVOLT ZT + 41L ******* | Light Emitting Diode | Inseparable Luminaire | Direct Wired | 0-10 VDC Controls | 50 | 2700 | 0.003 | 93 | 56 | 472 | 1 | Ambient | 50000 |  |  | 50000 | 0.06 | 16 | 19 | 0.06 | 0.02 | 0.01 | 0.01 | 0.01 | 0 | 0.11 | 0.06 | 0.05 | 0.05 | 0.04 | 0.01 | 0.33 | 0.16 | 0.15 | 0.14 | 0.11 | 0.02 | True |  | Non Federally-Regulated | 02/22/2017 |  | 02/28/2019
Acuity Brands Lighting | Juno | IC4AL 10LM **K **CRI *** MVOLT ZT + 42LSQ ****** | Light Emitting Diode | Inseparable Luminaire | Direct Wired | 0-10 VDC Controls | 51 | 2700 | 0.003 | 93 | 56 | 472 | 1 | Ambient | 50000 |  |  | 50000 | 0.06 | 16 | 19 | 0.06 | 0.02 | 0.01 | 0.01 | 0.01 | 0 | 0.11 | 0.06 | 0.05 | 0.05 | 0.04 | 0.01 | 0.33 | 0.16 | 0.15 | 0.14 | 0.11 | 0.02 | True |  | Non Federally-Regulated | 02/22/2017 |  | 02/28/2019
Acuity Brands Lighting | Juno | IC4AL 10LM **K **CRI *** MVOLT ZT + 47LSQ ****** | Light Emitting Diode | Inseparable Luminaire | Direct Wired | 0-10 VDC Controls | 55 | 2700 | 0.003 | 93 | 56 | 472 | 1 | Ambient | 50000 |  |  | 50000 | 0.06 | 16 | 19 | 0.06 | 0.02 | 0.01 | 0.01 | 0.01 | 0 | 0.11 | 0.06 | 0.05 | 0.05 | 0.04 | 0.01 | 0.33 | 0.16 | 0.15 | 0.14 | 0.11 | 0.02 | True |  | Non Federally-Regulated | 02/22/2017 |  | 02/28/2019
Acuity Brands Lighting | Juno | IC4AL 10LM **K **CRI *** MVOLT ZT + 46L ******* | Light Emitting Diode | Inseparable Luminaire | Direct Wired | 0-10 VDC Controls | 65 | 2700 | 0.003 | 93 | 56 | 472 | 1 | Ambient | 50000 |  |  | 50000 | 0.06 | 16 | 19 | 0.06 | 0.02 | 0.01 | 0.01 | 0.01 | 0 | 0.11 | 0.06 | 0.05 | 0.05 | 0.04 | 0.01 | 0.33 | 0.16 | 0.15 | 0.14 | 0.11 | 0.02 | True |  | Non Federally-Regulated | 02/22/2017 |  | 02/28/2019
Acuity Brands Lighting | Juno | IC4AL 10LM **K **CRI *** MVOLT ZT + 48L ******* | Light Emitting Diode | Inseparable Luminaire | Direct Wired | 0-10 VDC Controls | 65 | 2700 | 0.003 | 91 | 56 | 472 | 1 | Ambient | 50000 |  |  | 50000 | 0.06 | 16 | 19 | 0.06 | 0.02 | 0.01 | 0.01 | 0.01 | 0 | 0.11 | 0.06 | 0.05 | 0.05 | 0.04 | 0.01 | 0.33 | 0.16 | 0.15 | 0.14 | 0.11 | 0.02 | True |  | Non Federally-Regulated | 02/22/2017 |  | 02/28/2019
Acuity Brands Lighting | Juno | IC4AL 10LM **K **CRI *** MVOLT ZT + 42L ******* | Light Emitting Diode | Inseparable Luminaire | Direct Wired | 0-10 VDC Controls | 47 | 2700 | 0.003 | 91 | 56 | 472 | 1 | Ambient | 50000 |  |  | 50000 | 0.06 | 16 | 19 | 0.06 | 0.02 | 0.01 | 0.01 | 0.01 | 0 | 0.11 | 0.06 | 0.05 | 0.05 | 0.04 | 0.01 | 0.33 | 0.16 | 0.15 | 0.14 | 0.11 | 0.02 | True |  | Non Federally-Regulated | 02/22/2017 |  | 02/28/2019
Acuity Brands Lighting | Juno | IC4AL 10LM **K **CRI *** MVOLT ZT + 47L ******* | Light Emitting Diode | Inseparable Luminaire | Direct Wired | 0-10 VDC Controls | 58 | 2700 | 0.003 | 93 | 56 | 472 | 1 | Ambient | 50000 |  |  | 50000 | 0.06 | 16 | 19 | 0.06 | 0.02 | 0.01 | 0.01 | 0.01 | 0 | 0.11 | 0.06 | 0.05 | 0.05 | 0.04 | 0.01 | 0.33 | 0.16 | 0.15 | 0.14 | 0.11 | 0.02 | True |  | Non Federally-Regulated | 02/22/2017 |  | 02/28/2019
Acuity Brands Lighting | Juno | IC4AL 10LM **K **CRI *** 120 FRPC + 45L WH | Light Emitting Diode | Inseparable Luminaire | Direct Wired | Forward Phase Cut Controls | 47 | 2700 | 0.0023 | 91 | 50 | 224 | 1 | Ambient | 50000 |  |  | 50000 | 0.04 | 18 | 21 | 0.06 | 0 | 0 | 0 | 0 | 0 | 0.3 | 0.01 | 0.01 | 0.01 | 0 | 0 | 1 | 0.05 | 0.03 | 0.03 | 0.02 | 0.01 | True |  | Non Federally-Regulated | 02/22/2017 |  | 02/28/2019
Acuity Brands Lighting | Juno | IC4AL 10LM **K **CRI *** 120 FRPC + 41LSQ WH | Light Emitting Diode | Inseparable Luminaire | Direct Wired | Forward Phase Cut Controls | 52 | 2700 | 0.0023 | 91 | 50 | 224 | 1 | Ambient | 50000 |  |  | 50000 | 0.04 | 18 | 21 | 0.06 | 0 | 0 | 0 | 0 | 0 | 0.3 | 0.01 | 0.01 | 0.01 | 0 | 0 | 1 | 0.05 | 0.03 | 0.03 | 0.02 | 0.01 | True |  | Non Federally-Regulated | 02/22/2017 |  | 02/28/2019
Acuity Brands Lighting | Juno | IC4AL 10LM **K **CRI *** 120 FRPC + 41L ******* | Light Emitting Diode | Inseparable Luminaire | Direct Wired | Forward Phase Cut Controls | 54 | 2700 | 0.0023 | 91 | 50 | 224 | 1 | Ambient | 50000 |  |  | 50000 | 0.04 | 18 | 21 | 0.06 | 0 | 0 | 0 | 0 | 0 | 0.3 | 0.01 | 0.01 | 0.01 | 0 | 0 | 1 | 0.05 | 0.03 | 0.03 | 0.02 | 0.01 | True |  | Non Federally-Regulated | 02/22/2017 |  | 02/28/2019
Acuity Brands Lighting | Juno | IC4AL 10LM **K **CRI *** 120 FRPC + 42LSQ ****** | Light Emitting Diode | Inseparable Luminaire | Direct Wired | Forward Phase Cut Controls | 55 | 2700 | 0.0023 | 91 | 50 | 224 | 1 | Ambient | 50000 |  |  | 50000 | 0.04 | 18 | 21 | 0.06 | 0 | 0 | 0 | 0 | 0 | 0.3 | 0.01 | 0.01 | 0.01 | 0 | 0 | 1 | 0.05 | 0.03 | 0.03 | 0.02 | 0.01 | True |  | Non Federally-Regulated | 02/22/2017 |  | 02/28/2019
Acuity Brands Lighting | Juno | IC4AL 10LM **K **CRI *** 120 FRPC + 47LSQ ****** | Light Emitting Diode | Inseparable Luminaire | Direct Wired | Forward Phase Cut Controls | 60 | 2700 | 0.0023 | 91 | 50 | 224 | 1 | Ambient | 50000 |  |  | 50000 | 0.04 | 18 | 21 | 0.06 | 0 | 0 | 0 | 0 | 0 | 0.3 | 0.01 | 0.01 | 0.01 | 0 | 0 | 1 | 0.05 | 0.03 | 0.03 | 0.02 | 0.01 | True |  | Non Federally-Regulated | 02/22/2017 |  | 02/28/2019
Acuity Brands Lighting | Juno | IC4AL 10LM **K **CRI *** 120 FRPC + 46L ******* | Light Emitting Diode | Inseparable Luminaire | Direct Wired | Forward Phase Cut Controls | 71 | 2700 | 0.0023 | 91 | 50 | 224 | 1 | Ambient | 50000 |  |  | 50000 | 0.04 | 18 | 21 | 0.06 | 0 | 0 | 0 | 0 | 0 | 0.3 | 0.01 | 0.01 | 0.01 | 0 | 0 | 1 | 0.05 | 0.03 | 0.03 | 0.02 | 0.01 | True |  | Non Federally-Regulated | 02/22/2017 |  | 02/28/2019
Acuity Brands Lighting | Juno | IC4AL 10LM **K **CRI *** 120 FRPC + 48L ******* | Light Emitting Diode | Inseparable Luminaire | Direct Wired | Forward Phase Cut Controls | 71 | 2700 | 0.0023 | 91 | 50 | 224 | 1 | Ambient | 50000 |  |  | 50000 | 0.04 | 18 | 21 | 0.06 | 0 | 0 | 0 | 0 | 0 | 0.3 | 0.01 | 0.01 | 0.01 | 0 | 0 | 1 | 0.05 | 0.03 | 0.03 | 0.02 | 0.01 | True |  | Non Federally-Regulated | 02/22/2017 |  | 02/28/2019
Acuity Brands Lighting | Juno | IC4AL 10LM **K **CRI *** 120 FRPC + 42L******* | Light Emitting Diode | Inseparable Luminaire | Direct Wired | Forward Phase Cut Controls | 63 | 2700 | 0.0023 | 91 | 50 | 224 | 1 | Ambient | 50000 |  |  | 50000 | 0.04 | 18 | 21 | 0.06 | 0 | 0 | 0 | 0 | 0 | 0.3 | 0.01 | 0.01 | 0.01 | 0 | 0 | 1 | 0.05 | 0.03 | 0.03 | 0.02 | 0.01 | True |  | Non Federally-Regulated | 02/22/2017 |  | 02/28/2019
Acuity Brands Lighting | Juno | IC4AL 10LM **K **CRI *** 120 FRPC + 47L ******* | Light Emitting Diode | Inseparable Luminaire | Direct Wired | Forward Phase Cut Controls | 63 | 2700 | 0.0023 | 91 | 50 | 224 | 1 | Ambient | 50000 |  |  | 50000 | 0.04 | 18 | 21 | 0.06 | 0 | 0 | 0 | 0 | 0 | 0.3 | 0.01 | 0.01 | 0.01 | 0 | 0 | 1 | 0.05 | 0.03 | 0.03 | 0.02 | 0.01 | True |  | Non Federally-Regulated | 02/22/2017 |  | 02/28/2019
Philips Lighting North America Corporation | Philips | 9290012633 | Light Emitting Diode | Omnidirectional Lamp | Edison Screw Base | Reverse Phase Cut Controls | 93.6 | 2698 | -0.0013 | 91 | 52 | 59 | 0.9 | Ambient | 25000 | 0.988 | 1 |  | 0.1 | 21 | 22 | 0.2 | 0.2 | 0.2 | 0.2 | 0.03 | 0.01 | 0.28 | 0.29 | 0.29 | 0.24 | 0.02 | 0 | 0.23 | 0.23 | 0.24 | 0.19 | 0.02 | 0.01 | True |  | Non Federally-Regulated | 01/17/2017 |  | 03/04/2019
Philips Lighting North America Corporation | Philips Color Kinetics | 523-000027-87 | Light Emitting Diode | Inseparable Luminaire | Direct Wired | Reverse Phase Cut Controls | 76 | 2751 | 0.0006 | 94 | 56 | 109 | 0.9 | Ambient | 36000 |  |  | 36000 | 0.02 | 18 | 18 | 0.04 | 0.04 | 0.04 | 0.04 | 0.01 | 0 | 0.3 | 0.29 | 0.3 | 0.26 | 0.05 | 0 | 0.03 | 0.03 | 0.03 | 0.02 | 0.01 | 0 | True |  | Non Federally-Regulated | 01/18/2018 |  | 03/04/2019
Philips Lighting North America Corporation | Philips Color Kinetics | 523-000027-90 | Light Emitting Diode | Inseparable Luminaire | Direct Wired | Reverse Phase Cut Controls | 76 | 2751 | 0.0006 | 94 | 56 | 109 | 0.9 | Ambient | 36000 |  |  | 36000 | 0.02 | 18 | 18 | 0.04 | 0.04 | 0.04 | 0.04 | 0.01 | 0 | 0.3 | 0.29 | 0.3 | 0.26 | 0.05 | 0 | 0.03 | 0.03 | 0.03 | 0.02 | 0.01 | 0 | True |  | Non Federally-Regulated | 01/18/2018 |  | 03/04/2019
Philips Lighting North America Corporation | Philips Color Kinetics | 523-000027-93 | Light Emitting Diode | Inseparable Luminaire | Direct Wired | Reverse Phase Cut Controls | 76 | 2751 | 0.0006 | 94 | 56 | 109 | 0.9 | Ambient | 36000 |  |  | 36000 | 0.02 | 18 | 18 | 0.04 | 0.04 | 0.04 | 0.04 | 0.01 | 0 | 0.3 | 0.29 | 0.3 | 0.26 | 0.05 | 0 | 0.03 | 0.03 | 0.03 | 0.02 | 0.01 | 0 | True |  | Non Federally-Regulated | 01/18/2018 |  | 03/04/2019
Philips Lighting North America Corporation | Philips Color Kinetics | 523-000027-96 | Light Emitting Diode | Inseparable Luminaire | Direct Wired | Reverse Phase Cut Controls | 76 | 2751 | 0.0006 | 94 | 56 | 109 | 0.9 | Ambient | 36000 |  |  | 36000 | 0.02 | 18 | 18 | 0.04 | 0.04 | 0.04 | 0.04 | 0.01 | 0 | 0.3 | 0.29 | 0.3 | 0.26 | 0.05 | 0 | 0.03 | 0.03 | 0.03 | 0.02 | 0.01 | 0 | True |  | Non Federally-Regulated | 01/18/2018 |  | 03/04/2019
Philips Lighting North America Corporation | Philips Color Kinetics | 523-000027-88 | Light Emitting Diode | Inseparable Luminaire | Direct Wired | Reverse Phase Cut Controls | 79.2 | 2772 | 0.0005 | 94 | 58 | 102 | 0.97 | Ambient | 36000 |  |  | 36000 | 0.02 | 19 | 18 | 0.07 | 0.07 | 0.07 | 0.07 | 0.02 | 0 | 0.2 | 0.2 | 0.2 | 0.17 | 0.04 | 0 | 0.11 | 0.1 | 0.1 | 0.08 | 0.02 | 0 | True |  | Non Federally-Regulated | 01/18/2018 |  | 03/04/2019
Philips Lighting North America Corporation | Philips Color Kinetics | 523-000027-91 | Light Emitting Diode | Inseparable Luminaire | Direct Wired | Reverse Phase Cut Controls | 79.2 | 2772 | 0.0005 | 94 | 58 | 102 | 0.97 | Ambient | 36000 |  |  | 36000 | 0.02 | 19 | 18 | 0.07 | 0.07 | 0.07 | 0.07 | 0.02 | 0 | 0.2 | 0.2 | 0.2 | 0.17 | 0.04 | 0 | 0.11 | 0.1 | 0.1 | 0.08 | 0.02 | 0 | True |  | Non Federally-Regulated | 01/18/2018 |  | 03/04/2019
Philips Lighting North America Corporation | Philips Color Kinetics | 523-000027-94 | Light Emitting Diode | Inseparable Luminaire | Direct Wired | Reverse Phase Cut Controls | 79.2 | 2772 | 0.0005 | 94 | 58 | 102 | 0.97 | Ambient | 36000 |  |  | 36000 | 0.02 | 19 | 18 | 0.07 | 0.07 | 0.07 | 0.07 | 0.02 | 0 | 0.2 | 0.2 | 0.2 | 0.17 | 0.04 | 0 | 0.11 | 0.1 | 0.1 | 0.08 | 0.02 | 0 | True |  | Non Federally-Regulated | 01/18/2018 |  | 03/04/2019
Philips Lighting North America Corporation | Philips Color Kinetics | 523-000027-97 | Light Emitting Diode | Inseparable Luminaire | Direct Wired | Reverse Phase Cut Controls | 79.2 | 2772 | 0.0005 | 94 | 58 | 102 | 0.97 | Ambient | 36000 |  |  | 36000 | 0.02 | 19 | 18 | 0.07 | 0.07 | 0.07 | 0.07 | 0.02 | 0 | 0.2 | 0.2 | 0.2 | 0.17 | 0.04 | 0 | 0.11 | 0.1 | 0.1 | 0.08 | 0.02 | 0 | True |  | Non Federally-Regulated | 01/18/2018 |  | 03/04/2019
Philips Lighting North America Corporation | Philips Color Kinetics | 523-000027-89 | Light Emitting Diode | Inseparable Luminaire | Direct Wired | Reverse Phase Cut Controls | 79.8 | 2781 | 0.0007 | 94 | 58 | 105 | 0.98 | Ambient | 36000 |  |  | 36000 | 0.02 | 18 | 18 | 0.03 | 0.03 | 0.03 | 0.03 | 0.01 | 0 | 0.14 | 0.14 | 0.14 | 0.12 | 0.03 | 0 | 0.39 | 0.38 | 0.39 | 0.31 | 0.07 | 0 | True |  | Non Federally-Regulated | 01/18/2018 |  | 03/04/2019
Philips Lighting North America Corporation | Philips Color Kinetics | 523-000027-92 | Light Emitting Diode | Inseparable Luminaire | Direct Wired | Reverse Phase Cut Controls | 79.8 | 2781 | 0.0007 | 94 | 58 | 105 | 0.98 | Ambient | 36000 |  |  | 36000 | 0.02 | 18 | 18 | 0.03 | 0.03 | 0.03 | 0.03 | 0.01 | 0 | 0.14 | 0.14 | 0.14 | 0.12 | 0.03 | 0 | 0.39 | 0.38 | 0.39 | 0.31 | 0.07 | 0 | True |  | Non Federally-Regulated | 01/18/2018 |  | 03/04/2019
Philips Lighting North America Corporation | Philips Color Kinetics | 523-000027-95 | Light Emitting Diode | Inseparable Luminaire | Direct Wired | Reverse Phase Cut Controls | 79.8 | 2781 | 0.0007 | 94 | 58 | 105 | 0.98 | Ambient | 36000 |  |  | 36000 | 0.02 | 18 | 18 | 0.03 | 0.03 | 0.03 | 0.03 | 0.01 | 0 | 0.14 | 0.14 | 0.14 | 0.12 | 0.03 | 0 | 0.39 | 0.38 | 0.39 | 0.31 | 0.07 | 0 | True |  | Non Federally-Regulated | 01/18/2018 |  | 03/04/2019
Philips Lighting North America Corporation | Philips Color Kinetics | 523-000027-98 | Light Emitting Diode | Inseparable Luminaire | Direct Wired | Reverse Phase Cut Controls | 79.8 | 2781 | 0.0007 | 94 | 58 | 105 | 0.98 | Ambient | 36000 |  |  | 36000 | 0.02 | 18 | 18 | 0.03 | 0.03 | 0.03 | 0.03 | 0.01 | 0 | 0.14 | 0.14 | 0.14 | 0.12 | 0.03 | 0 | 0.39 | 0.38 | 0.39 | 0.31 | 0.07 | 0 | True |  | Non Federally-Regulated | 01/18/2018 |  | 03/04/2019
Philips Lighting North America Corporation | Philips | PMD3R069301FW | Light Emitting Diode | Inseparable Luminaire | Direct Wired | Forward Phase Cut Controls | 70.1 | 4000 | 0.0005 | 97 | 86 | 60 | 0.95 | Ambient | 50000 |  |  | 54000 | 0.1 | 20 | 20 | 0.19 | 0.18 | 0.17 | 0.12 | 0.01 | 0.01 | 0.02 | 0.02 | 0.02 | 0.01 | 0.01 | 0.01 | 0.02 | 0.01 | 0.01 | 0.01 | 0.01 | 0.01 | True |  | Non Federally-Regulated | 04/09/2018 |  | 03/04/2019
Philips Lighting North America Corporation | Philips | PMG3R06930NF1W | Light Emitting Diode | Inseparable Luminaire | Direct Wired | Forward Phase Cut Controls | 70.3 | 4000 | 0.0004 | 96 | 82 | 72 | 0.94 | Ambient | 50000 |  |  | 54000 | 0.1 | 20 | 20 | 0.17 | 0.16 | 0.15 | 0.1 | 0.01 | 0.01 | 0.02 | 0.02 | 0.02 | 0.01 | 0.01 | 0.01 | 0.02 | 0.01 | 0.01 | 0.01 | 0.01 | 0.01 | True |  | Non Federally-Regulated | 04/09/2018 |  | 03/04/2019
Philips Lighting North America Corporation | Philips | 9290018538 | Light Emitting Diode | Directional Lamp | Edison Screw Base | Forward Phase Cut Controls | 75.7 | 3000 | 0.0033 | 90 | 55 | 500 | 0.92 | Ambient | 25000 | 0.956 | 1 |  | 0.1 | 22 | 22 | 0.16 | 0.16 | 0.15 | 0.14 | 0.01 | 0 | 0.22 | 0.22 | 0.23 | 0.18 | 0.02 | 0.01 | 0.18 | 0.18 | 0.19 | 0.14 | 0.01 | 0.01 | True |  | Non Federally-Regulated | 08/09/2018 |  | 03/04/2019
Philips Lighting North America Corporation | Philips | 9290018539 | Light Emitting Diode | Directional Lamp | Edison Screw Base | Forward Phase Cut Controls | 75.2 | 3000 | 0.0033 | 90 | 55 | 500 | 0.92 | Ambient | 25000 | 0.952 | 1 |  | 0.1 | 22 | 22 | 0.15 | 0.15 | 0.15 | 0.14 | 0.01 | 0 | 0.19 | 0.19 | 0.19 | 0.16 | 0.02 | 0.01 | 0.17 | 0.17 | 0.17 | 0.14 | 0.02 | 0.01 | True |  | Non Federally-Regulated | 08/09/2018 |  | 03/04/2019
Philips Lighting North America Corporation | Philips | 9290018537 | Light Emitting Diode | Directional Lamp | Edison Screw Base | Forward Phase Cut Controls | 75.7 | 3000 | 0.0033 | 90 | 55 | 500 | 0.92 | Ambient | 25000 | 0.956 | 1 |  | 0.1 | 22 | 22 | 0.16 | 0.16 | 0.15 | 0.14 | 0.01 | 0 | 0.22 | 0.22 | 0.23 | 0.18 | 0.02 | 0.01 | 0.18 | 0.18 | 0.19 | 0.14 | 0.01 | 0.01 | True |  | Non Federally-Regulated | 08/09/2018 |  | 03/04/2019
Philips Lighting North America Corporation | Philips | 9290018540 | Light Emitting Diode | Directional Lamp | Edison Screw Base | Forward Phase Cut Controls | 75.2 | 3000 | 0.0033 | 90 | 55 | 500 | 0.92 | Ambient | 25000 | 0.952 | 1 |  | 0.1 | 22 | 22 | 0.15 | 0.15 | 0.15 | 0.14 | 0.01 | 0 | 0.19 | 0.19 | 0.19 | 0.16 | 0.02 | 0.01 | 0.17 | 0.17 | 0.17 | 0.14 | 0.02 | 0.01 | True |  | Non Federally-Regulated | 08/09/2018 |  | 03/04/2019
Philips Lighting North America Corporation | Philips | 9290018541 | Light Emitting Diode | Directional Lamp | Edison Screw Base | Forward Phase Cut Controls | 75.2 | 3000 | 0.0033 | 90 | 55 | 500 | 0.92 | Ambient | 25000 | 0.954 | 1 |  | 0.1 | 22 | 22 | 0.17 | 0.17 | 0.17 | 0.16 | 0.02 | 0.01 | 0.23 | 0.23 | 0.23 | 0.2 | 0.03 | 0.01 | 0.19 | 0.19 | 0.19 | 0.15 | 0.01 | 0.01 | True |  | Non Federally-Regulated | 08/09/2018 |  | 03/04/2019
Philips Lighting North America Corporation | Philips | 9290018542 | Light Emitting Diode | Directional Lamp | Edison Screw Base | Forward Phase Cut Controls | 75.2 | 3000 | 0.0033 | 90 | 55 | 500 | 0.92 | Ambient | 25000 | 0.954 | 1 |  | 0.1 | 22 | 22 | 0.17 | 0.17 | 0.17 | 0.16 | 0.02 | 0.01 | 0.23 | 0.23 | 0.23 | 0.2 | 0.03 | 0.01 | 0.19 | 0.19 | 0.19 | 0.15 | 0.01 | 0.01 | True |  | Non Federally-Regulated | 08/09/2018 |  | 03/04/2019
Philips Lighting North America Corporation | Philips | 9290019091 | Light Emitting Diode | Directional Lamp | Edison Screw Base | Forward Phase Cut Controls | 69.7 | 2700 | 0.0033 | 95 | 80 | 500 | 0.92 | Ambient | 25000 | 0.956 | 1 |  | 0.1 | 22 | 22 | 0.16 | 0.16 | 0.15 | 0.14 | 0.01 | 0 | 0.22 | 0.22 | 0.23 | 0.18 | 0.02 | 0.01 | 0.18 | 0.18 | 0.19 | 0.14 | 0.01 | 0.01 | True |  | Non Federally-Regulated | 08/09/2018 |  | 03/04/2019
Philips Lighting North America Corporation | Philips | 9290019092 | Light Emitting Diode | Directional Lamp | Edison Screw Base | Forward Phase Cut Controls | 69.7 | 2700 | 0.0033 | 95 | 80 | 500 | 0.92 | Ambient | 25000 | 0.956 | 1 |  | 0.1 | 22 | 22 | 0.16 | 0.16 | 0.15 | 0.14 | 0.01 | 0 | 0.22 | 0.22 | 0.23 | 0.18 | 0.02 | 0.01 | 0.18 | 0.18 | 0.19 | 0.14 | 0.01 | 0.01 | True |  | Non Federally-Regulated | 08/09/2018 |  | 03/04/2019
Philips Lighting North America Corporation | Philips | 9290019093 | Light Emitting Diode | Directional Lamp | Edison Screw Base | Forward Phase Cut Controls | 75.2 | 2700 | 0.0033 | 95 | 80 | 500 | 0.92 | Ambient | 25000 | 0.952 | 1 |  | 0.1 | 22 | 22 | 0.15 | 0.15 | 0.15 | 0.14 | 0.01 | 0 | 0.19 | 0.19 | 0.19 | 0.16 | 0.02 | 0.01 | 0.17 | 0.17 | 0.17 | 0.14 | 0.02 | 0.01 | True |  | Non Federally-Regulated | 08/09/2018 |  | 03/04/2019
Philips Lighting North America Corporation | Philips | 9290019094 | Light Emitting Diode | Directional Lamp | Edison Screw Base | Forward Phase Cut Controls | 75.2 | 2700 | 0.0033 | 95 | 80 | 500 | 0.92 | Ambient | 25000 | 0.952 | 1 |  | 0.1 | 22 | 22 | 0.15 | 0.15 | 0.15 | 0.14 | 0.01 | 0 | 0.19 | 0.19 | 0.19 | 0.16 | 0.02 | 0.01 | 0.17 | 0.17 | 0.17 | 0.14 | 0.02 | 0.01 | True |  | Non Federally-Regulated | 08/09/2018 |  | 03/04/2019
Philips Lighting North America Corporation | Philips | 9290019095 | Light Emitting Diode | Directional Lamp | Edison Screw Base | Forward Phase Cut Controls | 75.2 | 2700 | 0.0033 | 95 | 80 | 500 | 0.92 | Ambient | 25000 | 0.954 | 1 |  | 0.1 | 22 | 22 | 0.17 | 0.17 | 0.17 | 0.16 | 0.02 | 0.01 | 0.23 | 0.23 | 0.23 | 0.2 | 0.03 | 0.01 | 0.19 | 0.19 | 0.19 | 0.15 | 0.01 | 0.01 | True |  | Non Federally-Regulated | 08/09/2018 |  | 03/04/2019
Philips Lighting North America Corporation | Philips | 9290019096 | Light Emitting Diode | Directional Lamp | Edison Screw Base | Forward Phase Cut Controls | 75.2 | 2700 | 0.0033 | 95 | 80 | 500 | 0.92 | Ambient | 25000 | 0.954 | 1 |  | 0.1 | 22 | 22 | 0.17 | 0.17 | 0.17 | 0.16 | 0.02 | 0.01 | 0.23 | 0.23 | 0.23 | 0.2 | 0.03 | 0.01 | 0.19 | 0.19 | 0.19 | 0.15 | 0.01 | 0.01 | True |  | Non Federally-Regulated | 08/09/2018 |  | 03/04/2019
Philips Lighting North America Corporation | Philips | 9290018543 | Light Emitting Diode | Directional Lamp | Pin Base | Forward Phase Cut Controls | 74.6 | 2700 | 0.0001 | 91 | 50 | 500 | 0.94 | Elevated | 25000 | 0.932 | 1 |  | 0.1 | 21 | 22 | 0.03 | 0.01 | 0.01 | 0.01 | 0.01 | 0.01 | 0.13 | 0.05 | 0.04 | 0.02 | 0.01 | 0.01 | 0.09 | 0.03 | 0.02 | 0.02 | 0.01 | 0.01 | True |  | Non Federally-Regulated | 02/19/2019 |  | 03/04/2019
Philips Lighting North America Corporation | Philips | 9290018544 | Light Emitting Diode | Directional Lamp | Pin Base | Forward Phase Cut Controls | 74.6 | 3000 | 0.0001 | 91 | 55 | 500 | 0.94 | Elevated | 25000 | 0.932 | 1 |  | 0.1 | 21 | 22 | 0.03 | 0.01 | 0.01 | 0.01 | 0.01 | 0.01 | 0.13 | 0.05 | 0.04 | 0.02 | 0.01 | 0.01 | 0.09 | 0.03 | 0.02 | 0.02 | 0.01 | 0.01 | True |  | Non Federally-Regulated | 02/19/2019 |  | 03/04/2019
Philips Lighting North America Corporation | Philips | 9290018545 | Light Emitting Diode | Directional Lamp | Pin Base | Forward Phase Cut Controls | 74.6 | 2700 | 0.0001 | 91 | 50 | 500 | 0.94 | Elevated | 25000 | 0.932 | 1 |  | 0.1 | 21 | 22 | 0.03 | 0.01 | 0.01 | 0.01 | 0.01 | 0.01 | 0.13 | 0.05 | 0.04 | 0.02 | 0.01 | 0.01 | 0.09 | 0.03 | 0.02 | 0.02 | 0.01 | 0.01 | True |  | Non Federally-Regulated | 02/19/2019 |  | 03/04/2019
Philips Lighting North America Corporation | Philips | 9290018546 | Light Emitting Diode | Directional Lamp | Pin Base | Forward Phase Cut Controls | 74.6 | 3000 | 0.0001 | 91 | 55 | 500 | 0.94 | Elevated | 25000 | 0.932 | 1 |  | 0.1 | 21 | 22 | 0.03 | 0.01 | 0.01 | 0.01 | 0.01 | 0.01 | 0.13 | 0.05 | 0.04 | 0.02 | 0.01 | 0.01 | 0.09 | 0.03 | 0.02 | 0.02 | 0.01 | 0.01 | True |  | Non Federally-Regulated | 02/19/2019 |  | 03/04/2019
Acuity Brands Lighting | Aculux | AX3 *** G4 **LM **K 90CRI **D FPC 120 ICAT + 3D* *** *** | Light Emitting Diode | Inseparable Luminaire | Direct Wired | Forward Phase Cut Controls | 46 | 2700 | 0.0019 | 92 | 50 | 292 | 1 | Ambient | 50000 |  |  | 50000 | 0.01 | 20 | 22 | 0.39 | 0.01 | 0 | 0 | 0 | 0 | 1 | 0.02 | 0.01 | 0.01 | 0 | 0 | 1 | 0.29 | 0.16 | 0.13 | 0.1 | 0.03 | True |  | Non Federally-Regulated | 06/18/2018 |  | 03/06/2019
Acuity Brands Lighting | Aculux | AX3 *** G4 **LM **K 90CRI **D FPC 120 ICAT + 3*B** ** | Light Emitting Diode | Inseparable Luminaire | Direct Wired | Forward Phase Cut Controls | 46 | 2700 | 0.0019 | 92 | 50 | 292 | 1 | Ambient | 50000 |  |  | 50000 | 0.01 | 20 | 22 | 0.39 | 0.01 | 0 | 0 | 0 | 0 | 1 | 0.02 | 0.01 | 0.01 | 0 | 0 | 1 | 0.29 | 0.16 | 0.13 | 0.1 | 0.03 | True |  | Non Federally-Regulated | 06/18/2018 |  | 03/06/2019
Acuity Brands Lighting | Aculux | AX3 *** G4 **LM **K 90CRI **D FPC 120 ICAT + 3AC** *** *** | Light Emitting Diode | Inseparable Luminaire | Direct Wired | Forward Phase Cut Controls | 46 | 2700 | 0.0019 | 92 | 50 | 292 | 1 | Ambient | 50000 |  |  | 50000 | 0.01 | 20 | 22 | 0.39 | 0.01 | 0 | 0 | 0 | 0 | 1 | 0.02 | 0.01 | 0.01 | 0 | 0 | 1 | 0.29 | 0.16 | 0.13 | 0.1 | 0.03 | True |  | Non Federally-Regulated | 06/18/2018 |  | 03/06/2019
Acuity Brands Lighting | Aculux | AX3 *** G4 **LM **K 90CRI **D FPC 120 ICAT + 3ASLOT *** | Light Emitting Diode | Inseparable Luminaire | Direct Wired | Forward Phase Cut Controls | 46 | 2700 | 0.0019 | 92 | 50 | 292 | 1 | Ambient | 50000 |  |  | 50000 | 0.01 | 20 | 22 | 0.39 | 0.01 | 0 | 0 | 0 | 0 | 1 | 0.02 | 0.01 | 0.01 | 0 | 0 | 1 | 0.29 | 0.16 | 0.13 | 0.1 | 0.03 | True |  | Non Federally-Regulated | 06/18/2018 |  | 03/06/2019
Acuity Brands Lighting | Aculux | AX3SQ *** G4 **LM **K 90CRI **D FPC 120 ICAT + 3SQ* *** *** | Light Emitting Diode | Inseparable Luminaire | Direct Wired | Forward Phase Cut Controls | 46 | 2700 | 0.0019 | 91 | 51 | 292 | 1 | Ambient | 50000 |  |  | 50000 | 0.01 | 20 | 22 | 0.39 | 0.01 | 0 | 0 | 0 | 0 | 1 | 0.02 | 0.01 | 0.01 | 0 | 0 | 1 | 0.29 | 0.16 | 0.13 | 0.1 | 0.03 | True |  | Non Federally-Regulated | 06/18/2018 |  | 03/06/2019
Acuity Brands Lighting | Aculux | AX3SQ *** G4 **LM **K 90CRI **D FPC 120 ICAT + 3SQDBV BS *** | Light Emitting Diode | Inseparable Luminaire | Direct Wired | Forward Phase Cut Controls | 46 | 2700 | 0.0019 | 91 | 51 | 292 | 1 | Ambient | 50000 |  |  | 50000 | 0.01 | 20 | 22 | 0.39 | 0.01 | 0 | 0 | 0 | 0 | 1 | 0.02 | 0.01 | 0.01 | 0 | 0 | 1 | 0.29 | 0.16 | 0.13 | 0.1 | 0.03 | True |  | Non Federally-Regulated | 06/18/2018 |  | 03/06/2019
Visual Comfort & Company | Tech Lighting | 700BCLYK***-LED9** | Light Emitting Diode | Inseparable Luminaire | Direct Wired | Forward Phase Cut Controls | 88 | 3090 | 0.002 | 91 | 51 | 206 | 0.98 | Ambient | 15000 |  |  | 60000 | 0.02 | 20 | 24 | 0.8 | 0.04 | 0.03 | 0.03 | 0.01 | 0 | 0.17 | 0.21 | 0.19 | 0.16 | 0.01 | 0 | 0.47 | 0.22 | 0.2 | 0.16 | 0.01 | 0 | True |  | Non Federally-Regulated | 02/26/2019 |  | 03/14/2019
TCP | TCP | GVCQR306527D4 | Light Emitting Diode | Directional Lamp | Edison Screw Base | Forward Phase Cut Controls | 87.2 | 2700 | 0.0005 | 91 | 51 | 102 | 0.95 | Elevated | 25000 | 0.927 | 1 |  | 0.05 | 20 | 21 | 0.23 | 0.23 | 0.22 | 0.21 | 0.01 | 0.01 | 0.28 | 0.28 | 0.28 | 0.22 | 0.01 | 0.01 | 0.18 | 0.18 | 0.18 | 0.13 | 0.01 | 0.01 | True |  | Non Federally-Regulated | 02/14/2019 |  | 03/14/2019
TCP | TCP | GVCQR306527D8 | Light Emitting Diode | Directional Lamp | Edison Screw Base | Forward Phase Cut Controls | 87.2 | 2700 | 0.0005 | 91 | 51 | 102 | 0.95 | Elevated | 25000 | 0.927 | 1 |  | 0.05 | 20 | 21 | 0.23 | 0.23 | 0.22 | 0.21 | 0.01 | 0.01 | 0.28 | 0.28 | 0.28 | 0.22 | 0.01 | 0.01 | 0.18 | 0.18 | 0.18 | 0.13 | 0.01 | 0.01 | True |  | Non Federally-Regulated | 02/14/2019 |  | 03/14/2019
TCP | TCP | GVVCQR306527D8 | Light Emitting Diode | Directional Lamp | Edison Screw Base | Forward Phase Cut Controls | 87.2 | 2700 | 0.0005 | 91 | 51 | 102 | 0.95 | Elevated | 25000 | 0.927 | 1 |  | 0.05 | 20 | 21 | 0.23 | 0.23 | 0.22 | 0.21 | 0.01 | 0.01 | 0.28 | 0.28 | 0.28 | 0.22 | 0.01 | 0.01 | 0.18 | 0.18 | 0.18 | 0.13 | 0.01 | 0.01 | True |  | Non Federally-Regulated | 02/14/2019 |  | 03/14/2019
MaxLite | MaxLite | 18LELK5.5B927F | Light Emitting Diode | Light Engine | Direct Wired | Forward Phase Cut Controls | 70.8 | 2686 | 0.0022 | 93 | 57 | 81 | 0.99 | Elevated | 50000 | 0.951 | 1 |  | 0.1 | 16 | 16 | 0.26 | 0.26 | 0.25 | 0.23 | 0 | 0 | 0.23 | 0.24 | 0.23 | 0.18 | 0.01 | 0 | 0.19 | 0.17 | 0.18 | 0.13 | 0 | 0 | True |  | Non Federally-Regulated | 03/15/2019 |  | 03/18/2019
MaxLite | MaxLite | 18LELK5.5B930F | Light Emitting Diode | Light Engine | Direct Wired | Forward Phase Cut Controls | 70.8 | 3000 | 0.0022 | 93 | 57 | 81 | 0.99 | Elevated | 50000 | 0.951 | 1 |  | 0.1 | 16 | 16 | 0.26 | 0.26 | 0.25 | 0.23 | 0 | 0 | 0.23 | 0.24 | 0.23 | 0.18 | 0.01 | 0 | 0.19 | 0.17 | 0.18 | 0.13 | 0 | 0 | True |  | Non Federally-Regulated | 03/15/2019 |  | 03/18/2019
MaxLite | MaxLite | 18LELK5.5B935F | Light Emitting Diode | Light Engine | Direct Wired | Forward Phase Cut Controls | 70.8 | 3500 | 0.0022 | 93 | 57 | 81 | 0.99 | Elevated | 50000 | 0.951 | 1 |  | 0.1 | 16 | 16 | 0.26 | 0.26 | 0.25 | 0.23 | 0 | 0 | 0.23 | 0.24 | 0.23 | 0.18 | 0.01 | 0 | 0.19 | 0.17 | 0.18 | 0.13 | 0 | 0 | True |  | Non Federally-Regulated | 03/15/2019 |  | 03/18/2019
MaxLite | MaxLite | 18LELK5.5B940F | Light Emitting Diode | Light Engine | Direct Wired | Forward Phase Cut Controls | 70.8 | 4000 | 0.0022 | 93 | 57 | 81 | 0.99 | Elevated | 50000 | 0.951 | 1 |  | 0.1 | 16 | 16 | 0.26 | 0.26 | 0.25 | 0.23 | 0 | 0 | 0.23 | 0.24 | 0.23 | 0.18 | 0.01 | 0 | 0.19 | 0.17 | 0.18 | 0.13 | 0 | 0 | True |  | Non Federally-Regulated | 03/15/2019 |  | 03/18/2019
ACCESS LIGHTING CORPORATION | Access Lighting | 20010LEDDMGLPCEC-***/***- | Light Emitting Diode | Omnidirectional Lamp | Edison Screw Base | Forward Phase Cut Controls | 88.9 | 3000 | 0.0015 | 95 | 76 | 84 | 0.92 | Elevated | 25000 | 0.93 | 1 |  | 0.1 | 21 | 22 | 0.16 | 0.16 | 0.16 | 0.15 | 0.02 | 0.01 | 0.25 | 0.26 | 0.26 | 0.22 | 0.03 | 0.01 | 0.18 | 0.18 | 0.19 | 0.15 | 0.02 | 0.01 | True |  | Non Federally-Regulated | 10/05/2017 |  | 03/21/2019
WAC Lighting Co. | WAC Lighting | PD-96928-** | Light Emitting Diode | Inseparable Luminaire | Direct Wired | Reverse Phase Cut Controls | 51 | 2989 | -0.0007 | 94 | 60 | 88 | 0.99 | Ambient | 72000 | 0.99 | 1 |  | 0.04 | 22 | 22 | 0.1 | 0.1 | 0.1 | 0.07 | 0 | 0 | 0.03 | 0.03 | 0.03 | 0.03 | 0 | 0 | 0.03 | 0.03 | 0.02 | 0.02 | 0.01 | 0.01 | True |  | Non Federally-Regulated | 03/15/2019 |  | 03/22/2019
Lucifer Lighting Co. | Lucifer Lighting | CT2-AD-1-xx-xx-90C-xxx-1-x-CE1-x | Light Emitting Diode | Inseparable Luminaire | Direct Wired | 0-10 VDC Controls | 53 | 2700 | 0.003 | 91 | 55 | 135 | 0.99 | Ambient | 25000 |  |  | 99999 | 0.01 | 22 | 22 | 0.2 | 0.2 | 0.2 | 0.2 | 0.02 | 0 | 0.24 | 0.21 | 0.2 | 0.19 | 0 | 0 | 0.22 | 0.15 | 0.15 | 0.14 | 0 | 0 | True |  | Non Federally-Regulated | 03/19/2019 |  | 03/26/2019
Lucifer Lighting Co. | Lucifer Lighting | CT2-AD-1-xx-xx-90C-xxx-2-x-CE1-x | Light Emitting Diode | Inseparable Luminaire | Direct Wired | 0-10 VDC Controls | 53 | 3000 | 0.003 | 91 | 55 | 135 | 0.99 | Ambient | 25000 |  |  | 99999 | 0.01 | 22 | 22 | 0.2 | 0.2 | 0.2 | 0.2 | 0.02 | 0 | 0.24 | 0.21 | 0.2 | 0.19 | 0 | 0 | 0.22 | 0.15 | 0.15 | 0.14 | 0 | 0 | True |  | Non Federally-Regulated | 03/19/2019 |  | 03/26/2019
Lucifer Lighting Co. | Lucifer Lighting | CT2-AD-1-xx-xx-90C-xxx-3-x-CE1-x | Light Emitting Diode | Inseparable Luminaire | Direct Wired | 0-10 VDC Controls | 53 | 3500 | 0.003 | 91 | 55 | 135 | 0.99 | Ambient | 25000 |  |  | 99999 | 0.01 | 22 | 22 | 0.2 | 0.2 | 0.2 | 0.2 | 0.02 | 0 | 0.24 | 0.21 | 0.2 | 0.19 | 0 | 0 | 0.22 | 0.15 | 0.15 | 0.14 | 0 | 0 | True |  | Non Federally-Regulated | 03/19/2019 |  | 03/26/2019
Lucifer Lighting Co. | Lucifer Lighting | CT2-AD-1-xx-xx-90C-xxx-4-x-CE1-x | Light Emitting Diode | Inseparable Luminaire | Direct Wired | 0-10 VDC Controls | 53 | 4000 | 0.003 | 91 | 55 | 135 | 0.99 | Ambient | 25000 |  |  | 99999 | 0.01 | 22 | 22 | 0.2 | 0.2 | 0.2 | 0.2 | 0.02 | 0 | 0.24 | 0.21 | 0.2 | 0.19 | 0 | 0 | 0.22 | 0.15 | 0.15 | 0.14 | 0 | 0 | True |  | Non Federally-Regulated | 03/19/2019 |  | 03/26/2019
Lucifer Lighting Co. | Lucifer Lighting | CT2-AD-1-xx-xx-90W-xxx-1-x-CE1-x | Light Emitting Diode | Inseparable Luminaire | Direct Wired | 0-10 VDC Controls | 53 | 2700 | 0.003 | 91 | 55 | 135 | 0.99 | Ambient | 25000 |  |  | 99999 | 0.01 | 22 | 22 | 0.2 | 0.2 | 0.2 | 0.2 | 0.02 | 0 | 0.24 | 0.21 | 0.2 | 0.19 | 0 | 0 | 0.22 | 0.15 | 0.15 | 0.14 | 0 | 0 | True |  | Non Federally-Regulated | 03/19/2019 |  | 03/26/2019
Lucifer Lighting Co. | Lucifer Lighting | CT2-AD-1-xx-xx-90W-xxx-2-x-CE1-x | Light Emitting Diode | Inseparable Luminaire | Direct Wired | 0-10 VDC Controls | 53 | 3000 | 0.003 | 91 | 55 | 135 | 0.99 | Ambient | 25000 |  |  | 99999 | 0.01 | 22 | 22 | 0.2 | 0.2 | 0.2 | 0.2 | 0.02 | 0 | 0.24 | 0.21 | 0.2 | 0.19 | 0 | 0 | 0.22 | 0.15 | 0.15 | 0.14 | 0 | 0 | True |  | Non Federally-Regulated | 03/19/2019 |  | 03/26/2019
Lucifer Lighting Co. | Lucifer Lighting | CT2-AD-1-xx-xx-90W-xxx-3-x-CE1-x | Light Emitting Diode | Inseparable Luminaire | Direct Wired | 0-10 VDC Controls | 53 | 3500 | 0.003 | 91 | 55 | 135 | 0.99 | Ambient | 25000 |  |  | 99999 | 0.01 | 22 | 22 | 0.2 | 0.2 | 0.2 | 0.2 | 0.02 | 0 | 0.24 | 0.21 | 0.2 | 0.19 | 0 | 0 | 0.22 | 0.15 | 0.15 | 0.14 | 0 | 0 | True |  | Non Federally-Regulated | 03/19/2019 |  | 03/26/2019
Lucifer Lighting Co. | Lucifer Lighting | CT2-AD-1-xx-xx-90W-xxx-4-x-CE1-x | Light Emitting Diode | Inseparable Luminaire | Direct Wired | 0-10 VDC Controls | 53 | 4000 | 0.003 | 91 | 55 | 135 | 0.99 | Ambient | 25000 |  |  | 99999 | 0.01 | 22 | 22 | 0.2 | 0.2 | 0.2 | 0.2 | 0.02 | 0 | 0.24 | 0.21 | 0.2 | 0.19 | 0 | 0 | 0.22 | 0.15 | 0.15 | 0.14 | 0 | 0 | True |  | Non Federally-Regulated | 03/19/2019 |  | 03/26/2019
Lucifer Lighting Co. | Lucifer Lighting | CT2-AD-1-xx-xx-97C-xxx-1-x-CE1-x | Light Emitting Diode | Inseparable Luminaire | Direct Wired | 0-10 VDC Controls | 53 | 2700 | 0.003 | 97 | 55 | 135 | 0.99 | Ambient | 25000 |  |  | 99999 | 0.01 | 22 | 22 | 0.2 | 0.2 | 0.2 | 0.2 | 0.02 | 0 | 0.24 | 0.21 | 0.2 | 0.19 | 0 | 0 | 0.22 | 0.15 | 0.15 | 0.14 | 0 | 0 | True |  | Non Federally-Regulated | 03/19/2019 |  | 03/26/2019
Lucifer Lighting Co. | Lucifer Lighting | CT2-AD-1-xx-xx-97C-xxx-2-x-CE1-x | Light Emitting Diode | Inseparable Luminaire | Direct Wired | 0-10 VDC Controls | 53 | 3000 | 0.003 | 97 | 55 | 135 | 0.99 | Ambient | 25000 |  |  | 99999 | 0.01 | 22 | 22 | 0.2 | 0.2 | 0.2 | 0.2 | 0.02 | 0 | 0.24 | 0.21 | 0.2 | 0.19 | 0 | 0 | 0.22 | 0.15 | 0.15 | 0.14 | 0 | 0 | True |  | Non Federally-Regulated | 03/19/2019 |  | 03/26/2019
Lucifer Lighting Co. | Lucifer Lighting | CT2-AD-1-xx-xx-97C-xxx-3-x-CE1-x | Light Emitting Diode | Inseparable Luminaire | Direct Wired | 0-10 VDC Controls | 53 | 3500 | 0.003 | 97 | 55 | 135 | 0.99 | Ambient | 25000 |  |  | 99999 | 0.01 | 22 | 22 | 0.2 | 0.2 | 0.2 | 0.2 | 0.02 | 0 | 0.24 | 0.21 | 0.2 | 0.19 | 0 | 0 | 0.22 | 0.15 | 0.15 | 0.14 | 0 | 0 | True |  | Non Federally-Regulated | 03/19/2019 |  | 03/26/2019
Lucifer Lighting Co. | Lucifer Lighting | CT2-AD-1-xx-xx-97C-xxx-4-x-CE1-x | Light Emitting Diode | Inseparable Luminaire | Direct Wired | 0-10 VDC Controls | 53 | 4000 | 0.003 | 97 | 55 | 135 | 0.99 | Ambient | 25000 |  |  | 99999 | 0.01 | 22 | 22 | 0.2 | 0.2 | 0.2 | 0.2 | 0.02 | 0 | 0.24 | 0.21 | 0.2 | 0.19 | 0 | 0 | 0.22 | 0.15 | 0.15 | 0.14 | 0 | 0 | True |  | Non Federally-Regulated | 03/19/2019 |  | 03/26/2019
Lutron Electronics Co., Inc. | Finire | FDT3RIXX****EU**XXRTD00**XXXX | Light Emitting Diode | Inseparable Luminaire | Direct Wired | Direct Digital Controls | 49.8 | 2700 | -0.0008 | 98 | 93 | 355 | 0.98 | Ambient | 50000 |  |  | 55000 | 0.01 | 18 | 18 | 0 | 0 | 0 | 0 | 0 | 0 | 0.07 | 0.05 | 0.04 | 0.04 | 0 | 0 | 0.09 | 0.06 | 0.05 | 0.04 | 0.01 | 0.01 | True |  | Non Federally-Regulated | 01/27/2017 |  | 04/08/2019
Lutron Electronics Co., Inc. | Finire | FDT3RIXX****EU**XXRTD00**SOXX | Light Emitting Diode | Inseparable Luminaire | Direct Wired | Direct Digital Controls | 49.8 | 2700 | -0.0008 | 98 | 93 | 355 | 0.98 | Ambient | 50000 |  |  | 55000 | 0.01 | 18 | 18 | 0 | 0 | 0 | 0 | 0 | 0 | 0.07 | 0.05 | 0.04 | 0.04 | 0 | 0 | 0.09 | 0.06 | 0.05 | 0.04 | 0.01 | 0.01 | True |  | Non Federally-Regulated | 01/27/2017 |  | 04/08/2019
Lutron Electronics Co., Inc. | Finire | FDT3RIXX****EU**PLRTD00**XXXX | Light Emitting Diode | Inseparable Luminaire | Direct Wired | Direct Digital Controls | 49.8 | 2700 | -0.0008 | 98 | 93 | 355 | 0.98 | Ambient | 50000 |  |  | 55000 | 0.01 | 18 | 18 | 0 | 0 | 0 | 0 | 0 | 0 | 0.07 | 0.05 | 0.04 | 0.04 | 0 | 0 | 0.09 | 0.06 | 0.05 | 0.04 | 0.01 | 0.01 | True |  | Non Federally-Regulated | 01/27/2017 |  | 04/08/2019
Lutron Electronics Co., Inc. | Finire | FDT3RIXX****EU**PLRTD00**SOXX | Light Emitting Diode | Inseparable Luminaire | Direct Wired | Direct Digital Controls | 49.8 | 2700 | -0.0008 | 98 | 93 | 355 | 0.98 | Ambient | 50000 |  |  | 55000 | 0.01 | 18 | 18 | 0 | 0 | 0 | 0 | 0 | 0 | 0.07 | 0.05 | 0.04 | 0.04 | 0 | 0 | 0.09 | 0.06 | 0.05 | 0.04 | 0.01 | 0.01 | True |  | Non Federally-Regulated | 01/27/2017 |  | 04/08/2019
Lutron Electronics Co., Inc. | Finire | FDT3RIXX****EU**TWRTD00**XXXX | Light Emitting Diode | Inseparable Luminaire | Direct Wired | Direct Digital Controls | 49.8 | 2700 | -0.0008 | 98 | 93 | 355 | 0.98 | Ambient | 50000 |  |  | 55000 | 0.01 | 18 | 18 | 0 | 0 | 0 | 0 | 0 | 0 | 0.07 | 0.05 | 0.04 | 0.04 | 0 | 0 | 0.09 | 0.06 | 0.05 | 0.04 | 0.01 | 0.01 | True |  | Non Federally-Regulated | 01/27/2017 |  | 04/08/2019
Lutron Electronics Co., Inc. | Finire | FDT3RIXX****EU**TWRTD00**SOXX | Light Emitting Diode | Inseparable Luminaire | Direct Wired | Direct Digital Controls | 49.8 | 2700 | -0.0008 | 98 | 93 | 355 | 0.98 | Ambient | 50000 |  |  | 55000 | 0.01 | 18 | 18 | 0 | 0 | 0 | 0 | 0 | 0 | 0.07 | 0.05 | 0.04 | 0.04 | 0 | 0 | 0.09 | 0.06 | 0.05 | 0.04 | 0.01 | 0.01 | True |  | Non Federally-Regulated | 01/27/2017 |  | 04/08/2019
Lutron Electronics Co., Inc. | Finire | FDT3RIXX****EU**XXRTD00MWFGXX | Light Emitting Diode | Inseparable Luminaire | Direct Wired | Direct Digital Controls | 49.8 | 2700 | -0.0008 | 98 | 93 | 355 | 0.98 | Ambient | 50000 |  |  | 55000 | 0.01 | 18 | 18 | 0 | 0 | 0 | 0 | 0 | 0 | 0.07 | 0.05 | 0.04 | 0.04 | 0 | 0 | 0.09 | 0.06 | 0.05 | 0.04 | 0.01 | 0.01 | True |  | Non Federally-Regulated | 01/27/2017 |  | 04/08/2019
Lutron Electronics Co., Inc. | Finire | FDT3RIXX****EU**PLRTD00MWFGXX | Light Emitting Diode | Inseparable Luminaire | Direct Wired | Direct Digital Controls | 49.8 | 2700 | -0.0008 | 98 | 93 | 355 | 0.98 | Ambient | 50000 |  |  | 55000 | 0.01 | 18 | 18 | 0 | 0 | 0 | 0 | 0 | 0 | 0.07 | 0.05 | 0.04 | 0.04 | 0 | 0 | 0.09 | 0.06 | 0.05 | 0.04 | 0.01 | 0.01 | True |  | Non Federally-Regulated | 01/27/2017 |  | 04/08/2019
Lutron Electronics Co., Inc. | Finire | FDT3RIXX****EU**TWRTD00MWFGXX | Light Emitting Diode | Inseparable Luminaire | Direct Wired | Direct Digital Controls | 49.8 | 2700 | -0.0008 | 98 | 93 | 355 | 0.98 | Ambient | 50000 |  |  | 55000 | 0.01 | 18 | 18 | 0 | 0 | 0 | 0 | 0 | 0 | 0.07 | 0.05 | 0.04 | 0.04 | 0 | 0 | 0.09 | 0.06 | 0.05 | 0.04 | 0.01 | 0.01 | True |  | Non Federally-Regulated | 01/27/2017 |  | 04/08/2019
Lutron Electronics Co., Inc. | Finire | FDZ3RIXX****EU**XXRZD00**XXXX | Light Emitting Diode | Inseparable Luminaire | Direct Wired | Direct Digital Controls | 49.8 | 2700 | -0.0008 | 98 | 93 | 355 | 0.98 | Ambient | 50000 |  |  | 55000 | 0.01 | 18 | 18 | 0 | 0 | 0 | 0 | 0 | 0 | 0.07 | 0.05 | 0.04 | 0.04 | 0 | 0 | 0.09 | 0.06 | 0.05 | 0.04 | 0.01 | 0.01 | True |  | Non Federally-Regulated | 01/27/2017 |  | 04/08/2019
Lutron Electronics Co., Inc. | Finire | FDZ3RIXX****EU**XXRZD00**SOXX | Light Emitting Diode | Inseparable Luminaire | Direct Wired | Direct Digital Controls | 49.8 | 2700 | -0.0008 | 98 | 93 | 355 | 0.98 | Ambient | 50000 |  |  | 55000 | 0.01 | 18 | 18 | 0 | 0 | 0 | 0 | 0 | 0 | 0.07 | 0.05 | 0.04 | 0.04 | 0 | 0 | 0.09 | 0.06 | 0.05 | 0.04 | 0.01 | 0.01 | True |  | Non Federally-Regulated | 01/27/2017 |  | 04/08/2019
Lutron Electronics Co., Inc. | Finire | FDZ3RIXX****EU**PLRZD00**XXXX | Light Emitting Diode | Inseparable Luminaire | Direct Wired | Direct Digital Controls | 49.8 | 2700 | -0.0008 | 98 | 93 | 355 | 0.98 | Ambient | 50000 |  |  | 55000 | 0.01 | 18 | 18 | 0 | 0 | 0 | 0 | 0 | 0 | 0.07 | 0.05 | 0.04 | 0.04 | 0 | 0 | 0.09 | 0.06 | 0.05 | 0.04 | 0.01 | 0.01 | True |  | Non Federally-Regulated | 01/27/2017 |  | 04/08/2019
Lutron Electronics Co., Inc. | Finire | FDZ3RIXX****EU**PLRZD00**SOXX | Light Emitting Diode | Inseparable Luminaire | Direct Wired | Direct Digital Controls | 49.8 | 2700 | -0.0008 | 98 | 93 | 355 | 0.98 | Ambient | 50000 |  |  | 55000 | 0.01 | 18 | 18 | 0 | 0 | 0 | 0 | 0 | 0 | 0.07 | 0.05 | 0.04 | 0.04 | 0 | 0 | 0.09 | 0.06 | 0.05 | 0.04 | 0.01 | 0.01 | True |  | Non Federally-Regulated | 01/27/2017 |  | 04/08/2019
Lutron Electronics Co., Inc. | Finire | FDZ3RIXX****EU**TWRZD00**XXXX | Light Emitting Diode | Inseparable Luminaire | Direct Wired | Direct Digital Controls | 49.8 | 2700 | -0.0008 | 98 | 93 | 355 | 0.98 | Ambient | 50000 |  |  | 55000 | 0.01 | 18 | 18 | 0 | 0 | 0 | 0 | 0 | 0 | 0.07 | 0.05 | 0.04 | 0.04 | 0 | 0 | 0.09 | 0.06 | 0.05 | 0.04 | 0.01 | 0.01 | True |  | Non Federally-Regulated | 01/27/2017 |  | 04/08/2019
Lutron Electronics Co., Inc. | Finire | FDZ3RIXX****EU**TWRZD00**SOXX | Light Emitting Diode | Inseparable Luminaire | Direct Wired | Direct Digital Controls | 49.8 | 2700 | -0.0008 | 98 | 93 | 355 | 0.98 | Ambient | 50000 |  |  | 55000 | 0.01 | 18 | 18 | 0 | 0 | 0 | 0 | 0 | 0 | 0.07 | 0.05 | 0.04 | 0.04 | 0 | 0 | 0.09 | 0.06 | 0.05 | 0.04 | 0.01 | 0.01 | True |  | Non Federally-Regulated | 01/27/2017 |  | 04/08/2019
Lutron Electronics Co., Inc. | Finire | FDZ3RIXX****EU**XXRZD00MWFGXX | Light Emitting Diode | Inseparable Luminaire | Direct Wired | Direct Digital Controls | 49.8 | 2700 | -0.0008 | 98 | 93 | 355 | 0.98 | Ambient | 50000 |  |  | 55000 | 0.01 | 18 | 18 | 0 | 0 | 0 | 0 | 0 | 0 | 0.07 | 0.05 | 0.04 | 0.04 | 0 | 0 | 0.09 | 0.06 | 0.05 | 0.04 | 0.01 | 0.01 | True |  | Non Federally-Regulated | 01/27/2017 |  | 04/08/2019
Lutron Electronics Co., Inc. | Finire | FDZ3RIXX****EU**PLRZD00MWFGXX | Light Emitting Diode | Inseparable Luminaire | Direct Wired | Direct Digital Controls | 49.8 | 2700 | -0.0008 | 98 | 93 | 355 | 0.98 | Ambient | 50000 |  |  | 55000 | 0.01 | 18 | 18 | 0 | 0 | 0 | 0 | 0 | 0 | 0.07 | 0.05 | 0.04 | 0.04 | 0 | 0 | 0.09 | 0.06 | 0.05 | 0.04 | 0.01 | 0.01 | True |  | Non Federally-Regulated | 01/27/2017 |  | 04/08/2019
Lutron Electronics Co., Inc. | Finire | FDZ3RIXX****EU**TWRZD00MWFGXX | Light Emitting Diode | Inseparable Luminaire | Direct Wired | Direct Digital Controls | 49.8 | 2700 | -0.0008 | 98 | 93 | 355 | 0.98 | Ambient | 50000 |  |  | 55000 | 0.01 | 18 | 18 | 0 | 0 | 0 | 0 | 0 | 0 | 0.07 | 0.05 | 0.04 | 0.04 | 0 | 0 | 0.09 | 0.06 | 0.05 | 0.04 | 0.01 | 0.01 | True |  | Non Federally-Regulated | 01/27/2017 |  | 04/08/2019
Lutron Electronics Co., Inc. | Finire | FDT3SIXX****EU**XXSTD00**XXXX | Light Emitting Diode | Inseparable Luminaire | Direct Wired | Direct Digital Controls | 49.8 | 2700 | -0.0008 | 98 | 93 | 355 | 0.98 | Ambient | 50000 |  |  | 55000 | 0.01 | 18 | 18 | 0 | 0 | 0 | 0 | 0 | 0 | 0.07 | 0.05 | 0.04 | 0.04 | 0 | 0 | 0.09 | 0.06 | 0.05 | 0.04 | 0.01 | 0.01 | True |  | Non Federally-Regulated | 01/27/2017 |  | 04/08/2019
Lutron Electronics Co., Inc. | Finire | FDT3SIXX****EU**XXSTD00**SOXX | Light Emitting Diode | Inseparable Luminaire | Direct Wired | Direct Digital Controls | 49.8 | 2700 | -0.0008 | 98 | 93 | 355 | 0.98 | Ambient | 50000 |  |  | 55000 | 0.01 | 18 | 18 | 0 | 0 | 0 | 0 | 0 | 0 | 0.07 | 0.05 | 0.04 | 0.04 | 0 | 0 | 0.09 | 0.06 | 0.05 | 0.04 | 0.01 | 0.01 | True |  | Non Federally-Regulated | 01/27/2017 |  | 04/08/2019
Lutron Electronics Co., Inc. | Finire | FDT3SIXX****EU**PLSTD00**XXXX | Light Emitting Diode | Inseparable Luminaire | Direct Wired | Direct Digital Controls | 49.8 | 2700 | -0.0008 | 98 | 93 | 355 | 0.98 | Ambient | 50000 |  |  | 55000 | 0.01 | 18 | 18 | 0 | 0 | 0 | 0 | 0 | 0 | 0.07 | 0.05 | 0.04 | 0.04 | 0 | 0 | 0.09 | 0.06 | 0.05 | 0.04 | 0.01 | 0.01 | True |  | Non Federally-Regulated | 01/27/2017 |  | 04/08/2019
Lutron Electronics Co., Inc. | Finire | FDT3SIXX****EU**PLSTD00**SOXX | Light Emitting Diode | Inseparable Luminaire | Direct Wired | Direct Digital Controls | 49.8 | 2700 | -0.0008 | 98 | 93 | 355 | 0.98 | Ambient | 50000 |  |  | 55000 | 0.01 | 18 | 18 | 0 | 0 | 0 | 0 | 0 | 0 | 0.07 | 0.05 | 0.04 | 0.04 | 0 | 0 | 0.09 | 0.06 | 0.05 | 0.04 | 0.01 | 0.01 | True |  | Non Federally-Regulated | 01/27/2017 |  | 04/08/2019
Lutron Electronics Co., Inc. | Finire | FDT3SIXX****EU**TWSTD00**XXXX | Light Emitting Diode | Inseparable Luminaire | Direct Wired | Direct Digital Controls | 49.8 | 2700 | -0.0008 | 98 | 93 | 355 | 0.98 | Ambient | 50000 |  |  | 55000 | 0.01 | 18 | 18 | 0 | 0 | 0 | 0 | 0 | 0 | 0.07 | 0.05 | 0.04 | 0.04 | 0 | 0 | 0.09 | 0.06 | 0.05 | 0.04 | 0.01 | 0.01 | True |  | Non Federally-Regulated | 01/27/2017 |  | 04/08/2019
Lutron Electronics Co., Inc. | Finire | FDT3SIXX****EU**TWSTD00**SOXX | Light Emitting Diode | Inseparable Luminaire | Direct Wired | Direct Digital Controls | 49.8 | 2700 | -0.0008 | 98 | 93 | 355 | 0.98 | Ambient | 50000 |  |  | 55000 | 0.01 | 18 | 18 | 0 | 0 | 0 | 0 | 0 | 0 | 0.07 | 0.05 | 0.04 | 0.04 | 0 | 0 | 0.09 | 0.06 | 0.05 | 0.04 | 0.01 | 0.01 | True |  | Non Federally-Regulated | 01/27/2017 |  | 04/08/2019
Lutron Electronics Co., Inc. | Finire | FDT3SIXX****EU**XXSTD00MWFGXX | Light Emitting Diode | Inseparable Luminaire | Direct Wired | Direct Digital Controls | 49.8 | 2700 | -0.0008 | 98 | 93 | 355 | 0.98 | Ambient | 50000 |  |  | 55000 | 0.01 | 18 | 18 | 0 | 0 | 0 | 0 | 0 | 0 | 0.07 | 0.05 | 0.04 | 0.04 | 0 | 0 | 0.09 | 0.06 | 0.05 | 0.04 | 0.01 | 0.01 | True |  | Non Federally-Regulated | 01/27/2017 |  | 04/08/2019
Lutron Electronics Co., Inc. | Finire | FDT3SIXX****EU**PLSTD00MWFGXX | Light Emitting Diode | Inseparable Luminaire | Direct Wired | Direct Digital Controls | 49.8 | 2700 | -0.0008 | 98 | 93 | 355 | 0.98 | Ambient | 50000 |  |  | 55000 | 0.01 | 18 | 18 | 0 | 0 | 0 | 0 | 0 | 0 | 0.07 | 0.05 | 0.04 | 0.04 | 0 | 0 | 0.09 | 0.06 | 0.05 | 0.04 | 0.01 | 0.01 | True |  | Non Federally-Regulated | 01/27/2017 |  | 04/08/2019
Lutron Electronics Co., Inc. | Finire | FDT3SIXX****EU**TWSTD00MWFGXX | Light Emitting Diode | Inseparable Luminaire | Direct Wired | Direct Digital Controls | 49.8 | 2700 | -0.0008 | 98 | 93 | 355 | 0.98 | Ambient | 50000 |  |  | 55000 | 0.01 | 18 | 18 | 0 | 0 | 0 | 0 | 0 | 0 | 0.07 | 0.05 | 0.04 | 0.04 | 0 | 0 | 0.09 | 0.06 | 0.05 | 0.04 | 0.01 | 0.01 | True |  | Non Federally-Regulated | 01/27/2017 |  | 04/08/2019
Lutron Electronics Co., Inc. | Finire | FDZ3SIXX****EU**XXSZD00**XXXX | Light Emitting Diode | Inseparable Luminaire | Direct Wired | Direct Digital Controls | 49.8 | 2700 | -0.0008 | 98 | 93 | 355 | 0.98 | Ambient | 50000 |  |  | 55000 | 0.01 | 18 | 18 | 0 | 0 | 0 | 0 | 0 | 0 | 0.07 | 0.05 | 0.04 | 0.04 | 0 | 0 | 0.09 | 0.06 | 0.05 | 0.04 | 0.01 | 0.01 | True |  | Non Federally-Regulated | 01/27/2017 |  | 04/08/2019
Lutron Electronics Co., Inc. | Finire | FDZ3SIXX****EU**XXSZD00**SOXX | Light Emitting Diode | Inseparable Luminaire | Direct Wired | Direct Digital Controls | 49.8 | 2700 | -0.0008 | 98 | 93 | 355 | 0.98 | Ambient | 50000 |  |  | 55000 | 0.01 | 18 | 18 | 0 | 0 | 0 | 0 | 0 | 0 | 0.07 | 0.05 | 0.04 | 0.04 | 0 | 0 | 0.09 | 0.06 | 0.05 | 0.04 | 0.01 | 0.01 | True |  | Non Federally-Regulated | 01/27/2017 |  | 04/08/2019
Lutron Electronics Co., Inc. | Finire | FDZ3SIXX****EU**PLSZD00**XXXX | Light Emitting Diode | Inseparable Luminaire | Direct Wired | Direct Digital Controls | 49.8 | 2700 | -0.0008 | 98 | 93 | 355 | 0.98 | Ambient | 50000 |  |  | 55000 | 0.01 | 18 | 18 | 0 | 0 | 0 | 0 | 0 | 0 | 0.07 | 0.05 | 0.04 | 0.04 | 0 | 0 | 0.09 | 0.06 | 0.05 | 0.04 | 0.01 | 0.01 | True |  | Non Federally-Regulated | 01/27/2017 |  | 04/08/2019
Lutron Electronics Co., Inc. | Finire | FDZ3SIXX****EU**PLSZD00**SOXX | Light Emitting Diode | Inseparable Luminaire | Direct Wired | Direct Digital Controls | 49.8 | 2700 | -0.0008 | 98 | 93 | 355 | 0.98 | Ambient | 50000 |  |  | 55000 | 0.01 | 18 | 18 | 0 | 0 | 0 | 0 | 0 | 0 | 0.07 | 0.05 | 0.04 | 0.04 | 0 | 0 | 0.09 | 0.06 | 0.05 | 0.04 | 0.01 | 0.01 | True |  | Non Federally-Regulated | 01/27/2017 |  | 04/08/2019
Lutron Electronics Co., Inc. | Finire | FDZ3SIXX****EU**TWSZD00**XXXX | Light Emitting Diode | Inseparable Luminaire | Direct Wired | Direct Digital Controls | 49.8 | 2700 | -0.0008 | 98 | 93 | 355 | 0.98 | Ambient | 50000 |  |  | 55000 | 0.01 | 18 | 18 | 0 | 0 | 0 | 0 | 0 | 0 | 0.07 | 0.05 | 0.04 | 0.04 | 0 | 0 | 0.09 | 0.06 | 0.05 | 0.04 | 0.01 | 0.01 | True |  | Non Federally-Regulated | 01/27/2017 |  | 04/08/2019
Lutron Electronics Co., Inc. | Finire | FDZ3SIXX****EU**TWSZD00**SOXX | Light Emitting Diode | Inseparable Luminaire | Direct Wired | Direct Digital Controls | 49.8 | 2700 | -0.0008 | 98 | 93 | 355 | 0.98 | Ambient | 50000 |  |  | 55000 | 0.01 | 18 | 18 | 0 | 0 | 0 | 0 | 0 | 0 | 0.07 | 0.05 | 0.04 | 0.04 | 0 | 0 | 0.09 | 0.06 | 0.05 | 0.04 | 0.01 | 0.01 | True |  | Non Federally-Regulated | 01/27/2017 |  | 04/08/2019
Lutron Electronics Co., Inc. | Finire | FDZ3SIXX****EU**XXSZD00MWFGXX | Light Emitting Diode | Inseparable Luminaire | Direct Wired | Direct Digital Controls | 49.8 | 2700 | -0.0008 | 98 | 93 | 355 | 0.98 | Ambient | 50000 |  |  | 55000 | 0.01 | 18 | 18 | 0 | 0 | 0 | 0 | 0 | 0 | 0.07 | 0.05 | 0.04 | 0.04 | 0 | 0 | 0.09 | 0.06 | 0.05 | 0.04 | 0.01 | 0.01 | True |  | Non Federally-Regulated | 01/27/2017 |  | 04/08/2019
Lutron Electronics Co., Inc. | Finire | FDZ3SIXX****EU**PLSZD00MWFGXX | Light Emitting Diode | Inseparable Luminaire | Direct Wired | Direct Digital Controls | 49.8 | 2700 | -0.0008 | 98 | 93 | 355 | 0.98 | Ambient | 50000 |  |  | 55000 | 0.01 | 18 | 18 | 0 | 0 | 0 | 0 | 0 | 0 | 0.07 | 0.05 | 0.04 | 0.04 | 0 | 0 | 0.09 | 0.06 | 0.05 | 0.04 | 0.01 | 0.01 | True |  | Non Federally-Regulated | 01/27/2017 |  | 04/08/2019
Lutron Electronics Co., Inc. | Finire | FDZ3SIXX****EU**TWSZD00MWFGXX | Light Emitting Diode | Inseparable Luminaire | Direct Wired | Direct Digital Controls | 49.8 | 2700 | -0.0008 | 98 | 93 | 355 | 0.98 | Ambient | 50000 |  |  | 55000 | 0.01 | 18 | 18 | 0 | 0 | 0 | 0 | 0 | 0 | 0.07 | 0.05 | 0.04 | 0.04 | 0 | 0 | 0.09 | 0.06 | 0.05 | 0.04 | 0.01 | 0.01 | True |  | Non Federally-Regulated | 01/27/2017 |  | 04/08/2019
Lutron Electronics Co., Inc. | Finire | FDT3SIHO****EU**XXSTD00****XX | Light Emitting Diode | Inseparable Luminaire | Direct Wired | Direct Digital Controls | 46.6 | 2700 | -0.0009 | 97 | 96 | 389 | 0.98 | Ambient | 50000 |  |  | 55000 | 0.01 | 18 | 18 | 0.14 | 0.12 | 0.1 | 0.1 | 0.06 | 0.03 | 0.15 | 0.12 | 0.08 | 0.07 | 0.03 | 0.01 | 0.07 | 0.05 | 0.05 | 0.04 | 0.01 | 0 | True |  | Non Federally-Regulated | 01/27/2017 |  | 04/08/2019
Lutron Electronics Co., Inc. | Finire | FDT3SIHO****EU**PLSTD00****XX | Light Emitting Diode | Inseparable Luminaire | Direct Wired | Direct Digital Controls | 46.6 | 2700 | -0.0009 | 97 | 96 | 389 | 0.98 | Ambient | 50000 |  |  | 55000 | 0.01 | 18 | 18 | 0.14 | 0.12 | 0.1 | 0.1 | 0.06 | 0.03 | 0.15 | 0.12 | 0.08 | 0.07 | 0.03 | 0.01 | 0.07 | 0.05 | 0.05 | 0.04 | 0.01 | 0 | True |  | Non Federally-Regulated | 01/27/2017 |  | 04/08/2019
Lutron Electronics Co., Inc. | Finire | FDT3SIHO****EU**TWSTD00****XX | Light Emitting Diode | Inseparable Luminaire | Direct Wired | Direct Digital Controls | 46.6 | 2700 | -0.0009 | 97 | 96 | 389 | 0.98 | Ambient | 50000 |  |  | 55000 | 0.01 | 18 | 18 | 0.14 | 0.12 | 0.1 | 0.1 | 0.06 | 0.03 | 0.15 | 0.12 | 0.08 | 0.07 | 0.03 | 0.01 | 0.07 | 0.05 | 0.05 | 0.04 | 0.01 | 0 | True |  | Non Federally-Regulated | 01/27/2017 |  | 04/08/2019
Lutron Electronics Co., Inc. | Finire | FDZ3SIHO****EU**XXSZD00****XX | Light Emitting Diode | Inseparable Luminaire | Direct Wired | Direct Digital Controls | 46.6 | 2700 | -0.0009 | 97 | 96 | 389 | 0.98 | Ambient | 50000 |  |  | 55000 | 0.01 | 18 | 18 | 0.14 | 0.12 | 0.1 | 0.1 | 0.06 | 0.03 | 0.15 | 0.12 | 0.08 | 0.07 | 0.03 | 0.01 | 0.07 | 0.05 | 0.05 | 0.04 | 0.01 | 0 | True |  | Non Federally-Regulated | 01/27/2017 |  | 04/08/2019
Lutron Electronics Co., Inc. | Finire | FDZ3SIHO****EU**PLSZD00****XX | Light Emitting Diode | Inseparable Luminaire | Direct Wired | Direct Digital Controls | 46.6 | 2700 | -0.0009 | 97 | 96 | 389 | 0.98 | Ambient | 50000 |  |  | 55000 | 0.01 | 18 | 18 | 0.14 | 0.12 | 0.1 | 0.1 | 0.06 | 0.03 | 0.15 | 0.12 | 0.08 | 0.07 | 0.03 | 0.01 | 0.07 | 0.05 | 0.05 | 0.04 | 0.01 | 0 | True |  | Non Federally-Regulated | 01/27/2017 |  | 04/08/2019
Lutron Electronics Co., Inc. | Finire | FDZ3SIHO****EU**TWSZD00****XX | Light Emitting Diode | Inseparable Luminaire | Direct Wired | Direct Digital Controls | 46.6 | 2700 | -0.0009 | 97 | 96 | 389 | 0.98 | Ambient | 50000 |  |  | 55000 | 0.01 | 18 | 18 | 0.14 | 0.12 | 0.1 | 0.1 | 0.06 | 0.03 | 0.15 | 0.12 | 0.08 | 0.07 | 0.03 | 0.01 | 0.07 | 0.05 | 0.05 | 0.04 | 0.01 | 0 | True |  | Non Federally-Regulated | 01/27/2017 |  | 04/08/2019
Lutron Electronics Co., Inc. | Finire | FDT3RIHO****EU**XXRTD00****XX | Light Emitting Diode | Inseparable Luminaire | Direct Wired | Direct Digital Controls | 46.6 | 2700 | -0.0009 | 97 | 96 | 389 | 0.98 | Ambient | 50000 |  |  | 55000 | 0.01 | 18 | 18 | 0.14 | 0.12 | 0.1 | 0.1 | 0.06 | 0.03 | 0.15 | 0.12 | 0.08 | 0.07 | 0.03 | 0.01 | 0.07 | 0.05 | 0.05 | 0.04 | 0.01 | 0 | True |  | Non Federally-Regulated | 01/27/2017 |  | 04/08/2019
Lutron Electronics Co., Inc. | Finire | FDT3RIHO****EU**PLRTD00****XX | Light Emitting Diode | Inseparable Luminaire | Direct Wired | Direct Digital Controls | 46.6 | 2700 | -0.0009 | 97 | 96 | 389 | 0.98 | Ambient | 50000 |  |  | 55000 | 0.01 | 18 | 18 | 0.14 | 0.12 | 0.1 | 0.1 | 0.06 | 0.03 | 0.15 | 0.12 | 0.08 | 0.07 | 0.03 | 0.01 | 0.07 | 0.05 | 0.05 | 0.04 | 0.01 | 0 | True |  | Non Federally-Regulated | 01/27/2017 |  | 04/08/2019
Lutron Electronics Co., Inc. | Finire | FDT3RIHO****EU**TWRTD00****XX | Light Emitting Diode | Inseparable Luminaire | Direct Wired | Direct Digital Controls | 46.6 | 2700 | -0.0009 | 97 | 96 | 389 | 0.98 | Ambient | 50000 |  |  | 55000 | 0.01 | 18 | 18 | 0.14 | 0.12 | 0.1 | 0.1 | 0.06 | 0.03 | 0.15 | 0.12 | 0.08 | 0.07 | 0.03 | 0.01 | 0.07 | 0.05 | 0.05 | 0.04 | 0.01 | 0 | True |  | Non Federally-Regulated | 01/27/2017 |  | 04/08/2019
Lutron Electronics Co., Inc. | Finire | FDZ3RIHO****EU**XXRZD00****XX | Light Emitting Diode | Inseparable Luminaire | Direct Wired | Direct Digital Controls | 46.6 | 2700 | -0.0009 | 97 | 96 | 389 | 0.98 | Ambient | 50000 |  |  | 55000 | 0.01 | 18 | 18 | 0.14 | 0.12 | 0.1 | 0.1 | 0.06 | 0.03 | 0.15 | 0.12 | 0.08 | 0.07 | 0.03 | 0.01 | 0.07 | 0.05 | 0.05 | 0.04 | 0.01 | 0 | True |  | Non Federally-Regulated | 01/27/2017 |  | 04/08/2019
Lutron Electronics Co., Inc. | Finire | FDZ3RIHO****EU**PLRZD00****XX | Light Emitting Diode | Inseparable Luminaire | Direct Wired | Direct Digital Controls | 46.6 | 2700 | -0.0009 | 97 | 96 | 389 | 0.98 | Ambient | 50000 |  |  | 55000 | 0.01 | 18 | 18 | 0.14 | 0.12 | 0.1 | 0.1 | 0.06 | 0.03 | 0.15 | 0.12 | 0.08 | 0.07 | 0.03 | 0.01 | 0.07 | 0.05 | 0.05 | 0.04 | 0.01 | 0 | True |  | Non Federally-Regulated | 01/27/2017 |  | 04/08/2019
Lutron Electronics Co., Inc. | Finire | FDZ3RIHO****EU**TWRZD00****XX | Light Emitting Diode | Inseparable Luminaire | Direct Wired | Direct Digital Controls | 46.6 | 2700 | -0.0009 | 97 | 96 | 389 | 0.98 | Ambient | 50000 |  |  | 55000 | 0.01 | 18 | 18 | 0.14 | 0.12 | 0.1 | 0.1 | 0.06 | 0.03 | 0.15 | 0.12 | 0.08 | 0.07 | 0.03 | 0.01 | 0.07 | 0.05 | 0.05 | 0.04 | 0.01 | 0 | True |  | Non Federally-Regulated | 01/27/2017 |  | 04/08/2019
Lutron Electronics Co., Inc. | Finire | FAT3RIHO****EU**XXRTA00**XXXX | Light Emitting Diode | Inseparable Luminaire | Direct Wired | Direct Digital Controls | 52.6 | 2700 | 0.0005 | 97 | 94 | 347 | 0.99 | Ambient | 50000 |  |  | 55000 | 0.01 | 18 | 18 | 0.11 | 0.09 | 0.09 | 0.11 | 0.09 | 0.04 | 0.09 | 0.07 | 0.06 | 0.06 | 0.05 | 0.02 | 0.06 | 0.05 | 0.04 | 0.04 | 0.01 | 0 | True |  | Non Federally-Regulated | 02/15/2017 |  | 04/08/2019
Lutron Electronics Co., Inc. | Finire | FAT3RIHO****EU**XXRTA00**SOXX | Light Emitting Diode | Inseparable Luminaire | Direct Wired | Direct Digital Controls | 52.6 | 2700 | 0.0005 | 97 | 94 | 347 | 0.99 | Ambient | 50000 |  |  | 55000 | 0.01 | 18 | 18 | 0.11 | 0.09 | 0.09 | 0.11 | 0.09 | 0.04 | 0.09 | 0.07 | 0.06 | 0.06 | 0.05 | 0.02 | 0.06 | 0.05 | 0.04 | 0.04 | 0.01 | 0 | True |  | Non Federally-Regulated | 02/15/2017 |  | 04/08/2019
Lutron Electronics Co., Inc. | Finire | FAT3RIHO****EU**PLRTA00**XXXX | Light Emitting Diode | Inseparable Luminaire | Direct Wired | Direct Digital Controls | 52.6 | 2700 | 0.0005 | 97 | 94 | 347 | 0.99 | Ambient | 50000 |  |  | 55000 | 0.01 | 18 | 18 | 0.11 | 0.09 | 0.09 | 0.11 | 0.09 | 0.04 | 0.09 | 0.07 | 0.06 | 0.06 | 0.05 | 0.02 | 0.06 | 0.05 | 0.04 | 0.04 | 0.01 | 0 | True |  | Non Federally-Regulated | 02/15/2017 |  | 04/08/2019
Lutron Electronics Co., Inc. | Finire | FAT3RIHO****EU**PLRTA00**SOXX | Light Emitting Diode | Inseparable Luminaire | Direct Wired | Direct Digital Controls | 52.6 | 2700 | 0.0005 | 97 | 94 | 347 | 0.99 | Ambient | 50000 |  |  | 55000 | 0.01 | 18 | 18 | 0.11 | 0.09 | 0.09 | 0.11 | 0.09 | 0.04 | 0.09 | 0.07 | 0.06 | 0.06 | 0.05 | 0.02 | 0.06 | 0.05 | 0.04 | 0.04 | 0.01 | 0 | True |  | Non Federally-Regulated | 02/15/2017 |  | 04/08/2019
Lutron Electronics Co., Inc. | Finire | FAT3RIHO****EU**TWRTA00**XXXX | Light Emitting Diode | Inseparable Luminaire | Direct Wired | Direct Digital Controls | 52.6 | 2700 | 0.0005 | 97 | 94 | 347 | 0.99 | Ambient | 50000 |  |  | 55000 | 0.01 | 18 | 18 | 0.11 | 0.09 | 0.09 | 0.11 | 0.09 | 0.04 | 0.09 | 0.07 | 0.06 | 0.06 | 0.05 | 0.02 | 0.06 | 0.05 | 0.04 | 0.04 | 0.01 | 0 | True |  | Non Federally-Regulated | 02/15/2017 |  | 04/08/2019
Lutron Electronics Co., Inc. | Finire | FAT3RIHO****EU**TWRTA00**SOXX | Light Emitting Diode | Inseparable Luminaire | Direct Wired | Direct Digital Controls | 52.6 | 2700 | 0.0005 | 97 | 94 | 347 | 0.99 | Ambient | 50000 |  |  | 55000 | 0.01 | 18 | 18 | 0.11 | 0.09 | 0.09 | 0.11 | 0.09 | 0.04 | 0.09 | 0.07 | 0.06 | 0.06 | 0.05 | 0.02 | 0.06 | 0.05 | 0.04 | 0.04 | 0.01 | 0 | True |  | Non Federally-Regulated | 02/15/2017 |  | 04/08/2019
Lutron Electronics Co., Inc. | Finire | FIT3RIHO****EU**XXRTA00**XXXX | Light Emitting Diode | Inseparable Luminaire | Direct Wired | Direct Digital Controls | 52.6 | 2700 | 0.0005 | 97 | 94 | 347 | 0.99 | Ambient | 50000 |  |  | 55000 | 0.01 | 18 | 18 | 0.11 | 0.09 | 0.09 | 0.11 | 0.09 | 0.04 | 0.09 | 0.07 | 0.06 | 0.06 | 0.05 | 0.02 | 0.06 | 0.05 | 0.04 | 0.04 | 0.01 | 0 | True |  | Non Federally-Regulated | 02/15/2017 |  | 04/08/2019
Lutron Electronics Co., Inc. | Finire | FIT3RIHO****EU**XXRTA00**SOXX | Light Emitting Diode | Inseparable Luminaire | Direct Wired | Direct Digital Controls | 52.6 | 2700 | 0.0005 | 97 | 94 | 347 | 0.99 | Ambient | 50000 |  |  | 55000 | 0.01 | 18 | 18 | 0.11 | 0.09 | 0.09 | 0.11 | 0.09 | 0.04 | 0.09 | 0.07 | 0.06 | 0.06 | 0.05 | 0.02 | 0.06 | 0.05 | 0.04 | 0.04 | 0.01 | 0 | True |  | Non Federally-Regulated | 02/15/2017 |  | 04/08/2019
Lutron Electronics Co., Inc. | Finire | FIT3RIHO****EU**PLRTA00**XXXX | Light Emitting Diode | Inseparable Luminaire | Direct Wired | Direct Digital Controls | 52.6 | 2700 | 0.0005 | 97 | 94 | 347 | 0.99 | Ambient | 50000 |  |  | 55000 | 0.01 | 18 | 18 | 0.11 | 0.09 | 0.09 | 0.11 | 0.09 | 0.04 | 0.09 | 0.07 | 0.06 | 0.06 | 0.05 | 0.02 | 0.06 | 0.05 | 0.04 | 0.04 | 0.01 | 0 | True |  | Non Federally-Regulated | 02/15/2017 |  | 04/08/2019
Lutron Electronics Co., Inc. | Finire | FIT3RIHO****EU**PLRTA00**SOXX | Light Emitting Diode | Inseparable Luminaire | Direct Wired | Direct Digital Controls | 52.6 | 2700 | 0.0005 | 97 | 94 | 347 | 0.99 | Ambient | 50000 |  |  | 55000 | 0.01 | 18 | 18 | 0.11 | 0.09 | 0.09 | 0.11 | 0.09 | 0.04 | 0.09 | 0.07 | 0.06 | 0.06 | 0.05 | 0.02 | 0.06 | 0.05 | 0.04 | 0.04 | 0.01 | 0 | True |  | Non Federally-Regulated | 02/15/2017 |  | 04/08/2019
Lutron Electronics Co., Inc. | Finire | FIT3RIHO****EU**TWRTA00**XXXX | Light Emitting Diode | Inseparable Luminaire | Direct Wired | Direct Digital Controls | 52.6 | 2700 | 0.0005 | 97 | 94 | 347 | 0.99 | Ambient | 50000 |  |  | 55000 | 0.01 | 18 | 18 | 0.11 | 0.09 | 0.09 | 0.11 | 0.09 | 0.04 | 0.09 | 0.07 | 0.06 | 0.06 | 0.05 | 0.02 | 0.06 | 0.05 | 0.04 | 0.04 | 0.01 | 0 | True |  | Non Federally-Regulated | 02/15/2017 |  | 04/08/2019
Lutron Electronics Co., Inc. | Finire | FIT3RIHO****EU**TWRTA00**SOXX | Light Emitting Diode | Inseparable Luminaire | Direct Wired | Direct Digital Controls | 52.6 | 2700 | 0.0005 | 97 | 94 | 347 | 0.99 | Ambient | 50000 |  |  | 55000 | 0.01 | 18 | 18 | 0.11 | 0.09 | 0.09 | 0.11 | 0.09 | 0.04 | 0.09 | 0.07 | 0.06 | 0.06 | 0.05 | 0.02 | 0.06 | 0.05 | 0.04 | 0.04 | 0.01 | 0 | True |  | Non Federally-Regulated | 02/15/2017 |  | 04/08/2019
Lutron Electronics Co., Inc. | Finire | FAZ3RIHO****EU**XXRZA00**XXXX | Light Emitting Diode | Inseparable Luminaire | Direct Wired | Direct Digital Controls | 52.6 | 2700 | 0.0005 | 97 | 94 | 347 | 0.99 | Ambient | 50000 |  |  | 55000 | 0.01 | 18 | 18 | 0.11 | 0.09 | 0.09 | 0.11 | 0.09 | 0.04 | 0.09 | 0.07 | 0.06 | 0.06 | 0.05 | 0.02 | 0.06 | 0.05 | 0.04 | 0.04 | 0.01 | 0 | True |  | Non Federally-Regulated | 02/15/2017 |  | 04/08/2019
Lutron Electronics Co., Inc. | Finire | FAZ3RIHO****EU**XXRZA00**SOXX | Light Emitting Diode | Inseparable Luminaire | Direct Wired | Direct Digital Controls | 52.6 | 2700 | 0.0005 | 97 | 94 | 347 | 0.99 | Ambient | 50000 |  |  | 55000 | 0.01 | 18 | 18 | 0.11 | 0.09 | 0.09 | 0.11 | 0.09 | 0.04 | 0.09 | 0.07 | 0.06 | 0.06 | 0.05 | 0.02 | 0.06 | 0.05 | 0.04 | 0.04 | 0.01 | 0 | True |  | Non Federally-Regulated | 02/15/2017 |  | 04/08/2019
Lutron Electronics Co., Inc. | Finire | FAZ3RIHO****EU**PLRZA00**XXXX | Light Emitting Diode | Inseparable Luminaire | Direct Wired | Direct Digital Controls | 52.6 | 2700 | 0.0005 | 97 | 94 | 347 | 0.99 | Ambient | 50000 |  |  | 55000 | 0.01 | 18 | 18 | 0.11 | 0.09 | 0.09 | 0.11 | 0.09 | 0.04 | 0.09 | 0.07 | 0.06 | 0.06 | 0.05 | 0.02 | 0.06 | 0.05 | 0.04 | 0.04 | 0.01 | 0 | True |  | Non Federally-Regulated | 02/15/2017 |  | 04/08/2019
Lutron Electronics Co., Inc. | Finire | FAZ3RIHO****EU**PLRZA00**SOXX | Light Emitting Diode | Inseparable Luminaire | Direct Wired | Direct Digital Controls | 52.6 | 2700 | 0.0005 | 97 | 94 | 347 | 0.99 | Ambient | 50000 |  |  | 55000 | 0.01 | 18 | 18 | 0.11 | 0.09 | 0.09 | 0.11 | 0.09 | 0.04 | 0.09 | 0.07 | 0.06 | 0.06 | 0.05 | 0.02 | 0.06 | 0.05 | 0.04 | 0.04 | 0.01 | 0 | True |  | Non Federally-Regulated | 02/15/2017 |  | 04/08/2019
Lutron Electronics Co., Inc. | Finire | FAZ3RIHO****EU**TWRZA00**XXXX | Light Emitting Diode | Inseparable Luminaire | Direct Wired | Direct Digital Controls | 52.6 | 2700 | 0.0005 | 97 | 94 | 347 | 0.99 | Ambient | 50000 |  |  | 55000 | 0.01 | 18 | 18 | 0.11 | 0.09 | 0.09 | 0.11 | 0.09 | 0.04 | 0.09 | 0.07 | 0.06 | 0.06 | 0.05 | 0.02 | 0.06 | 0.05 | 0.04 | 0.04 | 0.01 | 0 | True |  | Non Federally-Regulated | 02/15/2017 |  | 04/08/2019
Lutron Electronics Co., Inc. | Finire | FAZ3RIHO****EU**TWRZA00**SOXX | Light Emitting Diode | Inseparable Luminaire | Direct Wired | Direct Digital Controls | 52.6 | 2700 | 0.0005 | 97 | 94 | 347 | 0.99 | Ambient | 50000 |  |  | 55000 | 0.01 | 18 | 18 | 0.11 | 0.09 | 0.09 | 0.11 | 0.09 | 0.04 | 0.09 | 0.07 | 0.06 | 0.06 | 0.05 | 0.02 | 0.06 | 0.05 | 0.04 | 0.04 | 0.01 | 0 | True |  | Non Federally-Regulated | 02/15/2017 |  | 04/08/2019
Lutron Electronics Co., Inc. | Finire | FIZ3RIHO****EU**XXRZA00**XXXX | Light Emitting Diode | Inseparable Luminaire | Direct Wired | Direct Digital Controls | 52.6 | 2700 | 0.0005 | 97 | 94 | 347 | 0.99 | Ambient | 50000 |  |  | 55000 | 0.01 | 18 | 18 | 0.11 | 0.09 | 0.09 | 0.11 | 0.09 | 0.04 | 0.09 | 0.07 | 0.06 | 0.06 | 0.05 | 0.02 | 0.06 | 0.05 | 0.04 | 0.04 | 0.01 | 0 | True |  | Non Federally-Regulated | 02/15/2017 |  | 04/08/2019
Lutron Electronics Co., Inc. | Finire | FIZ3RIHO****EU**XXRZA00**SOXX | Light Emitting Diode | Inseparable Luminaire | Direct Wired | Direct Digital Controls | 52.6 | 2700 | 0.0005 | 97 | 94 | 347 | 0.99 | Ambient | 50000 |  |  | 55000 | 0.01 | 18 | 18 | 0.11 | 0.09 | 0.09 | 0.11 | 0.09 | 0.04 | 0.09 | 0.07 | 0.06 | 0.06 | 0.05 | 0.02 | 0.06 | 0.05 | 0.04 | 0.04 | 0.01 | 0 | True |  | Non Federally-Regulated | 02/15/2017 |  | 04/08/2019
Lutron Electronics Co., Inc. | Finire | FIZ3RIHO****EU**PLRZA00**XXXX | Light Emitting Diode | Inseparable Luminaire | Direct Wired | Direct Digital Controls | 52.6 | 2700 | 0.0005 | 97 | 94 | 347 | 0.99 | Ambient | 50000 |  |  | 55000 | 0.01 | 18 | 18 | 0.11 | 0.09 | 0.09 | 0.11 | 0.09 | 0.04 | 0.09 | 0.07 | 0.06 | 0.06 | 0.05 | 0.02 | 0.06 | 0.05 | 0.04 | 0.04 | 0.01 | 0 | True |  | Non Federally-Regulated | 02/15/2017 |  | 04/08/2019
Lutron Electronics Co., Inc. | Finire | FIZ3RIHO****EU**PLRZA00**SOXX | Light Emitting Diode | Inseparable Luminaire | Direct Wired | Direct Digital Controls | 52.6 | 2700 | 0.0005 | 97 | 94 | 347 | 0.99 | Ambient | 50000 |  |  | 55000 | 0.01 | 18 | 18 | 0.11 | 0.09 | 0.09 | 0.11 | 0.09 | 0.04 | 0.09 | 0.07 | 0.06 | 0.06 | 0.05 | 0.02 | 0.06 | 0.05 | 0.04 | 0.04 | 0.01 | 0 | True |  | Non Federally-Regulated | 02/15/2017 |  | 04/08/2019
Lutron Electronics Co., Inc. | Finire | FIZ3RIHO****EU**TWRZA00**XXXX | Light Emitting Diode | Inseparable Luminaire | Direct Wired | Direct Digital Controls | 52.6 | 2700 | 0.0005 | 97 | 94 | 347 | 0.99 | Ambient | 50000 |  |  | 55000 | 0.01 | 18 | 18 | 0.11 | 0.09 | 0.09 | 0.11 | 0.09 | 0.04 | 0.09 | 0.07 | 0.06 | 0.06 | 0.05 | 0.02 | 0.06 | 0.05 | 0.04 | 0.04 | 0.01 | 0 | True |  | Non Federally-Regulated | 02/15/2017 |  | 04/08/2019
Lutron Electronics Co., Inc. | Finire | FIZ3RIHO****EU**TWRZA00**SOXX | Light Emitting Diode | Inseparable Luminaire | Direct Wired | Direct Digital Controls | 52.6 | 2700 | 0.0005 | 97 | 94 | 347 | 0.99 | Ambient | 50000 |  |  | 55000 | 0.01 | 18 | 18 | 0.11 | 0.09 | 0.09 | 0.11 | 0.09 | 0.04 | 0.09 | 0.07 | 0.06 | 0.06 | 0.05 | 0.02 | 0.06 | 0.05 | 0.04 | 0.04 | 0.01 | 0 | True |  | Non Federally-Regulated | 02/15/2017 |  | 04/08/2019
Lutron Electronics Co., Inc. | Finire | FAT3SIHO****EU**XXSTA00**XXXX | Light Emitting Diode | Inseparable Luminaire | Direct Wired | Direct Digital Controls | 52.6 | 2700 | 0.0005 | 97 | 94 | 347 | 0.99 | Ambient | 50000 |  |  | 55000 | 0.01 | 18 | 18 | 0.11 | 0.09 | 0.09 | 0.11 | 0.09 | 0.04 | 0.09 | 0.07 | 0.06 | 0.06 | 0.05 | 0.02 | 0.06 | 0.05 | 0.04 | 0.04 | 0.01 | 0 | True |  | Non Federally-Regulated | 02/15/2017 |  | 04/08/2019
Lutron Electronics Co., Inc. | Finire | FAT3SIHO****EU**XXSTA00**SOXX | Light Emitting Diode | Inseparable Luminaire | Direct Wired | Direct Digital Controls | 52.6 | 2700 | 0.0005 | 97 | 94 | 347 | 0.99 | Ambient | 50000 |  |  | 55000 | 0.01 | 18 | 18 | 0.11 | 0.09 | 0.09 | 0.11 | 0.09 | 0.04 | 0.09 | 0.07 | 0.06 | 0.06 | 0.05 | 0.02 | 0.06 | 0.05 | 0.04 | 0.04 | 0.01 | 0 | True |  | Non Federally-Regulated | 02/15/2017 |  | 04/08/2019
Lutron Electronics Co., Inc. | Finire | FAT3SIHO****EU**PLSTA00**XXXX | Light Emitting Diode | Inseparable Luminaire | Direct Wired | Direct Digital Controls | 52.6 | 2700 | 0.0005 | 97 | 94 | 347 | 0.99 | Ambient | 50000 |  |  | 55000 | 0.01 | 18 | 18 | 0.11 | 0.09 | 0.09 | 0.11 | 0.09 | 0.04 | 0.09 | 0.07 | 0.06 | 0.06 | 0.05 | 0.02 | 0.06 | 0.05 | 0.04 | 0.04 | 0.01 | 0 | True |  | Non Federally-Regulated | 02/15/2017 |  | 04/08/2019
Lutron Electronics Co., Inc. | Finire | FAT3SIHO****EU**PLSTA00**SOXX | Light Emitting Diode | Inseparable Luminaire | Direct Wired | Direct Digital Controls | 52.6 | 2700 | 0.0005 | 97 | 94 | 347 | 0.99 | Ambient | 50000 |  |  | 55000 | 0.01 | 18 | 18 | 0.11 | 0.09 | 0.09 | 0.11 | 0.09 | 0.04 | 0.09 | 0.07 | 0.06 | 0.06 | 0.05 | 0.02 | 0.06 | 0.05 | 0.04 | 0.04 | 0.01 | 0 | True |  | Non Federally-Regulated | 02/15/2017 |  | 04/08/2019
Lutron Electronics Co., Inc. | Finire | FAT3SIHO****EU**TWSTA00**XXXX | Light Emitting Diode | Inseparable Luminaire | Direct Wired | Direct Digital Controls | 52.6 | 2700 | 0.0005 | 97 | 94 | 347 | 0.99 | Ambient | 50000 |  |  | 55000 | 0.01 | 18 | 18 | 0.11 | 0.09 | 0.09 | 0.11 | 0.09 | 0.04 | 0.09 | 0.07 | 0.06 | 0.06 | 0.05 | 0.02 | 0.06 | 0.05 | 0.04 | 0.04 | 0.01 | 0 | True |  | Non Federally-Regulated | 02/15/2017 |  | 04/08/2019
Lutron Electronics Co., Inc. | Finire | FAT3SIHO****EU**TWSTA00**SOXX | Light Emitting Diode | Inseparable Luminaire | Direct Wired | Direct Digital Controls | 52.6 | 2700 | 0.0005 | 97 | 94 | 347 | 0.99 | Ambient | 50000 |  |  | 55000 | 0.01 | 18 | 18 | 0.11 | 0.09 | 0.09 | 0.11 | 0.09 | 0.04 | 0.09 | 0.07 | 0.06 | 0.06 | 0.05 | 0.02 | 0.06 | 0.05 | 0.04 | 0.04 | 0.01 | 0 | True |  | Non Federally-Regulated | 02/15/2017 |  | 04/08/2019
Lutron Electronics Co., Inc. | Finire | FIT3SIHO****EU**XXSTA00**XXXX | Light Emitting Diode | Inseparable Luminaire | Direct Wired | Direct Digital Controls | 52.6 | 2700 | 0.0005 | 97 | 94 | 347 | 0.99 | Ambient | 50000 |  |  | 55000 | 0.01 | 18 | 18 | 0.11 | 0.09 | 0.09 | 0.11 | 0.09 | 0.04 | 0.09 | 0.07 | 0.06 | 0.06 | 0.05 | 0.02 | 0.06 | 0.05 | 0.04 | 0.04 | 0.01 | 0 | True |  | Non Federally-Regulated | 02/15/2017 |  | 04/08/2019
Lutron Electronics Co., Inc. | Finire | FIT3SIHO****EU**XXSTA00**SOXX | Light Emitting Diode | Inseparable Luminaire | Direct Wired | Direct Digital Controls | 52.6 | 2700 | 0.0005 | 97 | 94 | 347 | 0.99 | Ambient | 50000 |  |  | 55000 | 0.01 | 18 | 18 | 0.11 | 0.09 | 0.09 | 0.11 | 0.09 | 0.04 | 0.09 | 0.07 | 0.06 | 0.06 | 0.05 | 0.02 | 0.06 | 0.05 | 0.04 | 0.04 | 0.01 | 0 | True |  | Non Federally-Regulated | 02/15/2017 |  | 04/08/2019
Lutron Electronics Co., Inc. | Finire | FIT3SIHO****EU**PLSTA00**XXXX | Light Emitting Diode | Inseparable Luminaire | Direct Wired | Direct Digital Controls | 52.6 | 2700 | 0.0005 | 97 | 94 | 347 | 0.99 | Ambient | 50000 |  |  | 55000 | 0.01 | 18 | 18 | 0.11 | 0.09 | 0.09 | 0.11 | 0.09 | 0.04 | 0.09 | 0.07 | 0.06 | 0.06 | 0.05 | 0.02 | 0.06 | 0.05 | 0.04 | 0.04 | 0.01 | 0 | True |  | Non Federally-Regulated | 02/15/2017 |  | 04/08/2019
Lutron Electronics Co., Inc. | Finire | FIT3SIHO****EU**PLSTA00**SOXX | Light Emitting Diode | Inseparable Luminaire | Direct Wired | Direct Digital Controls | 52.6 | 2700 | 0.0005 | 97 | 94 | 347 | 0.99 | Ambient | 50000 |  |  | 55000 | 0.01 | 18 | 18 | 0.11 | 0.09 | 0.09 | 0.11 | 0.09 | 0.04 | 0.09 | 0.07 | 0.06 | 0.06 | 0.05 | 0.02 | 0.06 | 0.05 | 0.04 | 0.04 | 0.01 | 0 | True |  | Non Federally-Regulated | 02/15/2017 |  | 04/08/2019
Lutron Electronics Co., Inc. | Finire | FIT3SIHO****EU**TWSTA00**XXXX | Light Emitting Diode | Inseparable Luminaire | Direct Wired | Direct Digital Controls | 52.6 | 2700 | 0.0005 | 97 | 94 | 347 | 0.99 | Ambient | 50000 |  |  | 55000 | 0.01 | 18 | 18 | 0.11 | 0.09 | 0.09 | 0.11 | 0.09 | 0.04 | 0.09 | 0.07 | 0.06 | 0.06 | 0.05 | 0.02 | 0.06 | 0.05 | 0.04 | 0.04 | 0.01 | 0 | True |  | Non Federally-Regulated | 02/15/2017 |  | 04/08/2019
Lutron Electronics Co., Inc. | Finire | FIT3SIHO****EU**TWSTA00**SOXX | Light Emitting Diode | Inseparable Luminaire | Direct Wired | Direct Digital Controls | 52.6 | 2700 | 0.0005 | 97 | 94 | 347 | 0.99 | Ambient | 50000 |  |  | 55000 | 0.01 | 18 | 18 | 0.11 | 0.09 | 0.09 | 0.11 | 0.09 | 0.04 | 0.09 | 0.07 | 0.06 | 0.06 | 0.05 | 0.02 | 0.06 | 0.05 | 0.04 | 0.04 | 0.01 | 0 | True |  | Non Federally-Regulated | 02/15/2017 |  | 04/08/2019
Lutron Electronics Co., Inc. | Finire | FAZ3SIHO****EU**XXSZA00**XXXX | Light Emitting Diode | Inseparable Luminaire | Direct Wired | Direct Digital Controls | 52.6 | 2700 | 0.0005 | 97 | 94 | 347 | 0.99 | Ambient | 50000 |  |  | 55000 | 0.01 | 18 | 18 | 0.11 | 0.09 | 0.09 | 0.11 | 0.09 | 0.04 | 0.09 | 0.07 | 0.06 | 0.06 | 0.05 | 0.02 | 0.06 | 0.05 | 0.04 | 0.04 | 0.01 | 0 | True |  | Non Federally-Regulated | 02/15/2017 |  | 04/08/2019
Lutron Electronics Co., Inc. | Finire | FAZ3SIHO****EU**XXSZA00**SOXX | Light Emitting Diode | Inseparable Luminaire | Direct Wired | Direct Digital Controls | 52.6 | 2700 | 0.0005 | 97 | 94 | 347 | 0.99 | Ambient | 50000 |  |  | 55000 | 0.01 | 18 | 18 | 0.11 | 0.09 | 0.09 | 0.11 | 0.09 | 0.04 | 0.09 | 0.07 | 0.06 | 0.06 | 0.05 | 0.02 | 0.06 | 0.05 | 0.04 | 0.04 | 0.01 | 0 | True |  | Non Federally-Regulated | 02/15/2017 |  | 04/08/2019
Lutron Electronics Co., Inc. | Finire | FAZ3SIHO****EU**PLSZA00**XXXX | Light Emitting Diode | Inseparable Luminaire | Direct Wired | Direct Digital Controls | 52.6 | 2700 | 0.0005 | 97 | 94 | 347 | 0.99 | Ambient | 50000 |  |  | 55000 | 0.01 | 18 | 18 | 0.11 | 0.09 | 0.09 | 0.11 | 0.09 | 0.04 | 0.09 | 0.07 | 0.06 | 0.06 | 0.05 | 0.02 | 0.06 | 0.05 | 0.04 | 0.04 | 0.01 | 0 | True |  | Non Federally-Regulated | 02/15/2017 |  | 04/08/2019
Lutron Electronics Co., Inc. | Finire | FAZ3SIHO****EU**PLSZA00**SOXX | Light Emitting Diode | Inseparable Luminaire | Direct Wired | Direct Digital Controls | 52.6 | 2700 | 0.0005 | 97 | 94 | 347 | 0.99 | Ambient | 50000 |  |  | 55000 | 0.01 | 18 | 18 | 0.11 | 0.09 | 0.09 | 0.11 | 0.09 | 0.04 | 0.09 | 0.07 | 0.06 | 0.06 | 0.05 | 0.02 | 0.06 | 0.05 | 0.04 | 0.04 | 0.01 | 0 | True |  | Non Federally-Regulated | 02/15/2017 |  | 04/08/2019
Lutron Electronics Co., Inc. | Finire | FAZ3SIHO****EU**TWSZA00**XXXX | Light Emitting Diode | Inseparable Luminaire | Direct Wired | Direct Digital Controls | 52.6 | 2700 | 0.0005 | 97 | 94 | 347 | 0.99 | Ambient | 50000 |  |  | 55000 | 0.01 | 18 | 18 | 0.11 | 0.09 | 0.09 | 0.11 | 0.09 | 0.04 | 0.09 | 0.07 | 0.06 | 0.06 | 0.05 | 0.02 | 0.06 | 0.05 | 0.04 | 0.04 | 0.01 | 0 | True |  | Non Federally-Regulated | 02/15/2017 |  | 04/08/2019
Lutron Electronics Co., Inc. | Finire | FAZ3SIHO****EU**TWSZA00**SOXX | Light Emitting Diode | Inseparable Luminaire | Direct Wired | Direct Digital Controls | 52.6 | 2700 | 0.0005 | 97 | 94 | 347 | 0.99 | Ambient | 50000 |  |  | 55000 | 0.01 | 18 | 18 | 0.11 | 0.09 | 0.09 | 0.11 | 0.09 | 0.04 | 0.09 | 0.07 | 0.06 | 0.06 | 0.05 | 0.02 | 0.06 | 0.05 | 0.04 | 0.04 | 0.01 | 0 | True |  | Non Federally-Regulated | 02/15/2017 |  | 04/08/2019
Lutron Electronics Co., Inc. | Finire | FIZ3SIHO****EU**XXSZA00**XXXX | Light Emitting Diode | Inseparable Luminaire | Direct Wired | Direct Digital Controls | 52.6 | 2700 | 0.0005 | 97 | 94 | 347 | 0.99 | Ambient | 50000 |  |  | 55000 | 0.01 | 18 | 18 | 0.11 | 0.09 | 0.09 | 0.11 | 0.09 | 0.04 | 0.09 | 0.07 | 0.06 | 0.06 | 0.05 | 0.02 | 0.06 | 0.05 | 0.04 | 0.04 | 0.01 | 0 | True |  | Non Federally-Regulated | 02/15/2017 |  | 04/08/2019
Lutron Electronics Co., Inc. | Finire | FIZ3SIHO****EU**XXSZA00**SOXX | Light Emitting Diode | Inseparable Luminaire | Direct Wired | Direct Digital Controls | 52.6 | 2700 | 0.0005 | 97 | 94 | 347 | 0.99 | Ambient | 50000 |  |  | 55000 | 0.01 | 18 | 18 | 0.11 | 0.09 | 0.09 | 0.11 | 0.09 | 0.04 | 0.09 | 0.07 | 0.06 | 0.06 | 0.05 | 0.02 | 0.06 | 0.05 | 0.04 | 0.04 | 0.01 | 0 | True |  | Non Federally-Regulated | 02/15/2017 |  | 04/08/2019
Lutron Electronics Co., Inc. | Finire | FIZ3SIHO****EU**PLSZA00**XXXX | Light Emitting Diode | Inseparable Luminaire | Direct Wired | Direct Digital Controls | 52.6 | 2700 | 0.0005 | 97 | 94 | 347 | 0.99 | Ambient | 50000 |  |  | 55000 | 0.01 | 18 | 18 | 0.11 | 0.09 | 0.09 | 0.11 | 0.09 | 0.04 | 0.09 | 0.07 | 0.06 | 0.06 | 0.05 | 0.02 | 0.06 | 0.05 | 0.04 | 0.04 | 0.01 | 0 | True |  | Non Federally-Regulated | 02/15/2017 |  | 04/08/2019
Lutron Electronics Co., Inc. | Finire | FIZ3SIHO****EU**PLSZA00**SOXX | Light Emitting Diode | Inseparable Luminaire | Direct Wired | Direct Digital Controls | 52.6 | 2700 | 0.0005 | 97 | 94 | 347 | 0.99 | Ambient | 50000 |  |  | 55000 | 0.01 | 18 | 18 | 0.11 | 0.09 | 0.09 | 0.11 | 0.09 | 0.04 | 0.09 | 0.07 | 0.06 | 0.06 | 0.05 | 0.02 | 0.06 | 0.05 | 0.04 | 0.04 | 0.01 | 0 | True |  | Non Federally-Regulated | 02/15/2017 |  | 04/08/2019
Lutron Electronics Co., Inc. | Finire | FIZ3SIHO****EU**TWSZA00**XXXX | Light Emitting Diode | Inseparable Luminaire | Direct Wired | Direct Digital Controls | 52.6 | 2700 | 0.0005 | 97 | 94 | 347 | 0.99 | Ambient | 50000 |  |  | 55000 | 0.01 | 18 | 18 | 0.11 | 0.09 | 0.09 | 0.11 | 0.09 | 0.04 | 0.09 | 0.07 | 0.06 | 0.06 | 0.05 | 0.02 | 0.06 | 0.05 | 0.04 | 0.04 | 0.01 | 0 | True |  | Non Federally-Regulated | 02/15/2017 |  | 04/08/2019
Lutron Electronics Co., Inc. | Finire | FIZ3SIHO****EU**TWSZA00**SOXX | Light Emitting Diode | Inseparable Luminaire | Direct Wired | Direct Digital Controls | 52.6 | 2700 | 0.0005 | 97 | 94 | 347 | 0.99 | Ambient | 50000 |  |  | 55000 | 0.01 | 18 | 18 | 0.11 | 0.09 | 0.09 | 0.11 | 0.09 | 0.04 | 0.09 | 0.07 | 0.06 | 0.06 | 0.05 | 0.02 | 0.06 | 0.05 | 0.04 | 0.04 | 0.01 | 0 | True |  | Non Federally-Regulated | 02/15/2017 |  | 04/08/2019
Lutron Electronics Co., Inc. | Lumaris | LULC48L**XSXU**** | Light Emitting Diode | Inseparable Luminaire | Direct Wired | Direct Digital Controls | 47.3 | 2700 | -0.0019 | 95 | 64 | 410 | 0.97 | Ambient | 50000 |  |  | 60000 | 0.01 | 18 | 17 | 0.22 | 0.03 | 0.01 | 0.01 | 0.01 | 0 | 0.99 | 0.28 | 0.1 | 0.05 | 0.03 | 0.01 | 0.99 | 0.48 | 0.21 | 0.13 | 0.09 | 0.03 | True |  | Non Federally-Regulated | 03/16/2017 |  | 04/08/2019
Lutron Electronics Co., Inc. | Lumaris | LULF48L**XSXU**** | Light Emitting Diode | Inseparable Luminaire | Direct Wired | Direct Digital Controls | 47.3 | 2700 | -0.0019 | 95 | 64 | 410 | 0.97 | Ambient | 50000 |  |  | 60000 | 0.01 | 18 | 17 | 0.22 | 0.03 | 0.01 | 0.01 | 0.01 | 0 | 0.99 | 0.28 | 0.1 | 0.05 | 0.03 | 0.01 | 0.99 | 0.48 | 0.21 | 0.13 | 0.09 | 0.03 | True |  | Non Federally-Regulated | 03/16/2017 |  | 04/08/2019
Lutron Electronics Co., Inc. | Lumaris | LULD48L**XSXU**** | Light Emitting Diode | Inseparable Luminaire | Direct Wired | Direct Digital Controls | 47.3 | 2700 | -0.0019 | 95 | 64 | 410 | 0.97 | Ambient | 50000 |  |  | 60000 | 0.01 | 18 | 17 | 0.22 | 0.03 | 0.01 | 0.01 | 0.01 | 0 | 0.99 | 0.28 | 0.1 | 0.05 | 0.03 | 0.01 | 0.99 | 0.48 | 0.21 | 0.13 | 0.09 | 0.03 | True |  | Non Federally-Regulated | 03/16/2017 |  | 04/08/2019
Lutron Electronics Co., Inc. | Lumaris | LULC36L**XSXU**** | Light Emitting Diode | Inseparable Luminaire | Direct Wired | Direct Digital Controls | 47.3 | 2700 | -0.0019 | 95 | 64 | 410 | 0.97 | Ambient | 50000 |  |  | 60000 | 0.01 | 18 | 17 | 0.22 | 0.03 | 0.01 | 0.01 | 0.01 | 0 | 0.99 | 0.28 | 0.1 | 0.05 | 0.03 | 0.01 | 0.99 | 0.48 | 0.21 | 0.13 | 0.09 | 0.03 | True |  | Non Federally-Regulated | 03/16/2017 |  | 04/08/2019
Lutron Electronics Co., Inc. | Lumaris | LULF36L**XSXU**** | Light Emitting Diode | Inseparable Luminaire | Direct Wired | Direct Digital Controls | 47.3 | 2700 | -0.0019 | 95 | 64 | 410 | 0.97 | Ambient | 50000 |  |  | 60000 | 0.01 | 18 | 17 | 0.22 | 0.03 | 0.01 | 0.01 | 0.01 | 0 | 0.99 | 0.28 | 0.1 | 0.05 | 0.03 | 0.01 | 0.99 | 0.48 | 0.21 | 0.13 | 0.09 | 0.03 | True |  | Non Federally-Regulated | 03/16/2017 |  | 04/08/2019
Lutron Electronics Co., Inc. | Lumaris | LULD36L**XSXU**** | Light Emitting Diode | Inseparable Luminaire | Direct Wired | Direct Digital Controls | 47.3 | 2700 | -0.0019 | 95 | 64 | 410 | 0.97 | Ambient | 50000 |  |  | 60000 | 0.01 | 18 | 17 | 0.22 | 0.03 | 0.01 | 0.01 | 0.01 | 0 | 0.99 | 0.28 | 0.1 | 0.05 | 0.03 | 0.01 | 0.99 | 0.48 | 0.21 | 0.13 | 0.09 | 0.03 | True |  | Non Federally-Regulated | 03/16/2017 |  | 04/08/2019
Lutron Electronics Co., Inc. | Finire | FAT3RIXX****EU**XXRTA00**XXXX | Light Emitting Diode | Inseparable Luminaire | Direct Wired | Direct Digital Controls | 46.2 | 2700 | 0.0006 | 98 | 91 | 378 | 0.98 | Ambient | 50000 |  |  | 55000 | 0.01 | 18 | 18 | 0.07 | 0.05 | 0.04 | 0.04 | 0.04 | 0.03 | 0.26 | 0.11 | 0.1 | 0.09 | 0.11 | 0.01 | 0.09 | 0.05 | 0.04 | 0.04 | 0.02 | 0.01 | True |  | Non Federally-Regulated | 04/20/2017 |  | 04/08/2019
Lutron Electronics Co., Inc. | Finire | FAT3RIXX****EU**XXRTA00**SOXX | Light Emitting Diode | Inseparable Luminaire | Direct Wired | Direct Digital Controls | 46.2 | 2700 | 0.0006 | 98 | 91 | 378 | 0.98 | Ambient | 50000 |  |  | 55000 | 0.01 | 18 | 18 | 0.07 | 0.05 | 0.04 | 0.04 | 0.04 | 0.03 | 0.26 | 0.11 | 0.1 | 0.09 | 0.11 | 0.01 | 0.09 | 0.05 | 0.04 | 0.04 | 0.02 | 0.01 | True |  | Non Federally-Regulated | 04/20/2017 |  | 04/08/2019
Lutron Electronics Co., Inc. | Finire | FAT3RIXX****EU**PLRTA00**XXXX | Light Emitting Diode | Inseparable Luminaire | Direct Wired | Direct Digital Controls | 46.2 | 2700 | 0.0006 | 98 | 91 | 378 | 0.98 | Ambient | 50000 |  |  | 55000 | 0.01 | 18 | 18 | 0.07 | 0.05 | 0.04 | 0.04 | 0.04 | 0.03 | 0.26 | 0.11 | 0.1 | 0.09 | 0.11 | 0.01 | 0.09 | 0.05 | 0.04 | 0.04 | 0.02 | 0.01 | True |  | Non Federally-Regulated | 04/20/2017 |  | 04/08/2019
Lutron Electronics Co., Inc. | Finire | FAT3RIXX****EU**PLRTA00**SOXX | Light Emitting Diode | Inseparable Luminaire | Direct Wired | Direct Digital Controls | 46.2 | 2700 | 0.0006 | 98 | 91 | 378 | 0.98 | Ambient | 50000 |  |  | 55000 | 0.01 | 18 | 18 | 0.07 | 0.05 | 0.04 | 0.04 | 0.04 | 0.03 | 0.26 | 0.11 | 0.1 | 0.09 | 0.11 | 0.01 | 0.09 | 0.05 | 0.04 | 0.04 | 0.02 | 0.01 | True |  | Non Federally-Regulated | 04/20/2017 |  | 04/08/2019
Lutron Electronics Co., Inc. | Finire | FAT3RIXX****EU**TWRTA00**XXXX | Light Emitting Diode | Inseparable Luminaire | Direct Wired | Direct Digital Controls | 46.2 | 2700 | 0.0006 | 98 | 91 | 378 | 0.98 | Ambient | 50000 |  |  | 55000 | 0.01 | 18 | 18 | 0.07 | 0.05 | 0.04 | 0.04 | 0.04 | 0.03 | 0.26 | 0.11 | 0.1 | 0.09 | 0.11 | 0.01 | 0.09 | 0.05 | 0.04 | 0.04 | 0.02 | 0.01 | True |  | Non Federally-Regulated | 04/20/2017 |  | 04/08/2019
Lutron Electronics Co., Inc. | Finire | FAT3RIXX****EU**TWRTA00**SOXX | Light Emitting Diode | Inseparable Luminaire | Direct Wired | Direct Digital Controls | 46.2 | 2700 | 0.0006 | 98 | 91 | 378 | 0.98 | Ambient | 50000 |  |  | 55000 | 0.01 | 18 | 18 | 0.07 | 0.05 | 0.04 | 0.04 | 0.04 | 0.03 | 0.26 | 0.11 | 0.1 | 0.09 | 0.11 | 0.01 | 0.09 | 0.05 | 0.04 | 0.04 | 0.02 | 0.01 | True |  | Non Federally-Regulated | 04/20/2017 |  | 04/08/2019
Lutron Electronics Co., Inc. | Finire | FIT3RIXX****EU**XXRTA00**XXXX | Light Emitting Diode | Inseparable Luminaire | Direct Wired | Direct Digital Controls | 46.2 | 2700 | 0.0006 | 98 | 91 | 378 | 0.98 | Ambient | 50000 |  |  | 55000 | 0.01 | 18 | 18 | 0.07 | 0.05 | 0.04 | 0.04 | 0.04 | 0.03 | 0.26 | 0.11 | 0.1 | 0.09 | 0.11 | 0.01 | 0.09 | 0.05 | 0.04 | 0.04 | 0.02 | 0.01 | True |  | Non Federally-Regulated | 04/20/2017 |  | 04/08/2019
Lutron Electronics Co., Inc. | Finire | FIT3RIXX****EU**XXRTA00**SOXX | Light Emitting Diode | Inseparable Luminaire | Direct Wired | Direct Digital Controls | 46.2 | 2700 | 0.0006 | 98 | 91 | 378 | 0.98 | Ambient | 50000 |  |  | 55000 | 0.01 | 18 | 18 | 0.07 | 0.05 | 0.04 | 0.04 | 0.04 | 0.03 | 0.26 | 0.11 | 0.1 | 0.09 | 0.11 | 0.01 | 0.09 | 0.05 | 0.04 | 0.04 | 0.02 | 0.01 | True |  | Non Federally-Regulated | 04/20/2017 |  | 04/08/2019
Lutron Electronics Co., Inc. | Finire | FIT3RIXX****EU**PLRTA00**XXXX | Light Emitting Diode | Inseparable Luminaire | Direct Wired | Direct Digital Controls | 46.2 | 2700 | 0.0006 | 98 | 91 | 378 | 0.98 | Ambient | 50000 |  |  | 55000 | 0.01 | 18 | 18 | 0.07 | 0.05 | 0.04 | 0.04 | 0.04 | 0.03 | 0.26 | 0.11 | 0.1 | 0.09 | 0.11 | 0.01 | 0.09 | 0.05 | 0.04 | 0.04 | 0.02 | 0.01 | True |  | Non Federally-Regulated | 04/20/2017 |  | 04/08/2019
Lutron Electronics Co., Inc. | Finire | FIT3RIXX****EU**PLRTA00**SOXX | Light Emitting Diode | Inseparable Luminaire | Direct Wired | Direct Digital Controls | 46.2 | 2700 | 0.0006 | 98 | 91 | 378 | 0.98 | Ambient | 50000 |  |  | 55000 | 0.01 | 18 | 18 | 0.07 | 0.05 | 0.04 | 0.04 | 0.04 | 0.03 | 0.26 | 0.11 | 0.1 | 0.09 | 0.11 | 0.01 | 0.09 | 0.05 | 0.04 | 0.04 | 0.02 | 0.01 | True |  | Non Federally-Regulated | 04/20/2017 |  | 04/08/2019
Lutron Electronics Co., Inc. | Finire | FIT3RIXX****EU**TWRTA00**XXXX | Light Emitting Diode | Inseparable Luminaire | Direct Wired | Direct Digital Controls | 46.2 | 2700 | 0.0006 | 98 | 91 | 378 | 0.98 | Ambient | 50000 |  |  | 55000 | 0.01 | 18 | 18 | 0.07 | 0.05 | 0.04 | 0.04 | 0.04 | 0.03 | 0.26 | 0.11 | 0.1 | 0.09 | 0.11 | 0.01 | 0.09 | 0.05 | 0.04 | 0.04 | 0.02 | 0.01 | True |  | Non Federally-Regulated | 04/20/2017 |  | 04/08/2019
Lutron Electronics Co., Inc. | Finire | FIT3RIXX****EU**TWRTA00**SOXX | Light Emitting Diode | Inseparable Luminaire | Direct Wired | Direct Digital Controls | 46.2 | 2700 | 0.0006 | 98 | 91 | 378 | 0.98 | Ambient | 50000 |  |  | 55000 | 0.01 | 18 | 18 | 0.07 | 0.05 | 0.04 | 0.04 | 0.04 | 0.03 | 0.26 | 0.11 | 0.1 | 0.09 | 0.11 | 0.01 | 0.09 | 0.05 | 0.04 | 0.04 | 0.02 | 0.01 | True |  | Non Federally-Regulated | 04/20/2017 |  | 04/08/2019
Lutron Electronics Co., Inc. | Finire | FAZ3RIXX****EU**XXRZA00**XXXX | Light Emitting Diode | Inseparable Luminaire | Direct Wired | Direct Digital Controls | 46.2 | 2700 | 0.0006 | 98 | 91 | 378 | 0.98 | Ambient | 50000 |  |  | 55000 | 0.01 | 18 | 18 | 0.07 | 0.05 | 0.04 | 0.04 | 0.04 | 0.03 | 0.26 | 0.11 | 0.1 | 0.09 | 0.11 | 0.01 | 0.09 | 0.05 | 0.04 | 0.04 | 0.02 | 0.01 | True |  | Non Federally-Regulated | 04/20/2017 |  | 04/08/2019
Lutron Electronics Co., Inc. | Finire | FAZ3RIXX****EU**XXRZA00**SOXX | Light Emitting Diode | Inseparable Luminaire | Direct Wired | Direct Digital Controls | 46.2 | 2700 | 0.0006 | 98 | 91 | 378 | 0.98 | Ambient | 50000 |  |  | 55000 | 0.01 | 18 | 18 | 0.07 | 0.05 | 0.04 | 0.04 | 0.04 | 0.03 | 0.26 | 0.11 | 0.1 | 0.09 | 0.11 | 0.01 | 0.09 | 0.05 | 0.04 | 0.04 | 0.02 | 0.01 | True |  | Non Federally-Regulated | 04/20/2017 |  | 04/08/2019
Lutron Electronics Co., Inc. | Finire | FAZ3RIXX****EU**PLRZA00**XXXX | Light Emitting Diode | Inseparable Luminaire | Direct Wired | Direct Digital Controls | 46.2 | 2700 | 0.0006 | 98 | 91 | 378 | 0.98 | Ambient | 50000 |  |  | 55000 | 0.01 | 18 | 18 | 0.07 | 0.05 | 0.04 | 0.04 | 0.04 | 0.03 | 0.26 | 0.11 | 0.1 | 0.09 | 0.11 | 0.01 | 0.09 | 0.05 | 0.04 | 0.04 | 0.02 | 0.01 | True |  | Non Federally-Regulated | 04/20/2017 |  | 04/08/2019
Lutron Electronics Co., Inc. | Finire | FAZ3RIXX****EU**PLRZA00**SOXX | Light Emitting Diode | Inseparable Luminaire | Direct Wired | Direct Digital Controls | 46.2 | 2700 | 0.0006 | 98 | 91 | 378 | 0.98 | Ambient | 50000 |  |  | 55000 | 0.01 | 18 | 18 | 0.07 | 0.05 | 0.04 | 0.04 | 0.04 | 0.03 | 0.26 | 0.11 | 0.1 | 0.09 | 0.11 | 0.01 | 0.09 | 0.05 | 0.04 | 0.04 | 0.02 | 0.01 | True |  | Non Federally-Regulated | 04/20/2017 |  | 04/08/2019
Lutron Electronics Co., Inc. | Finire | FAZ3RIXX****EU**TWRZA00**XXXX | Light Emitting Diode | Inseparable Luminaire | Direct Wired | Direct Digital Controls | 46.2 | 2700 | 0.0006 | 98 | 91 | 378 | 0.98 | Ambient | 50000 |  |  | 55000 | 0.01 | 18 | 18 | 0.07 | 0.05 | 0.04 | 0.04 | 0.04 | 0.03 | 0.26 | 0.11 | 0.1 | 0.09 | 0.11 | 0.01 | 0.09 | 0.05 | 0.04 | 0.04 | 0.02 | 0.01 | True |  | Non Federally-Regulated | 04/20/2017 |  | 04/08/2019
Lutron Electronics Co., Inc. | Finire | FAZ3RIXX****EU**TWRZA00**SOXX | Light Emitting Diode | Inseparable Luminaire | Direct Wired | Direct Digital Controls | 46.2 | 2700 | 0.0006 | 98 | 91 | 378 | 0.98 | Ambient | 50000 |  |  | 55000 | 0.01 | 18 | 18 | 0.07 | 0.05 | 0.04 | 0.04 | 0.04 | 0.03 | 0.26 | 0.11 | 0.1 | 0.09 | 0.11 | 0.01 | 0.09 | 0.05 | 0.04 | 0.04 | 0.02 | 0.01 | True |  | Non Federally-Regulated | 04/20/2017 |  | 04/08/2019
Lutron Electronics Co., Inc. | Finire | FIZ3RIXX****EU**XXRZA00**XXXX | Light Emitting Diode | Inseparable Luminaire | Direct Wired | Direct Digital Controls | 46.2 | 2700 | 0.0006 | 98 | 91 | 378 | 0.98 | Ambient | 50000 |  |  | 55000 | 0.01 | 18 | 18 | 0.07 | 0.05 | 0.04 | 0.04 | 0.04 | 0.03 | 0.26 | 0.11 | 0.1 | 0.09 | 0.11 | 0.01 | 0.09 | 0.05 | 0.04 | 0.04 | 0.02 | 0.01 | True |  | Non Federally-Regulated | 04/20/2017 |  | 04/08/2019
Lutron Electronics Co., Inc. | Finire | FIZ3RIXX****EU**XXRZA00**SOXX | Light Emitting Diode | Inseparable Luminaire | Direct Wired | Direct Digital Controls | 46.2 | 2700 | 0.0006 | 98 | 91 | 378 | 0.98 | Ambient | 50000 |  |  | 55000 | 0.01 | 18 | 18 | 0.07 | 0.05 | 0.04 | 0.04 | 0.04 | 0.03 | 0.26 | 0.11 | 0.1 | 0.09 | 0.11 | 0.01 | 0.09 | 0.05 | 0.04 | 0.04 | 0.02 | 0.01 | True |  | Non Federally-Regulated | 04/20/2017 |  | 04/08/2019
Lutron Electronics Co., Inc. | Finire | FIZ3RIXX****EU**PLRZA00**XXXX | Light Emitting Diode | Inseparable Luminaire | Direct Wired | Direct Digital Controls | 46.2 | 2700 | 0.0006 | 98 | 91 | 378 | 0.98 | Ambient | 50000 |  |  | 55000 | 0.01 | 18 | 18 | 0.07 | 0.05 | 0.04 | 0.04 | 0.04 | 0.03 | 0.26 | 0.11 | 0.1 | 0.09 | 0.11 | 0.01 | 0.09 | 0.05 | 0.04 | 0.04 | 0.02 | 0.01 | True |  | Non Federally-Regulated | 04/20/2017 |  | 04/08/2019
Lutron Electronics Co., Inc. | Finire | FIZ3RIXX****EU**PLRZA00**SOXX | Light Emitting Diode | Inseparable Luminaire | Direct Wired | Direct Digital Controls | 46.2 | 2700 | 0.0006 | 98 | 91 | 378 | 0.98 | Ambient | 50000 |  |  | 55000 | 0.01 | 18 | 18 | 0.07 | 0.05 | 0.04 | 0.04 | 0.04 | 0.03 | 0.26 | 0.11 | 0.1 | 0.09 | 0.11 | 0.01 | 0.09 | 0.05 | 0.04 | 0.04 | 0.02 | 0.01 | True |  | Non Federally-Regulated | 04/20/2017 |  | 04/08/2019
Lutron Electronics Co., Inc. | Finire | FIZ3RIXX****EU**TWRZA00**XXXX | Light Emitting Diode | Inseparable Luminaire | Direct Wired | Direct Digital Controls | 46.2 | 2700 | 0.0006 | 98 | 91 | 378 | 0.98 | Ambient | 50000 |  |  | 55000 | 0.01 | 18 | 18 | 0.07 | 0.05 | 0.04 | 0.04 | 0.04 | 0.03 | 0.26 | 0.11 | 0.1 | 0.09 | 0.11 | 0.01 | 0.09 | 0.05 | 0.04 | 0.04 | 0.02 | 0.01 | True |  | Non Federally-Regulated | 04/20/2017 |  | 04/08/2019
Lutron Electronics Co., Inc. | Finire | FIZ3RIXX****EU**TWRZA00**SOXX | Light Emitting Diode | Inseparable Luminaire | Direct Wired | Direct Digital Controls | 46.2 | 2700 | 0.0006 | 98 | 91 | 378 | 0.98 | Ambient | 50000 |  |  | 55000 | 0.01 | 18 | 18 | 0.07 | 0.05 | 0.04 | 0.04 | 0.04 | 0.03 | 0.26 | 0.11 | 0.1 | 0.09 | 0.11 | 0.01 | 0.09 | 0.05 | 0.04 | 0.04 | 0.02 | 0.01 | True |  | Non Federally-Regulated | 04/20/2017 |  | 04/08/2019
Lutron Electronics Co., Inc. | Finire | FAZ3SIXX****EU**XXSZA00**XXXX | Light Emitting Diode | Inseparable Luminaire | Direct Wired | Direct Digital Controls | 46.2 | 2700 | 0.0006 | 98 | 91 | 378 | 0.98 | Ambient | 50000 |  |  | 55000 | 0.01 | 18 | 18 | 0.07 | 0.05 | 0.04 | 0.04 | 0.04 | 0.03 | 0.26 | 0.11 | 0.1 | 0.09 | 0.11 | 0.01 | 0.09 | 0.05 | 0.04 | 0.04 | 0.02 | 0.01 | True |  | Non Federally-Regulated | 04/20/2017 |  | 04/08/2019
Lutron Electronics Co., Inc. | Finire | FAZ3SIXX****EU**XXSZA00**SOXX | Light Emitting Diode | Inseparable Luminaire | Direct Wired | Direct Digital Controls | 46.2 | 2700 | 0.0006 | 98 | 91 | 378 | 0.98 | Ambient | 50000 |  |  | 55000 | 0.01 | 18 | 18 | 0.07 | 0.05 | 0.04 | 0.04 | 0.04 | 0.03 | 0.26 | 0.11 | 0.1 | 0.09 | 0.11 | 0.01 | 0.09 | 0.05 | 0.04 | 0.04 | 0.02 | 0.01 | True |  | Non Federally-Regulated | 04/20/2017 |  | 04/08/2019
Lutron Electronics Co., Inc. | Finire | FAZ3SIXX****EU**PLSZA00**XXXX | Light Emitting Diode | Inseparable Luminaire | Direct Wired | Direct Digital Controls | 46.2 | 2700 | 0.0006 | 98 | 91 | 378 | 0.98 | Ambient | 50000 |  |  | 55000 | 0.01 | 18 | 18 | 0.07 | 0.05 | 0.04 | 0.04 | 0.04 | 0.03 | 0.26 | 0.11 | 0.1 | 0.09 | 0.11 | 0.01 | 0.09 | 0.05 | 0.04 | 0.04 | 0.02 | 0.01 | True |  | Non Federally-Regulated | 04/20/2017 |  | 04/08/2019
Lutron Electronics Co., Inc. | Finire | FAZ3SIXX****EU**PLSZA00**SOXX | Light Emitting Diode | Inseparable Luminaire | Direct Wired | Direct Digital Controls | 46.2 | 2700 | 0.0006 | 98 | 91 | 378 | 0.98 | Ambient | 50000 |  |  | 55000 | 0.01 | 18 | 18 | 0.07 | 0.05 | 0.04 | 0.04 | 0.04 | 0.03 | 0.26 | 0.11 | 0.1 | 0.09 | 0.11 | 0.01 | 0.09 | 0.05 | 0.04 | 0.04 | 0.02 | 0.01 | True |  | Non Federally-Regulated | 04/20/2017 |  | 04/08/2019
Lutron Electronics Co., Inc. | Finire | FAZ3SIXX****EU**TWSZA00**XXXX | Light Emitting Diode | Inseparable Luminaire | Direct Wired | Direct Digital Controls | 46.2 | 2700 | 0.0006 | 98 | 91 | 378 | 0.98 | Ambient | 50000 |  |  | 55000 | 0.01 | 18 | 18 | 0.07 | 0.05 | 0.04 | 0.04 | 0.04 | 0.03 | 0.26 | 0.11 | 0.1 | 0.09 | 0.11 | 0.01 | 0.09 | 0.05 | 0.04 | 0.04 | 0.02 | 0.01 | True |  | Non Federally-Regulated | 04/20/2017 |  | 04/08/2019
Lutron Electronics Co., Inc. | Finire | FAZ3SIXX****EU**TWSZA00**SOXX | Light Emitting Diode | Inseparable Luminaire | Direct Wired | Direct Digital Controls | 46.2 | 2700 | 0.0006 | 98 | 91 | 378 | 0.98 | Ambient | 50000 |  |  | 55000 | 0.01 | 18 | 18 | 0.07 | 0.05 | 0.04 | 0.04 | 0.04 | 0.03 | 0.26 | 0.11 | 0.1 | 0.09 | 0.11 | 0.01 | 0.09 | 0.05 | 0.04 | 0.04 | 0.02 | 0.01 | True |  | Non Federally-Regulated | 04/20/2017 |  | 04/08/2019
Lutron Electronics Co., Inc. | Finire | FIZ3SIXX****EU**XXSZA00**XXXX | Light Emitting Diode | Inseparable Luminaire | Direct Wired | Direct Digital Controls | 46.2 | 2700 | 0.0006 | 98 | 91 | 378 | 0.98 | Ambient | 50000 |  |  | 55000 | 0.01 | 18 | 18 | 0.07 | 0.05 | 0.04 | 0.04 | 0.04 | 0.03 | 0.26 | 0.11 | 0.1 | 0.09 | 0.11 | 0.01 | 0.09 | 0.05 | 0.04 | 0.04 | 0.02 | 0.01 | True |  | Non Federally-Regulated | 04/20/2017 |  | 04/08/2019
Lutron Electronics Co., Inc. | Finire | FIZ3SIXX****EU**XXSZA00**SOXX | Light Emitting Diode | Inseparable Luminaire | Direct Wired | Direct Digital Controls | 46.2 | 2700 | 0.0006 | 98 | 91 | 378 | 0.98 | Ambient | 50000 |  |  | 55000 | 0.01 | 18 | 18 | 0.07 | 0.05 | 0.04 | 0.04 | 0.04 | 0.03 | 0.26 | 0.11 | 0.1 | 0.09 | 0.11 | 0.01 | 0.09 | 0.05 | 0.04 | 0.04 | 0.02 | 0.01 | True |  | Non Federally-Regulated | 04/20/2017 |  | 04/08/2019
Lutron Electronics Co., Inc. | Finire | FIZ3SIXX****EU**PLSZA00**XXXX | Light Emitting Diode | Inseparable Luminaire | Direct Wired | Direct Digital Controls | 46.2 | 2700 | 0.0006 | 98 | 91 | 378 | 0.98 | Ambient | 50000 |  |  | 55000 | 0.01 | 18 | 18 | 0.07 | 0.05 | 0.04 | 0.04 | 0.04 | 0.03 | 0.26 | 0.11 | 0.1 | 0.09 | 0.11 | 0.01 | 0.09 | 0.05 | 0.04 | 0.04 | 0.02 | 0.01 | True |  | Non Federally-Regulated | 04/20/2017 |  | 04/08/2019
Lutron Electronics Co., Inc. | Finire | FIZ3SIXX****EU**PLSZA00**SOXX | Light Emitting Diode | Inseparable Luminaire | Direct Wired | Direct Digital Controls | 46.2 | 2700 | 0.0006 | 98 | 91 | 378 | 0.98 | Ambient | 50000 |  |  | 55000 | 0.01 | 18 | 18 | 0.07 | 0.05 | 0.04 | 0.04 | 0.04 | 0.03 | 0.26 | 0.11 | 0.1 | 0.09 | 0.11 | 0.01 | 0.09 | 0.05 | 0.04 | 0.04 | 0.02 | 0.01 | True |  | Non Federally-Regulated | 04/20/2017 |  | 04/08/2019
Lutron Electronics Co., Inc. | Finire | FIZ3SIXX****EU**TWSZA00**XXXX | Light Emitting Diode | Inseparable Luminaire | Direct Wired | Direct Digital Controls | 46.2 | 2700 | 0.0006 | 98 | 91 | 378 | 0.98 | Ambient | 50000 |  |  | 55000 | 0.01 | 18 | 18 | 0.07 | 0.05 | 0.04 | 0.04 | 0.04 | 0.03 | 0.26 | 0.11 | 0.1 | 0.09 | 0.11 | 0.01 | 0.09 | 0.05 | 0.04 | 0.04 | 0.02 | 0.01 | True |  | Non Federally-Regulated | 04/20/2017 |  | 04/08/2019
Lutron Electronics Co., Inc. | Finire | FIZ3SIXX****EU**TWSZA00**SOXX | Light Emitting Diode | Inseparable Luminaire | Direct Wired | Direct Digital Controls | 46.2 | 2700 | 0.0006 | 98 | 91 | 378 | 0.98 | Ambient | 50000 |  |  | 55000 | 0.01 | 18 | 18 | 0.07 | 0.05 | 0.04 | 0.04 | 0.04 | 0.03 | 0.26 | 0.11 | 0.1 | 0.09 | 0.11 | 0.01 | 0.09 | 0.05 | 0.04 | 0.04 | 0.02 | 0.01 | True |  | Non Federally-Regulated | 04/20/2017 |  | 04/08/2019
Lutron Electronics Co., Inc. | Finire | FAT3SIXX****EU**XXSTA00**XXXX | Light Emitting Diode | Inseparable Luminaire | Direct Wired | Direct Digital Controls | 46.2 | 2700 | 0.0006 | 98 | 91 | 378 | 0.98 | Ambient | 50000 |  |  | 55000 | 0.01 | 18 | 18 | 0.07 | 0.05 | 0.04 | 0.04 | 0.04 | 0.03 | 0.26 | 0.11 | 0.1 | 0.09 | 0.11 | 0.01 | 0.09 | 0.05 | 0.04 | 0.04 | 0.02 | 0.01 | True |  | Non Federally-Regulated | 04/20/2017 |  | 04/08/2019
Lutron Electronics Co., Inc. | Finire | FAT3SIXX****EU**XXSTA00**SOXX | Light Emitting Diode | Inseparable Luminaire | Direct Wired | Direct Digital Controls | 46.2 | 2700 | 0.0006 | 98 | 91 | 378 | 0.98 | Ambient | 50000 |  |  | 55000 | 0.01 | 18 | 18 | 0.07 | 0.05 | 0.04 | 0.04 | 0.04 | 0.03 | 0.26 | 0.11 | 0.1 | 0.09 | 0.11 | 0.01 | 0.09 | 0.05 | 0.04 | 0.04 | 0.02 | 0.01 | True |  | Non Federally-Regulated | 04/20/2017 |  | 04/08/2019
Lutron Electronics Co., Inc. | Finire | FAT3SIXX****EU**PLSTA00**XXXX | Light Emitting Diode | Inseparable Luminaire | Direct Wired | Direct Digital Controls | 46.2 | 2700 | 0.0006 | 98 | 91 | 378 | 0.98 | Ambient | 50000 |  |  | 55000 | 0.01 | 18 | 18 | 0.07 | 0.05 | 0.04 | 0.04 | 0.04 | 0.03 | 0.26 | 0.11 | 0.1 | 0.09 | 0.11 | 0.01 | 0.09 | 0.05 | 0.04 | 0.04 | 0.02 | 0.01 | True |  | Non Federally-Regulated | 04/20/2017 |  | 04/08/2019
Lutron Electronics Co., Inc. | Finire | FAT3SIXX****EU**PLSTA00**SOXX | Light Emitting Diode | Inseparable Luminaire | Direct Wired | Direct Digital Controls | 46.2 | 2700 | 0.0006 | 98 | 91 | 378 | 0.98 | Ambient | 50000 |  |  | 55000 | 0.01 | 18 | 18 | 0.07 | 0.05 | 0.04 | 0.04 | 0.04 | 0.03 | 0.26 | 0.11 | 0.1 | 0.09 | 0.11 | 0.01 | 0.09 | 0.05 | 0.04 | 0.04 | 0.02 | 0.01 | True |  | Non Federally-Regulated | 04/20/2017 |  | 04/08/2019
Lutron Electronics Co., Inc. | Finire | FAT3SIXX****EU**TWSTA00**XXXX | Light Emitting Diode | Inseparable Luminaire | Direct Wired | Direct Digital Controls | 46.2 | 2700 | 0.0006 | 98 | 91 | 378 | 0.98 | Ambient | 50000 |  |  | 55000 | 0.01 | 18 | 18 | 0.07 | 0.05 | 0.04 | 0.04 | 0.04 | 0.03 | 0.26 | 0.11 | 0.1 | 0.09 | 0.11 | 0.01 | 0.09 | 0.05 | 0.04 | 0.04 | 0.02 | 0.01 | True |  | Non Federally-Regulated | 04/20/2017 |  | 04/08/2019
Lutron Electronics Co., Inc. | Finire | FAT3SIXX****EU**TWSTA00**SOXX | Light Emitting Diode | Inseparable Luminaire | Direct Wired | Direct Digital Controls | 46.2 | 2700 | 0.0006 | 98 | 91 | 378 | 0.98 | Ambient | 50000 |  |  | 55000 | 0.01 | 18 | 18 | 0.07 | 0.05 | 0.04 | 0.04 | 0.04 | 0.03 | 0.26 | 0.11 | 0.1 | 0.09 | 0.11 | 0.01 | 0.09 | 0.05 | 0.04 | 0.04 | 0.02 | 0.01 | True |  | Non Federally-Regulated | 04/20/2017 |  | 04/08/2019
Lutron Electronics Co., Inc. | Finire | FIT3SIXX****EU**XXSTA00**XXXX | Light Emitting Diode | Inseparable Luminaire | Direct Wired | Direct Digital Controls | 46.2 | 2700 | 0.0006 | 98 | 91 | 378 | 0.98 | Ambient | 50000 |  |  | 55000 | 0.01 | 18 | 18 | 0.07 | 0.05 | 0.04 | 0.04 | 0.04 | 0.03 | 0.26 | 0.11 | 0.1 | 0.09 | 0.11 | 0.01 | 0.09 | 0.05 | 0.04 | 0.04 | 0.02 | 0.01 | True |  | Non Federally-Regulated | 04/20/2017 |  | 04/08/2019
Lutron Electronics Co., Inc. | Finire | FIT3SIXX****EU**XXSTA00**SOXX | Light Emitting Diode | Inseparable Luminaire | Direct Wired | Direct Digital Controls | 46.2 | 2700 | 0.0006 | 98 | 91 | 378 | 0.98 | Ambient | 50000 |  |  | 55000 | 0.01 | 18 | 18 | 0.07 | 0.05 | 0.04 | 0.04 | 0.04 | 0.03 | 0.26 | 0.11 | 0.1 | 0.09 | 0.11 | 0.01 | 0.09 | 0.05 | 0.04 | 0.04 | 0.02 | 0.01 | True |  | Non Federally-Regulated | 04/20/2017 |  | 04/08/2019
Lutron Electronics Co., Inc. | Finire | FIT3SIXX****EU**PLSTA00**XXXX | Light Emitting Diode | Inseparable Luminaire | Direct Wired | Direct Digital Controls | 46.2 | 2700 | 0.0006 | 98 | 91 | 378 | 0.98 | Ambient | 50000 |  |  | 55000 | 0.01 | 18 | 18 | 0.07 | 0.05 | 0.04 | 0.04 | 0.04 | 0.03 | 0.26 | 0.11 | 0.1 | 0.09 | 0.11 | 0.01 | 0.09 | 0.05 | 0.04 | 0.04 | 0.02 | 0.01 | True |  | Non Federally-Regulated | 04/20/2017 |  | 04/08/2019
Lutron Electronics Co., Inc. | Finire | FIT3SIXX****EU**PLSTA00**SOXX | Light Emitting Diode | Inseparable Luminaire | Direct Wired | Direct Digital Controls | 46.2 | 2700 | 0.0006 | 98 | 91 | 378 | 0.98 | Ambient | 50000 |  |  | 55000 | 0.01 | 18 | 18 | 0.07 | 0.05 | 0.04 | 0.04 | 0.04 | 0.03 | 0.26 | 0.11 | 0.1 | 0.09 | 0.11 | 0.01 | 0.09 | 0.05 | 0.04 | 0.04 | 0.02 | 0.01 | True |  | Non Federally-Regulated | 04/20/2017 |  | 04/08/2019
Lutron Electronics Co., Inc. | Finire | FIT3SIXX****EU**TWSTA00**XXXX | Light Emitting Diode | Inseparable Luminaire | Direct Wired | Direct Digital Controls | 46.2 | 2700 | 0.0006 | 98 | 91 | 378 | 0.98 | Ambient | 50000 |  |  | 55000 | 0.01 | 18 | 18 | 0.07 | 0.05 | 0.04 | 0.04 | 0.04 | 0.03 | 0.26 | 0.11 | 0.1 | 0.09 | 0.11 | 0.01 | 0.09 | 0.05 | 0.04 | 0.04 | 0.02 | 0.01 | True |  | Non Federally-Regulated | 04/20/2017 |  | 04/08/2019
Lutron Electronics Co., Inc. | Finire | FIT3SIXX****EU**TWSTA00**SOXX | Light Emitting Diode | Inseparable Luminaire | Direct Wired | Direct Digital Controls | 46.2 | 2700 | 0.0006 | 98 | 91 | 378 | 0.98 | Ambient | 50000 |  |  | 55000 | 0.01 | 18 | 18 | 0.07 | 0.05 | 0.04 | 0.04 | 0.04 | 0.03 | 0.26 | 0.11 | 0.1 | 0.09 | 0.11 | 0.01 | 0.09 | 0.05 | 0.04 | 0.04 | 0.02 | 0.01 | True |  | Non Federally-Regulated | 04/20/2017 |  | 04/08/2019
Lutron Electronics Co., Inc. | Finire | FAT3SIXX****EU**XXSTA00MWFGXX | Light Emitting Diode | Inseparable Luminaire | Direct Wired | Direct Digital Controls | 46.2 | 2700 | 0.0006 | 98 | 91 | 378 | 0.98 | Ambient | 50000 |  |  | 55000 | 0.01 | 18 | 18 | 0.07 | 0.05 | 0.04 | 0.04 | 0.04 | 0.03 | 0.26 | 0.11 | 0.1 | 0.09 | 0.11 | 0.01 | 0.09 | 0.05 | 0.04 | 0.04 | 0.02 | 0.01 | True |  | Non Federally-Regulated | 04/20/2017 |  | 04/08/2019
Lutron Electronics Co., Inc. | Finire | FAT3SIXX****EU**PLSTA00MWFGXX | Light Emitting Diode | Inseparable Luminaire | Direct Wired | Direct Digital Controls | 46.2 | 2700 | 0.0006 | 98 | 91 | 378 | 0.98 | Ambient | 50000 |  |  | 55000 | 0.01 | 18 | 18 | 0.07 | 0.05 | 0.04 | 0.04 | 0.04 | 0.03 | 0.26 | 0.11 | 0.1 | 0.09 | 0.11 | 0.01 | 0.09 | 0.05 | 0.04 | 0.04 | 0.02 | 0.01 | True |  | Non Federally-Regulated | 04/20/2017 |  | 04/08/2019
Lutron Electronics Co., Inc. | Finire | FAT3SIXX****EU**TWSTA00MWFGXX | Light Emitting Diode | Inseparable Luminaire | Direct Wired | Direct Digital Controls | 46.2 | 2700 | 0.0006 | 98 | 91 | 378 | 0.98 | Ambient | 50000 |  |  | 55000 | 0.01 | 18 | 18 | 0.07 | 0.05 | 0.04 | 0.04 | 0.04 | 0.03 | 0.26 | 0.11 | 0.1 | 0.09 | 0.11 | 0.01 | 0.09 | 0.05 | 0.04 | 0.04 | 0.02 | 0.01 | True |  | Non Federally-Regulated | 04/20/2017 |  | 04/08/2019
Lutron Electronics Co., Inc. | Finire | FIT3SIXX****EU**XXSTA00MWFGXX | Light Emitting Diode | Inseparable Luminaire | Direct Wired | Direct Digital Controls | 46.2 | 2700 | 0.0006 | 98 | 91 | 378 | 0.98 | Ambient | 50000 |  |  | 55000 | 0.01 | 18 | 18 | 0.07 | 0.05 | 0.04 | 0.04 | 0.04 | 0.03 | 0.26 | 0.11 | 0.1 | 0.09 | 0.11 | 0.01 | 0.09 | 0.05 | 0.04 | 0.04 | 0.02 | 0.01 | True |  | Non Federally-Regulated | 04/20/2017 |  | 04/08/2019
Lutron Electronics Co., Inc. | Finire | FIT3SIXX****EU**PLSTA00MWFGXX | Light Emitting Diode | Inseparable Luminaire | Direct Wired | Direct Digital Controls | 46.2 | 2700 | 0.0006 | 98 | 91 | 378 | 0.98 | Ambient | 50000 |  |  | 55000 | 0.01 | 18 | 18 | 0.07 | 0.05 | 0.04 | 0.04 | 0.04 | 0.03 | 0.26 | 0.11 | 0.1 | 0.09 | 0.11 | 0.01 | 0.09 | 0.05 | 0.04 | 0.04 | 0.02 | 0.01 | True |  | Non Federally-Regulated | 04/20/2017 |  | 04/08/2019
Lutron Electronics Co., Inc. | Finire | FIT3SIXX****EU**TWSTA00MWFGXX | Light Emitting Diode | Inseparable Luminaire | Direct Wired | Direct Digital Controls | 46.2 | 2700 | 0.0006 | 98 | 91 | 378 | 0.98 | Ambient | 50000 |  |  | 55000 | 0.01 | 18 | 18 | 0.07 | 0.05 | 0.04 | 0.04 | 0.04 | 0.03 | 0.26 | 0.11 | 0.1 | 0.09 | 0.11 | 0.01 | 0.09 | 0.05 | 0.04 | 0.04 | 0.02 | 0.01 | True |  | Non Federally-Regulated | 04/20/2017 |  | 04/08/2019
Lutron Electronics Co., Inc. | Finire | FAZ3SIXX****EU**XXSZA00MWFGXX | Light Emitting Diode | Inseparable Luminaire | Direct Wired | Direct Digital Controls | 46.2 | 2700 | 0.0006 | 98 | 91 | 378 | 0.98 | Ambient | 50000 |  |  | 55000 | 0.01 | 18 | 18 | 0.07 | 0.05 | 0.04 | 0.04 | 0.04 | 0.03 | 0.26 | 0.11 | 0.1 | 0.09 | 0.11 | 0.01 | 0.09 | 0.05 | 0.04 | 0.04 | 0.02 | 0.01 | True |  | Non Federally-Regulated | 04/20/2017 |  | 04/08/2019
Lutron Electronics Co., Inc. | Finire | FAZ3SIXX****EU**PLSZA00MWFGXX | Light Emitting Diode | Inseparable Luminaire | Direct Wired | Direct Digital Controls | 46.2 | 2700 | 0.0006 | 98 | 91 | 378 | 0.98 | Ambient | 50000 |  |  | 55000 | 0.01 | 18 | 18 | 0.07 | 0.05 | 0.04 | 0.04 | 0.04 | 0.03 | 0.26 | 0.11 | 0.1 | 0.09 | 0.11 | 0.01 | 0.09 | 0.05 | 0.04 | 0.04 | 0.02 | 0.01 | True |  | Non Federally-Regulated | 04/20/2017 |  | 04/08/2019
Lutron Electronics Co., Inc. | Finire | FAZ3SIXX****EU**TWSZA00MWFGXX | Light Emitting Diode | Inseparable Luminaire | Direct Wired | Direct Digital Controls | 46.2 | 2700 | 0.0006 | 98 | 91 | 378 | 0.98 | Ambient | 50000 |  |  | 55000 | 0.01 | 18 | 18 | 0.07 | 0.05 | 0.04 | 0.04 | 0.04 | 0.03 | 0.26 | 0.11 | 0.1 | 0.09 | 0.11 | 0.01 | 0.09 | 0.05 | 0.04 | 0.04 | 0.02 | 0.01 | True |  | Non Federally-Regulated | 04/20/2017 |  | 04/08/2019
Lutron Electronics Co., Inc. | Finire | FIZ3SIXX****EU**XXSZA00MWFGXX | Light Emitting Diode | Inseparable Luminaire | Direct Wired | Direct Digital Controls | 46.2 | 2700 | 0.0006 | 98 | 91 | 378 | 0.98 | Ambient | 50000 |  |  | 55000 | 0.01 | 18 | 18 | 0.07 | 0.05 | 0.04 | 0.04 | 0.04 | 0.03 | 0.26 | 0.11 | 0.1 | 0.09 | 0.11 | 0.01 | 0.09 | 0.05 | 0.04 | 0.04 | 0.02 | 0.01 | True |  | Non Federally-Regulated | 04/20/2017 |  | 04/08/2019
Lutron Electronics Co., Inc. | Finire | FIZ3SIXX****EU**PLSZA00MWFGXX | Light Emitting Diode | Inseparable Luminaire | Direct Wired | Direct Digital Controls | 46.2 | 2700 | 0.0006 | 98 | 91 | 378 | 0.98 | Ambient | 50000 |  |  | 55000 | 0.01 | 18 | 18 | 0.07 | 0.05 | 0.04 | 0.04 | 0.04 | 0.03 | 0.26 | 0.11 | 0.1 | 0.09 | 0.11 | 0.01 | 0.09 | 0.05 | 0.04 | 0.04 | 0.02 | 0.01 | True |  | Non Federally-Regulated | 04/20/2017 |  | 04/08/2019
Lutron Electronics Co., Inc. | Finire | FIZ3SIXX****EU**TWSZA00MWFGXX | Light Emitting Diode | Inseparable Luminaire | Direct Wired | Direct Digital Controls | 46.2 | 2700 | 0.0006 | 98 | 91 | 378 | 0.98 | Ambient | 50000 |  |  | 55000 | 0.01 | 18 | 18 | 0.07 | 0.05 | 0.04 | 0.04 | 0.04 | 0.03 | 0.26 | 0.11 | 0.1 | 0.09 | 0.11 | 0.01 | 0.09 | 0.05 | 0.04 | 0.04 | 0.02 | 0.01 | True |  | Non Federally-Regulated | 04/20/2017 |  | 04/08/2019
Lutron Electronics Co., Inc. | Finire | FAZ3RIXX****EU**XXRZA00MWFGXX | Light Emitting Diode | Inseparable Luminaire | Direct Wired | Direct Digital Controls | 46.2 | 2700 | 0.0006 | 98 | 91 | 378 | 0.98 | Ambient | 50000 |  |  | 55000 | 0.01 | 18 | 18 | 0.07 | 0.05 | 0.04 | 0.04 | 0.04 | 0.03 | 0.26 | 0.11 | 0.1 | 0.09 | 0.11 | 0.01 | 0.09 | 0.05 | 0.04 | 0.04 | 0.02 | 0.01 | True |  | Non Federally-Regulated | 04/20/2017 |  | 04/08/2019
Lutron Electronics Co., Inc. | Finire | FAZ3RIXX****EU**PLRZA00MWFGXX | Light Emitting Diode | Inseparable Luminaire | Direct Wired | Direct Digital Controls | 46.2 | 2700 | 0.0006 | 98 | 91 | 378 | 0.98 | Ambient | 50000 |  |  | 55000 | 0.01 | 18 | 18 | 0.07 | 0.05 | 0.04 | 0.04 | 0.04 | 0.03 | 0.26 | 0.11 | 0.1 | 0.09 | 0.11 | 0.01 | 0.09 | 0.05 | 0.04 | 0.04 | 0.02 | 0.01 | True |  | Non Federally-Regulated | 04/20/2017 |  | 04/08/2019
Lutron Electronics Co., Inc. | Finire | FAZ3RIXX****EU**TWRZA00MWFGXX | Light Emitting Diode | Inseparable Luminaire | Direct Wired | Direct Digital Controls | 46.2 | 2700 | 0.0006 | 98 | 91 | 378 | 0.98 | Ambient | 50000 |  |  | 55000 | 0.01 | 18 | 18 | 0.07 | 0.05 | 0.04 | 0.04 | 0.04 | 0.03 | 0.26 | 0.11 | 0.1 | 0.09 | 0.11 | 0.01 | 0.09 | 0.05 | 0.04 | 0.04 | 0.02 | 0.01 | True |  | Non Federally-Regulated | 04/20/2017 |  | 04/08/2019
Lutron Electronics Co., Inc. | Finire | FIZ3RIXX****EU**XXRZA00MWFGXX | Light Emitting Diode | Inseparable Luminaire | Direct Wired | Direct Digital Controls | 46.2 | 2700 | 0.0006 | 98 | 91 | 378 | 0.98 | Ambient | 50000 |  |  | 55000 | 0.01 | 18 | 18 | 0.07 | 0.05 | 0.04 | 0.04 | 0.04 | 0.03 | 0.26 | 0.11 | 0.1 | 0.09 | 0.11 | 0.01 | 0.09 | 0.05 | 0.04 | 0.04 | 0.02 | 0.01 | True |  | Non Federally-Regulated | 04/20/2017 |  | 04/08/2019
Lutron Electronics Co., Inc. | Finire | FIZ3RIXX****EU**PLRZA00MWFGXX | Light Emitting Diode | Inseparable Luminaire | Direct Wired | Direct Digital Controls | 46.2 | 2700 | 0.0006 | 98 | 91 | 378 | 0.98 | Ambient | 50000 |  |  | 55000 | 0.01 | 18 | 18 | 0.07 | 0.05 | 0.04 | 0.04 | 0.04 | 0.03 | 0.26 | 0.11 | 0.1 | 0.09 | 0.11 | 0.01 | 0.09 | 0.05 | 0.04 | 0.04 | 0.02 | 0.01 | True |  | Non Federally-Regulated | 04/20/2017 |  | 04/08/2019
Lutron Electronics Co., Inc. | Finire | FIZ3RIXX****EU**TWRZA00MWFGXX | Light Emitting Diode | Inseparable Luminaire | Direct Wired | Direct Digital Controls | 46.2 | 2700 | 0.0006 | 98 | 91 | 378 | 0.98 | Ambient | 50000 |  |  | 55000 | 0.01 | 18 | 18 | 0.07 | 0.05 | 0.04 | 0.04 | 0.04 | 0.03 | 0.26 | 0.11 | 0.1 | 0.09 | 0.11 | 0.01 | 0.09 | 0.05 | 0.04 | 0.04 | 0.02 | 0.01 | True |  | Non Federally-Regulated | 04/20/2017 |  | 04/08/2019
Lutron Electronics Co., Inc. | Finire | FAT3RIXX****EU**XXRTA00MWFGXX | Light Emitting Diode | Inseparable Luminaire | Direct Wired | Direct Digital Controls | 46.2 | 2700 | 0.0006 | 98 | 91 | 378 | 0.98 | Ambient | 50000 |  |  | 55000 | 0.01 | 18 | 18 | 0.07 | 0.05 | 0.04 | 0.04 | 0.04 | 0.03 | 0.26 | 0.11 | 0.1 | 0.09 | 0.11 | 0.01 | 0.09 | 0.05 | 0.04 | 0.04 | 0.02 | 0.01 | True |  | Non Federally-Regulated | 04/20/2017 |  | 04/08/2019
Lutron Electronics Co., Inc. | Finire | FAT3RIXX****EU**PLRTA00MWFGXX | Light Emitting Diode | Inseparable Luminaire | Direct Wired | Direct Digital Controls | 46.2 | 2700 | 0.0006 | 98 | 91 | 378 | 0.98 | Ambient | 50000 |  |  | 55000 | 0.01 | 18 | 18 | 0.07 | 0.05 | 0.04 | 0.04 | 0.04 | 0.03 | 0.26 | 0.11 | 0.1 | 0.09 | 0.11 | 0.01 | 0.09 | 0.05 | 0.04 | 0.04 | 0.02 | 0.01 | True |  | Non Federally-Regulated | 04/20/2017 |  | 04/08/2019
Lutron Electronics Co., Inc. | Finire | FAT3RIXX****EU**TWRTA00MWFGXX | Light Emitting Diode | Inseparable Luminaire | Direct Wired | Direct Digital Controls | 46.2 | 2700 | 0.0006 | 98 | 91 | 378 | 0.98 | Ambient | 50000 |  |  | 55000 | 0.01 | 18 | 18 | 0.07 | 0.05 | 0.04 | 0.04 | 0.04 | 0.03 | 0.26 | 0.11 | 0.1 | 0.09 | 0.11 | 0.01 | 0.09 | 0.05 | 0.04 | 0.04 | 0.02 | 0.01 | True |  | Non Federally-Regulated | 04/20/2017 |  | 04/08/2019
Lutron Electronics Co., Inc. | Finire | FIT3RIXX****EU**XXRTA00MWFGXX | Light Emitting Diode | Inseparable Luminaire | Direct Wired | Direct Digital Controls | 46.2 | 2700 | 0.0006 | 98 | 91 | 378 | 0.98 | Ambient | 50000 |  |  | 55000 | 0.01 | 18 | 18 | 0.07 | 0.05 | 0.04 | 0.04 | 0.04 | 0.03 | 0.26 | 0.11 | 0.1 | 0.09 | 0.11 | 0.01 | 0.09 | 0.05 | 0.04 | 0.04 | 0.02 | 0.01 | True |  | Non Federally-Regulated | 04/20/2017 |  | 04/08/2019
Lutron Electronics Co., Inc. | Finire | FIT3RIXX****EU**PLRTA00MWFGXX | Light Emitting Diode | Inseparable Luminaire | Direct Wired | Direct Digital Controls | 46.2 | 2700 | 0.0006 | 98 | 91 | 378 | 0.98 | Ambient | 50000 |  |  | 55000 | 0.01 | 18 | 18 | 0.07 | 0.05 | 0.04 | 0.04 | 0.04 | 0.03 | 0.26 | 0.11 | 0.1 | 0.09 | 0.11 | 0.01 | 0.09 | 0.05 | 0.04 | 0.04 | 0.02 | 0.01 | True |  | Non Federally-Regulated | 04/20/2017 |  | 04/08/2019
Lutron Electronics Co., Inc. | Finire | FIT3RIXX****EU**TWRTA00MWFGXX | Light Emitting Diode | Inseparable Luminaire | Direct Wired | Direct Digital Controls | 46.2 | 2700 | 0.0006 | 98 | 91 | 378 | 0.98 | Ambient | 50000 |  |  | 55000 | 0.01 | 18 | 18 | 0.07 | 0.05 | 0.04 | 0.04 | 0.04 | 0.03 | 0.26 | 0.11 | 0.1 | 0.09 | 0.11 | 0.01 | 0.09 | 0.05 | 0.04 | 0.04 | 0.02 | 0.01 | True |  | Non Federally-Regulated | 04/20/2017 |  | 04/08/2019
Lutron Electronics Co., Inc. | Finire | FAT3RIHO****EU**XXRTA00MWFGXX | Light Emitting Diode | Inseparable Luminaire | Direct Wired | Direct Digital Controls | 45.4 | 2700 | 0.0006 | 98 | 90 | 436 | 0.98 | Ambient | 50000 |  |  | 55000 | 0.01 | 18 | 18 | 0.11 | 0.1 | 0.09 | 0.11 | 0.09 | 0.04 | 0.09 | 0.07 | 0.06 | 0.06 | 0.04 | 0.02 | 0.07 | 0.05 | 0.04 | 0.04 | 0.04 | 0 | True |  | Non Federally-Regulated | 04/20/2017 |  | 04/08/2019
Lutron Electronics Co., Inc. | Finire | FAT3RIHO****EU**PLRTA00MWFGXX | Light Emitting Diode | Inseparable Luminaire | Direct Wired | Direct Digital Controls | 45.4 | 2700 | 0.0006 | 98 | 90 | 436 | 0.98 | Ambient | 50000 |  |  | 55000 | 0.01 | 18 | 18 | 0.11 | 0.1 | 0.09 | 0.11 | 0.09 | 0.04 | 0.09 | 0.07 | 0.06 | 0.06 | 0.04 | 0.02 | 0.07 | 0.05 | 0.04 | 0.04 | 0.04 | 0 | True |  | Non Federally-Regulated | 04/20/2017 |  | 04/08/2019
Lutron Electronics Co., Inc. | Finire | FAT3RIHO****EU**TWRTA00MWFGXX | Light Emitting Diode | Inseparable Luminaire | Direct Wired | Direct Digital Controls | 45.4 | 2700 | 0.0006 | 98 | 90 | 436 | 0.98 | Ambient | 50000 |  |  | 55000 | 0.01 | 18 | 18 | 0.11 | 0.1 | 0.09 | 0.11 | 0.09 | 0.04 | 0.09 | 0.07 | 0.06 | 0.06 | 0.04 | 0.02 | 0.07 | 0.05 | 0.04 | 0.04 | 0.04 | 0 | True |  | Non Federally-Regulated | 04/20/2017 |  | 04/08/2019
Lutron Electronics Co., Inc. | Finire | FIT3RIHO****EU**XXRTA00MWFGXX | Light Emitting Diode | Inseparable Luminaire | Direct Wired | Direct Digital Controls | 45.4 | 2700 | 0.0006 | 98 | 90 | 436 | 0.98 | Ambient | 50000 |  |  | 55000 | 0.01 | 18 | 18 | 0.11 | 0.1 | 0.09 | 0.11 | 0.09 | 0.04 | 0.09 | 0.07 | 0.06 | 0.06 | 0.04 | 0.02 | 0.07 | 0.05 | 0.04 | 0.04 | 0.04 | 0 | True |  | Non Federally-Regulated | 04/20/2017 |  | 04/08/2019
Lutron Electronics Co., Inc. | Finire | FIT3RIHO****EU**PLRTA00MWFGXX | Light Emitting Diode | Inseparable Luminaire | Direct Wired | Direct Digital Controls | 45.4 | 2700 | 0.0006 | 98 | 90 | 436 | 0.98 | Ambient | 50000 |  |  | 55000 | 0.01 | 18 | 18 | 0.11 | 0.1 | 0.09 | 0.11 | 0.09 | 0.04 | 0.09 | 0.07 | 0.06 | 0.06 | 0.04 | 0.02 | 0.07 | 0.05 | 0.04 | 0.04 | 0.04 | 0 | True |  | Non Federally-Regulated | 04/20/2017 |  | 04/08/2019
Lutron Electronics Co., Inc. | Finire | FIT3RIHO****EU**TWRTA00MWFGXX | Light Emitting Diode | Inseparable Luminaire | Direct Wired | Direct Digital Controls | 45.4 | 2700 | 0.0006 | 98 | 90 | 436 | 0.98 | Ambient | 50000 |  |  | 55000 | 0.01 | 18 | 18 | 0.11 | 0.1 | 0.09 | 0.11 | 0.09 | 0.04 | 0.09 | 0.07 | 0.06 | 0.06 | 0.04 | 0.02 | 0.07 | 0.05 | 0.04 | 0.04 | 0.04 | 0 | True |  | Non Federally-Regulated | 04/20/2017 |  | 04/08/2019
Lutron Electronics Co., Inc. | Finire | FAZ3RIHO****EU**XXRZA00MWFGXX | Light Emitting Diode | Inseparable Luminaire | Direct Wired | Direct Digital Controls | 45.4 | 2700 | 0.0006 | 98 | 90 | 436 | 0.98 | Ambient | 50000 |  |  | 55000 | 0.01 | 18 | 18 | 0.11 | 0.1 | 0.09 | 0.11 | 0.09 | 0.04 | 0.09 | 0.07 | 0.06 | 0.06 | 0.04 | 0.02 | 0.07 | 0.05 | 0.04 | 0.04 | 0.04 | 0 | True |  | Non Federally-Regulated | 04/20/2017 |  | 04/08/2019
Lutron Electronics Co., Inc. | Finire | FAZ3RIHO****EU**PLRZA00MWFGXX | Light Emitting Diode | Inseparable Luminaire | Direct Wired | Direct Digital Controls | 45.4 | 2700 | 0.0006 | 98 | 90 | 436 | 0.98 | Ambient | 50000 |  |  | 55000 | 0.01 | 18 | 18 | 0.11 | 0.1 | 0.09 | 0.11 | 0.09 | 0.04 | 0.09 | 0.07 | 0.06 | 0.06 | 0.04 | 0.02 | 0.07 | 0.05 | 0.04 | 0.04 | 0.04 | 0 | True |  | Non Federally-Regulated | 04/20/2017 |  | 04/08/2019
Lutron Electronics Co., Inc. | Finire | FAZ3RIHO****EU**TWRZA00MWFGXX | Light Emitting Diode | Inseparable Luminaire | Direct Wired | Direct Digital Controls | 45.4 | 2700 | 0.0006 | 98 | 90 | 436 | 0.98 | Ambient | 50000 |  |  | 55000 | 0.01 | 18 | 18 | 0.11 | 0.1 | 0.09 | 0.11 | 0.09 | 0.04 | 0.09 | 0.07 | 0.06 | 0.06 | 0.04 | 0.02 | 0.07 | 0.05 | 0.04 | 0.04 | 0.04 | 0 | True |  | Non Federally-Regulated | 04/20/2017 |  | 04/08/2019
Lutron Electronics Co., Inc. | Finire | FIZ3RIHO****EU**XXRZA00MWFGXX | Light Emitting Diode | Inseparable Luminaire | Direct Wired | Direct Digital Controls | 45.4 | 2700 | 0.0006 | 98 | 90 | 436 | 0.98 | Ambient | 50000 |  |  | 55000 | 0.01 | 18 | 18 | 0.11 | 0.1 | 0.09 | 0.11 | 0.09 | 0.04 | 0.09 | 0.07 | 0.06 | 0.06 | 0.04 | 0.02 | 0.07 | 0.05 | 0.04 | 0.04 | 0.04 | 0 | True |  | Non Federally-Regulated | 04/20/2017 |  | 04/08/2019
Lutron Electronics Co., Inc. | Finire | FIZ3RIHO****EU**PLRZA00MWFGXX | Light Emitting Diode | Inseparable Luminaire | Direct Wired | Direct Digital Controls | 45.4 | 2700 | 0.0006 | 98 | 90 | 436 | 0.98 | Ambient | 50000 |  |  | 55000 | 0.01 | 18 | 18 | 0.11 | 0.1 | 0.09 | 0.11 | 0.09 | 0.04 | 0.09 | 0.07 | 0.06 | 0.06 | 0.04 | 0.02 | 0.07 | 0.05 | 0.04 | 0.04 | 0.04 | 0 | True |  | Non Federally-Regulated | 04/20/2017 |  | 04/08/2019
Lutron Electronics Co., Inc. | Finire | FIZ3RIHO****EU**TWRZA00MWFGXX | Light Emitting Diode | Inseparable Luminaire | Direct Wired | Direct Digital Controls | 45.4 | 2700 | 0.0006 | 98 | 90 | 436 | 0.98 | Ambient | 50000 |  |  | 55000 | 0.01 | 18 | 18 | 0.11 | 0.1 | 0.09 | 0.11 | 0.09 | 0.04 | 0.09 | 0.07 | 0.06 | 0.06 | 0.04 | 0.02 | 0.07 | 0.05 | 0.04 | 0.04 | 0.04 | 0 | True |  | Non Federally-Regulated | 04/20/2017 |  | 04/08/2019
Lutron Electronics Co., Inc. | Finire | FAZ3SIHO****EU**XXSZA00MWFGXX | Light Emitting Diode | Inseparable Luminaire | Direct Wired | Direct Digital Controls | 45.4 | 2700 | 0.0006 | 98 | 90 | 436 | 0.98 | Ambient | 50000 |  |  | 55000 | 0.01 | 18 | 18 | 0.11 | 0.1 | 0.09 | 0.11 | 0.09 | 0.04 | 0.09 | 0.07 | 0.06 | 0.06 | 0.04 | 0.02 | 0.07 | 0.05 | 0.04 | 0.04 | 0.04 | 0 | True |  | Non Federally-Regulated | 04/20/2017 |  | 04/08/2019
Lutron Electronics Co., Inc. | Finire | FAZ3SIHO****EU**PLSZA00MWFGXX | Light Emitting Diode | Inseparable Luminaire | Direct Wired | Direct Digital Controls | 45.4 | 2700 | 0.0006 | 98 | 90 | 436 | 0.98 | Ambient | 50000 |  |  | 55000 | 0.01 | 18 | 18 | 0.11 | 0.1 | 0.09 | 0.11 | 0.09 | 0.04 | 0.09 | 0.07 | 0.06 | 0.06 | 0.04 | 0.02 | 0.07 | 0.05 | 0.04 | 0.04 | 0.04 | 0 | True |  | Non Federally-Regulated | 04/20/2017 |  | 04/08/2019
Lutron Electronics Co., Inc. | Finire | FAZ3SIHO****EU**TWSZA00MWFGXX | Light Emitting Diode | Inseparable Luminaire | Direct Wired | Direct Digital Controls | 45.4 | 2700 | 0.0006 | 98 | 90 | 436 | 0.98 | Ambient | 50000 |  |  | 55000 | 0.01 | 18 | 18 | 0.11 | 0.1 | 0.09 | 0.11 | 0.09 | 0.04 | 0.09 | 0.07 | 0.06 | 0.06 | 0.04 | 0.02 | 0.07 | 0.05 | 0.04 | 0.04 | 0.04 | 0 | True |  | Non Federally-Regulated | 04/20/2017 |  | 04/08/2019
Lutron Electronics Co., Inc. | Finire | FIZ3SIHO****EU**XXSZA00MWFGXX | Light Emitting Diode | Inseparable Luminaire | Direct Wired | Direct Digital Controls | 45.4 | 2700 | 0.0006 | 98 | 90 | 436 | 0.98 | Ambient | 50000 |  |  | 55000 | 0.01 | 18 | 18 | 0.11 | 0.1 | 0.09 | 0.11 | 0.09 | 0.04 | 0.09 | 0.07 | 0.06 | 0.06 | 0.04 | 0.02 | 0.07 | 0.05 | 0.04 | 0.04 | 0.04 | 0 | True |  | Non Federally-Regulated | 04/20/2017 |  | 04/08/2019
Lutron Electronics Co., Inc. | Finire | FIZ3SIHO****EU**PLSZA00MWFGXX | Light Emitting Diode | Inseparable Luminaire | Direct Wired | Direct Digital Controls | 45.4 | 2700 | 0.0006 | 98 | 90 | 436 | 0.98 | Ambient | 50000 |  |  | 55000 | 0.01 | 18 | 18 | 0.11 | 0.1 | 0.09 | 0.11 | 0.09 | 0.04 | 0.09 | 0.07 | 0.06 | 0.06 | 0.04 | 0.02 | 0.07 | 0.05 | 0.04 | 0.04 | 0.04 | 0 | True |  | Non Federally-Regulated | 04/20/2017 |  | 04/08/2019
Lutron Electronics Co., Inc. | Finire | FIZ3SIHO****EU**TWSZA00MWFGXX | Light Emitting Diode | Inseparable Luminaire | Direct Wired | Direct Digital Controls | 45.4 | 2700 | 0.0006 | 98 | 90 | 436 | 0.98 | Ambient | 50000 |  |  | 55000 | 0.01 | 18 | 18 | 0.11 | 0.1 | 0.09 | 0.11 | 0.09 | 0.04 | 0.09 | 0.07 | 0.06 | 0.06 | 0.04 | 0.02 | 0.07 | 0.05 | 0.04 | 0.04 | 0.04 | 0 | True |  | Non Federally-Regulated | 04/20/2017 |  | 04/08/2019
Lutron Electronics Co., Inc. | Finire | FAT3SIHO****EU**XXSTA00MWFGXX | Light Emitting Diode | Inseparable Luminaire | Direct Wired | Direct Digital Controls | 45.4 | 2700 | 0.0006 | 98 | 90 | 436 | 0.98 | Ambient | 50000 |  |  | 55000 | 0.01 | 18 | 18 | 0.11 | 0.1 | 0.09 | 0.11 | 0.09 | 0.04 | 0.09 | 0.07 | 0.06 | 0.06 | 0.04 | 0.02 | 0.07 | 0.05 | 0.04 | 0.04 | 0.04 | 0 | True |  | Non Federally-Regulated | 04/20/2017 |  | 04/08/2019
Lutron Electronics Co., Inc. | Finire | FAT3SIHO****EU**PLSTA00MWFGXX | Light Emitting Diode | Inseparable Luminaire | Direct Wired | Direct Digital Controls | 45.4 | 2700 | 0.0006 | 98 | 90 | 436 | 0.98 | Ambient | 50000 |  |  | 55000 | 0.01 | 18 | 18 | 0.11 | 0.1 | 0.09 | 0.11 | 0.09 | 0.04 | 0.09 | 0.07 | 0.06 | 0.06 | 0.04 | 0.02 | 0.07 | 0.05 | 0.04 | 0.04 | 0.04 | 0 | True |  | Non Federally-Regulated | 04/20/2017 |  | 04/08/2019
Lutron Electronics Co., Inc. | Finire | FAT3SIHO****EU**TWSTA00MWFGXX | Light Emitting Diode | Inseparable Luminaire | Direct Wired | Direct Digital Controls | 45.4 | 2700 | 0.0006 | 98 | 90 | 436 | 0.98 | Ambient | 50000 |  |  | 55000 | 0.01 | 18 | 18 | 0.11 | 0.1 | 0.09 | 0.11 | 0.09 | 0.04 | 0.09 | 0.07 | 0.06 | 0.06 | 0.04 | 0.02 | 0.07 | 0.05 | 0.04 | 0.04 | 0.04 | 0 | True |  | Non Federally-Regulated | 04/20/2017 |  | 04/08/2019
Lutron Electronics Co., Inc. | Finire | FIT3SIHO****EU**XXSTA00MWFGXX | Light Emitting Diode | Inseparable Luminaire | Direct Wired | Direct Digital Controls | 45.4 | 2700 | 0.0006 | 98 | 90 | 436 | 0.98 | Ambient | 50000 |  |  | 55000 | 0.01 | 18 | 18 | 0.11 | 0.1 | 0.09 | 0.11 | 0.09 | 0.04 | 0.09 | 0.07 | 0.06 | 0.06 | 0.04 | 0.02 | 0.07 | 0.05 | 0.04 | 0.04 | 0.04 | 0 | True |  | Non Federally-Regulated | 04/20/2017 |  | 04/08/2019
Lutron Electronics Co., Inc. | Finire | FIT3SIHO****EU**PLSTA00MWFGXX | Light Emitting Diode | Inseparable Luminaire | Direct Wired | Direct Digital Controls | 45.4 | 2700 | 0.0006 | 98 | 90 | 436 | 0.98 | Ambient | 50000 |  |  | 55000 | 0.01 | 18 | 18 | 0.11 | 0.1 | 0.09 | 0.11 | 0.09 | 0.04 | 0.09 | 0.07 | 0.06 | 0.06 | 0.04 | 0.02 | 0.07 | 0.05 | 0.04 | 0.04 | 0.04 | 0 | True |  | Non Federally-Regulated | 04/20/2017 |  | 04/08/2019
Lutron Electronics Co., Inc. | Finire | FIT3SIHO****EU**TWSTA00MWFGXX | Light Emitting Diode | Inseparable Luminaire | Direct Wired | Direct Digital Controls | 45.4 | 2700 | 0.0006 | 98 | 90 | 436 | 0.98 | Ambient | 50000 |  |  | 55000 | 0.01 | 18 | 18 | 0.11 | 0.1 | 0.09 | 0.11 | 0.09 | 0.04 | 0.09 | 0.07 | 0.06 | 0.06 | 0.04 | 0.02 | 0.07 | 0.05 | 0.04 | 0.04 | 0.04 | 0 | True |  | Non Federally-Regulated | 04/20/2017 |  | 04/08/2019
Lutron Electronics Co., Inc. | Finire | FAT3RIXX****F1**XXRTA00**XXXX | Light Emitting Diode | Inseparable Luminaire | Direct Wired | Direct Digital Controls | 47.6 | 2700 | -0.0007 | 97 | 93 | 463 | 0.97 | Ambient | 50000 |  |  | 55000 | 0.01 | 19 | 20 | 0.03 | 0 | 0 | 0 | 0 | 0 | 0.51 | 0.07 | 0.04 | 0.03 | 0.02 | 0.02 | 0.01 | 0 | 0 | 0 | 0 | 0 | True |  | Non Federally-Regulated | 05/08/2017 |  | 04/08/2019
Lutron Electronics Co., Inc. | Finire | FAT3RIXX****F1**PLRTA00**XXXX | Light Emitting Diode | Inseparable Luminaire | Direct Wired | Direct Digital Controls | 47.6 | 2700 | -0.0007 | 97 | 93 | 463 | 0.97 | Ambient | 50000 |  |  | 55000 | 0.01 | 19 | 20 | 0.03 | 0 | 0 | 0 | 0 | 0 | 0.51 | 0.07 | 0.04 | 0.03 | 0.02 | 0.02 | 0.01 | 0 | 0 | 0 | 0 | 0 | True |  | Non Federally-Regulated | 05/08/2017 |  | 04/08/2019
Lutron Electronics Co., Inc. | Finire | FAT3RIXX****F1**TWRTA00**XXXX | Light Emitting Diode | Inseparable Luminaire | Direct Wired | Direct Digital Controls | 47.6 | 2700 | -0.0007 | 97 | 93 | 463 | 0.97 | Ambient | 50000 |  |  | 55000 | 0.01 | 19 | 20 | 0.03 | 0 | 0 | 0 | 0 | 0 | 0.51 | 0.07 | 0.04 | 0.03 | 0.02 | 0.02 | 0.01 | 0 | 0 | 0 | 0 | 0 | True |  | Non Federally-Regulated | 05/08/2017 |  | 04/08/2019
Lutron Electronics Co., Inc. | Finire | FIT3RIXX****F1**XXRTA00**XXXX | Light Emitting Diode | Inseparable Luminaire | Direct Wired | Direct Digital Controls | 47.6 | 2700 | -0.0007 | 97 | 93 | 463 | 0.97 | Ambient | 50000 |  |  | 55000 | 0.01 | 19 | 20 | 0.03 | 0 | 0 | 0 | 0 | 0 | 0.51 | 0.07 | 0.04 | 0.03 | 0.02 | 0.02 | 0.01 | 0 | 0 | 0 | 0 | 0 | True |  | Non Federally-Regulated | 05/08/2017 |  | 04/08/2019
Lutron Electronics Co., Inc. | Finire | FIT3RIXX****F1**PLRTA00**XXXX | Light Emitting Diode | Inseparable Luminaire | Direct Wired | Direct Digital Controls | 47.6 | 2700 | -0.0007 | 97 | 93 | 463 | 0.97 | Ambient | 50000 |  |  | 55000 | 0.01 | 19 | 20 | 0.03 | 0 | 0 | 0 | 0 | 0 | 0.51 | 0.07 | 0.04 | 0.03 | 0.02 | 0.02 | 0.01 | 0 | 0 | 0 | 0 | 0 | True |  | Non Federally-Regulated | 05/08/2017 |  | 04/08/2019
Lutron Electronics Co., Inc. | Finire | FIT3RIXX****F1**TWRTA00**XXXX | Light Emitting Diode | Inseparable Luminaire | Direct Wired | Direct Digital Controls | 47.6 | 2700 | -0.0007 | 97 | 93 | 463 | 0.97 | Ambient | 50000 |  |  | 55000 | 0.01 | 19 | 20 | 0.03 | 0 | 0 | 0 | 0 | 0 | 0.51 | 0.07 | 0.04 | 0.03 | 0.02 | 0.02 | 0.01 | 0 | 0 | 0 | 0 | 0 | True |  | Non Federally-Regulated | 05/08/2017 |  | 04/08/2019
Lutron Electronics Co., Inc. | Finire | FAZ3RIXX****F1**XXRZA00**XXXX | Light Emitting Diode | Inseparable Luminaire | Direct Wired | Direct Digital Controls | 47.6 | 2700 | -0.0007 | 97 | 93 | 463 | 0.97 | Ambient | 50000 |  |  | 55000 | 0.01 | 19 | 20 | 0.03 | 0 | 0 | 0 | 0 | 0 | 0.51 | 0.07 | 0.04 | 0.03 | 0.02 | 0.02 | 0.01 | 0 | 0 | 0 | 0 | 0 | True |  | Non Federally-Regulated | 05/08/2017 |  | 04/08/2019
Lutron Electronics Co., Inc. | Finire | FAZ3RIXX****F1**PLRZA00**XXXX | Light Emitting Diode | Inseparable Luminaire | Direct Wired | Direct Digital Controls | 47.6 | 2700 | -0.0007 | 97 | 93 | 463 | 0.97 | Ambient | 50000 |  |  | 55000 | 0.01 | 19 | 20 | 0.03 | 0 | 0 | 0 | 0 | 0 | 0.51 | 0.07 | 0.04 | 0.03 | 0.02 | 0.02 | 0.01 | 0 | 0 | 0 | 0 | 0 | True |  | Non Federally-Regulated | 05/08/2017 |  | 04/08/2019
Lutron Electronics Co., Inc. | Finire | FAZ3RIXX****F1**TWRZA00**XXXX | Light Emitting Diode | Inseparable Luminaire | Direct Wired | Direct Digital Controls | 47.6 | 2700 | -0.0007 | 97 | 93 | 463 | 0.97 | Ambient | 50000 |  |  | 55000 | 0.01 | 19 | 20 | 0.03 | 0 | 0 | 0 | 0 | 0 | 0.51 | 0.07 | 0.04 | 0.03 | 0.02 | 0.02 | 0.01 | 0 | 0 | 0 | 0 | 0 | True |  | Non Federally-Regulated | 05/08/2017 |  | 04/08/2019
Lutron Electronics Co., Inc. | Finire | FIZ3RIXX****F1**XXRZA00**XXXX | Light Emitting Diode | Inseparable Luminaire | Direct Wired | Direct Digital Controls | 47.6 | 2700 | -0.0007 | 97 | 93 | 463 | 0.97 | Ambient | 50000 |  |  | 55000 | 0.01 | 19 | 20 | 0.03 | 0 | 0 | 0 | 0 | 0 | 0.51 | 0.07 | 0.04 | 0.03 | 0.02 | 0.02 | 0.01 | 0 | 0 | 0 | 0 | 0 | True |  | Non Federally-Regulated | 05/08/2017 |  | 04/08/2019
Lutron Electronics Co., Inc. | Finire | FIZ3RIXX****F1**PLRZA00**XXXX | Light Emitting Diode | Inseparable Luminaire | Direct Wired | Direct Digital Controls | 47.6 | 2700 | -0.0007 | 97 | 93 | 463 | 0.97 | Ambient | 50000 |  |  | 55000 | 0.01 | 19 | 20 | 0.03 | 0 | 0 | 0 | 0 | 0 | 0.51 | 0.07 | 0.04 | 0.03 | 0.02 | 0.02 | 0.01 | 0 | 0 | 0 | 0 | 0 | True |  | Non Federally-Regulated | 05/08/2017 |  | 04/08/2019
Lutron Electronics Co., Inc. | Finire | FIZ3RIXX****F1**TWRZA00**XXXX | Light Emitting Diode | Inseparable Luminaire | Direct Wired | Direct Digital Controls | 47.6 | 2700 | -0.0007 | 97 | 93 | 463 | 0.97 | Ambient | 50000 |  |  | 55000 | 0.01 | 19 | 20 | 0.03 | 0 | 0 | 0 | 0 | 0 | 0.51 | 0.07 | 0.04 | 0.03 | 0.02 | 0.02 | 0.01 | 0 | 0 | 0 | 0 | 0 | True |  | Non Federally-Regulated | 05/08/2017 |  | 04/08/2019
Lutron Electronics Co., Inc. | Finire | FAZ3SIXX****F1**XXSZA00**XXXX | Light Emitting Diode | Inseparable Luminaire | Direct Wired | Direct Digital Controls | 47.6 | 2700 | -0.0007 | 97 | 93 | 463 | 0.97 | Ambient | 50000 |  |  | 55000 | 0.01 | 19 | 20 | 0.03 | 0 | 0 | 0 | 0 | 0 | 0.51 | 0.07 | 0.04 | 0.03 | 0.02 | 0.02 | 0.01 | 0 | 0 | 0 | 0 | 0 | True |  | Non Federally-Regulated | 05/08/2017 |  | 04/08/2019
Lutron Electronics Co., Inc. | Finire | FAZ3SIXX****F1**PLSZA00**XXXX | Light Emitting Diode | Inseparable Luminaire | Direct Wired | Direct Digital Controls | 47.6 | 2700 | -0.0007 | 97 | 93 | 463 | 0.97 | Ambient | 50000 |  |  | 55000 | 0.01 | 19 | 20 | 0.03 | 0 | 0 | 0 | 0 | 0 | 0.51 | 0.07 | 0.04 | 0.03 | 0.02 | 0.02 | 0.01 | 0 | 0 | 0 | 0 | 0 | True |  | Non Federally-Regulated | 05/08/2017 |  | 04/08/2019
Lutron Electronics Co., Inc. | Finire | FAZ3SIXX****F1**TWSZA00**XXXX | Light Emitting Diode | Inseparable Luminaire | Direct Wired | Direct Digital Controls | 47.6 | 2700 | -0.0007 | 97 | 93 | 463 | 0.97 | Ambient | 50000 |  |  | 55000 | 0.01 | 19 | 20 | 0.03 | 0 | 0 | 0 | 0 | 0 | 0.51 | 0.07 | 0.04 | 0.03 | 0.02 | 0.02 | 0.01 | 0 | 0 | 0 | 0 | 0 | True |  | Non Federally-Regulated | 05/08/2017 |  | 04/08/2019
Lutron Electronics Co., Inc. | Finire | FIZ3SIXX****F1**XXSZA00**XXXX | Light Emitting Diode | Inseparable Luminaire | Direct Wired | Direct Digital Controls | 47.6 | 2700 | -0.0007 | 97 | 93 | 463 | 0.97 | Ambient | 50000 |  |  | 55000 | 0.01 | 19 | 20 | 0.03 | 0 | 0 | 0 | 0 | 0 | 0.51 | 0.07 | 0.04 | 0.03 | 0.02 | 0.02 | 0.01 | 0 | 0 | 0 | 0 | 0 | True |  | Non Federally-Regulated | 05/08/2017 |  | 04/08/2019
Lutron Electronics Co., Inc. | Finire | FIZ3SIXX****F1**PLSZA00**XXXX | Light Emitting Diode | Inseparable Luminaire | Direct Wired | Direct Digital Controls | 47.6 | 2700 | -0.0007 | 97 | 93 | 463 | 0.97 | Ambient | 50000 |  |  | 55000 | 0.01 | 19 | 20 | 0.03 | 0 | 0 | 0 | 0 | 0 | 0.51 | 0.07 | 0.04 | 0.03 | 0.02 | 0.02 | 0.01 | 0 | 0 | 0 | 0 | 0 | True |  | Non Federally-Regulated | 05/08/2017 |  | 04/08/2019
Lutron Electronics Co., Inc. | Finire | FIZ3SIXX****F1**TWSZA00**XXXX | Light Emitting Diode | Inseparable Luminaire | Direct Wired | Direct Digital Controls | 47.6 | 2700 | -0.0007 | 97 | 93 | 463 | 0.97 | Ambient | 50000 |  |  | 55000 | 0.01 | 19 | 20 | 0.03 | 0 | 0 | 0 | 0 | 0 | 0.51 | 0.07 | 0.04 | 0.03 | 0.02 | 0.02 | 0.01 | 0 | 0 | 0 | 0 | 0 | True |  | Non Federally-Regulated | 05/08/2017 |  | 04/08/2019
Lutron Electronics Co., Inc. | Finire | FAT3SIXX****F1**XXSTA00**XXXX | Light Emitting Diode | Inseparable Luminaire | Direct Wired | Direct Digital Controls | 47.6 | 2700 | -0.0007 | 97 | 93 | 463 | 0.97 | Ambient | 50000 |  |  | 55000 | 0.01 | 19 | 20 | 0.03 | 0 | 0 | 0 | 0 | 0 | 0.51 | 0.07 | 0.04 | 0.03 | 0.02 | 0.02 | 0.01 | 0 | 0 | 0 | 0 | 0 | True |  | Non Federally-Regulated | 05/08/2017 |  | 04/08/2019
Lutron Electronics Co., Inc. | Finire | FAT3SIXX****F1**PLSTA00**XXXX | Light Emitting Diode | Inseparable Luminaire | Direct Wired | Direct Digital Controls | 47.6 | 2700 | -0.0007 | 97 | 93 | 463 | 0.97 | Ambient | 50000 |  |  | 55000 | 0.01 | 19 | 20 | 0.03 | 0 | 0 | 0 | 0 | 0 | 0.51 | 0.07 | 0.04 | 0.03 | 0.02 | 0.02 | 0.01 | 0 | 0 | 0 | 0 | 0 | True |  | Non Federally-Regulated | 05/08/2017 |  | 04/08/2019
Lutron Electronics Co., Inc. | Finire | FAT3SIXX****F1**TWSTA00**XXXX | Light Emitting Diode | Inseparable Luminaire | Direct Wired | Direct Digital Controls | 47.6 | 2700 | -0.0007 | 97 | 93 | 463 | 0.97 | Ambient | 50000 |  |  | 55000 | 0.01 | 19 | 20 | 0.03 | 0 | 0 | 0 | 0 | 0 | 0.51 | 0.07 | 0.04 | 0.03 | 0.02 | 0.02 | 0.01 | 0 | 0 | 0 | 0 | 0 | True |  | Non Federally-Regulated | 05/08/2017 |  | 04/08/2019
Lutron Electronics Co., Inc. | Finire | FIT3SIXX****F1**XXSTA00**XXXX | Light Emitting Diode | Inseparable Luminaire | Direct Wired | Direct Digital Controls | 47.6 | 2700 | -0.0007 | 97 | 93 | 463 | 0.97 | Ambient | 50000 |  |  | 55000 | 0.01 | 19 | 20 | 0.03 | 0 | 0 | 0 | 0 | 0 | 0.51 | 0.07 | 0.04 | 0.03 | 0.02 | 0.02 | 0.01 | 0 | 0 | 0 | 0 | 0 | True |  | Non Federally-Regulated | 05/08/2017 |  | 04/08/2019
Lutron Electronics Co., Inc. | Finire | FIT3SIXX****F1**PLSTA00**XXXX | Light Emitting Diode | Inseparable Luminaire | Direct Wired | Direct Digital Controls | 47.6 | 2700 | -0.0007 | 97 | 93 | 463 | 0.97 | Ambient | 50000 |  |  | 55000 | 0.01 | 19 | 20 | 0.03 | 0 | 0 | 0 | 0 | 0 | 0.51 | 0.07 | 0.04 | 0.03 | 0.02 | 0.02 | 0.01 | 0 | 0 | 0 | 0 | 0 | True |  | Non Federally-Regulated | 05/08/2017 |  | 04/08/2019
Lutron Electronics Co., Inc. | Finire | FIT3SIXX****F1**TWSTA00**XXXX | Light Emitting Diode | Inseparable Luminaire | Direct Wired | Direct Digital Controls | 47.6 | 2700 | -0.0007 | 97 | 93 | 463 | 0.97 | Ambient | 50000 |  |  | 55000 | 0.01 | 19 | 20 | 0.03 | 0 | 0 | 0 | 0 | 0 | 0.51 | 0.07 | 0.04 | 0.03 | 0.02 | 0.02 | 0.01 | 0 | 0 | 0 | 0 | 0 | True |  | Non Federally-Regulated | 05/08/2017 |  | 04/08/2019
Lutron Electronics Co., Inc. | Finire | FPAT********-FPHIXEU | Light Emitting Diode | Inseparable Luminaire | Direct Wired | Direct Digital Controls | 66.7 | 2700 | 0.0008 | 91 | 62 | 330 | 0.98 | Ambient | 50000 |  |  | 39000 | 0.01 | 22 | 21 | 0.07 | 0.09 | 0.09 | 0.09 | 0.07 | 0.04 | 0.17 | 0.19 | 0.19 | 0.19 | 0.18 | 0.08 | 1 | 1 | 1 | 0.28 | 0.05 | 0.02 | True |  | Non Federally-Regulated | 08/04/2017 |  | 04/08/2019
Lutron Electronics Co., Inc. | Finire | FPAT********-FPHISEU | Light Emitting Diode | Inseparable Luminaire | Direct Wired | Direct Digital Controls | 72.5 | 2700 | -0.0007 | 91 | 64 | 324 | 0.97 | Ambient | 50000 |  |  | 39000 | 0.01 | 21 | 21 | 0.02 | 0.03 | 0.03 | 0.03 | 0.03 | 0.02 | 0.04 | 0.07 | 0.07 | 0.07 | 0.06 | 0 | 0.86 | 1 | 1 | 0.09 | 0.06 | 0.03 | True |  | Non Federally-Regulated | 10/10/2017 |  | 04/08/2019
Lutron Electronics Co., Inc. | Finire | FPAT********-FPHISF1 | Light Emitting Diode | Inseparable Luminaire | Direct Wired | Forward Phase Cut Controls | 61.6 | 2700 | 0.0005 | 91 | 64 | 392 | 0.96 | Ambient | 50000 |  |  | 39000 | 0.01 | 20 | 20 | 0 | 0 | 0 | 0 | 0 | 0 | 0.01 | 0.01 | 0.01 | 0.01 | 0.01 | 0.01 | 0.01 | 0.01 | 0.01 | 0.01 | 0.01 | 0.01 | True |  | Non Federally-Regulated | 11/02/2017 |  | 04/08/2019
Lutron Electronics Co., Inc. | Finire | FPAT********-FPHIXF1 | Light Emitting Diode | Inseparable Luminaire | Direct Wired | Forward Phase Cut Controls | 60.8 | 2700 | 0.0007 | 91 | 63 | 387 | 0.97 | Ambient | 50000 |  |  | 39000 | 0.01 | 21 | 22 | 0 | 0 | 0 | 0 | 0 | 0 | 0.01 | 0.01 | 0.01 | 0.01 | 0 | 0 | 0 | 0 | 0 | 0 | 0 | 0 | True |  | Non Federally-Regulated | 11/02/2017 |  | 04/08/2019
Lutron Electronics Co., Inc. | Finire | FDT3RIHO****F1**XXRTD00**XXXX | Light Emitting Diode | Inseparable Luminaire | Direct Wired | Direct Digital Controls | 52.9 | 2789 | 0.0003 | 98 | 92 | 444 | 0.98 | Ambient | 50000 |  |  | 55000 | 0.01 | 20 | 23 | 0.04 | 0.01 | 0 | 0 | 0 | 0 | 0.01 | 0 | 0 | 0 | 0 | 0 | 0.01 | 0 | 0 | 0 | 0 | 0 | True |  | Non Federally-Regulated | 01/12/2018 |  | 04/08/2019
Lutron Electronics Co., Inc. | Finire | FDT3RIHO****F1**XXRTD00**SOXX | Light Emitting Diode | Inseparable Luminaire | Direct Wired | Direct Digital Controls | 52.9 | 2789 | 0.0003 | 98 | 92 | 444 | 0.98 | Ambient | 50000 |  |  | 55000 | 0.01 | 20 | 23 | 0.04 | 0.01 | 0 | 0 | 0 | 0 | 0.01 | 0 | 0 | 0 | 0 | 0 | 0.01 | 0 | 0 | 0 | 0 | 0 | True |  | Non Federally-Regulated | 01/12/2018 |  | 04/08/2019
Lutron Electronics Co., Inc. | Finire | FDT3RIHO****F1**PLRTD00**XXXX | Light Emitting Diode | Inseparable Luminaire | Direct Wired | Direct Digital Controls | 52.9 | 2789 | 0.0003 | 98 | 92 | 444 | 0.98 | Ambient | 50000 |  |  | 55000 | 0.01 | 20 | 23 | 0.04 | 0.01 | 0 | 0 | 0 | 0 | 0.01 | 0 | 0 | 0 | 0 | 0 | 0.01 | 0 | 0 | 0 | 0 | 0 | True |  | Non Federally-Regulated | 01/12/2018 |  | 04/08/2019
Lutron Electronics Co., Inc. | Finire | FDT3RIHO****F1**PLRTD00**SOXX | Light Emitting Diode | Inseparable Luminaire | Direct Wired | Direct Digital Controls | 52.9 | 2789 | 0.0003 | 98 | 92 | 444 | 0.98 | Ambient | 50000 |  |  | 55000 | 0.01 | 20 | 23 | 0.04 | 0.01 | 0 | 0 | 0 | 0 | 0.01 | 0 | 0 | 0 | 0 | 0 | 0.01 | 0 | 0 | 0 | 0 | 0 | True |  | Non Federally-Regulated | 01/12/2018 |  | 04/08/2019
Lutron Electronics Co., Inc. | Finire | FDT3RIHO****F1**TWRTD00**XXXX | Light Emitting Diode | Inseparable Luminaire | Direct Wired | Direct Digital Controls | 52.9 | 2789 | 0.0003 | 98 | 92 | 444 | 0.98 | Ambient | 50000 |  |  | 55000 | 0.01 | 20 | 23 | 0.04 | 0.01 | 0 | 0 | 0 | 0 | 0.01 | 0 | 0 | 0 | 0 | 0 | 0.01 | 0 | 0 | 0 | 0 | 0 | True |  | Non Federally-Regulated | 01/12/2018 |  | 04/08/2019
Lutron Electronics Co., Inc. | Finire | FDT3RIHO****F1**TWRTD00**SOXX | Light Emitting Diode | Inseparable Luminaire | Direct Wired | Direct Digital Controls | 52.9 | 2789 | 0.0003 | 98 | 92 | 444 | 0.98 | Ambient | 50000 |  |  | 55000 | 0.01 | 20 | 23 | 0.04 | 0.01 | 0 | 0 | 0 | 0 | 0.01 | 0 | 0 | 0 | 0 | 0 | 0.01 | 0 | 0 | 0 | 0 | 0 | True |  | Non Federally-Regulated | 01/12/2018 |  | 04/08/2019
Lutron Electronics Co., Inc. | Finire | FDZ3RIHO****F1**XXRZD00**XXXX | Light Emitting Diode | Inseparable Luminaire | Direct Wired | Direct Digital Controls | 52.9 | 2789 | 0.0003 | 98 | 92 | 444 | 0.98 | Ambient | 50000 |  |  | 55000 | 0.01 | 20 | 23 | 0.04 | 0.01 | 0 | 0 | 0 | 0 | 0.01 | 0 | 0 | 0 | 0 | 0 | 0.01 | 0 | 0 | 0 | 0 | 0 | True |  | Non Federally-Regulated | 01/12/2018 |  | 04/08/2019
Lutron Electronics Co., Inc. | Finire | FDZ3RIHO****F1**XXRZD00**SOXX | Light Emitting Diode | Inseparable Luminaire | Direct Wired | Direct Digital Controls | 52.9 | 2789 | 0.0003 | 98 | 92 | 444 | 0.98 | Ambient | 50000 |  |  | 55000 | 0.01 | 20 | 23 | 0.04 | 0.01 | 0 | 0 | 0 | 0 | 0.01 | 0 | 0 | 0 | 0 | 0 | 0.01 | 0 | 0 | 0 | 0 | 0 | True |  | Non Federally-Regulated | 01/12/2018 |  | 04/08/2019
Lutron Electronics Co., Inc. | Finire | FDZ3RIHO****F1**PLRZD00**XXXX | Light Emitting Diode | Inseparable Luminaire | Direct Wired | Direct Digital Controls | 52.9 | 2789 | 0.0003 | 98 | 92 | 444 | 0.98 | Ambient | 50000 |  |  | 55000 | 0.01 | 20 | 23 | 0.04 | 0.01 | 0 | 0 | 0 | 0 | 0.01 | 0 | 0 | 0 | 0 | 0 | 0.01 | 0 | 0 | 0 | 0 | 0 | True |  | Non Federally-Regulated | 01/12/2018 |  | 04/08/2019
Lutron Electronics Co., Inc. | Finire | FDZ3RIHO****F1**PLRZD00**SOXX | Light Emitting Diode | Inseparable Luminaire | Direct Wired | Direct Digital Controls | 52.9 | 2789 | 0.0003 | 98 | 92 | 444 | 0.98 | Ambient | 50000 |  |  | 55000 | 0.01 | 20 | 23 | 0.04 | 0.01 | 0 | 0 | 0 | 0 | 0.01 | 0 | 0 | 0 | 0 | 0 | 0.01 | 0 | 0 | 0 | 0 | 0 | True |  | Non Federally-Regulated | 01/12/2018 |  | 04/08/2019
Lutron Electronics Co., Inc. | Finire | FDZ3RIHO****F1**TWRZD00**XXXX | Light Emitting Diode | Inseparable Luminaire | Direct Wired | Direct Digital Controls | 52.9 | 2789 | 0.0003 | 98 | 92 | 444 | 0.98 | Ambient | 50000 |  |  | 55000 | 0.01 | 20 | 23 | 0.04 | 0.01 | 0 | 0 | 0 | 0 | 0.01 | 0 | 0 | 0 | 0 | 0 | 0.01 | 0 | 0 | 0 | 0 | 0 | True |  | Non Federally-Regulated | 01/12/2018 |  | 04/08/2019
Lutron Electronics Co., Inc. | Finire | FDZ3RIHO****F1**TWRZD00**SOXX | Light Emitting Diode | Inseparable Luminaire | Direct Wired | Direct Digital Controls | 52.9 | 2789 | 0.0003 | 98 | 92 | 444 | 0.98 | Ambient | 50000 |  |  | 55000 | 0.01 | 20 | 23 | 0.04 | 0.01 | 0 | 0 | 0 | 0 | 0.01 | 0 | 0 | 0 | 0 | 0 | 0.01 | 0 | 0 | 0 | 0 | 0 | True |  | Non Federally-Regulated | 01/12/2018 |  | 04/08/2019
Lutron Electronics Co., Inc. | Finire | FDZ3SIHO****F1**XXSZD00**XXXX | Light Emitting Diode | Inseparable Luminaire | Direct Wired | Direct Digital Controls | 52.9 | 2789 | 0.0003 | 98 | 92 | 444 | 0.98 | Ambient | 50000 |  |  | 55000 | 0.01 | 20 | 23 | 0.04 | 0.01 | 0 | 0 | 0 | 0 | 0.01 | 0 | 0 | 0 | 0 | 0 | 0.01 | 0 | 0 | 0 | 0 | 0 | True |  | Non Federally-Regulated | 01/12/2018 |  | 04/08/2019
Lutron Electronics Co., Inc. | Finire | FDZ3SIHO****F1**XXSZD00**SOXX | Light Emitting Diode | Inseparable Luminaire | Direct Wired | Direct Digital Controls | 52.9 | 2789 | 0.0003 | 98 | 92 | 444 | 0.98 | Ambient | 50000 |  |  | 55000 | 0.01 | 20 | 23 | 0.04 | 0.01 | 0 | 0 | 0 | 0 | 0.01 | 0 | 0 | 0 | 0 | 0 | 0.01 | 0 | 0 | 0 | 0 | 0 | True |  | Non Federally-Regulated | 01/12/2018 |  | 04/08/2019
Lutron Electronics Co., Inc. | Finire | FDZ3SIHO****F1**PLSZD00**XXXX | Light Emitting Diode | Inseparable Luminaire | Direct Wired | Direct Digital Controls | 52.9 | 2789 | 0.0003 | 98 | 92 | 444 | 0.98 | Ambient | 50000 |  |  | 55000 | 0.01 | 20 | 23 | 0.04 | 0.01 | 0 | 0 | 0 | 0 | 0.01 | 0 | 0 | 0 | 0 | 0 | 0.01 | 0 | 0 | 0 | 0 | 0 | True |  | Non Federally-Regulated | 01/12/2018 |  | 04/08/2019
Lutron Electronics Co., Inc. | Finire | FDZ3SIHO****F1**PLSZD00**SOXX | Light Emitting Diode | Inseparable Luminaire | Direct Wired | Direct Digital Controls | 52.9 | 2789 | 0.0003 | 98 | 92 | 444 | 0.98 | Ambient | 50000 |  |  | 55000 | 0.01 | 20 | 23 | 0.04 | 0.01 | 0 | 0 | 0 | 0 | 0.01 | 0 | 0 | 0 | 0 | 0 | 0.01 | 0 | 0 | 0 | 0 | 0 | True |  | Non Federally-Regulated | 01/12/2018 |  | 04/08/2019
Lutron Electronics Co., Inc. | Finire | FDZ3SIHO****F1**TWSZD00**XXXX | Light Emitting Diode | Inseparable Luminaire | Direct Wired | Direct Digital Controls | 52.9 | 2789 | 0.0003 | 98 | 92 | 444 | 0.98 | Ambient | 50000 |  |  | 55000 | 0.01 | 20 | 23 | 0.04 | 0.01 | 0 | 0 | 0 | 0 | 0.01 | 0 | 0 | 0 | 0 | 0 | 0.01 | 0 | 0 | 0 | 0 | 0 | True |  | Non Federally-Regulated | 01/12/2018 |  | 04/08/2019
Lutron Electronics Co., Inc. | Finire | FDZ3SIHO****F1**TWSZD00**SOXX | Light Emitting Diode | Inseparable Luminaire | Direct Wired | Direct Digital Controls | 52.9 | 2789 | 0.0003 | 98 | 92 | 444 | 0.98 | Ambient | 50000 |  |  | 55000 | 0.01 | 20 | 23 | 0.04 | 0.01 | 0 | 0 | 0 | 0 | 0.01 | 0 | 0 | 0 | 0 | 0 | 0.01 | 0 | 0 | 0 | 0 | 0 | True |  | Non Federally-Regulated | 01/12/2018 |  | 04/08/2019
Lutron Electronics Co., Inc. | Finire | FDT3SIHO****F1**XXSTD00**XXXX | Light Emitting Diode | Inseparable Luminaire | Direct Wired | Direct Digital Controls | 52.9 | 2789 | 0.0003 | 98 | 92 | 444 | 0.98 | Ambient | 50000 |  |  | 55000 | 0.01 | 20 | 23 | 0.04 | 0.01 | 0 | 0 | 0 | 0 | 0.01 | 0 | 0 | 0 | 0 | 0 | 0.01 | 0 | 0 | 0 | 0 | 0 | True |  | Non Federally-Regulated | 01/12/2018 |  | 04/08/2019
Lutron Electronics Co., Inc. | Finire | FDT3SIHO****F1**XXSTD00**SOXX | Light Emitting Diode | Inseparable Luminaire | Direct Wired | Direct Digital Controls | 52.9 | 2789 | 0.0003 | 98 | 92 | 444 | 0.98 | Ambient | 50000 |  |  | 55000 | 0.01 | 20 | 23 | 0.04 | 0.01 | 0 | 0 | 0 | 0 | 0.01 | 0 | 0 | 0 | 0 | 0 | 0.01 | 0 | 0 | 0 | 0 | 0 | True |  | Non Federally-Regulated | 01/12/2018 |  | 04/08/2019
Lutron Electronics Co., Inc. | Finire | FDT3SIHO****F1**PLSTD00**XXXX | Light Emitting Diode | Inseparable Luminaire | Direct Wired | Direct Digital Controls | 52.9 | 2789 | 0.0003 | 98 | 92 | 444 | 0.98 | Ambient | 50000 |  |  | 55000 | 0.01 | 20 | 23 | 0.04 | 0.01 | 0 | 0 | 0 | 0 | 0.01 | 0 | 0 | 0 | 0 | 0 | 0.01 | 0 | 0 | 0 | 0 | 0 | True |  | Non Federally-Regulated | 01/12/2018 |  | 04/08/2019
Lutron Electronics Co., Inc. | Finire | FDT3SIHO****F1**PLSTD00**SOXX | Light Emitting Diode | Inseparable Luminaire | Direct Wired | Direct Digital Controls | 52.9 | 2789 | 0.0003 | 98 | 92 | 444 | 0.98 | Ambient | 50000 |  |  | 55000 | 0.01 | 20 | 23 | 0.04 | 0.01 | 0 | 0 | 0 | 0 | 0.01 | 0 | 0 | 0 | 0 | 0 | 0.01 | 0 | 0 | 0 | 0 | 0 | True |  | Non Federally-Regulated | 01/12/2018 |  | 04/08/2019
Lutron Electronics Co., Inc. | Finire | FDT3SIHO****F1**TWSTD00**XXXX | Light Emitting Diode | Inseparable Luminaire | Direct Wired | Direct Digital Controls | 52.9 | 2789 | 0.0003 | 98 | 92 | 444 | 0.98 | Ambient | 50000 |  |  | 55000 | 0.01 | 20 | 23 | 0.04 | 0.01 | 0 | 0 | 0 | 0 | 0.01 | 0 | 0 | 0 | 0 | 0 | 0.01 | 0 | 0 | 0 | 0 | 0 | True |  | Non Federally-Regulated | 01/12/2018 |  | 04/08/2019
Lutron Electronics Co., Inc. | Finire | FDT3SIHO****F1**TWSTD00**SOXX | Light Emitting Diode | Inseparable Luminaire | Direct Wired | Direct Digital Controls | 52.9 | 2789 | 0.0003 | 98 | 92 | 444 | 0.98 | Ambient | 50000 |  |  | 55000 | 0.01 | 20 | 23 | 0.04 | 0.01 | 0 | 0 | 0 | 0 | 0.01 | 0 | 0 | 0 | 0 | 0 | 0.01 | 0 | 0 | 0 | 0 | 0 | True |  | Non Federally-Regulated | 01/12/2018 |  | 04/08/2019
Lutron Electronics Co., Inc. | Finire | FDT3SIHO****F1**XXSTD00MWFGXX | Light Emitting Diode | Inseparable Luminaire | Direct Wired | Direct Digital Controls | 52.9 | 2789 | 0.0003 | 98 | 92 | 444 | 0.98 | Ambient | 50000 |  |  | 55000 | 0.01 | 20 | 23 | 0.04 | 0.01 | 0 | 0 | 0 | 0 | 0.01 | 0 | 0 | 0 | 0 | 0 | 0.01 | 0 | 0 | 0 | 0 | 0 | True |  | Non Federally-Regulated | 01/12/2018 |  | 04/08/2019
Lutron Electronics Co., Inc. | Finire | FDT3SIHO****F1**PLSTD00MWFGXX | Light Emitting Diode | Inseparable Luminaire | Direct Wired | Direct Digital Controls | 52.9 | 2789 | 0.0003 | 98 | 92 | 444 | 0.98 | Ambient | 50000 |  |  | 55000 | 0.01 | 20 | 23 | 0.04 | 0.01 | 0 | 0 | 0 | 0 | 0.01 | 0 | 0 | 0 | 0 | 0 | 0.01 | 0 | 0 | 0 | 0 | 0 | True |  | Non Federally-Regulated | 01/12/2018 |  | 04/08/2019
Lutron Electronics Co., Inc. | Finire | FDT3SIHO****F1**TWSTD00MWFGXX | Light Emitting Diode | Inseparable Luminaire | Direct Wired | Direct Digital Controls | 52.9 | 2789 | 0.0003 | 98 | 92 | 444 | 0.98 | Ambient | 50000 |  |  | 55000 | 0.01 | 20 | 23 | 0.04 | 0.01 | 0 | 0 | 0 | 0 | 0.01 | 0 | 0 | 0 | 0 | 0 | 0.01 | 0 | 0 | 0 | 0 | 0 | True |  | Non Federally-Regulated | 01/12/2018 |  | 04/08/2019
Lutron Electronics Co., Inc. | Finire | FDZ3SIHO****F1**XXSZD00MWFGXX | Light Emitting Diode | Inseparable Luminaire | Direct Wired | Direct Digital Controls | 52.9 | 2789 | 0.0003 | 98 | 92 | 444 | 0.98 | Ambient | 50000 |  |  | 55000 | 0.01 | 20 | 23 | 0.04 | 0.01 | 0 | 0 | 0 | 0 | 0.01 | 0 | 0 | 0 | 0 | 0 | 0.01 | 0 | 0 | 0 | 0 | 0 | True |  | Non Federally-Regulated | 01/12/2018 |  | 04/08/2019
Lutron Electronics Co., Inc. | Finire | FDZ3SIHO****F1**PLSZD00MWFGXX | Light Emitting Diode | Inseparable Luminaire | Direct Wired | Direct Digital Controls | 52.9 | 2789 | 0.0003 | 98 | 92 | 444 | 0.98 | Ambient | 50000 |  |  | 55000 | 0.01 | 20 | 23 | 0.04 | 0.01 | 0 | 0 | 0 | 0 | 0.01 | 0 | 0 | 0 | 0 | 0 | 0.01 | 0 | 0 | 0 | 0 | 0 | True |  | Non Federally-Regulated | 01/12/2018 |  | 04/08/2019
Lutron Electronics Co., Inc. | Finire | FDZ3SIHO****F1**TWSZD00MWFGXX | Light Emitting Diode | Inseparable Luminaire | Direct Wired | Direct Digital Controls | 52.9 | 2789 | 0.0003 | 98 | 92 | 444 | 0.98 | Ambient | 50000 |  |  | 55000 | 0.01 | 20 | 23 | 0.04 | 0.01 | 0 | 0 | 0 | 0 | 0.01 | 0 | 0 | 0 | 0 | 0 | 0.01 | 0 | 0 | 0 | 0 | 0 | True |  | Non Federally-Regulated | 01/12/2018 |  | 04/08/2019
Lutron Electronics Co., Inc. | Finire | FDZ3RIHO****F1**XXRZD00MWFGXX | Light Emitting Diode | Inseparable Luminaire | Direct Wired | Direct Digital Controls | 52.9 | 2789 | 0.0003 | 98 | 92 | 444 | 0.98 | Ambient | 50000 |  |  | 55000 | 0.01 | 20 | 23 | 0.04 | 0.01 | 0 | 0 | 0 | 0 | 0.01 | 0 | 0 | 0 | 0 | 0 | 0.01 | 0 | 0 | 0 | 0 | 0 | True |  | Non Federally-Regulated | 01/12/2018 |  | 04/08/2019
Lutron Electronics Co., Inc. | Finire | FDZ3RIHO****F1**PLRZD00MWFGXX | Light Emitting Diode | Inseparable Luminaire | Direct Wired | Direct Digital Controls | 52.9 | 2789 | 0.0003 | 98 | 92 | 444 | 0.98 | Ambient | 50000 |  |  | 55000 | 0.01 | 20 | 23 | 0.04 | 0.01 | 0 | 0 | 0 | 0 | 0.01 | 0 | 0 | 0 | 0 | 0 | 0.01 | 0 | 0 | 0 | 0 | 0 | True |  | Non Federally-Regulated | 01/12/2018 |  | 04/08/2019
Lutron Electronics Co., Inc. | Finire | FDZ3RIHO****F1**TWRZD00MWFGXX | Light Emitting Diode | Inseparable Luminaire | Direct Wired | Direct Digital Controls | 52.9 | 2789 | 0.0003 | 98 | 92 | 444 | 0.98 | Ambient | 50000 |  |  | 55000 | 0.01 | 20 | 23 | 0.04 | 0.01 | 0 | 0 | 0 | 0 | 0.01 | 0 | 0 | 0 | 0 | 0 | 0.01 | 0 | 0 | 0 | 0 | 0 | True |  | Non Federally-Regulated | 01/12/2018 |  | 04/08/2019
Lutron Electronics Co., Inc. | Finire | FDT3RIHO****F1**XXRTD00MWFGXX | Light Emitting Diode | Inseparable Luminaire | Direct Wired | Direct Digital Controls | 52.9 | 2789 | 0.0003 | 98 | 92 | 444 | 0.98 | Ambient | 50000 |  |  | 55000 | 0.01 | 20 | 23 | 0.04 | 0.01 | 0 | 0 | 0 | 0 | 0.01 | 0 | 0 | 0 | 0 | 0 | 0.01 | 0 | 0 | 0 | 0 | 0 | True |  | Non Federally-Regulated | 01/12/2018 |  | 04/08/2019
Lutron Electronics Co., Inc. | Finire | FDT3RIHO****F1**PLRTD00MWFGXX | Light Emitting Diode | Inseparable Luminaire | Direct Wired | Direct Digital Controls | 52.9 | 2789 | 0.0003 | 98 | 92 | 444 | 0.98 | Ambient | 50000 |  |  | 55000 | 0.01 | 20 | 23 | 0.04 | 0.01 | 0 | 0 | 0 | 0 | 0.01 | 0 | 0 | 0 | 0 | 0 | 0.01 | 0 | 0 | 0 | 0 | 0 | True |  | Non Federally-Regulated | 01/12/2018 |  | 04/08/2019
Lutron Electronics Co., Inc. | Finire | FDT3RIHO****F1**TWRTD00MWFGXX | Light Emitting Diode | Inseparable Luminaire | Direct Wired | Direct Digital Controls | 52.9 | 2789 | 0.0003 | 98 | 92 | 444 | 0.98 | Ambient | 50000 |  |  | 55000 | 0.01 | 20 | 23 | 0.04 | 0.01 | 0 | 0 | 0 | 0 | 0.01 | 0 | 0 | 0 | 0 | 0 | 0.01 | 0 | 0 | 0 | 0 | 0 | True |  | Non Federally-Regulated | 01/12/2018 |  | 04/08/2019
Lutron Electronics Co., Inc. | Finire | FAT3RIHO****F1**XXRTA00MWFGXX | Light Emitting Diode | Inseparable Luminaire | Direct Wired | Direct Digital Controls | 45.7 | 2794 | 0.0002 | 98 | 92 | 444 | 0.97 | Ambient | 50000 |  |  | 55000 | 0.01 | 20 | 20 | 0.05 | 0.01 | 0 | 0 | 0 | 0 | 0.01 | 0 | 0 | 0 | 0 | 0 | 0.01 | 0 | 0 | 0 | 0 | 0 | True |  | Non Federally-Regulated | 01/12/2018 |  | 04/08/2019
Lutron Electronics Co., Inc. | Finire | FAT3RIHO****F1**PLRTA00MWFGXX | Light Emitting Diode | Inseparable Luminaire | Direct Wired | Direct Digital Controls | 45.7 | 2794 | 0.0002 | 98 | 92 | 444 | 0.97 | Ambient | 50000 |  |  | 55000 | 0.01 | 20 | 20 | 0.05 | 0.01 | 0 | 0 | 0 | 0 | 0.01 | 0 | 0 | 0 | 0 | 0 | 0.01 | 0 | 0 | 0 | 0 | 0 | True |  | Non Federally-Regulated | 01/12/2018 |  | 04/08/2019
Lutron Electronics Co., Inc. | Finire | FAT3RIHO****F1**TWRTA00MWFGXX | Light Emitting Diode | Inseparable Luminaire | Direct Wired | Direct Digital Controls | 45.7 | 2794 | 0.0002 | 98 | 92 | 444 | 0.97 | Ambient | 50000 |  |  | 55000 | 0.01 | 20 | 20 | 0.05 | 0.01 | 0 | 0 | 0 | 0 | 0.01 | 0 | 0 | 0 | 0 | 0 | 0.01 | 0 | 0 | 0 | 0 | 0 | True |  | Non Federally-Regulated | 01/12/2018 |  | 04/08/2019
Lutron Electronics Co., Inc. | Finire | FAZ3RIHO****F1**XXRZA00MWFGXX | Light Emitting Diode | Inseparable Luminaire | Direct Wired | Direct Digital Controls | 45.7 | 2794 | 0.0002 | 98 | 92 | 444 | 0.97 | Ambient | 50000 |  |  | 55000 | 0.01 | 20 | 20 | 0.05 | 0.01 | 0 | 0 | 0 | 0 | 0.01 | 0 | 0 | 0 | 0 | 0 | 0.01 | 0 | 0 | 0 | 0 | 0 | True |  | Non Federally-Regulated | 01/12/2018 |  | 04/08/2019
Lutron Electronics Co., Inc. | Finire | FAZ3RIHO****F1**PLRZA00MWFGXX | Light Emitting Diode | Inseparable Luminaire | Direct Wired | Direct Digital Controls | 45.7 | 2794 | 0.0002 | 98 | 92 | 444 | 0.97 | Ambient | 50000 |  |  | 55000 | 0.01 | 20 | 20 | 0.05 | 0.01 | 0 | 0 | 0 | 0 | 0.01 | 0 | 0 | 0 | 0 | 0 | 0.01 | 0 | 0 | 0 | 0 | 0 | True |  | Non Federally-Regulated | 01/12/2018 |  | 04/08/2019
Lutron Electronics Co., Inc. | Finire | FAZ3RIHO****F1**TWRZA00MWFGXX | Light Emitting Diode | Inseparable Luminaire | Direct Wired | Direct Digital Controls | 45.7 | 2794 | 0.0002 | 98 | 92 | 444 | 0.97 | Ambient | 50000 |  |  | 55000 | 0.01 | 20 | 20 | 0.05 | 0.01 | 0 | 0 | 0 | 0 | 0.01 | 0 | 0 | 0 | 0 | 0 | 0.01 | 0 | 0 | 0 | 0 | 0 | True |  | Non Federally-Regulated | 01/12/2018 |  | 04/08/2019
Lutron Electronics Co., Inc. | Finire | FAZ3SIHO****F1**XXSZA00MWFGXX | Light Emitting Diode | Inseparable Luminaire | Direct Wired | Direct Digital Controls | 45.7 | 2794 | 0.0002 | 98 | 92 | 444 | 0.97 | Ambient | 50000 |  |  | 55000 | 0.01 | 20 | 20 | 0.05 | 0.01 | 0 | 0 | 0 | 0 | 0.01 | 0 | 0 | 0 | 0 | 0 | 0.01 | 0 | 0 | 0 | 0 | 0 | True |  | Non Federally-Regulated | 01/12/2018 |  | 04/08/2019
Lutron Electronics Co., Inc. | Finire | FAZ3SIHO****F1**PLSZA00MWFGXX | Light Emitting Diode | Inseparable Luminaire | Direct Wired | Direct Digital Controls | 45.7 | 2794 | 0.0002 | 98 | 92 | 444 | 0.97 | Ambient | 50000 |  |  | 55000 | 0.01 | 20 | 20 | 0.05 | 0.01 | 0 | 0 | 0 | 0 | 0.01 | 0 | 0 | 0 | 0 | 0 | 0.01 | 0 | 0 | 0 | 0 | 0 | True |  | Non Federally-Regulated | 01/12/2018 |  | 04/08/2019
Lutron Electronics Co., Inc. | Finire | FAZ3SIHO****F1**TWSZA00MWFGXX | Light Emitting Diode | Inseparable Luminaire | Direct Wired | Direct Digital Controls | 45.7 | 2794 | 0.0002 | 98 | 92 | 444 | 0.97 | Ambient | 50000 |  |  | 55000 | 0.01 | 20 | 20 | 0.05 | 0.01 | 0 | 0 | 0 | 0 | 0.01 | 0 | 0 | 0 | 0 | 0 | 0.01 | 0 | 0 | 0 | 0 | 0 | True |  | Non Federally-Regulated | 01/12/2018 |  | 04/08/2019
Lutron Electronics Co., Inc. | Finire | FAT3SIHO****F1**XXSTA00MWFGXX | Light Emitting Diode | Inseparable Luminaire | Direct Wired | Direct Digital Controls | 45.7 | 2794 | 0.0002 | 98 | 92 | 444 | 0.97 | Ambient | 50000 |  |  | 55000 | 0.01 | 20 | 20 | 0.05 | 0.01 | 0 | 0 | 0 | 0 | 0.01 | 0 | 0 | 0 | 0 | 0 | 0.01 | 0 | 0 | 0 | 0 | 0 | True |  | Non Federally-Regulated | 01/12/2018 |  | 04/08/2019
Lutron Electronics Co., Inc. | Finire | FAT3SIHO****F1**PLSTA00MWFGXX | Light Emitting Diode | Inseparable Luminaire | Direct Wired | Direct Digital Controls | 45.7 | 2794 | 0.0002 | 98 | 92 | 444 | 0.97 | Ambient | 50000 |  |  | 55000 | 0.01 | 20 | 20 | 0.05 | 0.01 | 0 | 0 | 0 | 0 | 0.01 | 0 | 0 | 0 | 0 | 0 | 0.01 | 0 | 0 | 0 | 0 | 0 | True |  | Non Federally-Regulated | 01/12/2018 |  | 04/08/2019
Lutron Electronics Co., Inc. | Finire | FAT3SIHO****F1**TWSTA00MWFGXX | Light Emitting Diode | Inseparable Luminaire | Direct Wired | Direct Digital Controls | 45.7 | 2794 | 0.0002 | 98 | 92 | 444 | 0.97 | Ambient | 50000 |  |  | 55000 | 0.01 | 20 | 20 | 0.05 | 0.01 | 0 | 0 | 0 | 0 | 0.01 | 0 | 0 | 0 | 0 | 0 | 0.01 | 0 | 0 | 0 | 0 | 0 | True |  | Non Federally-Regulated | 01/12/2018 |  | 04/08/2019
Lutron Electronics Co., Inc. | Finire | FAT3SIHO****F1**XXSTA00**XXXX | Light Emitting Diode | Inseparable Luminaire | Direct Wired | Direct Digital Controls | 45.7 | 2794 | 0.0002 | 98 | 92 | 444 | 0.97 | Ambient | 50000 |  |  | 55000 | 0.01 | 20 | 20 | 0.05 | 0.01 | 0 | 0 | 0 | 0 | 0.01 | 0 | 0 | 0 | 0 | 0 | 0.01 | 0 | 0 | 0 | 0 | 0 | True |  | Non Federally-Regulated | 01/12/2018 |  | 04/08/2019
Lutron Electronics Co., Inc. | Finire | FAT3SIHO****F1**XXSTA00**SOXX | Light Emitting Diode | Inseparable Luminaire | Direct Wired | Direct Digital Controls | 45.7 | 2794 | 0.0002 | 98 | 92 | 444 | 0.97 | Ambient | 50000 |  |  | 55000 | 0.01 | 20 | 20 | 0.05 | 0.01 | 0 | 0 | 0 | 0 | 0.01 | 0 | 0 | 0 | 0 | 0 | 0.01 | 0 | 0 | 0 | 0 | 0 | True |  | Non Federally-Regulated | 01/12/2018 |  | 04/08/2019
Lutron Electronics Co., Inc. | Finire | FAT3SIHO****F1**PLSTA00**XXXX | Light Emitting Diode | Inseparable Luminaire | Direct Wired | Direct Digital Controls | 45.7 | 2794 | 0.0002 | 98 | 92 | 444 | 0.97 | Ambient | 50000 |  |  | 55000 | 0.01 | 20 | 20 | 0.05 | 0.01 | 0 | 0 | 0 | 0 | 0.01 | 0 | 0 | 0 | 0 | 0 | 0.01 | 0 | 0 | 0 | 0 | 0 | True |  | Non Federally-Regulated | 01/12/2018 |  | 04/08/2019
Lutron Electronics Co., Inc. | Finire | FAT3SIHO****F1**PLSTA00**SOXX | Light Emitting Diode | Inseparable Luminaire | Direct Wired | Direct Digital Controls | 45.7 | 2794 | 0.0002 | 98 | 92 | 444 | 0.97 | Ambient | 50000 |  |  | 55000 | 0.01 | 20 | 20 | 0.05 | 0.01 | 0 | 0 | 0 | 0 | 0.01 | 0 | 0 | 0 | 0 | 0 | 0.01 | 0 | 0 | 0 | 0 | 0 | True |  | Non Federally-Regulated | 01/12/2018 |  | 04/08/2019
Lutron Electronics Co., Inc. | Finire | FAT3SIHO****F1**TWSTA00**XXXX | Light Emitting Diode | Inseparable Luminaire | Direct Wired | Direct Digital Controls | 45.7 | 2794 | 0.0002 | 98 | 92 | 444 | 0.97 | Ambient | 50000 |  |  | 55000 | 0.01 | 20 | 20 | 0.05 | 0.01 | 0 | 0 | 0 | 0 | 0.01 | 0 | 0 | 0 | 0 | 0 | 0.01 | 0 | 0 | 0 | 0 | 0 | True |  | Non Federally-Regulated | 01/12/2018 |  | 04/08/2019
Lutron Electronics Co., Inc. | Finire | FAT3SIHO****F1**TWSTA00**SOXX | Light Emitting Diode | Inseparable Luminaire | Direct Wired | Direct Digital Controls | 45.7 | 2794 | 0.0002 | 98 | 92 | 444 | 0.97 | Ambient | 50000 |  |  | 55000 | 0.01 | 20 | 20 | 0.05 | 0.01 | 0 | 0 | 0 | 0 | 0.01 | 0 | 0 | 0 | 0 | 0 | 0.01 | 0 | 0 | 0 | 0 | 0 | True |  | Non Federally-Regulated | 01/12/2018 |  | 04/08/2019
Lutron Electronics Co., Inc. | Finire | FAZ3SIHO****F1**XXSZA00**XXXX | Light Emitting Diode | Inseparable Luminaire | Direct Wired | Direct Digital Controls | 45.7 | 2794 | 0.0002 | 98 | 92 | 444 | 0.97 | Ambient | 50000 |  |  | 55000 | 0.01 | 20 | 20 | 0.05 | 0.01 | 0 | 0 | 0 | 0 | 0.01 | 0 | 0 | 0 | 0 | 0 | 0.01 | 0 | 0 | 0 | 0 | 0 | True |  | Non Federally-Regulated | 01/12/2018 |  | 04/08/2019
Lutron Electronics Co., Inc. | Finire | FAZ3SIHO****F1**XXSZA00**SOXX | Light Emitting Diode | Inseparable Luminaire | Direct Wired | Direct Digital Controls | 45.7 | 2794 | 0.0002 | 98 | 92 | 444 | 0.97 | Ambient | 50000 |  |  | 55000 | 0.01 | 20 | 20 | 0.05 | 0.01 | 0 | 0 | 0 | 0 | 0.01 | 0 | 0 | 0 | 0 | 0 | 0.01 | 0 | 0 | 0 | 0 | 0 | True |  | Non Federally-Regulated | 01/12/2018 |  | 04/08/2019
Lutron Electronics Co., Inc. | Finire | FAZ3SIHO****F1**PLSZA00**XXXX | Light Emitting Diode | Inseparable Luminaire | Direct Wired | Direct Digital Controls | 45.7 | 2794 | 0.0002 | 98 | 92 | 444 | 0.97 | Ambient | 50000 |  |  | 55000 | 0.01 | 20 | 20 | 0.05 | 0.01 | 0 | 0 | 0 | 0 | 0.01 | 0 | 0 | 0 | 0 | 0 | 0.01 | 0 | 0 | 0 | 0 | 0 | True |  | Non Federally-Regulated | 01/12/2018 |  | 04/08/2019
Lutron Electronics Co., Inc. | Finire | FAZ3SIHO****F1**PLSZA00**SOXX | Light Emitting Diode | Inseparable Luminaire | Direct Wired | Direct Digital Controls | 45.7 | 2794 | 0.0002 | 98 | 92 | 444 | 0.97 | Ambient | 50000 |  |  | 55000 | 0.01 | 20 | 20 | 0.05 | 0.01 | 0 | 0 | 0 | 0 | 0.01 | 0 | 0 | 0 | 0 | 0 | 0.01 | 0 | 0 | 0 | 0 | 0 | True |  | Non Federally-Regulated | 01/12/2018 |  | 04/08/2019
Lutron Electronics Co., Inc. | Finire | FAZ3SIHO****F1**TWSZA00**XXXX | Light Emitting Diode | Inseparable Luminaire | Direct Wired | Direct Digital Controls | 45.7 | 2794 | 0.0002 | 98 | 92 | 444 | 0.97 | Ambient | 50000 |  |  | 55000 | 0.01 | 20 | 20 | 0.05 | 0.01 | 0 | 0 | 0 | 0 | 0.01 | 0 | 0 | 0 | 0 | 0 | 0.01 | 0 | 0 | 0 | 0 | 0 | True |  | Non Federally-Regulated | 01/12/2018 |  | 04/08/2019
Lutron Electronics Co., Inc. | Finire | FAZ3SIHO****F1**TWSZA00**SOXX | Light Emitting Diode | Inseparable Luminaire | Direct Wired | Direct Digital Controls | 45.7 | 2794 | 0.0002 | 98 | 92 | 444 | 0.97 | Ambient | 50000 |  |  | 55000 | 0.01 | 20 | 20 | 0.05 | 0.01 | 0 | 0 | 0 | 0 | 0.01 | 0 | 0 | 0 | 0 | 0 | 0.01 | 0 | 0 | 0 | 0 | 0 | True |  | Non Federally-Regulated | 01/12/2018 |  | 04/08/2019
Lutron Electronics Co., Inc. | Finire | FAZ3RIHO****F1**XXRZA00**XXXX | Light Emitting Diode | Inseparable Luminaire | Direct Wired | Direct Digital Controls | 45.7 | 2794 | 0.0002 | 98 | 92 | 444 | 0.97 | Ambient | 50000 |  |  | 55000 | 0.01 | 20 | 20 | 0.05 | 0.01 | 0 | 0 | 0 | 0 | 0.01 | 0 | 0 | 0 | 0 | 0 | 0.01 | 0 | 0 | 0 | 0 | 0 | True |  | Non Federally-Regulated | 01/12/2018 |  | 04/08/2019
Lutron Electronics Co., Inc. | Finire | FAZ3RIHO****F1**XXRZA00**SOXX | Light Emitting Diode | Inseparable Luminaire | Direct Wired | Direct Digital Controls | 45.7 | 2794 | 0.0002 | 98 | 92 | 444 | 0.97 | Ambient | 50000 |  |  | 55000 | 0.01 | 20 | 20 | 0.05 | 0.01 | 0 | 0 | 0 | 0 | 0.01 | 0 | 0 | 0 | 0 | 0 | 0.01 | 0 | 0 | 0 | 0 | 0 | True |  | Non Federally-Regulated | 01/12/2018 |  | 04/08/2019
Lutron Electronics Co., Inc. | Finire | FAZ3RIHO****F1**PLRZA00**XXXX | Light Emitting Diode | Inseparable Luminaire | Direct Wired | Direct Digital Controls | 45.7 | 2794 | 0.0002 | 98 | 92 | 444 | 0.97 | Ambient | 50000 |  |  | 55000 | 0.01 | 20 | 20 | 0.05 | 0.01 | 0 | 0 | 0 | 0 | 0.01 | 0 | 0 | 0 | 0 | 0 | 0.01 | 0 | 0 | 0 | 0 | 0 | True |  | Non Federally-Regulated | 01/12/2018 |  | 04/08/2019
Lutron Electronics Co., Inc. | Finire | FAZ3RIHO****F1**PLRZA00**SOXX | Light Emitting Diode | Inseparable Luminaire | Direct Wired | Direct Digital Controls | 45.7 | 2794 | 0.0002 | 98 | 92 | 444 | 0.97 | Ambient | 50000 |  |  | 55000 | 0.01 | 20 | 20 | 0.05 | 0.01 | 0 | 0 | 0 | 0 | 0.01 | 0 | 0 | 0 | 0 | 0 | 0.01 | 0 | 0 | 0 | 0 | 0 | True |  | Non Federally-Regulated | 01/12/2018 |  | 04/08/2019
Lutron Electronics Co., Inc. | Finire | FAZ3RIHO****F1**TWRZA00**XXXX | Light Emitting Diode | Inseparable Luminaire | Direct Wired | Direct Digital Controls | 45.7 | 2794 | 0.0002 | 98 | 92 | 444 | 0.97 | Ambient | 50000 |  |  | 55000 | 0.01 | 20 | 20 | 0.05 | 0.01 | 0 | 0 | 0 | 0 | 0.01 | 0 | 0 | 0 | 0 | 0 | 0.01 | 0 | 0 | 0 | 0 | 0 | True |  | Non Federally-Regulated | 01/12/2018 |  | 04/08/2019
Lutron Electronics Co., Inc. | Finire | FAZ3RIHO****F1**TWRZA00**SOXX | Light Emitting Diode | Inseparable Luminaire | Direct Wired | Direct Digital Controls | 45.7 | 2794 | 0.0002 | 98 | 92 | 444 | 0.97 | Ambient | 50000 |  |  | 55000 | 0.01 | 20 | 20 | 0.05 | 0.01 | 0 | 0 | 0 | 0 | 0.01 | 0 | 0 | 0 | 0 | 0 | 0.01 | 0 | 0 | 0 | 0 | 0 | True |  | Non Federally-Regulated | 01/12/2018 |  | 04/08/2019
Lutron Electronics Co., Inc. | Finire | FAT3RIHO****F1**XXRTA00**XXXX | Light Emitting Diode | Inseparable Luminaire | Direct Wired | Direct Digital Controls | 45.7 | 2794 | 0.0002 | 98 | 92 | 444 | 0.97 | Ambient | 50000 |  |  | 55000 | 0.01 | 20 | 20 | 0.05 | 0.01 | 0 | 0 | 0 | 0 | 0.01 | 0 | 0 | 0 | 0 | 0 | 0.01 | 0 | 0 | 0 | 0 | 0 | True |  | Non Federally-Regulated | 01/12/2018 |  | 04/08/2019
Lutron Electronics Co., Inc. | Finire | FAT3RIHO****F1**XXRTA00**SOXX | Light Emitting Diode | Inseparable Luminaire | Direct Wired | Direct Digital Controls | 45.7 | 2794 | 0.0002 | 98 | 92 | 444 | 0.97 | Ambient | 50000 |  |  | 55000 | 0.01 | 20 | 20 | 0.05 | 0.01 | 0 | 0 | 0 | 0 | 0.01 | 0 | 0 | 0 | 0 | 0 | 0.01 | 0 | 0 | 0 | 0 | 0 | True |  | Non Federally-Regulated | 01/12/2018 |  | 04/08/2019
Lutron Electronics Co., Inc. | Finire | FAT3RIHO****F1**PLRTA00**XXXX | Light Emitting Diode | Inseparable Luminaire | Direct Wired | Direct Digital Controls | 45.7 | 2794 | 0.0002 | 98 | 92 | 444 | 0.97 | Ambient | 50000 |  |  | 55000 | 0.01 | 20 | 20 | 0.05 | 0.01 | 0 | 0 | 0 | 0 | 0.01 | 0 | 0 | 0 | 0 | 0 | 0.01 | 0 | 0 | 0 | 0 | 0 | True |  | Non Federally-Regulated | 01/12/2018 |  | 04/08/2019
Lutron Electronics Co., Inc. | Finire | FAT3RIHO****F1**PLRTA00**SOXX | Light Emitting Diode | Inseparable Luminaire | Direct Wired | Direct Digital Controls | 45.7 | 2794 | 0.0002 | 98 | 92 | 444 | 0.97 | Ambient | 50000 |  |  | 55000 | 0.01 | 20 | 20 | 0.05 | 0.01 | 0 | 0 | 0 | 0 | 0.01 | 0 | 0 | 0 | 0 | 0 | 0.01 | 0 | 0 | 0 | 0 | 0 | True |  | Non Federally-Regulated | 01/12/2018 |  | 04/08/2019
Lutron Electronics Co., Inc. | Finire | FAT3RIHO****F1**TWRTA00**XXXX | Light Emitting Diode | Inseparable Luminaire | Direct Wired | Direct Digital Controls | 45.7 | 2794 | 0.0002 | 98 | 92 | 444 | 0.97 | Ambient | 50000 |  |  | 55000 | 0.01 | 20 | 20 | 0.05 | 0.01 | 0 | 0 | 0 | 0 | 0.01 | 0 | 0 | 0 | 0 | 0 | 0.01 | 0 | 0 | 0 | 0 | 0 | True |  | Non Federally-Regulated | 01/12/2018 |  | 04/08/2019
Lutron Electronics Co., Inc. | Finire | FAT3RIHO****F1**TWRTA00**SOXX | Light Emitting Diode | Inseparable Luminaire | Direct Wired | Direct Digital Controls | 45.7 | 2794 | 0.0002 | 98 | 92 | 444 | 0.97 | Ambient | 50000 |  |  | 55000 | 0.01 | 20 | 20 | 0.05 | 0.01 | 0 | 0 | 0 | 0 | 0.01 | 0 | 0 | 0 | 0 | 0 | 0.01 | 0 | 0 | 0 | 0 | 0 | True |  | Non Federally-Regulated | 01/12/2018 |  | 04/08/2019
Lutron Electronics Co., Inc. | Finire | FAT3RIXX****F1**XXRTA00MWSOXX | Light Emitting Diode | Inseparable Luminaire | Direct Wired | Direct Digital Controls | 47.6 | 2700 | -0.0007 | 97 | 93 | 463 | 0.97 | Ambient | 50000 |  |  | 55000 | 0.01 | 19 | 20 | 0.03 | 0 | 0 | 0 | 0 | 0 | 0.51 | 0.07 | 0.04 | 0.03 | 0.02 | 0.02 | 0.01 | 0 | 0 | 0 | 0 | 0 | True |  | Non Federally-Regulated | 01/12/2018 |  | 04/08/2019
Lutron Electronics Co., Inc. | Finire | FAT3RIXX****F1**PLRTA00MWSOXX | Light Emitting Diode | Inseparable Luminaire | Direct Wired | Direct Digital Controls | 47.6 | 2700 | -0.0007 | 97 | 93 | 463 | 0.97 | Ambient | 50000 |  |  | 55000 | 0.01 | 19 | 20 | 0.03 | 0 | 0 | 0 | 0 | 0 | 0.51 | 0.07 | 0.04 | 0.03 | 0.02 | 0.02 | 0.01 | 0 | 0 | 0 | 0 | 0 | True |  | Non Federally-Regulated | 01/12/2018 |  | 04/08/2019
Lutron Electronics Co., Inc. | Finire | FAT3RIXX****F1**TWRTA00MWSOXX | Light Emitting Diode | Inseparable Luminaire | Direct Wired | Direct Digital Controls | 47.6 | 2700 | -0.0007 | 97 | 93 | 463 | 0.97 | Ambient | 50000 |  |  | 55000 | 0.01 | 19 | 20 | 0.03 | 0 | 0 | 0 | 0 | 0 | 0.51 | 0.07 | 0.04 | 0.03 | 0.02 | 0.02 | 0.01 | 0 | 0 | 0 | 0 | 0 | True |  | Non Federally-Regulated | 01/12/2018 |  | 04/08/2019
Lutron Electronics Co., Inc. | Finire | FIT3RIXX****F1**XXRTA00MWSOXX | Light Emitting Diode | Inseparable Luminaire | Direct Wired | Direct Digital Controls | 47.6 | 2700 | -0.0007 | 97 | 93 | 463 | 0.97 | Ambient | 50000 |  |  | 55000 | 0.01 | 19 | 20 | 0.03 | 0 | 0 | 0 | 0 | 0 | 0.51 | 0.07 | 0.04 | 0.03 | 0.02 | 0.02 | 0.01 | 0 | 0 | 0 | 0 | 0 | True |  | Non Federally-Regulated | 01/12/2018 |  | 04/08/2019
Lutron Electronics Co., Inc. | Finire | FIT3RIXX****F1**PLRTA00MWSOXX | Light Emitting Diode | Inseparable Luminaire | Direct Wired | Direct Digital Controls | 47.6 | 2700 | -0.0007 | 97 | 93 | 463 | 0.97 | Ambient | 50000 |  |  | 55000 | 0.01 | 19 | 20 | 0.03 | 0 | 0 | 0 | 0 | 0 | 0.51 | 0.07 | 0.04 | 0.03 | 0.02 | 0.02 | 0.01 | 0 | 0 | 0 | 0 | 0 | True |  | Non Federally-Regulated | 01/12/2018 |  | 04/08/2019
Lutron Electronics Co., Inc. | Finire | FIT3RIXX****F1**TWRTA00MWSOXX | Light Emitting Diode | Inseparable Luminaire | Direct Wired | Direct Digital Controls | 47.6 | 2700 | -0.0007 | 97 | 93 | 463 | 0.97 | Ambient | 50000 |  |  | 55000 | 0.01 | 19 | 20 | 0.03 | 0 | 0 | 0 | 0 | 0 | 0.51 | 0.07 | 0.04 | 0.03 | 0.02 | 0.02 | 0.01 | 0 | 0 | 0 | 0 | 0 | True |  | Non Federally-Regulated | 01/12/2018 |  | 04/08/2019
Lutron Electronics Co., Inc. | Finire | FAZ3RIXX****F1**XXRZA00MWSOXX | Light Emitting Diode | Inseparable Luminaire | Direct Wired | Direct Digital Controls | 47.6 | 2700 | -0.0007 | 97 | 93 | 463 | 0.97 | Ambient | 50000 |  |  | 55000 | 0.01 | 19 | 20 | 0.03 | 0 | 0 | 0 | 0 | 0 | 0.51 | 0.07 | 0.04 | 0.03 | 0.02 | 0.02 | 0.01 | 0 | 0 | 0 | 0 | 0 | True |  | Non Federally-Regulated | 01/12/2018 |  | 04/08/2019
Lutron Electronics Co., Inc. | Finire | FAZ3RIXX****F1**PLRZA00MWSOXX | Light Emitting Diode | Inseparable Luminaire | Direct Wired | Direct Digital Controls | 47.6 | 2700 | -0.0007 | 97 | 93 | 463 | 0.97 | Ambient | 50000 |  |  | 55000 | 0.01 | 19 | 20 | 0.03 | 0 | 0 | 0 | 0 | 0 | 0.51 | 0.07 | 0.04 | 0.03 | 0.02 | 0.02 | 0.01 | 0 | 0 | 0 | 0 | 0 | True |  | Non Federally-Regulated | 01/12/2018 |  | 04/08/2019
Lutron Electronics Co., Inc. | Finire | FAZ3RIXX****F1**TWRZA00MWSOXX | Light Emitting Diode | Inseparable Luminaire | Direct Wired | Direct Digital Controls | 47.6 | 2700 | -0.0007 | 97 | 93 | 463 | 0.97 | Ambient | 50000 |  |  | 55000 | 0.01 | 19 | 20 | 0.03 | 0 | 0 | 0 | 0 | 0 | 0.51 | 0.07 | 0.04 | 0.03 | 0.02 | 0.02 | 0.01 | 0 | 0 | 0 | 0 | 0 | True |  | Non Federally-Regulated | 01/12/2018 |  | 04/08/2019
Lutron Electronics Co., Inc. | Finire | FIZ3RIXX****F1**XXRZA00MWSOXX | Light Emitting Diode | Inseparable Luminaire | Direct Wired | Direct Digital Controls | 47.6 | 2700 | -0.0007 | 97 | 93 | 463 | 0.97 | Ambient | 50000 |  |  | 55000 | 0.01 | 19 | 20 | 0.03 | 0 | 0 | 0 | 0 | 0 | 0.51 | 0.07 | 0.04 | 0.03 | 0.02 | 0.02 | 0.01 | 0 | 0 | 0 | 0 | 0 | True |  | Non Federally-Regulated | 01/12/2018 |  | 04/08/2019
Lutron Electronics Co., Inc. | Finire | FIZ3RIXX****F1**PLRZA00MWSOXX | Light Emitting Diode | Inseparable Luminaire | Direct Wired | Direct Digital Controls | 47.6 | 2700 | -0.0007 | 97 | 93 | 463 | 0.97 | Ambient | 50000 |  |  | 55000 | 0.01 | 19 | 20 | 0.03 | 0 | 0 | 0 | 0 | 0 | 0.51 | 0.07 | 0.04 | 0.03 | 0.02 | 0.02 | 0.01 | 0 | 0 | 0 | 0 | 0 | True |  | Non Federally-Regulated | 01/12/2018 |  | 04/08/2019
Lutron Electronics Co., Inc. | Finire | FIZ3RIXX****F1**TWRZA00MWSOXX | Light Emitting Diode | Inseparable Luminaire | Direct Wired | Direct Digital Controls | 47.6 | 2700 | -0.0007 | 97 | 93 | 463 | 0.97 | Ambient | 50000 |  |  | 55000 | 0.01 | 19 | 20 | 0.03 | 0 | 0 | 0 | 0 | 0 | 0.51 | 0.07 | 0.04 | 0.03 | 0.02 | 0.02 | 0.01 | 0 | 0 | 0 | 0 | 0 | True |  | Non Federally-Regulated | 01/12/2018 |  | 04/08/2019
Lutron Electronics Co., Inc. | Finire | FAZ3SIXX****F1**XXSZA00MWSOXX | Light Emitting Diode | Inseparable Luminaire | Direct Wired | Direct Digital Controls | 47.6 | 2700 | -0.0007 | 97 | 93 | 463 | 0.97 | Ambient | 50000 |  |  | 55000 | 0.01 | 19 | 20 | 0.03 | 0 | 0 | 0 | 0 | 0 | 0.51 | 0.07 | 0.04 | 0.03 | 0.02 | 0.02 | 0.01 | 0 | 0 | 0 | 0 | 0 | True |  | Non Federally-Regulated | 01/12/2018 |  | 04/08/2019
Lutron Electronics Co., Inc. | Finire | FAZ3SIXX****F1**PLSZA00MWSOXX | Light Emitting Diode | Inseparable Luminaire | Direct Wired | Direct Digital Controls | 47.6 | 2700 | -0.0007 | 97 | 93 | 463 | 0.97 | Ambient | 50000 |  |  | 55000 | 0.01 | 19 | 20 | 0.03 | 0 | 0 | 0 | 0 | 0 | 0.51 | 0.07 | 0.04 | 0.03 | 0.02 | 0.02 | 0.01 | 0 | 0 | 0 | 0 | 0 | True |  | Non Federally-Regulated | 01/12/2018 |  | 04/08/2019
Lutron Electronics Co., Inc. | Finire | FAZ3SIXX****F1**TWSZA00MWSOXX | Light Emitting Diode | Inseparable Luminaire | Direct Wired | Direct Digital Controls | 47.6 | 2700 | -0.0007 | 97 | 93 | 463 | 0.97 | Ambient | 50000 |  |  | 55000 | 0.01 | 19 | 20 | 0.03 | 0 | 0 | 0 | 0 | 0 | 0.51 | 0.07 | 0.04 | 0.03 | 0.02 | 0.02 | 0.01 | 0 | 0 | 0 | 0 | 0 | True |  | Non Federally-Regulated | 01/12/2018 |  | 04/08/2019
Lutron Electronics Co., Inc. | Finire | FIZ3SIXX****F1**XXSZA00MWSOXX | Light Emitting Diode | Inseparable Luminaire | Direct Wired | Direct Digital Controls | 47.6 | 2700 | -0.0007 | 97 | 93 | 463 | 0.97 | Ambient | 50000 |  |  | 55000 | 0.01 | 19 | 20 | 0.03 | 0 | 0 | 0 | 0 | 0 | 0.51 | 0.07 | 0.04 | 0.03 | 0.02 | 0.02 | 0.01 | 0 | 0 | 0 | 0 | 0 | True |  | Non Federally-Regulated | 01/12/2018 |  | 04/08/2019
Lutron Electronics Co., Inc. | Finire | FIZ3SIXX****F1**PLSZA00MWSOXX | Light Emitting Diode | Inseparable Luminaire | Direct Wired | Direct Digital Controls | 47.6 | 2700 | -0.0007 | 97 | 93 | 463 | 0.97 | Ambient | 50000 |  |  | 55000 | 0.01 | 19 | 20 | 0.03 | 0 | 0 | 0 | 0 | 0 | 0.51 | 0.07 | 0.04 | 0.03 | 0.02 | 0.02 | 0.01 | 0 | 0 | 0 | 0 | 0 | True |  | Non Federally-Regulated | 01/12/2018 |  | 04/08/2019
Lutron Electronics Co., Inc. | Finire | FIZ3SIXX****F1**TWSZA00MWSOXX | Light Emitting Diode | Inseparable Luminaire | Direct Wired | Direct Digital Controls | 47.6 | 2700 | -0.0007 | 97 | 93 | 463 | 0.97 | Ambient | 50000 |  |  | 55000 | 0.01 | 19 | 20 | 0.03 | 0 | 0 | 0 | 0 | 0 | 0.51 | 0.07 | 0.04 | 0.03 | 0.02 | 0.02 | 0.01 | 0 | 0 | 0 | 0 | 0 | True |  | Non Federally-Regulated | 01/12/2018 |  | 04/08/2019
Lutron Electronics Co., Inc. | Finire | FAT3SIXX****F1**XXSTA00MWSOXX | Light Emitting Diode | Inseparable Luminaire | Direct Wired | Direct Digital Controls | 47.6 | 2700 | -0.0007 | 97 | 93 | 463 | 0.97 | Ambient | 50000 |  |  | 55000 | 0.01 | 19 | 20 | 0.03 | 0 | 0 | 0 | 0 | 0 | 0.51 | 0.07 | 0.04 | 0.03 | 0.02 | 0.02 | 0.01 | 0 | 0 | 0 | 0 | 0 | True |  | Non Federally-Regulated | 01/12/2018 |  | 04/08/2019
Lutron Electronics Co., Inc. | Finire | FAT3SIXX****F1**PLSTA00MWSOXX | Light Emitting Diode | Inseparable Luminaire | Direct Wired | Direct Digital Controls | 47.6 | 2700 | -0.0007 | 97 | 93 | 463 | 0.97 | Ambient | 50000 |  |  | 55000 | 0.01 | 19 | 20 | 0.03 | 0 | 0 | 0 | 0 | 0 | 0.51 | 0.07 | 0.04 | 0.03 | 0.02 | 0.02 | 0.01 | 0 | 0 | 0 | 0 | 0 | True |  | Non Federally-Regulated | 01/12/2018 |  | 04/08/2019
Lutron Electronics Co., Inc. | Finire | FAT3SIXX****F1**TWSTA00MWSOXX | Light Emitting Diode | Inseparable Luminaire | Direct Wired | Direct Digital Controls | 47.6 | 2700 | -0.0007 | 97 | 93 | 463 | 0.97 | Ambient | 50000 |  |  | 55000 | 0.01 | 19 | 20 | 0.03 | 0 | 0 | 0 | 0 | 0 | 0.51 | 0.07 | 0.04 | 0.03 | 0.02 | 0.02 | 0.01 | 0 | 0 | 0 | 0 | 0 | True |  | Non Federally-Regulated | 01/12/2018 |  | 04/08/2019
Lutron Electronics Co., Inc. | Finire | FIT3SIXX****F1**XXSTA00MWSOXX | Light Emitting Diode | Inseparable Luminaire | Direct Wired | Direct Digital Controls | 47.6 | 2700 | -0.0007 | 97 | 93 | 463 | 0.97 | Ambient | 50000 |  |  | 55000 | 0.01 | 19 | 20 | 0.03 | 0 | 0 | 0 | 0 | 0 | 0.51 | 0.07 | 0.04 | 0.03 | 0.02 | 0.02 | 0.01 | 0 | 0 | 0 | 0 | 0 | True |  | Non Federally-Regulated | 01/12/2018 |  | 04/08/2019
Lutron Electronics Co., Inc. | Finire | FIT3SIXX****F1**PLSTA00MWSOXX | Light Emitting Diode | Inseparable Luminaire | Direct Wired | Direct Digital Controls | 47.6 | 2700 | -0.0007 | 97 | 93 | 463 | 0.97 | Ambient | 50000 |  |  | 55000 | 0.01 | 19 | 20 | 0.03 | 0 | 0 | 0 | 0 | 0 | 0.51 | 0.07 | 0.04 | 0.03 | 0.02 | 0.02 | 0.01 | 0 | 0 | 0 | 0 | 0 | True |  | Non Federally-Regulated | 01/12/2018 |  | 04/08/2019
Lutron Electronics Co., Inc. | Finire | FIT3SIXX****F1**TWSTA00MWSOXX | Light Emitting Diode | Inseparable Luminaire | Direct Wired | Direct Digital Controls | 47.6 | 2700 | -0.0007 | 97 | 93 | 463 | 0.97 | Ambient | 50000 |  |  | 55000 | 0.01 | 19 | 20 | 0.03 | 0 | 0 | 0 | 0 | 0 | 0.51 | 0.07 | 0.04 | 0.03 | 0.02 | 0.02 | 0.01 | 0 | 0 | 0 | 0 | 0 | True |  | Non Federally-Regulated | 01/12/2018 |  | 04/08/2019
Lutron Electronics Co., Inc. | Finire | FDT3RIXX****F1**XXRTD00**XXXX | Light Emitting Diode | Inseparable Luminaire | Direct Wired | Direct Digital Controls | 49.3 | 2700 | 0.0006 | 98 | 91 | 463 | 0.97 | Ambient | 50000 |  |  | 55000 | 0.01 | 20 | 20 | 0.05 | 0.01 | 0 | 0 | 0 | 0 | 0.01 | 0 | 0 | 0 | 0 | 0 | 0.01 | 0 | 0 | 0 | 0 | 0 | True |  | Non Federally-Regulated | 01/12/2018 |  | 04/08/2019
Lutron Electronics Co., Inc. | Finire | FDT3RIXX****F1**XXRTD00**SOXX | Light Emitting Diode | Inseparable Luminaire | Direct Wired | Direct Digital Controls | 49.3 | 2700 | 0.0006 | 98 | 91 | 463 | 0.97 | Ambient | 50000 |  |  | 55000 | 0.01 | 20 | 20 | 0.05 | 0.01 | 0 | 0 | 0 | 0 | 0.01 | 0 | 0 | 0 | 0 | 0 | 0.01 | 0 | 0 | 0 | 0 | 0 | True |  | Non Federally-Regulated | 01/12/2018 |  | 04/08/2019
Lutron Electronics Co., Inc. | Finire | FDT3RIXX****F1**PLRTD00**XXXX | Light Emitting Diode | Inseparable Luminaire | Direct Wired | Direct Digital Controls | 49.3 | 2700 | 0.0006 | 98 | 91 | 463 | 0.97 | Ambient | 50000 |  |  | 55000 | 0.01 | 20 | 20 | 0.05 | 0.01 | 0 | 0 | 0 | 0 | 0.01 | 0 | 0 | 0 | 0 | 0 | 0.01 | 0 | 0 | 0 | 0 | 0 | True |  | Non Federally-Regulated | 01/12/2018 |  | 04/08/2019
Lutron Electronics Co., Inc. | Finire | FDT3RIXX****F1**PLRTD00**SOXX | Light Emitting Diode | Inseparable Luminaire | Direct Wired | Direct Digital Controls | 49.3 | 2700 | 0.0006 | 98 | 91 | 463 | 0.97 | Ambient | 50000 |  |  | 55000 | 0.01 | 20 | 20 | 0.05 | 0.01 | 0 | 0 | 0 | 0 | 0.01 | 0 | 0 | 0 | 0 | 0 | 0.01 | 0 | 0 | 0 | 0 | 0 | True |  | Non Federally-Regulated | 01/12/2018 |  | 04/08/2019
Lutron Electronics Co., Inc. | Finire | FDT3RIXX****F1**TWRTD00**XXXX | Light Emitting Diode | Inseparable Luminaire | Direct Wired | Direct Digital Controls | 49.3 | 2700 | 0.0006 | 98 | 91 | 463 | 0.97 | Ambient | 50000 |  |  | 55000 | 0.01 | 20 | 20 | 0.05 | 0.01 | 0 | 0 | 0 | 0 | 0.01 | 0 | 0 | 0 | 0 | 0 | 0.01 | 0 | 0 | 0 | 0 | 0 | True |  | Non Federally-Regulated | 01/12/2018 |  | 04/08/2019
Lutron Electronics Co., Inc. | Finire | FDT3RIXX****F1**TWRTD00**SOXX | Light Emitting Diode | Inseparable Luminaire | Direct Wired | Direct Digital Controls | 49.3 | 2700 | 0.0006 | 98 | 91 | 463 | 0.97 | Ambient | 50000 |  |  | 55000 | 0.01 | 20 | 20 | 0.05 | 0.01 | 0 | 0 | 0 | 0 | 0.01 | 0 | 0 | 0 | 0 | 0 | 0.01 | 0 | 0 | 0 | 0 | 0 | True |  | Non Federally-Regulated | 01/12/2018 |  | 04/08/2019
Lutron Electronics Co., Inc. | Finire | FDZ3RIXX****F1**XXRZD00**XXXX | Light Emitting Diode | Inseparable Luminaire | Direct Wired | Direct Digital Controls | 49.3 | 2700 | 0.0006 | 98 | 91 | 463 | 0.97 | Ambient | 50000 |  |  | 55000 | 0.01 | 20 | 20 | 0.05 | 0.01 | 0 | 0 | 0 | 0 | 0.01 | 0 | 0 | 0 | 0 | 0 | 0.01 | 0 | 0 | 0 | 0 | 0 | True |  | Non Federally-Regulated | 01/12/2018 |  | 04/08/2019
Lutron Electronics Co., Inc. | Finire | FDZ3RIXX****F1**XXRZD00**SOXX | Light Emitting Diode | Inseparable Luminaire | Direct Wired | Direct Digital Controls | 49.3 | 2700 | 0.0006 | 98 | 91 | 463 | 0.97 | Ambient | 50000 |  |  | 55000 | 0.01 | 20 | 20 | 0.05 | 0.01 | 0 | 0 | 0 | 0 | 0.01 | 0 | 0 | 0 | 0 | 0 | 0.01 | 0 | 0 | 0 | 0 | 0 | True |  | Non Federally-Regulated | 01/12/2018 |  | 04/08/2019
Lutron Electronics Co., Inc. | Finire | FDZ3RIXX****F1**PLRZD00**XXXX | Light Emitting Diode | Inseparable Luminaire | Direct Wired | Direct Digital Controls | 49.3 | 2700 | 0.0006 | 98 | 91 | 463 | 0.97 | Ambient | 50000 |  |  | 55000 | 0.01 | 20 | 20 | 0.05 | 0.01 | 0 | 0 | 0 | 0 | 0.01 | 0 | 0 | 0 | 0 | 0 | 0.01 | 0 | 0 | 0 | 0 | 0 | True |  | Non Federally-Regulated | 01/12/2018 |  | 04/08/2019
Lutron Electronics Co., Inc. | Finire | FDZ3RIXX****F1**PLRZD00**SOXX | Light Emitting Diode | Inseparable Luminaire | Direct Wired | Direct Digital Controls | 49.3 | 2700 | 0.0006 | 98 | 91 | 463 | 0.97 | Ambient | 50000 |  |  | 55000 | 0.01 | 20 | 20 | 0.05 | 0.01 | 0 | 0 | 0 | 0 | 0.01 | 0 | 0 | 0 | 0 | 0 | 0.01 | 0 | 0 | 0 | 0 | 0 | True |  | Non Federally-Regulated | 01/12/2018 |  | 04/08/2019
Lutron Electronics Co., Inc. | Finire | FDZ3RIXX****F1**TWRZD00**XXXX | Light Emitting Diode | Inseparable Luminaire | Direct Wired | Direct Digital Controls | 49.3 | 2700 | 0.0006 | 98 | 91 | 463 | 0.97 | Ambient | 50000 |  |  | 55000 | 0.01 | 20 | 20 | 0.05 | 0.01 | 0 | 0 | 0 | 0 | 0.01 | 0 | 0 | 0 | 0 | 0 | 0.01 | 0 | 0 | 0 | 0 | 0 | True |  | Non Federally-Regulated | 01/12/2018 |  | 04/08/2019
Lutron Electronics Co., Inc. | Finire | FDZ3RIXX****F1**TWRZD00**SOXX | Light Emitting Diode | Inseparable Luminaire | Direct Wired | Direct Digital Controls | 49.3 | 2700 | 0.0006 | 98 | 91 | 463 | 0.97 | Ambient | 50000 |  |  | 55000 | 0.01 | 20 | 20 | 0.05 | 0.01 | 0 | 0 | 0 | 0 | 0.01 | 0 | 0 | 0 | 0 | 0 | 0.01 | 0 | 0 | 0 | 0 | 0 | True |  | Non Federally-Regulated | 01/12/2018 |  | 04/08/2019
Lutron Electronics Co., Inc. | Finire | FDZ3SIXX****F1**XXSZD00**XXXX | Light Emitting Diode | Inseparable Luminaire | Direct Wired | Direct Digital Controls | 49.3 | 2700 | 0.0006 | 98 | 91 | 463 | 0.97 | Ambient | 50000 |  |  | 55000 | 0.01 | 20 | 20 | 0.05 | 0.01 | 0 | 0 | 0 | 0 | 0.01 | 0 | 0 | 0 | 0 | 0 | 0.01 | 0 | 0 | 0 | 0 | 0 | True |  | Non Federally-Regulated | 01/12/2018 |  | 04/08/2019
Lutron Electronics Co., Inc. | Finire | FDZ3SIXX****F1**XXSZD00**SOXX | Light Emitting Diode | Inseparable Luminaire | Direct Wired | Direct Digital Controls | 49.3 | 2700 | 0.0006 | 98 | 91 | 463 | 0.97 | Ambient | 50000 |  |  | 55000 | 0.01 | 20 | 20 | 0.05 | 0.01 | 0 | 0 | 0 | 0 | 0.01 | 0 | 0 | 0 | 0 | 0 | 0.01 | 0 | 0 | 0 | 0 | 0 | True |  | Non Federally-Regulated | 01/12/2018 |  | 04/08/2019
Lutron Electronics Co., Inc. | Finire | FDZ3SIXX****F1**PLSZD00**XXXX | Light Emitting Diode | Inseparable Luminaire | Direct Wired | Direct Digital Controls | 49.3 | 2700 | 0.0006 | 98 | 91 | 463 | 0.97 | Ambient | 50000 |  |  | 55000 | 0.01 | 20 | 20 | 0.05 | 0.01 | 0 | 0 | 0 | 0 | 0.01 | 0 | 0 | 0 | 0 | 0 | 0.01 | 0 | 0 | 0 | 0 | 0 | True |  | Non Federally-Regulated | 01/12/2018 |  | 04/08/2019
Lutron Electronics Co., Inc. | Finire | FDZ3SIXX****F1**PLSZD00**SOXX | Light Emitting Diode | Inseparable Luminaire | Direct Wired | Direct Digital Controls | 49.3 | 2700 | 0.0006 | 98 | 91 | 463 | 0.97 | Ambient | 50000 |  |  | 55000 | 0.01 | 20 | 20 | 0.05 | 0.01 | 0 | 0 | 0 | 0 | 0.01 | 0 | 0 | 0 | 0 | 0 | 0.01 | 0 | 0 | 0 | 0 | 0 | True |  | Non Federally-Regulated | 01/12/2018 |  | 04/08/2019
Lutron Electronics Co., Inc. | Finire | FDZ3SIXX****F1**TWSZD00**XXXX | Light Emitting Diode | Inseparable Luminaire | Direct Wired | Direct Digital Controls | 49.3 | 2700 | 0.0006 | 98 | 91 | 463 | 0.97 | Ambient | 50000 |  |  | 55000 | 0.01 | 20 | 20 | 0.05 | 0.01 | 0 | 0 | 0 | 0 | 0.01 | 0 | 0 | 0 | 0 | 0 | 0.01 | 0 | 0 | 0 | 0 | 0 | True |  | Non Federally-Regulated | 01/12/2018 |  | 04/08/2019
Lutron Electronics Co., Inc. | Finire | FDZ3SIXX****F1**TWSZD00**SOXX | Light Emitting Diode | Inseparable Luminaire | Direct Wired | Direct Digital Controls | 49.3 | 2700 | 0.0006 | 98 | 91 | 463 | 0.97 | Ambient | 50000 |  |  | 55000 | 0.01 | 20 | 20 | 0.05 | 0.01 | 0 | 0 | 0 | 0 | 0.01 | 0 | 0 | 0 | 0 | 0 | 0.01 | 0 | 0 | 0 | 0 | 0 | True |  | Non Federally-Regulated | 01/12/2018 |  | 04/08/2019
Lutron Electronics Co., Inc. | Finire | FDT3SIXX****F1**XXSTD00**XXXX | Light Emitting Diode | Inseparable Luminaire | Direct Wired | Direct Digital Controls | 49.3 | 2700 | 0.0006 | 98 | 91 | 463 | 0.97 | Ambient | 50000 |  |  | 55000 | 0.01 | 20 | 20 | 0.05 | 0.01 | 0 | 0 | 0 | 0 | 0.01 | 0 | 0 | 0 | 0 | 0 | 0.01 | 0 | 0 | 0 | 0 | 0 | True |  | Non Federally-Regulated | 01/12/2018 |  | 04/08/2019
Lutron Electronics Co., Inc. | Finire | FDT3SIXX****F1**XXSTD00**SOXX | Light Emitting Diode | Inseparable Luminaire | Direct Wired | Direct Digital Controls | 49.3 | 2700 | 0.0006 | 98 | 91 | 463 | 0.97 | Ambient | 50000 |  |  | 55000 | 0.01 | 20 | 20 | 0.05 | 0.01 | 0 | 0 | 0 | 0 | 0.01 | 0 | 0 | 0 | 0 | 0 | 0.01 | 0 | 0 | 0 | 0 | 0 | True |  | Non Federally-Regulated | 01/12/2018 |  | 04/08/2019
Lutron Electronics Co., Inc. | Finire | FDT3SIXX****F1**PLSTD00**XXXX | Light Emitting Diode | Inseparable Luminaire | Direct Wired | Direct Digital Controls | 49.3 | 2700 | 0.0006 | 98 | 91 | 463 | 0.97 | Ambient | 50000 |  |  | 55000 | 0.01 | 20 | 20 | 0.05 | 0.01 | 0 | 0 | 0 | 0 | 0.01 | 0 | 0 | 0 | 0 | 0 | 0.01 | 0 | 0 | 0 | 0 | 0 | True |  | Non Federally-Regulated | 01/12/2018 |  | 04/08/2019
Lutron Electronics Co., Inc. | Finire | FDT3SIXX****F1**PLSTD00**SOXX | Light Emitting Diode | Inseparable Luminaire | Direct Wired | Direct Digital Controls | 49.3 | 2700 | 0.0006 | 98 | 91 | 463 | 0.97 | Ambient | 50000 |  |  | 55000 | 0.01 | 20 | 20 | 0.05 | 0.01 | 0 | 0 | 0 | 0 | 0.01 | 0 | 0 | 0 | 0 | 0 | 0.01 | 0 | 0 | 0 | 0 | 0 | True |  | Non Federally-Regulated | 01/12/2018 |  | 04/08/2019
Lutron Electronics Co., Inc. | Finire | FDT3SIXX****F1**TWSTD00**XXXX | Light Emitting Diode | Inseparable Luminaire | Direct Wired | Direct Digital Controls | 49.3 | 2700 | 0.0006 | 98 | 91 | 463 | 0.97 | Ambient | 50000 |  |  | 55000 | 0.01 | 20 | 20 | 0.05 | 0.01 | 0 | 0 | 0 | 0 | 0.01 | 0 | 0 | 0 | 0 | 0 | 0.01 | 0 | 0 | 0 | 0 | 0 | True |  | Non Federally-Regulated | 01/12/2018 |  | 04/08/2019
Lutron Electronics Co., Inc. | Finire | FDT3SIXX****F1**TWSTD00**SOXX | Light Emitting Diode | Inseparable Luminaire | Direct Wired | Direct Digital Controls | 49.3 | 2700 | 0.0006 | 98 | 91 | 463 | 0.97 | Ambient | 50000 |  |  | 55000 | 0.01 | 20 | 20 | 0.05 | 0.01 | 0 | 0 | 0 | 0 | 0.01 | 0 | 0 | 0 | 0 | 0 | 0.01 | 0 | 0 | 0 | 0 | 0 | True |  | Non Federally-Regulated | 01/12/2018 |  | 04/08/2019
Lutron Electronics Co., Inc. | Finire | FDT3SIXX****F1**XXSTD00MWFGXX | Light Emitting Diode | Inseparable Luminaire | Direct Wired | Direct Digital Controls | 49.3 | 2700 | 0.0006 | 98 | 91 | 463 | 0.97 | Ambient | 50000 |  |  | 55000 | 0.01 | 20 | 20 | 0.05 | 0.01 | 0 | 0 | 0 | 0 | 0.01 | 0 | 0 | 0 | 0 | 0 | 0.01 | 0 | 0 | 0 | 0 | 0 | True |  | Non Federally-Regulated | 01/12/2018 |  | 04/08/2019
Lutron Electronics Co., Inc. | Finire | FDT3SIXX****F1**PLSTD00MWFGXX | Light Emitting Diode | Inseparable Luminaire | Direct Wired | Direct Digital Controls | 49.3 | 2700 | 0.0006 | 98 | 91 | 463 | 0.97 | Ambient | 50000 |  |  | 55000 | 0.01 | 20 | 20 | 0.05 | 0.01 | 0 | 0 | 0 | 0 | 0.01 | 0 | 0 | 0 | 0 | 0 | 0.01 | 0 | 0 | 0 | 0 | 0 | True |  | Non Federally-Regulated | 01/12/2018 |  | 04/08/2019
Lutron Electronics Co., Inc. | Finire | FDT3SIXX****F1**TWSTD00MWFGXX | Light Emitting Diode | Inseparable Luminaire | Direct Wired | Direct Digital Controls | 49.3 | 2700 | 0.0006 | 98 | 91 | 463 | 0.97 | Ambient | 50000 |  |  | 55000 | 0.01 | 20 | 20 | 0.05 | 0.01 | 0 | 0 | 0 | 0 | 0.01 | 0 | 0 | 0 | 0 | 0 | 0.01 | 0 | 0 | 0 | 0 | 0 | True |  | Non Federally-Regulated | 01/12/2018 |  | 04/08/2019
Lutron Electronics Co., Inc. | Finire | FDZ3SIXX****F1**XXSZD00MWFGXX | Light Emitting Diode | Inseparable Luminaire | Direct Wired | Direct Digital Controls | 49.3 | 2700 | 0.0006 | 98 | 91 | 463 | 0.97 | Ambient | 50000 |  |  | 55000 | 0.01 | 20 | 20 | 0.05 | 0.01 | 0 | 0 | 0 | 0 | 0.01 | 0 | 0 | 0 | 0 | 0 | 0.01 | 0 | 0 | 0 | 0 | 0 | True |  | Non Federally-Regulated | 01/12/2018 |  | 04/08/2019
Lutron Electronics Co., Inc. | Finire | FDZ3SIXX****F1**PLSZD00MWFGXX | Light Emitting Diode | Inseparable Luminaire | Direct Wired | Direct Digital Controls | 49.3 | 2700 | 0.0006 | 98 | 91 | 463 | 0.97 | Ambient | 50000 |  |  | 55000 | 0.01 | 20 | 20 | 0.05 | 0.01 | 0 | 0 | 0 | 0 | 0.01 | 0 | 0 | 0 | 0 | 0 | 0.01 | 0 | 0 | 0 | 0 | 0 | True |  | Non Federally-Regulated | 01/12/2018 |  | 04/08/2019
Lutron Electronics Co., Inc. | Finire | FDZ3SIXX****F1**TWSZD00MWFGXX | Light Emitting Diode | Inseparable Luminaire | Direct Wired | Direct Digital Controls | 49.3 | 2700 | 0.0006 | 98 | 91 | 463 | 0.97 | Ambient | 50000 |  |  | 55000 | 0.01 | 20 | 20 | 0.05 | 0.01 | 0 | 0 | 0 | 0 | 0.01 | 0 | 0 | 0 | 0 | 0 | 0.01 | 0 | 0 | 0 | 0 | 0 | True |  | Non Federally-Regulated | 01/12/2018 |  | 04/08/2019
Lutron Electronics Co., Inc. | Finire | FDZ3RIXX****F1**XXRZD00MWFGXX | Light Emitting Diode | Inseparable Luminaire | Direct Wired | Direct Digital Controls | 49.3 | 2700 | 0.0006 | 98 | 91 | 463 | 0.97 | Ambient | 50000 |  |  | 55000 | 0.01 | 20 | 20 | 0.05 | 0.01 | 0 | 0 | 0 | 0 | 0.01 | 0 | 0 | 0 | 0 | 0 | 0.01 | 0 | 0 | 0 | 0 | 0 | True |  | Non Federally-Regulated | 01/12/2018 |  | 04/08/2019
Lutron Electronics Co., Inc. | Finire | FDZ3RIXX****F1**PLRZD00MWFGXX | Light Emitting Diode | Inseparable Luminaire | Direct Wired | Direct Digital Controls | 49.3 | 2700 | 0.0006 | 98 | 91 | 463 | 0.97 | Ambient | 50000 |  |  | 55000 | 0.01 | 20 | 20 | 0.05 | 0.01 | 0 | 0 | 0 | 0 | 0.01 | 0 | 0 | 0 | 0 | 0 | 0.01 | 0 | 0 | 0 | 0 | 0 | True |  | Non Federally-Regulated | 01/12/2018 |  | 04/08/2019
Lutron Electronics Co., Inc. | Finire | FDZ3RIXX****F1**TWRZD00MWFGXX | Light Emitting Diode | Inseparable Luminaire | Direct Wired | Direct Digital Controls | 49.3 | 2700 | 0.0006 | 98 | 91 | 463 | 0.97 | Ambient | 50000 |  |  | 55000 | 0.01 | 20 | 20 | 0.05 | 0.01 | 0 | 0 | 0 | 0 | 0.01 | 0 | 0 | 0 | 0 | 0 | 0.01 | 0 | 0 | 0 | 0 | 0 | True |  | Non Federally-Regulated | 01/12/2018 |  | 04/08/2019
Lutron Electronics Co., Inc. | Finire | FDT3RIXX****F1**XXRTD00MWFGXX | Light Emitting Diode | Inseparable Luminaire | Direct Wired | Direct Digital Controls | 49.3 | 2700 | 0.0006 | 98 | 91 | 463 | 0.97 | Ambient | 50000 |  |  | 55000 | 0.01 | 20 | 20 | 0.05 | 0.01 | 0 | 0 | 0 | 0 | 0.01 | 0 | 0 | 0 | 0 | 0 | 0.01 | 0 | 0 | 0 | 0 | 0 | True |  | Non Federally-Regulated | 01/12/2018 |  | 04/08/2019
Lutron Electronics Co., Inc. | Finire | FDT3RIXX****F1**PLRTD00MWFGXX | Light Emitting Diode | Inseparable Luminaire | Direct Wired | Direct Digital Controls | 49.3 | 2700 | 0.0006 | 98 | 91 | 463 | 0.97 | Ambient | 50000 |  |  | 55000 | 0.01 | 20 | 20 | 0.05 | 0.01 | 0 | 0 | 0 | 0 | 0.01 | 0 | 0 | 0 | 0 | 0 | 0.01 | 0 | 0 | 0 | 0 | 0 | True |  | Non Federally-Regulated | 01/12/2018 |  | 04/08/2019
Lutron Electronics Co., Inc. | Finire | FDT3RIXX****F1**TWRTD00MWFGXX | Light Emitting Diode | Inseparable Luminaire | Direct Wired | Direct Digital Controls | 49.3 | 2700 | 0.0006 | 98 | 91 | 463 | 0.97 | Ambient | 50000 |  |  | 55000 | 0.01 | 20 | 20 | 0.05 | 0.01 | 0 | 0 | 0 | 0 | 0.01 | 0 | 0 | 0 | 0 | 0 | 0.01 | 0 | 0 | 0 | 0 | 0 | True |  | Non Federally-Regulated | 01/12/2018 |  | 04/08/2019
Lutron Electronics Co., Inc. | Finire | FPAT*W******-FPHIWEU | Light Emitting Diode | Inseparable Luminaire | Direct Wired | Direct Digital Controls | 50.4 | 2700 | -0.0031 | 97 | 97 | 346 | 0.98 | Ambient | 50000 |  |  | 55000 | 0.01 | 20 | 20 | 0.02 | 0.02 | 0.02 | 0.02 | 0.01 | 0 | 0.02 | 0.02 | 0.02 | 0.02 | 0.01 | 0 | 0.8 | 0.9 | 0.87 | 0.3 | 0.05 | 0.02 | True |  | Non Federally-Regulated | 01/12/2018 |  | 04/08/2019
Lutron Electronics Co., Inc. | Finire | FPAT*W******-FPHIWF1 | Light Emitting Diode | Inseparable Luminaire | Direct Wired | Forward Phase Cut Controls | 46.6 | 2700 | -0.0031 | 97 | 96 | 496 | 0.97 | Ambient | 50000 |  |  | 55000 | 0.01 | 20 | 21 | 0.01 | 0 | 0 | 0 | 0 | 0 | 0.01 | 0 | 0 | 0 | 0 | 0 | 0.01 | 0 | 0 | 0 | 0 | 0 | True |  | Non Federally-Regulated | 01/12/2018 |  | 04/08/2019
Lutron Electronics Co., Inc. | Finire | FPDT********-FPHIXEU | Light Emitting Diode | Inseparable Luminaire | Direct Wired | Direct Digital Controls | 66.7 | 2700 | 0.0008 | 91 | 62 | 330 | 0.98 | Ambient | 50000 |  |  | 39000 | 0.01 | 22 | 21 | 0.07 | 0.09 | 0.09 | 0.09 | 0.07 | 0.04 | 0.17 | 0.19 | 0.19 | 0.19 | 0.18 | 0.08 | 1 | 1 | 1 | 0.28 | 0.05 | 0.02 | True |  | Non Federally-Regulated | 06/27/2018 |  | 04/08/2019
Lutron Electronics Co., Inc. | Finire | FPDT********-FPHIXF1 | Light Emitting Diode | Inseparable Luminaire | Direct Wired | Forward Phase Cut Controls | 60.8 | 2700 | 0.0007 | 91 | 63 | 387 | 0.97 | Ambient | 50000 |  |  | 39000 | 0.01 | 21 | 22 | 0 | 0 | 0 | 0 | 0 | 0 | 0.01 | 0.01 | 0.01 | 0.01 | 0 | 0 | 0 | 0 | 0 | 0 | 0 | 0 | True |  | Non Federally-Regulated | 06/27/2018 |  | 04/08/2019
Lutron Electronics Co., Inc. | Finire | FPDT********-FPHISF1 | Light Emitting Diode | Inseparable Luminaire | Direct Wired | Forward Phase Cut Controls | 61.6 | 2700 | 0.0005 | 91 | 64 | 392 | 0.96 | Ambient | 50000 |  |  | 39000 | 0.01 | 20 | 20 | 0 | 0 | 0 | 0 | 0 | 0 | 0.01 | 0.01 | 0.01 | 0.01 | 0.01 | 0.01 | 0.01 | 0.01 | 0.01 | 0.01 | 0.01 | 0.01 | True |  | Non Federally-Regulated | 06/27/2018 |  | 04/08/2019
Lutron Electronics Co., Inc. | Finire | FPDT********-FPHISEU | Light Emitting Diode | Inseparable Luminaire | Direct Wired | Direct Digital Controls | 72.5 | 2700 | -0.0007 | 91 | 64 | 324 | 0.97 | Ambient | 50000 |  |  | 39000 | 0.01 | 21 | 21 | 0.02 | 0.03 | 0.03 | 0.03 | 0.03 | 0.02 | 0.04 | 0.07 | 0.07 | 0.07 | 0.06 | 0 | 0.86 | 1 | 1 | 0.09 | 0.06 | 0.03 | True |  | Non Federally-Regulated | 06/27/2018 |  | 04/08/2019
Lutron Electronics Co., Inc. | Finire | FPDT*W******-FPHIWEU | Light Emitting Diode | Inseparable Luminaire | Direct Wired | Direct Digital Controls | 50.4 | 2700 | -0.0031 | 97 | 97 | 346 | 0.98 | Ambient | 50000 |  |  | 55000 | 0.01 | 20 | 20 | 0.02 | 0.02 | 0.02 | 0.02 | 0.01 | 0 | 0.02 | 0.02 | 0.02 | 0.02 | 0.01 | 0 | 0.8 | 0.9 | 0.87 | 0.3 | 0.05 | 0.02 | True |  | Non Federally-Regulated | 06/27/2018 |  | 04/08/2019
Lutron Electronics Co., Inc. | Finire | FPDT*W******-FPHIWF1 | Light Emitting Diode | Inseparable Luminaire | Direct Wired | Forward Phase Cut Controls | 46.6 | 2700 | -0.0031 | 97 | 96 | 496 | 0.97 | Ambient | 50000 |  |  | 55000 | 0.01 | 20 | 21 | 0.01 | 0 | 0 | 0 | 0 | 0 | 0.01 | 0 | 0 | 0 | 0 | 0 | 0.01 | 0 | 0 | 0 | 0 | 0 | True |  | Non Federally-Regulated | 06/27/2018 |  | 04/08/2019
Lutron Electronics Co., Inc. | Finire | FAT3*IWX****F1**XX-*TA**MWXXXX | Light Emitting Diode | Inseparable Luminaire | Direct Wired | Forward Phase Cut Controls | 45.6 | 2700 | -0.0019 | 97 | 98 | 392 | 0.97 | Ambient | 50000 |  |  | 55000 | 0.01 | 22 | 22 | 0.01 | 0.01 | 0.01 | 0.01 | 0.01 | 0.01 | 0.02 | 0.01 | 0.01 | 0.01 | 0.01 | 0.01 | 0.18 | 0.18 | 0.18 | 0.15 | 0.08 | 0.07 | True |  | Non Federally-Regulated | 09/17/2018 |  | 04/08/2019
Lutron Electronics Co., Inc. | Finire | FAT3*IWX****F1**XX-*TD**MWXXXX | Light Emitting Diode | Inseparable Luminaire | Direct Wired | Forward Phase Cut Controls | 45.6 | 2700 | -0.0019 | 97 | 98 | 392 | 0.97 | Ambient | 50000 |  |  | 55000 | 0.01 | 22 | 22 | 0.01 | 0.01 | 0.01 | 0.01 | 0.01 | 0.01 | 0.02 | 0.01 | 0.01 | 0.01 | 0.01 | 0.01 | 0.18 | 0.18 | 0.18 | 0.15 | 0.08 | 0.07 | True |  | Non Federally-Regulated | 09/17/2018 |  | 04/08/2019
Lutron Electronics Co., Inc. | Finire | FAT3*IWX****F1**TW-*TA**MWXXXX | Light Emitting Diode | Inseparable Luminaire | Direct Wired | Forward Phase Cut Controls | 45.6 | 2700 | -0.0019 | 97 | 98 | 392 | 0.97 | Ambient | 50000 |  |  | 55000 | 0.01 | 22 | 22 | 0.01 | 0.01 | 0.01 | 0.01 | 0.01 | 0.01 | 0.02 | 0.01 | 0.01 | 0.01 | 0.01 | 0.01 | 0.18 | 0.18 | 0.18 | 0.15 | 0.08 | 0.07 | True |  | Non Federally-Regulated | 09/17/2018 |  | 04/08/2019
Lutron Electronics Co., Inc. | Finire | FAT3*IWX****F1**TW-*TD**MWXXXX | Light Emitting Diode | Inseparable Luminaire | Direct Wired | Forward Phase Cut Controls | 45.6 | 2700 | -0.0019 | 97 | 98 | 392 | 0.97 | Ambient | 50000 |  |  | 55000 | 0.01 | 22 | 22 | 0.01 | 0.01 | 0.01 | 0.01 | 0.01 | 0.01 | 0.02 | 0.01 | 0.01 | 0.01 | 0.01 | 0.01 | 0.18 | 0.18 | 0.18 | 0.15 | 0.08 | 0.07 | True |  | Non Federally-Regulated | 09/17/2018 |  | 04/08/2019
Lutron Electronics Co., Inc. | Finire | FAT3*IWX****F1**PL-*TA**MWXXXX | Light Emitting Diode | Inseparable Luminaire | Direct Wired | Forward Phase Cut Controls | 45.6 | 2700 | -0.0019 | 97 | 98 | 392 | 0.97 | Ambient | 50000 |  |  | 55000 | 0.01 | 22 | 22 | 0.01 | 0.01 | 0.01 | 0.01 | 0.01 | 0.01 | 0.02 | 0.01 | 0.01 | 0.01 | 0.01 | 0.01 | 0.18 | 0.18 | 0.18 | 0.15 | 0.08 | 0.07 | True |  | Non Federally-Regulated | 09/17/2018 |  | 04/08/2019
Lutron Electronics Co., Inc. | Finire | FAT3*IWX****F1**PL-*TD**MWXXXX | Light Emitting Diode | Inseparable Luminaire | Direct Wired | Forward Phase Cut Controls | 45.6 | 2700 | -0.0019 | 97 | 98 | 392 | 0.97 | Ambient | 50000 |  |  | 55000 | 0.01 | 22 | 22 | 0.01 | 0.01 | 0.01 | 0.01 | 0.01 | 0.01 | 0.02 | 0.01 | 0.01 | 0.01 | 0.01 | 0.01 | 0.18 | 0.18 | 0.18 | 0.15 | 0.08 | 0.07 | True |  | Non Federally-Regulated | 09/17/2018 |  | 04/08/2019
Lutron Electronics Co., Inc. | Finire | FIT3*IWX****F1**XX-*TA**MWXXXX | Light Emitting Diode | Inseparable Luminaire | Direct Wired | Forward Phase Cut Controls | 45.6 | 2700 | -0.0019 | 97 | 98 | 392 | 0.97 | Ambient | 50000 |  |  | 55000 | 0.01 | 22 | 22 | 0.01 | 0.01 | 0.01 | 0.01 | 0.01 | 0.01 | 0.02 | 0.01 | 0.01 | 0.01 | 0.01 | 0.01 | 0.18 | 0.18 | 0.18 | 0.15 | 0.08 | 0.07 | True |  | Non Federally-Regulated | 09/17/2018 |  | 04/08/2019
Lutron Electronics Co., Inc. | Finire | FIT3*IWX****F1**XX-*TD**MWXXXX | Light Emitting Diode | Inseparable Luminaire | Direct Wired | Forward Phase Cut Controls | 45.6 | 2700 | -0.0019 | 97 | 98 | 392 | 0.97 | Ambient | 50000 |  |  | 55000 | 0.01 | 22 | 22 | 0.01 | 0.01 | 0.01 | 0.01 | 0.01 | 0.01 | 0.02 | 0.01 | 0.01 | 0.01 | 0.01 | 0.01 | 0.18 | 0.18 | 0.18 | 0.15 | 0.08 | 0.07 | True |  | Non Federally-Regulated | 09/17/2018 |  | 04/08/2019
Lutron Electronics Co., Inc. | Finire | FIT3*IWX****F1**TW-*TA**MWXXXX | Light Emitting Diode | Inseparable Luminaire | Direct Wired | Forward Phase Cut Controls | 45.6 | 2700 | -0.0019 | 97 | 98 | 392 | 0.97 | Ambient | 50000 |  |  | 55000 | 0.01 | 22 | 22 | 0.01 | 0.01 | 0.01 | 0.01 | 0.01 | 0.01 | 0.02 | 0.01 | 0.01 | 0.01 | 0.01 | 0.01 | 0.18 | 0.18 | 0.18 | 0.15 | 0.08 | 0.07 | True |  | Non Federally-Regulated | 09/17/2018 |  | 04/08/2019
Lutron Electronics Co., Inc. | Finire | FIT3*IWX****F1**TW-*TD**MWXXXX | Light Emitting Diode | Inseparable Luminaire | Direct Wired | Forward Phase Cut Controls | 45.6 | 2700 | -0.0019 | 97 | 98 | 392 | 0.97 | Ambient | 50000 |  |  | 55000 | 0.01 | 22 | 22 | 0.01 | 0.01 | 0.01 | 0.01 | 0.01 | 0.01 | 0.02 | 0.01 | 0.01 | 0.01 | 0.01 | 0.01 | 0.18 | 0.18 | 0.18 | 0.15 | 0.08 | 0.07 | True |  | Non Federally-Regulated | 09/17/2018 |  | 04/08/2019
Lutron Electronics Co., Inc. | Finire | FIT3*IWX****F1**PL-*TA**MWXXXX | Light Emitting Diode | Inseparable Luminaire | Direct Wired | Forward Phase Cut Controls | 45.6 | 2700 | -0.0019 | 97 | 98 | 392 | 0.97 | Ambient | 50000 |  |  | 55000 | 0.01 | 22 | 22 | 0.01 | 0.01 | 0.01 | 0.01 | 0.01 | 0.01 | 0.02 | 0.01 | 0.01 | 0.01 | 0.01 | 0.01 | 0.18 | 0.18 | 0.18 | 0.15 | 0.08 | 0.07 | True |  | Non Federally-Regulated | 09/17/2018 |  | 04/08/2019
Lutron Electronics Co., Inc. | Finire | FIT3*IWX****F1**PL-*TD**MWXXXX | Light Emitting Diode | Inseparable Luminaire | Direct Wired | Forward Phase Cut Controls | 45.6 | 2700 | -0.0019 | 97 | 98 | 392 | 0.97 | Ambient | 50000 |  |  | 55000 | 0.01 | 22 | 22 | 0.01 | 0.01 | 0.01 | 0.01 | 0.01 | 0.01 | 0.02 | 0.01 | 0.01 | 0.01 | 0.01 | 0.01 | 0.18 | 0.18 | 0.18 | 0.15 | 0.08 | 0.07 | True |  | Non Federally-Regulated | 09/17/2018 |  | 04/08/2019
Lutron Electronics Co., Inc. | Finire | FAZ3*IWX****F1**XX-*ZA**MWXXXX | Light Emitting Diode | Inseparable Luminaire | Direct Wired | Forward Phase Cut Controls | 45.6 | 2700 | -0.0019 | 97 | 98 | 392 | 0.97 | Ambient | 50000 |  |  | 55000 | 0.01 | 22 | 22 | 0.01 | 0.01 | 0.01 | 0.01 | 0.01 | 0.01 | 0.02 | 0.01 | 0.01 | 0.01 | 0.01 | 0.01 | 0.18 | 0.18 | 0.18 | 0.15 | 0.08 | 0.07 | True |  | Non Federally-Regulated | 09/17/2018 |  | 04/08/2019
Lutron Electronics Co., Inc. | Finire | FAZ3*IWX****F1**XX-*ZD**MWXXXX | Light Emitting Diode | Inseparable Luminaire | Direct Wired | Forward Phase Cut Controls | 45.6 | 2700 | -0.0019 | 97 | 98 | 392 | 0.97 | Ambient | 50000 |  |  | 55000 | 0.01 | 22 | 22 | 0.01 | 0.01 | 0.01 | 0.01 | 0.01 | 0.01 | 0.02 | 0.01 | 0.01 | 0.01 | 0.01 | 0.01 | 0.18 | 0.18 | 0.18 | 0.15 | 0.08 | 0.07 | True |  | Non Federally-Regulated | 09/17/2018 |  | 04/08/2019
Lutron Electronics Co., Inc. | Finire | FAZ3*IWX****F1**TW-*ZA**MWXXXX | Light Emitting Diode | Inseparable Luminaire | Direct Wired | Forward Phase Cut Controls | 45.6 | 2700 | -0.0019 | 97 | 98 | 392 | 0.97 | Ambient | 50000 |  |  | 55000 | 0.01 | 22 | 22 | 0.01 | 0.01 | 0.01 | 0.01 | 0.01 | 0.01 | 0.02 | 0.01 | 0.01 | 0.01 | 0.01 | 0.01 | 0.18 | 0.18 | 0.18 | 0.15 | 0.08 | 0.07 | True |  | Non Federally-Regulated | 09/17/2018 |  | 04/08/2019
Lutron Electronics Co., Inc. | Finire | FAZ3*IWX****F1**TW-*ZD**MWXXXX | Light Emitting Diode | Inseparable Luminaire | Direct Wired | Forward Phase Cut Controls | 45.6 | 2700 | -0.0019 | 97 | 98 | 392 | 0.97 | Ambient | 50000 |  |  | 55000 | 0.01 | 22 | 22 | 0.01 | 0.01 | 0.01 | 0.01 | 0.01 | 0.01 | 0.02 | 0.01 | 0.01 | 0.01 | 0.01 | 0.01 | 0.18 | 0.18 | 0.18 | 0.15 | 0.08 | 0.07 | True |  | Non Federally-Regulated | 09/17/2018 |  | 04/08/2019
Lutron Electronics Co., Inc. | Finire | FAZ3*IWX****F1**PL-*ZA**MWXXXX | Light Emitting Diode | Inseparable Luminaire | Direct Wired | Forward Phase Cut Controls | 45.6 | 2700 | -0.0019 | 97 | 98 | 392 | 0.97 | Ambient | 50000 |  |  | 55000 | 0.01 | 22 | 22 | 0.01 | 0.01 | 0.01 | 0.01 | 0.01 | 0.01 | 0.02 | 0.01 | 0.01 | 0.01 | 0.01 | 0.01 | 0.18 | 0.18 | 0.18 | 0.15 | 0.08 | 0.07 | True |  | Non Federally-Regulated | 09/17/2018 |  | 04/08/2019
Lutron Electronics Co., Inc. | Finire | FAZ3*IWX****F1**PL-*ZD**MWXXXX | Light Emitting Diode | Inseparable Luminaire | Direct Wired | Forward Phase Cut Controls | 45.6 | 2700 | -0.0019 | 97 | 98 | 392 | 0.97 | Ambient | 50000 |  |  | 55000 | 0.01 | 22 | 22 | 0.01 | 0.01 | 0.01 | 0.01 | 0.01 | 0.01 | 0.02 | 0.01 | 0.01 | 0.01 | 0.01 | 0.01 | 0.18 | 0.18 | 0.18 | 0.15 | 0.08 | 0.07 | True |  | Non Federally-Regulated | 09/17/2018 |  | 04/08/2019
Lutron Electronics Co., Inc. | Finire | FIZ3*IWX****F1**XX-*ZA**MWXXXX | Light Emitting Diode | Inseparable Luminaire | Direct Wired | Forward Phase Cut Controls | 45.6 | 2700 | -0.0019 | 97 | 98 | 392 | 0.97 | Ambient | 50000 |  |  | 55000 | 0.01 | 22 | 22 | 0.01 | 0.01 | 0.01 | 0.01 | 0.01 | 0.01 | 0.02 | 0.01 | 0.01 | 0.01 | 0.01 | 0.01 | 0.18 | 0.18 | 0.18 | 0.15 | 0.08 | 0.07 | True |  | Non Federally-Regulated | 09/17/2018 |  | 04/08/2019
Lutron Electronics Co., Inc. | Finire | FIZ3*IWX****F1**XX-*ZD**MWXXXX | Light Emitting Diode | Inseparable Luminaire | Direct Wired | Forward Phase Cut Controls | 45.6 | 2700 | -0.0019 | 97 | 98 | 392 | 0.97 | Ambient | 50000 |  |  | 55000 | 0.01 | 22 | 22 | 0.01 | 0.01 | 0.01 | 0.01 | 0.01 | 0.01 | 0.02 | 0.01 | 0.01 | 0.01 | 0.01 | 0.01 | 0.18 | 0.18 | 0.18 | 0.15 | 0.08 | 0.07 | True |  | Non Federally-Regulated | 09/17/2018 |  | 04/08/2019
Lutron Electronics Co., Inc. | Finire | FIZ3*IWX****F1**TW-*ZA**MWXXXX | Light Emitting Diode | Inseparable Luminaire | Direct Wired | Forward Phase Cut Controls | 45.6 | 2700 | -0.0019 | 97 | 98 | 392 | 0.97 | Ambient | 50000 |  |  | 55000 | 0.01 | 22 | 22 | 0.01 | 0.01 | 0.01 | 0.01 | 0.01 | 0.01 | 0.02 | 0.01 | 0.01 | 0.01 | 0.01 | 0.01 | 0.18 | 0.18 | 0.18 | 0.15 | 0.08 | 0.07 | True |  | Non Federally-Regulated | 09/17/2018 |  | 04/08/2019
Lutron Electronics Co., Inc. | Finire | FIZ3*IWX****F1**TW-*ZD**MWXXXX | Light Emitting Diode | Inseparable Luminaire | Direct Wired | Forward Phase Cut Controls | 45.6 | 2700 | -0.0019 | 97 | 98 | 392 | 0.97 | Ambient | 50000 |  |  | 55000 | 0.01 | 22 | 22 | 0.01 | 0.01 | 0.01 | 0.01 | 0.01 | 0.01 | 0.02 | 0.01 | 0.01 | 0.01 | 0.01 | 0.01 | 0.18 | 0.18 | 0.18 | 0.15 | 0.08 | 0.07 | True |  | Non Federally-Regulated | 09/17/2018 |  | 04/08/2019
Lutron Electronics Co., Inc. | Finire | FIZ3*IWX****F1**PL-*ZA**MWXXXX | Light Emitting Diode | Inseparable Luminaire | Direct Wired | Forward Phase Cut Controls | 45.6 | 2700 | -0.0019 | 97 | 98 | 392 | 0.97 | Ambient | 50000 |  |  | 55000 | 0.01 | 22 | 22 | 0.01 | 0.01 | 0.01 | 0.01 | 0.01 | 0.01 | 0.02 | 0.01 | 0.01 | 0.01 | 0.01 | 0.01 | 0.18 | 0.18 | 0.18 | 0.15 | 0.08 | 0.07 | True |  | Non Federally-Regulated | 09/17/2018 |  | 04/08/2019
Lutron Electronics Co., Inc. | Finire | FIZ3*IWX****F1**PL-*ZD**MWXXXX | Light Emitting Diode | Inseparable Luminaire | Direct Wired | Forward Phase Cut Controls | 45.6 | 2700 | -0.0019 | 97 | 98 | 392 | 0.97 | Ambient | 50000 |  |  | 55000 | 0.01 | 22 | 22 | 0.01 | 0.01 | 0.01 | 0.01 | 0.01 | 0.01 | 0.02 | 0.01 | 0.01 | 0.01 | 0.01 | 0.01 | 0.18 | 0.18 | 0.18 | 0.15 | 0.08 | 0.07 | True |  | Non Federally-Regulated | 09/17/2018 |  | 04/08/2019
Lutron Electronics Co., Inc. | Finire | FAT3*IWX****EU**XX-*TA**MWXXXX | Light Emitting Diode | Inseparable Luminaire | Direct Wired | Direct Digital Controls | 47.5 | 2700 | -0.002 | 97 | 98 | 354 | 0.98 | Ambient | 50000 |  |  | 55000 | 0.01 | 23 | 23 | 0.04 | 0.03 | 0.02 | 0.02 | 0.01 | 0.01 | 0.04 | 0.02 | 0.02 | 0.01 | 0.01 | 0.01 | 1 | 1 | 1 | 0.13 | 0.03 | 0.01 | True |  | Non Federally-Regulated | 09/17/2018 |  | 04/08/2019
Lutron Electronics Co., Inc. | Finire | FAT3*IWX****EU**XX-*TD**MWXXXX | Light Emitting Diode | Inseparable Luminaire | Direct Wired | Direct Digital Controls | 47.5 | 2700 | -0.002 | 97 | 98 | 354 | 0.98 | Ambient | 50000 |  |  | 55000 | 0.01 | 23 | 23 | 0.04 | 0.03 | 0.02 | 0.02 | 0.01 | 0.01 | 0.04 | 0.02 | 0.02 | 0.01 | 0.01 | 0.01 | 1 | 1 | 1 | 0.13 | 0.03 | 0.01 | True |  | Non Federally-Regulated | 09/17/2018 |  | 04/08/2019
Lutron Electronics Co., Inc. | Finire | FAT3*IWX****EU**TW-*TA**MWXXXX | Light Emitting Diode | Inseparable Luminaire | Direct Wired | Direct Digital Controls | 47.5 | 2700 | -0.002 | 97 | 98 | 354 | 0.98 | Ambient | 50000 |  |  | 55000 | 0.01 | 23 | 23 | 0.04 | 0.03 | 0.02 | 0.02 | 0.01 | 0.01 | 0.04 | 0.02 | 0.02 | 0.01 | 0.01 | 0.01 | 1 | 1 | 1 | 0.13 | 0.03 | 0.01 | True |  | Non Federally-Regulated | 09/17/2018 |  | 04/08/2019
Lutron Electronics Co., Inc. | Finire | FAT3*IWX****EU**TW-*TD**MWXXXX | Light Emitting Diode | Inseparable Luminaire | Direct Wired | Direct Digital Controls | 47.5 | 2700 | -0.002 | 97 | 98 | 354 | 0.98 | Ambient | 50000 |  |  | 55000 | 0.01 | 23 | 23 | 0.04 | 0.03 | 0.02 | 0.02 | 0.01 | 0.01 | 0.04 | 0.02 | 0.02 | 0.01 | 0.01 | 0.01 | 1 | 1 | 1 | 0.13 | 0.03 | 0.01 | True |  | Non Federally-Regulated | 09/17/2018 |  | 04/08/2019
Lutron Electronics Co., Inc. | Finire | FAT3*IWX****EU**PL-*TA**MWXXXX | Light Emitting Diode | Inseparable Luminaire | Direct Wired | Direct Digital Controls | 47.5 | 2700 | -0.002 | 97 | 98 | 354 | 0.98 | Ambient | 50000 |  |  | 55000 | 0.01 | 23 | 23 | 0.04 | 0.03 | 0.02 | 0.02 | 0.01 | 0.01 | 0.04 | 0.02 | 0.02 | 0.01 | 0.01 | 0.01 | 1 | 1 | 1 | 0.13 | 0.03 | 0.01 | True |  | Non Federally-Regulated | 09/17/2018 |  | 04/08/2019
Lutron Electronics Co., Inc. | Finire | FAT3*IWX****EU**PL-*TD**MWXXXX | Light Emitting Diode | Inseparable Luminaire | Direct Wired | Direct Digital Controls | 47.5 | 2700 | -0.002 | 97 | 98 | 354 | 0.98 | Ambient | 50000 |  |  | 55000 | 0.01 | 23 | 23 | 0.04 | 0.03 | 0.02 | 0.02 | 0.01 | 0.01 | 0.04 | 0.02 | 0.02 | 0.01 | 0.01 | 0.01 | 1 | 1 | 1 | 0.13 | 0.03 | 0.01 | True |  | Non Federally-Regulated | 09/17/2018 |  | 04/08/2019
Lutron Electronics Co., Inc. | Finire | FIT3*IWX****EU**XX-*TA**MWXXXX | Light Emitting Diode | Inseparable Luminaire | Direct Wired | Direct Digital Controls | 47.5 | 2700 | -0.002 | 97 | 98 | 354 | 0.98 | Ambient | 50000 |  |  | 55000 | 0.01 | 23 | 23 | 0.04 | 0.03 | 0.02 | 0.02 | 0.01 | 0.01 | 0.04 | 0.02 | 0.02 | 0.01 | 0.01 | 0.01 | 1 | 1 | 1 | 0.13 | 0.03 | 0.01 | True |  | Non Federally-Regulated | 09/17/2018 |  | 04/08/2019
Lutron Electronics Co., Inc. | Finire | FIT3*IWX****EU**XX-*TD**MWXXXX | Light Emitting Diode | Inseparable Luminaire | Direct Wired | Direct Digital Controls | 47.5 | 2700 | -0.002 | 97 | 98 | 354 | 0.98 | Ambient | 50000 |  |  | 55000 | 0.01 | 23 | 23 | 0.04 | 0.03 | 0.02 | 0.02 | 0.01 | 0.01 | 0.04 | 0.02 | 0.02 | 0.01 | 0.01 | 0.01 | 1 | 1 | 1 | 0.13 | 0.03 | 0.01 | True |  | Non Federally-Regulated | 09/17/2018 |  | 04/08/2019
Lutron Electronics Co., Inc. | Finire | FIT3*IWX****EU**TW-*TA**MWXXXX | Light Emitting Diode | Inseparable Luminaire | Direct Wired | Direct Digital Controls | 47.5 | 2700 | -0.002 | 97 | 98 | 354 | 0.98 | Ambient | 50000 |  |  | 55000 | 0.01 | 23 | 23 | 0.04 | 0.03 | 0.02 | 0.02 | 0.01 | 0.01 | 0.04 | 0.02 | 0.02 | 0.01 | 0.01 | 0.01 | 1 | 1 | 1 | 0.13 | 0.03 | 0.01 | True |  | Non Federally-Regulated | 09/17/2018 |  | 04/08/2019
Lutron Electronics Co., Inc. | Finire | FIT3*IWX****EU**TW-*TD**MWXXXX | Light Emitting Diode | Inseparable Luminaire | Direct Wired | Direct Digital Controls | 47.5 | 2700 | -0.002 | 97 | 98 | 354 | 0.98 | Ambient | 50000 |  |  | 55000 | 0.01 | 23 | 23 | 0.04 | 0.03 | 0.02 | 0.02 | 0.01 | 0.01 | 0.04 | 0.02 | 0.02 | 0.01 | 0.01 | 0.01 | 1 | 1 | 1 | 0.13 | 0.03 | 0.01 | True |  | Non Federally-Regulated | 09/17/2018 |  | 04/08/2019
Lutron Electronics Co., Inc. | Finire | FIT3*IWX****EU**PL-*TA**MWXXXX | Light Emitting Diode | Inseparable Luminaire | Direct Wired | Direct Digital Controls | 47.5 | 2700 | -0.002 | 97 | 98 | 354 | 0.98 | Ambient | 50000 |  |  | 55000 | 0.01 | 23 | 23 | 0.04 | 0.03 | 0.02 | 0.02 | 0.01 | 0.01 | 0.04 | 0.02 | 0.02 | 0.01 | 0.01 | 0.01 | 1 | 1 | 1 | 0.13 | 0.03 | 0.01 | True |  | Non Federally-Regulated | 09/17/2018 |  | 04/08/2019
Lutron Electronics Co., Inc. | Finire | FIT3*IWX****EU**PL-*TD**MWXXXX | Light Emitting Diode | Inseparable Luminaire | Direct Wired | Direct Digital Controls | 47.5 | 2700 | -0.002 | 97 | 98 | 354 | 0.98 | Ambient | 50000 |  |  | 55000 | 0.01 | 23 | 23 | 0.04 | 0.03 | 0.02 | 0.02 | 0.01 | 0.01 | 0.04 | 0.02 | 0.02 | 0.01 | 0.01 | 0.01 | 1 | 1 | 1 | 0.13 | 0.03 | 0.01 | True |  | Non Federally-Regulated | 09/17/2018 |  | 04/08/2019
Lutron Electronics Co., Inc. | Finire | FAZ3*IWX****EU**XX-*ZA**MWXXXX | Light Emitting Diode | Inseparable Luminaire | Direct Wired | Direct Digital Controls | 47.5 | 2700 | -0.002 | 97 | 98 | 354 | 0.98 | Ambient | 50000 |  |  | 55000 | 0.01 | 23 | 23 | 0.04 | 0.03 | 0.02 | 0.02 | 0.01 | 0.01 | 0.04 | 0.02 | 0.02 | 0.01 | 0.01 | 0.01 | 1 | 1 | 1 | 0.13 | 0.03 | 0.01 | True |  | Non Federally-Regulated | 09/17/2018 |  | 04/08/2019
Lutron Electronics Co., Inc. | Finire | FAZ3*IWX****EU**XX-*ZD**MWXXXX | Light Emitting Diode | Inseparable Luminaire | Direct Wired | Direct Digital Controls | 47.5 | 2700 | -0.002 | 97 | 98 | 354 | 0.98 | Ambient | 50000 |  |  | 55000 | 0.01 | 23 | 23 | 0.04 | 0.03 | 0.02 | 0.02 | 0.01 | 0.01 | 0.04 | 0.02 | 0.02 | 0.01 | 0.01 | 0.01 | 1 | 1 | 1 | 0.13 | 0.03 | 0.01 | True |  | Non Federally-Regulated | 09/17/2018 |  | 04/08/2019
Lutron Electronics Co., Inc. | Finire | FAZ3*IWX****EU**TW-*ZA**MWXXXX | Light Emitting Diode | Inseparable Luminaire | Direct Wired | Direct Digital Controls | 47.5 | 2700 | -0.002 | 97 | 98 | 354 | 0.98 | Ambient | 50000 |  |  | 55000 | 0.01 | 23 | 23 | 0.04 | 0.03 | 0.02 | 0.02 | 0.01 | 0.01 | 0.04 | 0.02 | 0.02 | 0.01 | 0.01 | 0.01 | 1 | 1 | 1 | 0.13 | 0.03 | 0.01 | True |  | Non Federally-Regulated | 09/17/2018 |  | 04/08/2019
Lutron Electronics Co., Inc. | Finire | FAZ3*IWX****EU**TW-*ZD**MWXXXX | Light Emitting Diode | Inseparable Luminaire | Direct Wired | Direct Digital Controls | 47.5 | 2700 | -0.002 | 97 | 98 | 354 | 0.98 | Ambient | 50000 |  |  | 55000 | 0.01 | 23 | 23 | 0.04 | 0.03 | 0.02 | 0.02 | 0.01 | 0.01 | 0.04 | 0.02 | 0.02 | 0.01 | 0.01 | 0.01 | 1 | 1 | 1 | 0.13 | 0.03 | 0.01 | True |  | Non Federally-Regulated | 09/17/2018 |  | 04/08/2019
Lutron Electronics Co., Inc. | Finire | FAZ3*IWX****EU**PL-*ZA**MWXXXX | Light Emitting Diode | Inseparable Luminaire | Direct Wired | Direct Digital Controls | 47.5 | 2700 | -0.002 | 97 | 98 | 354 | 0.98 | Ambient | 50000 |  |  | 55000 | 0.01 | 23 | 23 | 0.04 | 0.03 | 0.02 | 0.02 | 0.01 | 0.01 | 0.04 | 0.02 | 0.02 | 0.01 | 0.01 | 0.01 | 1 | 1 | 1 | 0.13 | 0.03 | 0.01 | True |  | Non Federally-Regulated | 09/17/2018 |  | 04/08/2019
Lutron Electronics Co., Inc. | Finire | FAZ3*IWX****EU**PL-*ZD**MWXXXX | Light Emitting Diode | Inseparable Luminaire | Direct Wired | Direct Digital Controls | 47.5 | 2700 | -0.002 | 97 | 98 | 354 | 0.98 | Ambient | 50000 |  |  | 55000 | 0.01 | 23 | 23 | 0.04 | 0.03 | 0.02 | 0.02 | 0.01 | 0.01 | 0.04 | 0.02 | 0.02 | 0.01 | 0.01 | 0.01 | 1 | 1 | 1 | 0.13 | 0.03 | 0.01 | True |  | Non Federally-Regulated | 09/17/2018 |  | 04/08/2019
Lutron Electronics Co., Inc. | Finire | FIZ3*IWX****EU**XX-*ZA**MWXXXX | Light Emitting Diode | Inseparable Luminaire | Direct Wired | Direct Digital Controls | 47.5 | 2700 | -0.002 | 97 | 98 | 354 | 0.98 | Ambient | 50000 |  |  | 55000 | 0.01 | 23 | 23 | 0.04 | 0.03 | 0.02 | 0.02 | 0.01 | 0.01 | 0.04 | 0.02 | 0.02 | 0.01 | 0.01 | 0.01 | 1 | 1 | 1 | 0.13 | 0.03 | 0.01 | True |  | Non Federally-Regulated | 09/17/2018 |  | 04/08/2019
Lutron Electronics Co., Inc. | Finire | FIZ3*IWX****EU**XX-*ZD**MWXXXX | Light Emitting Diode | Inseparable Luminaire | Direct Wired | Direct Digital Controls | 47.5 | 2700 | -0.002 | 97 | 98 | 354 | 0.98 | Ambient | 50000 |  |  | 55000 | 0.01 | 23 | 23 | 0.04 | 0.03 | 0.02 | 0.02 | 0.01 | 0.01 | 0.04 | 0.02 | 0.02 | 0.01 | 0.01 | 0.01 | 1 | 1 | 1 | 0.13 | 0.03 | 0.01 | True |  | Non Federally-Regulated | 09/17/2018 |  | 04/08/2019
Lutron Electronics Co., Inc. | Finire | FIZ3*IWX****EU**TW-*ZA**MWXXXX | Light Emitting Diode | Inseparable Luminaire | Direct Wired | Direct Digital Controls | 47.5 | 2700 | -0.002 | 97 | 98 | 354 | 0.98 | Ambient | 50000 |  |  | 55000 | 0.01 | 23 | 23 | 0.04 | 0.03 | 0.02 | 0.02 | 0.01 | 0.01 | 0.04 | 0.02 | 0.02 | 0.01 | 0.01 | 0.01 | 1 | 1 | 1 | 0.13 | 0.03 | 0.01 | True |  | Non Federally-Regulated | 09/17/2018 |  | 04/08/2019
Lutron Electronics Co., Inc. | Finire | FIZ3*IWX****EU**TW-*ZD**MWXXXX | Light Emitting Diode | Inseparable Luminaire | Direct Wired | Direct Digital Controls | 47.5 | 2700 | -0.002 | 97 | 98 | 354 | 0.98 | Ambient | 50000 |  |  | 55000 | 0.01 | 23 | 23 | 0.04 | 0.03 | 0.02 | 0.02 | 0.01 | 0.01 | 0.04 | 0.02 | 0.02 | 0.01 | 0.01 | 0.01 | 1 | 1 | 1 | 0.13 | 0.03 | 0.01 | True |  | Non Federally-Regulated | 09/17/2018 |  | 04/08/2019
Lutron Electronics Co., Inc. | Finire | FIZ3*IWX****EU**PL-*ZA**MWXXXX | Light Emitting Diode | Inseparable Luminaire | Direct Wired | Direct Digital Controls | 47.5 | 2700 | -0.002 | 97 | 98 | 354 | 0.98 | Ambient | 50000 |  |  | 55000 | 0.01 | 23 | 23 | 0.04 | 0.03 | 0.02 | 0.02 | 0.01 | 0.01 | 0.04 | 0.02 | 0.02 | 0.01 | 0.01 | 0.01 | 1 | 1 | 1 | 0.13 | 0.03 | 0.01 | True |  | Non Federally-Regulated | 09/17/2018 |  | 04/08/2019
Lutron Electronics Co., Inc. | Finire | FIZ3*IWX****EU**PL-*ZD**MWXXXX | Light Emitting Diode | Inseparable Luminaire | Direct Wired | Direct Digital Controls | 47.5 | 2700 | -0.002 | 97 | 98 | 354 | 0.98 | Ambient | 50000 |  |  | 55000 | 0.01 | 23 | 23 | 0.04 | 0.03 | 0.02 | 0.02 | 0.01 | 0.01 | 0.04 | 0.02 | 0.02 | 0.01 | 0.01 | 0.01 | 1 | 1 | 1 | 0.13 | 0.03 | 0.01 | True |  | Non Federally-Regulated | 09/17/2018 |  | 04/08/2019
Lutron Electronics Co., Inc. | Finire | FDT3*IWX****F1**XX-*TD**MWXXXX | Light Emitting Diode | Inseparable Luminaire | Direct Wired | Forward Phase Cut Controls | 46.8 | 2700 | -0.0019 | 97 | 98 | 375 | 0.97 | Ambient | 50000 |  |  | 55000 | 0.01 | 22 | 23 | 0.01 | 0.01 | 0.01 | 0.01 | 0.01 | 0.01 | 0.02 | 0.01 | 0.01 | 0.01 | 0.01 | 0.01 | 0.02 | 0.02 | 0.01 | 0.01 | 0.01 | 0.01 | True |  | Non Federally-Regulated | 09/17/2018 |  | 04/08/2019
Lutron Electronics Co., Inc. | Finire | FDT3*IWX****F1**XX-*TD**SIXXXX | Light Emitting Diode | Inseparable Luminaire | Direct Wired | Forward Phase Cut Controls | 46.8 | 2700 | -0.0019 | 97 | 98 | 375 | 0.97 | Ambient | 50000 |  |  | 55000 | 0.01 | 22 | 23 | 0.01 | 0.01 | 0.01 | 0.01 | 0.01 | 0.01 | 0.02 | 0.01 | 0.01 | 0.01 | 0.01 | 0.01 | 0.02 | 0.02 | 0.01 | 0.01 | 0.01 | 0.01 | True |  | Non Federally-Regulated | 09/17/2018 |  | 04/08/2019
Lutron Electronics Co., Inc. | Finire | FDT3*IWX****F1**XX-*TD**CAXXXX | Light Emitting Diode | Inseparable Luminaire | Direct Wired | Forward Phase Cut Controls | 46.8 | 2700 | -0.0019 | 97 | 98 | 375 | 0.97 | Ambient | 50000 |  |  | 55000 | 0.01 | 22 | 23 | 0.01 | 0.01 | 0.01 | 0.01 | 0.01 | 0.01 | 0.02 | 0.01 | 0.01 | 0.01 | 0.01 | 0.01 | 0.02 | 0.02 | 0.01 | 0.01 | 0.01 | 0.01 | True |  | Non Federally-Regulated | 09/17/2018 |  | 04/08/2019
Lutron Electronics Co., Inc. | Finire | FDT3*IWX****F1**XX-*TD**CCXXXX | Light Emitting Diode | Inseparable Luminaire | Direct Wired | Forward Phase Cut Controls | 46.8 | 2700 | -0.0019 | 97 | 98 | 375 | 0.97 | Ambient | 50000 |  |  | 55000 | 0.01 | 22 | 23 | 0.01 | 0.01 | 0.01 | 0.01 | 0.01 | 0.01 | 0.02 | 0.01 | 0.01 | 0.01 | 0.01 | 0.01 | 0.02 | 0.02 | 0.01 | 0.01 | 0.01 | 0.01 | True |  | Non Federally-Regulated | 09/17/2018 |  | 04/08/2019
Lutron Electronics Co., Inc. | Finire | FDT3*IWX****F1**XX-*TD**SWXXXX | Light Emitting Diode | Inseparable Luminaire | Direct Wired | Forward Phase Cut Controls | 46.8 | 2700 | -0.0019 | 97 | 98 | 375 | 0.97 | Ambient | 50000 |  |  | 55000 | 0.01 | 22 | 23 | 0.01 | 0.01 | 0.01 | 0.01 | 0.01 | 0.01 | 0.02 | 0.01 | 0.01 | 0.01 | 0.01 | 0.01 | 0.02 | 0.02 | 0.01 | 0.01 | 0.01 | 0.01 | True |  | Non Federally-Regulated | 09/17/2018 |  | 04/08/2019
Lutron Electronics Co., Inc. | Finire | FDT3*IWX****F1**TW-*TD**MWXXXX | Light Emitting Diode | Inseparable Luminaire | Direct Wired | Forward Phase Cut Controls | 46.8 | 2700 | -0.0019 | 97 | 98 | 375 | 0.97 | Ambient | 50000 |  |  | 55000 | 0.01 | 22 | 23 | 0.01 | 0.01 | 0.01 | 0.01 | 0.01 | 0.01 | 0.02 | 0.01 | 0.01 | 0.01 | 0.01 | 0.01 | 0.02 | 0.02 | 0.01 | 0.01 | 0.01 | 0.01 | True |  | Non Federally-Regulated | 09/17/2018 |  | 04/08/2019
Lutron Electronics Co., Inc. | Finire | FDT3*IWX****F1**TW-*TD**SIXXXX | Light Emitting Diode | Inseparable Luminaire | Direct Wired | Forward Phase Cut Controls | 46.8 | 2700 | -0.0019 | 97 | 98 | 375 | 0.97 | Ambient | 50000 |  |  | 55000 | 0.01 | 22 | 23 | 0.01 | 0.01 | 0.01 | 0.01 | 0.01 | 0.01 | 0.02 | 0.01 | 0.01 | 0.01 | 0.01 | 0.01 | 0.02 | 0.02 | 0.01 | 0.01 | 0.01 | 0.01 | True |  | Non Federally-Regulated | 09/17/2018 |  | 04/08/2019
Lutron Electronics Co., Inc. | Finire | FDT3*IWX****F1**TW-*TD**CAXXXX | Light Emitting Diode | Inseparable Luminaire | Direct Wired | Forward Phase Cut Controls | 46.8 | 2700 | -0.0019 | 97 | 98 | 375 | 0.97 | Ambient | 50000 |  |  | 55000 | 0.01 | 22 | 23 | 0.01 | 0.01 | 0.01 | 0.01 | 0.01 | 0.01 | 0.02 | 0.01 | 0.01 | 0.01 | 0.01 | 0.01 | 0.02 | 0.02 | 0.01 | 0.01 | 0.01 | 0.01 | True |  | Non Federally-Regulated | 09/17/2018 |  | 04/08/2019
Lutron Electronics Co., Inc. | Finire | FDT3*IWX****F1**TW-*TD**CCXXXX | Light Emitting Diode | Inseparable Luminaire | Direct Wired | Forward Phase Cut Controls | 46.8 | 2700 | -0.0019 | 97 | 98 | 375 | 0.97 | Ambient | 50000 |  |  | 55000 | 0.01 | 22 | 23 | 0.01 | 0.01 | 0.01 | 0.01 | 0.01 | 0.01 | 0.02 | 0.01 | 0.01 | 0.01 | 0.01 | 0.01 | 0.02 | 0.02 | 0.01 | 0.01 | 0.01 | 0.01 | True |  | Non Federally-Regulated | 09/17/2018 |  | 04/08/2019
Lutron Electronics Co., Inc. | Finire | FDT3*IWX****F1**TW-*TD**SWXXXX | Light Emitting Diode | Inseparable Luminaire | Direct Wired | Forward Phase Cut Controls | 46.8 | 2700 | -0.0019 | 97 | 98 | 375 | 0.97 | Ambient | 50000 |  |  | 55000 | 0.01 | 22 | 23 | 0.01 | 0.01 | 0.01 | 0.01 | 0.01 | 0.01 | 0.02 | 0.01 | 0.01 | 0.01 | 0.01 | 0.01 | 0.02 | 0.02 | 0.01 | 0.01 | 0.01 | 0.01 | True |  | Non Federally-Regulated | 09/17/2018 |  | 04/08/2019
Lutron Electronics Co., Inc. | Finire | FDT3*IWX****F1**PL-*TD**MWXXXX | Light Emitting Diode | Inseparable Luminaire | Direct Wired | Forward Phase Cut Controls | 46.8 | 2700 | -0.0019 | 97 | 98 | 375 | 0.97 | Ambient | 50000 |  |  | 55000 | 0.01 | 22 | 23 | 0.01 | 0.01 | 0.01 | 0.01 | 0.01 | 0.01 | 0.02 | 0.01 | 0.01 | 0.01 | 0.01 | 0.01 | 0.02 | 0.02 | 0.01 | 0.01 | 0.01 | 0.01 | True |  | Non Federally-Regulated | 09/17/2018 |  | 04/08/2019
Lutron Electronics Co., Inc. | Finire | FDT3*IWX****F1**PL-*TD**SIXXXX | Light Emitting Diode | Inseparable Luminaire | Direct Wired | Forward Phase Cut Controls | 46.8 | 2700 | -0.0019 | 97 | 98 | 375 | 0.97 | Ambient | 50000 |  |  | 55000 | 0.01 | 22 | 23 | 0.01 | 0.01 | 0.01 | 0.01 | 0.01 | 0.01 | 0.02 | 0.01 | 0.01 | 0.01 | 0.01 | 0.01 | 0.02 | 0.02 | 0.01 | 0.01 | 0.01 | 0.01 | True |  | Non Federally-Regulated | 09/17/2018 |  | 04/08/2019
Lutron Electronics Co., Inc. | Finire | FDT3*IWX****F1**PL-*TD**CAXXXX | Light Emitting Diode | Inseparable Luminaire | Direct Wired | Forward Phase Cut Controls | 46.8 | 2700 | -0.0019 | 97 | 98 | 375 | 0.97 | Ambient | 50000 |  |  | 55000 | 0.01 | 22 | 23 | 0.01 | 0.01 | 0.01 | 0.01 | 0.01 | 0.01 | 0.02 | 0.01 | 0.01 | 0.01 | 0.01 | 0.01 | 0.02 | 0.02 | 0.01 | 0.01 | 0.01 | 0.01 | True |  | Non Federally-Regulated | 09/17/2018 |  | 04/08/2019
Lutron Electronics Co., Inc. | Finire | FDT3*IWX****F1**PL-*TD**CCXXXX | Light Emitting Diode | Inseparable Luminaire | Direct Wired | Forward Phase Cut Controls | 46.8 | 2700 | -0.0019 | 97 | 98 | 375 | 0.97 | Ambient | 50000 |  |  | 55000 | 0.01 | 22 | 23 | 0.01 | 0.01 | 0.01 | 0.01 | 0.01 | 0.01 | 0.02 | 0.01 | 0.01 | 0.01 | 0.01 | 0.01 | 0.02 | 0.02 | 0.01 | 0.01 | 0.01 | 0.01 | True |  | Non Federally-Regulated | 09/17/2018 |  | 04/08/2019
Lutron Electronics Co., Inc. | Finire | FDT3*IWX****F1**PL-*TD**SWXXXX | Light Emitting Diode | Inseparable Luminaire | Direct Wired | Forward Phase Cut Controls | 46.8 | 2700 | -0.0019 | 97 | 98 | 375 | 0.97 | Ambient | 50000 |  |  | 55000 | 0.01 | 22 | 23 | 0.01 | 0.01 | 0.01 | 0.01 | 0.01 | 0.01 | 0.02 | 0.01 | 0.01 | 0.01 | 0.01 | 0.01 | 0.02 | 0.02 | 0.01 | 0.01 | 0.01 | 0.01 | True |  | Non Federally-Regulated | 09/17/2018 |  | 04/08/2019
Lutron Electronics Co., Inc. | Finire | FDZ3*IWX****F1**XX-*ZD**MWXXXX | Light Emitting Diode | Inseparable Luminaire | Direct Wired | Forward Phase Cut Controls | 46.8 | 2700 | -0.0019 | 97 | 98 | 375 | 0.97 | Ambient | 50000 |  |  | 55000 | 0.01 | 22 | 23 | 0.01 | 0.01 | 0.01 | 0.01 | 0.01 | 0.01 | 0.02 | 0.01 | 0.01 | 0.01 | 0.01 | 0.01 | 0.02 | 0.02 | 0.01 | 0.01 | 0.01 | 0.01 | True |  | Non Federally-Regulated | 09/17/2018 |  | 04/08/2019
Lutron Electronics Co., Inc. | Finire | FDZ3*IWX****F1**XX-*ZD**SIXXXX | Light Emitting Diode | Inseparable Luminaire | Direct Wired | Forward Phase Cut Controls | 46.8 | 2700 | -0.0019 | 97 | 98 | 375 | 0.97 | Ambient | 50000 |  |  | 55000 | 0.01 | 22 | 23 | 0.01 | 0.01 | 0.01 | 0.01 | 0.01 | 0.01 | 0.02 | 0.01 | 0.01 | 0.01 | 0.01 | 0.01 | 0.02 | 0.02 | 0.01 | 0.01 | 0.01 | 0.01 | True |  | Non Federally-Regulated | 09/17/2018 |  | 04/08/2019
Lutron Electronics Co., Inc. | Finire | FDZ3*IWX****F1**XX-*ZD**CAXXXX | Light Emitting Diode | Inseparable Luminaire | Direct Wired | Forward Phase Cut Controls | 46.8 | 2700 | -0.0019 | 97 | 98 | 375 | 0.97 | Ambient | 50000 |  |  | 55000 | 0.01 | 22 | 23 | 0.01 | 0.01 | 0.01 | 0.01 | 0.01 | 0.01 | 0.02 | 0.01 | 0.01 | 0.01 | 0.01 | 0.01 | 0.02 | 0.02 | 0.01 | 0.01 | 0.01 | 0.01 | True |  | Non Federally-Regulated | 09/17/2018 |  | 04/08/2019
Lutron Electronics Co., Inc. | Finire | FDZ3*IWX****F1**XX-*ZD**CCXXXX | Light Emitting Diode | Inseparable Luminaire | Direct Wired | Forward Phase Cut Controls | 46.8 | 2700 | -0.0019 | 97 | 98 | 375 | 0.97 | Ambient | 50000 |  |  | 55000 | 0.01 | 22 | 23 | 0.01 | 0.01 | 0.01 | 0.01 | 0.01 | 0.01 | 0.02 | 0.01 | 0.01 | 0.01 | 0.01 | 0.01 | 0.02 | 0.02 | 0.01 | 0.01 | 0.01 | 0.01 | True |  | Non Federally-Regulated | 09/17/2018 |  | 04/08/2019
Lutron Electronics Co., Inc. | Finire | FDZ3*IWX****F1**XX-*ZD**SWXXXX | Light Emitting Diode | Inseparable Luminaire | Direct Wired | Forward Phase Cut Controls | 46.8 | 2700 | -0.0019 | 97 | 98 | 375 | 0.97 | Ambient | 50000 |  |  | 55000 | 0.01 | 22 | 23 | 0.01 | 0.01 | 0.01 | 0.01 | 0.01 | 0.01 | 0.02 | 0.01 | 0.01 | 0.01 | 0.01 | 0.01 | 0.02 | 0.02 | 0.01 | 0.01 | 0.01 | 0.01 | True |  | Non Federally-Regulated | 09/17/2018 |  | 04/08/2019
Lutron Electronics Co., Inc. | Finire | FDZ3*IWX****F1**TW-*ZD**MWXXXX | Light Emitting Diode | Inseparable Luminaire | Direct Wired | Forward Phase Cut Controls | 46.8 | 2700 | -0.0019 | 97 | 98 | 375 | 0.97 | Ambient | 50000 |  |  | 55000 | 0.01 | 22 | 23 | 0.01 | 0.01 | 0.01 | 0.01 | 0.01 | 0.01 | 0.02 | 0.01 | 0.01 | 0.01 | 0.01 | 0.01 | 0.02 | 0.02 | 0.01 | 0.01 | 0.01 | 0.01 | True |  | Non Federally-Regulated | 09/17/2018 |  | 04/08/2019
Lutron Electronics Co., Inc. | Finire | FDZ3*IWX****F1**TW-*ZD**SIXXXX | Light Emitting Diode | Inseparable Luminaire | Direct Wired | Forward Phase Cut Controls | 46.8 | 2700 | -0.0019 | 97 | 98 | 375 | 0.97 | Ambient | 50000 |  |  | 55000 | 0.01 | 22 | 23 | 0.01 | 0.01 | 0.01 | 0.01 | 0.01 | 0.01 | 0.02 | 0.01 | 0.01 | 0.01 | 0.01 | 0.01 | 0.02 | 0.02 | 0.01 | 0.01 | 0.01 | 0.01 | True |  | Non Federally-Regulated | 09/17/2018 |  | 04/08/2019
Lutron Electronics Co., Inc. | Finire | FDZ3*IWX****F1**TW-*ZD**CAXXXX | Light Emitting Diode | Inseparable Luminaire | Direct Wired | Forward Phase Cut Controls | 46.8 | 2700 | -0.0019 | 97 | 98 | 375 | 0.97 | Ambient | 50000 |  |  | 55000 | 0.01 | 22 | 23 | 0.01 | 0.01 | 0.01 | 0.01 | 0.01 | 0.01 | 0.02 | 0.01 | 0.01 | 0.01 | 0.01 | 0.01 | 0.02 | 0.02 | 0.01 | 0.01 | 0.01 | 0.01 | True |  | Non Federally-Regulated | 09/17/2018 |  | 04/08/2019
Lutron Electronics Co., Inc. | Finire | FDZ3*IWX****F1**TW-*ZD**CCXXXX | Light Emitting Diode | Inseparable Luminaire | Direct Wired | Forward Phase Cut Controls | 46.8 | 2700 | -0.0019 | 97 | 98 | 375 | 0.97 | Ambient | 50000 |  |  | 55000 | 0.01 | 22 | 23 | 0.01 | 0.01 | 0.01 | 0.01 | 0.01 | 0.01 | 0.02 | 0.01 | 0.01 | 0.01 | 0.01 | 0.01 | 0.02 | 0.02 | 0.01 | 0.01 | 0.01 | 0.01 | True |  | Non Federally-Regulated | 09/17/2018 |  | 04/08/2019
Lutron Electronics Co., Inc. | Finire | FDZ3*IWX****F1**TW-*ZD**SWXXXX | Light Emitting Diode | Inseparable Luminaire | Direct Wired | Forward Phase Cut Controls | 46.8 | 2700 | -0.0019 | 97 | 98 | 375 | 0.97 | Ambient | 50000 |  |  | 55000 | 0.01 | 22 | 23 | 0.01 | 0.01 | 0.01 | 0.01 | 0.01 | 0.01 | 0.02 | 0.01 | 0.01 | 0.01 | 0.01 | 0.01 | 0.02 | 0.02 | 0.01 | 0.01 | 0.01 | 0.01 | True |  | Non Federally-Regulated | 09/17/2018 |  | 04/08/2019
Lutron Electronics Co., Inc. | Finire | FDZ3*IWX****F1**PL-*ZD**MWXXXX | Light Emitting Diode | Inseparable Luminaire | Direct Wired | Forward Phase Cut Controls | 46.8 | 2700 | -0.0019 | 97 | 98 | 375 | 0.97 | Ambient | 50000 |  |  | 55000 | 0.01 | 22 | 23 | 0.01 | 0.01 | 0.01 | 0.01 | 0.01 | 0.01 | 0.02 | 0.01 | 0.01 | 0.01 | 0.01 | 0.01 | 0.02 | 0.02 | 0.01 | 0.01 | 0.01 | 0.01 | True |  | Non Federally-Regulated | 09/17/2018 |  | 04/08/2019
Lutron Electronics Co., Inc. | Finire | FDZ3*IWX****F1**PL-*ZD**SIXXXX | Light Emitting Diode | Inseparable Luminaire | Direct Wired | Forward Phase Cut Controls | 46.8 | 2700 | -0.0019 | 97 | 98 | 375 | 0.97 | Ambient | 50000 |  |  | 55000 | 0.01 | 22 | 23 | 0.01 | 0.01 | 0.01 | 0.01 | 0.01 | 0.01 | 0.02 | 0.01 | 0.01 | 0.01 | 0.01 | 0.01 | 0.02 | 0.02 | 0.01 | 0.01 | 0.01 | 0.01 | True |  | Non Federally-Regulated | 09/17/2018 |  | 04/08/2019
Lutron Electronics Co., Inc. | Finire | FDZ3*IWX****F1**PL-*ZD**CAXXXX | Light Emitting Diode | Inseparable Luminaire | Direct Wired | Forward Phase Cut Controls | 46.8 | 2700 | -0.0019 | 97 | 98 | 375 | 0.97 | Ambient | 50000 |  |  | 55000 | 0.01 | 22 | 23 | 0.01 | 0.01 | 0.01 | 0.01 | 0.01 | 0.01 | 0.02 | 0.01 | 0.01 | 0.01 | 0.01 | 0.01 | 0.02 | 0.02 | 0.01 | 0.01 | 0.01 | 0.01 | True |  | Non Federally-Regulated | 09/17/2018 |  | 04/08/2019
Lutron Electronics Co., Inc. | Finire | FDZ3*IWX****F1**PL-*ZD**CCXXXX | Light Emitting Diode | Inseparable Luminaire | Direct Wired | Forward Phase Cut Controls | 46.8 | 2700 | -0.0019 | 97 | 98 | 375 | 0.97 | Ambient | 50000 |  |  | 55000 | 0.01 | 22 | 23 | 0.01 | 0.01 | 0.01 | 0.01 | 0.01 | 0.01 | 0.02 | 0.01 | 0.01 | 0.01 | 0.01 | 0.01 | 0.02 | 0.02 | 0.01 | 0.01 | 0.01 | 0.01 | True |  | Non Federally-Regulated | 09/17/2018 |  | 04/08/2019
Lutron Electronics Co., Inc. | Finire | FDZ3*IWX****F1**PL-*ZD**SWXXXX | Light Emitting Diode | Inseparable Luminaire | Direct Wired | Forward Phase Cut Controls | 46.8 | 2700 | -0.0019 | 97 | 98 | 375 | 0.97 | Ambient | 50000 |  |  | 55000 | 0.01 | 22 | 23 | 0.01 | 0.01 | 0.01 | 0.01 | 0.01 | 0.01 | 0.02 | 0.01 | 0.01 | 0.01 | 0.01 | 0.01 | 0.02 | 0.02 | 0.01 | 0.01 | 0.01 | 0.01 | True |  | Non Federally-Regulated | 09/17/2018 |  | 04/08/2019
Lutron Electronics Co., Inc. | Finire | FDT3*IWX****EU**XX-*TD**MWXXXX | Light Emitting Diode | Inseparable Luminaire | Direct Wired | Direct Digital Controls | 49.7 | 2700 | -0.0019 | 97 | 98 | 419 | 0.98 | Ambient | 50000 |  |  | 55000 | 0.01 | 24 | 22 | 0.03 | 0.03 | 0.02 | 0.02 | 0.01 | 0.01 | 0.04 | 0.02 | 0.02 | 0.01 | 0.01 | 0.01 | 1 | 1 | 1 | 0.02 | 0.01 | 0.01 | True |  | Non Federally-Regulated | 09/17/2018 |  | 04/08/2019
Lutron Electronics Co., Inc. | Finire | FDT3*IWX****EU**XX-*TD**SIXXXX | Light Emitting Diode | Inseparable Luminaire | Direct Wired | Direct Digital Controls | 49.7 | 2700 | -0.0019 | 97 | 98 | 419 | 0.98 | Ambient | 50000 |  |  | 55000 | 0.01 | 24 | 22 | 0.03 | 0.03 | 0.02 | 0.02 | 0.01 | 0.01 | 0.04 | 0.02 | 0.02 | 0.01 | 0.01 | 0.01 | 1 | 1 | 1 | 0.02 | 0.01 | 0.01 | True |  | Non Federally-Regulated | 09/17/2018 |  | 04/08/2019
Lutron Electronics Co., Inc. | Finire | FDT3*IWX****EU**XX-*TD**CAXXXX | Light Emitting Diode | Inseparable Luminaire | Direct Wired | Direct Digital Controls | 49.7 | 2700 | -0.0019 | 97 | 98 | 419 | 0.98 | Ambient | 50000 |  |  | 55000 | 0.01 | 24 | 22 | 0.03 | 0.03 | 0.02 | 0.02 | 0.01 | 0.01 | 0.04 | 0.02 | 0.02 | 0.01 | 0.01 | 0.01 | 1 | 1 | 1 | 0.02 | 0.01 | 0.01 | True |  | Non Federally-Regulated | 09/17/2018 |  | 04/08/2019
Lutron Electronics Co., Inc. | Finire | FDT3*IWX****EU**XX-*TD**CCXXXX | Light Emitting Diode | Inseparable Luminaire | Direct Wired | Direct Digital Controls | 49.7 | 2700 | -0.0019 | 97 | 98 | 419 | 0.98 | Ambient | 50000 |  |  | 55000 | 0.01 | 24 | 22 | 0.03 | 0.03 | 0.02 | 0.02 | 0.01 | 0.01 | 0.04 | 0.02 | 0.02 | 0.01 | 0.01 | 0.01 | 1 | 1 | 1 | 0.02 | 0.01 | 0.01 | True |  | Non Federally-Regulated | 09/17/2018 |  | 04/08/2019
Lutron Electronics Co., Inc. | Finire | FDT3*IWX****EU**XX-*TD**SWXXXX | Light Emitting Diode | Inseparable Luminaire | Direct Wired | Direct Digital Controls | 49.7 | 2700 | -0.0019 | 97 | 98 | 419 | 0.98 | Ambient | 50000 |  |  | 55000 | 0.01 | 24 | 22 | 0.03 | 0.03 | 0.02 | 0.02 | 0.01 | 0.01 | 0.04 | 0.02 | 0.02 | 0.01 | 0.01 | 0.01 | 1 | 1 | 1 | 0.02 | 0.01 | 0.01 | True |  | Non Federally-Regulated | 09/17/2018 |  | 04/08/2019
Lutron Electronics Co., Inc. | Finire | FDT3*IWX****EU**TW-*TD**MWXXXX | Light Emitting Diode | Inseparable Luminaire | Direct Wired | Direct Digital Controls | 49.7 | 2700 | -0.0019 | 97 | 98 | 419 | 0.98 | Ambient | 50000 |  |  | 55000 | 0.01 | 24 | 22 | 0.03 | 0.03 | 0.02 | 0.02 | 0.01 | 0.01 | 0.04 | 0.02 | 0.02 | 0.01 | 0.01 | 0.01 | 1 | 1 | 1 | 0.02 | 0.01 | 0.01 | True |  | Non Federally-Regulated | 09/17/2018 |  | 04/08/2019
Lutron Electronics Co., Inc. | Finire | FDT3*IWX****EU**TW-*TD**SIXXXX | Light Emitting Diode | Inseparable Luminaire | Direct Wired | Direct Digital Controls | 49.7 | 2700 | -0.0019 | 97 | 98 | 419 | 0.98 | Ambient | 50000 |  |  | 55000 | 0.01 | 24 | 22 | 0.03 | 0.03 | 0.02 | 0.02 | 0.01 | 0.01 | 0.04 | 0.02 | 0.02 | 0.01 | 0.01 | 0.01 | 1 | 1 | 1 | 0.02 | 0.01 | 0.01 | True |  | Non Federally-Regulated | 09/17/2018 |  | 04/08/2019
Lutron Electronics Co., Inc. | Finire | FDT3*IWX****EU**TW-*TD**CAXXXX | Light Emitting Diode | Inseparable Luminaire | Direct Wired | Direct Digital Controls | 49.7 | 2700 | -0.0019 | 97 | 98 | 419 | 0.98 | Ambient | 50000 |  |  | 55000 | 0.01 | 24 | 22 | 0.03 | 0.03 | 0.02 | 0.02 | 0.01 | 0.01 | 0.04 | 0.02 | 0.02 | 0.01 | 0.01 | 0.01 | 1 | 1 | 1 | 0.02 | 0.01 | 0.01 | True |  | Non Federally-Regulated | 09/17/2018 |  | 04/08/2019
Lutron Electronics Co., Inc. | Finire | FDT3*IWX****EU**TW-*TD**CCXXXX | Light Emitting Diode | Inseparable Luminaire | Direct Wired | Direct Digital Controls | 49.7 | 2700 | -0.0019 | 97 | 98 | 419 | 0.98 | Ambient | 50000 |  |  | 55000 | 0.01 | 24 | 22 | 0.03 | 0.03 | 0.02 | 0.02 | 0.01 | 0.01 | 0.04 | 0.02 | 0.02 | 0.01 | 0.01 | 0.01 | 1 | 1 | 1 | 0.02 | 0.01 | 0.01 | True |  | Non Federally-Regulated | 09/17/2018 |  | 04/08/2019
Lutron Electronics Co., Inc. | Finire | FDT3*IWX****EU**TW-*TD**SWXXXX | Light Emitting Diode | Inseparable Luminaire | Direct Wired | Direct Digital Controls | 49.7 | 2700 | -0.0019 | 97 | 98 | 419 | 0.98 | Ambient | 50000 |  |  | 55000 | 0.01 | 24 | 22 | 0.03 | 0.03 | 0.02 | 0.02 | 0.01 | 0.01 | 0.04 | 0.02 | 0.02 | 0.01 | 0.01 | 0.01 | 1 | 1 | 1 | 0.02 | 0.01 | 0.01 | True |  | Non Federally-Regulated | 09/17/2018 |  | 04/08/2019
Lutron Electronics Co., Inc. | Finire | FDT3*IWX****EU**PL-*TD**MWXXXX | Light Emitting Diode | Inseparable Luminaire | Direct Wired | Direct Digital Controls | 49.7 | 2700 | -0.0019 | 97 | 98 | 419 | 0.98 | Ambient | 50000 |  |  | 55000 | 0.01 | 24 | 22 | 0.03 | 0.03 | 0.02 | 0.02 | 0.01 | 0.01 | 0.04 | 0.02 | 0.02 | 0.01 | 0.01 | 0.01 | 1 | 1 | 1 | 0.02 | 0.01 | 0.01 | True |  | Non Federally-Regulated | 09/17/2018 |  | 04/08/2019
Lutron Electronics Co., Inc. | Finire | FDT3*IWX****EU**PL-*TD**SIXXXX | Light Emitting Diode | Inseparable Luminaire | Direct Wired | Direct Digital Controls | 49.7 | 2700 | -0.0019 | 97 | 98 | 419 | 0.98 | Ambient | 50000 |  |  | 55000 | 0.01 | 24 | 22 | 0.03 | 0.03 | 0.02 | 0.02 | 0.01 | 0.01 | 0.04 | 0.02 | 0.02 | 0.01 | 0.01 | 0.01 | 1 | 1 | 1 | 0.02 | 0.01 | 0.01 | True |  | Non Federally-Regulated | 09/17/2018 |  | 04/08/2019
Lutron Electronics Co., Inc. | Finire | FDT3*IWX****EU**PL-*TD**CAXXXX | Light Emitting Diode | Inseparable Luminaire | Direct Wired | Direct Digital Controls | 49.7 | 2700 | -0.0019 | 97 | 98 | 419 | 0.98 | Ambient | 50000 |  |  | 55000 | 0.01 | 24 | 22 | 0.03 | 0.03 | 0.02 | 0.02 | 0.01 | 0.01 | 0.04 | 0.02 | 0.02 | 0.01 | 0.01 | 0.01 | 1 | 1 | 1 | 0.02 | 0.01 | 0.01 | True |  | Non Federally-Regulated | 09/17/2018 |  | 04/08/2019
Lutron Electronics Co., Inc. | Finire | FDT3*IWX****EU**PL-*TD**CCXXXX | Light Emitting Diode | Inseparable Luminaire | Direct Wired | Direct Digital Controls | 49.7 | 2700 | -0.0019 | 97 | 98 | 419 | 0.98 | Ambient | 50000 |  |  | 55000 | 0.01 | 24 | 22 | 0.03 | 0.03 | 0.02 | 0.02 | 0.01 | 0.01 | 0.04 | 0.02 | 0.02 | 0.01 | 0.01 | 0.01 | 1 | 1 | 1 | 0.02 | 0.01 | 0.01 | True |  | Non Federally-Regulated | 09/17/2018 |  | 04/08/2019
Lutron Electronics Co., Inc. | Finire | FDT3*IWX****EU**PL-*TD**SWXXXX | Light Emitting Diode | Inseparable Luminaire | Direct Wired | Direct Digital Controls | 49.7 | 2700 | -0.0019 | 97 | 98 | 419 | 0.98 | Ambient | 50000 |  |  | 55000 | 0.01 | 24 | 22 | 0.03 | 0.03 | 0.02 | 0.02 | 0.01 | 0.01 | 0.04 | 0.02 | 0.02 | 0.01 | 0.01 | 0.01 | 1 | 1 | 1 | 0.02 | 0.01 | 0.01 | True |  | Non Federally-Regulated | 09/17/2018 |  | 04/08/2019
Lutron Electronics Co., Inc. | Finire | FDZ3*IWX****EU**XX-*ZD**MWXXXX | Light Emitting Diode | Inseparable Luminaire | Direct Wired | Direct Digital Controls | 49.7 | 2700 | -0.0019 | 97 | 98 | 419 | 0.98 | Ambient | 50000 |  |  | 55000 | 0.01 | 24 | 22 | 0.03 | 0.03 | 0.02 | 0.02 | 0.01 | 0.01 | 0.04 | 0.02 | 0.02 | 0.01 | 0.01 | 0.01 | 1 | 1 | 1 | 0.02 | 0.01 | 0.01 | True |  | Non Federally-Regulated | 09/17/2018 |  | 04/08/2019
Lutron Electronics Co., Inc. | Finire | FDZ3*IWX****EU**XX-*ZD**SIXXXX | Light Emitting Diode | Inseparable Luminaire | Direct Wired | Direct Digital Controls | 49.7 | 2700 | -0.0019 | 97 | 98 | 419 | 0.98 | Ambient | 50000 |  |  | 55000 | 0.01 | 24 | 22 | 0.03 | 0.03 | 0.02 | 0.02 | 0.01 | 0.01 | 0.04 | 0.02 | 0.02 | 0.01 | 0.01 | 0.01 | 1 | 1 | 1 | 0.02 | 0.01 | 0.01 | True |  | Non Federally-Regulated | 09/17/2018 |  | 04/08/2019
Lutron Electronics Co., Inc. | Finire | FDZ3*IWX****EU**XX-*ZD**CAXXXX | Light Emitting Diode | Inseparable Luminaire | Direct Wired | Direct Digital Controls | 49.7 | 2700 | -0.0019 | 97 | 98 | 419 | 0.98 | Ambient | 50000 |  |  | 55000 | 0.01 | 24 | 22 | 0.03 | 0.03 | 0.02 | 0.02 | 0.01 | 0.01 | 0.04 | 0.02 | 0.02 | 0.01 | 0.01 | 0.01 | 1 | 1 | 1 | 0.02 | 0.01 | 0.01 | True |  | Non Federally-Regulated | 09/17/2018 |  | 04/08/2019
Lutron Electronics Co., Inc. | Finire | FDZ3*IWX****EU**XX-*ZD**CCXXXX | Light Emitting Diode | Inseparable Luminaire | Direct Wired | Direct Digital Controls | 49.7 | 2700 | -0.0019 | 97 | 98 | 419 | 0.98 | Ambient | 50000 |  |  | 55000 | 0.01 | 24 | 22 | 0.03 | 0.03 | 0.02 | 0.02 | 0.01 | 0.01 | 0.04 | 0.02 | 0.02 | 0.01 | 0.01 | 0.01 | 1 | 1 | 1 | 0.02 | 0.01 | 0.01 | True |  | Non Federally-Regulated | 09/17/2018 |  | 04/08/2019
Lutron Electronics Co., Inc. | Finire | FDZ3*IWX****EU**XX-*ZD**SWXXXX | Light Emitting Diode | Inseparable Luminaire | Direct Wired | Direct Digital Controls | 49.7 | 2700 | -0.0019 | 97 | 98 | 419 | 0.98 | Ambient | 50000 |  |  | 55000 | 0.01 | 24 | 22 | 0.03 | 0.03 | 0.02 | 0.02 | 0.01 | 0.01 | 0.04 | 0.02 | 0.02 | 0.01 | 0.01 | 0.01 | 1 | 1 | 1 | 0.02 | 0.01 | 0.01 | True |  | Non Federally-Regulated | 09/17/2018 |  | 04/08/2019
Lutron Electronics Co., Inc. | Finire | FDZ3*IWX****EU**TW-*ZD**MWXXXX | Light Emitting Diode | Inseparable Luminaire | Direct Wired | Direct Digital Controls | 49.7 | 2700 | -0.0019 | 97 | 98 | 419 | 0.98 | Ambient | 50000 |  |  | 55000 | 0.01 | 24 | 22 | 0.03 | 0.03 | 0.02 | 0.02 | 0.01 | 0.01 | 0.04 | 0.02 | 0.02 | 0.01 | 0.01 | 0.01 | 1 | 1 | 1 | 0.02 | 0.01 | 0.01 | True |  | Non Federally-Regulated | 09/17/2018 |  | 04/08/2019
Lutron Electronics Co., Inc. | Finire | FDZ3*IWX****EU**TW-*ZD**SIXXXX | Light Emitting Diode | Inseparable Luminaire | Direct Wired | Direct Digital Controls | 49.7 | 2700 | -0.0019 | 97 | 98 | 419 | 0.98 | Ambient | 50000 |  |  | 55000 | 0.01 | 24 | 22 | 0.03 | 0.03 | 0.02 | 0.02 | 0.01 | 0.01 | 0.04 | 0.02 | 0.02 | 0.01 | 0.01 | 0.01 | 1 | 1 | 1 | 0.02 | 0.01 | 0.01 | True |  | Non Federally-Regulated | 09/17/2018 |  | 04/08/2019
Lutron Electronics Co., Inc. | Finire | FDZ3*IWX****EU**TW-*ZD**CAXXXX | Light Emitting Diode | Inseparable Luminaire | Direct Wired | Direct Digital Controls | 49.7 | 2700 | -0.0019 | 97 | 98 | 419 | 0.98 | Ambient | 50000 |  |  | 55000 | 0.01 | 24 | 22 | 0.03 | 0.03 | 0.02 | 0.02 | 0.01 | 0.01 | 0.04 | 0.02 | 0.02 | 0.01 | 0.01 | 0.01 | 1 | 1 | 1 | 0.02 | 0.01 | 0.01 | True |  | Non Federally-Regulated | 09/17/2018 |  | 04/08/2019
Lutron Electronics Co., Inc. | Finire | FDZ3*IWX****EU**TW-*ZD**CCXXXX | Light Emitting Diode | Inseparable Luminaire | Direct Wired | Direct Digital Controls | 49.7 | 2700 | -0.0019 | 97 | 98 | 419 | 0.98 | Ambient | 50000 |  |  | 55000 | 0.01 | 24 | 22 | 0.03 | 0.03 | 0.02 | 0.02 | 0.01 | 0.01 | 0.04 | 0.02 | 0.02 | 0.01 | 0.01 | 0.01 | 1 | 1 | 1 | 0.02 | 0.01 | 0.01 | True |  | Non Federally-Regulated | 09/17/2018 |  | 04/08/2019
Lutron Electronics Co., Inc. | Finire | FDZ3*IWX****EU**TW-*ZD**SWXXXX | Light Emitting Diode | Inseparable Luminaire | Direct Wired | Direct Digital Controls | 49.7 | 2700 | -0.0019 | 97 | 98 | 419 | 0.98 | Ambient | 50000 |  |  | 55000 | 0.01 | 24 | 22 | 0.03 | 0.03 | 0.02 | 0.02 | 0.01 | 0.01 | 0.04 | 0.02 | 0.02 | 0.01 | 0.01 | 0.01 | 1 | 1 | 1 | 0.02 | 0.01 | 0.01 | True |  | Non Federally-Regulated | 09/17/2018 |  | 04/08/2019
Lutron Electronics Co., Inc. | Finire | FDZ3*IWX****EU**PL-*ZD**MWXXXX | Light Emitting Diode | Inseparable Luminaire | Direct Wired | Direct Digital Controls | 49.7 | 2700 | -0.0019 | 97 | 98 | 419 | 0.98 | Ambient | 50000 |  |  | 55000 | 0.01 | 24 | 22 | 0.03 | 0.03 | 0.02 | 0.02 | 0.01 | 0.01 | 0.04 | 0.02 | 0.02 | 0.01 | 0.01 | 0.01 | 1 | 1 | 1 | 0.02 | 0.01 | 0.01 | True |  | Non Federally-Regulated | 09/17/2018 |  | 04/08/2019
Lutron Electronics Co., Inc. | Finire | FDZ3*IWX****EU**PL-*ZD**SIXXXX | Light Emitting Diode | Inseparable Luminaire | Direct Wired | Direct Digital Controls | 49.7 | 2700 | -0.0019 | 97 | 98 | 419 | 0.98 | Ambient | 50000 |  |  | 55000 | 0.01 | 24 | 22 | 0.03 | 0.03 | 0.02 | 0.02 | 0.01 | 0.01 | 0.04 | 0.02 | 0.02 | 0.01 | 0.01 | 0.01 | 1 | 1 | 1 | 0.02 | 0.01 | 0.01 | True |  | Non Federally-Regulated | 09/17/2018 |  | 04/08/2019
Lutron Electronics Co., Inc. | Finire | FDZ3*IWX****EU**PL-*ZD**CAXXXX | Light Emitting Diode | Inseparable Luminaire | Direct Wired | Direct Digital Controls | 49.7 | 2700 | -0.0019 | 97 | 98 | 419 | 0.98 | Ambient | 50000 |  |  | 55000 | 0.01 | 24 | 22 | 0.03 | 0.03 | 0.02 | 0.02 | 0.01 | 0.01 | 0.04 | 0.02 | 0.02 | 0.01 | 0.01 | 0.01 | 1 | 1 | 1 | 0.02 | 0.01 | 0.01 | True |  | Non Federally-Regulated | 09/17/2018 |  | 04/08/2019
Lutron Electronics Co., Inc. | Finire | FDZ3*IWX****EU**PL-*ZD**CCXXXX | Light Emitting Diode | Inseparable Luminaire | Direct Wired | Direct Digital Controls | 49.7 | 2700 | -0.0019 | 97 | 98 | 419 | 0.98 | Ambient | 50000 |  |  | 55000 | 0.01 | 24 | 22 | 0.03 | 0.03 | 0.02 | 0.02 | 0.01 | 0.01 | 0.04 | 0.02 | 0.02 | 0.01 | 0.01 | 0.01 | 1 | 1 | 1 | 0.02 | 0.01 | 0.01 | True |  | Non Federally-Regulated | 09/17/2018 |  | 04/08/2019
Lutron Electronics Co., Inc. | Finire | FDZ3*IWX****EU**PL-*ZD**SWXXXX | Light Emitting Diode | Inseparable Luminaire | Direct Wired | Direct Digital Controls | 49.7 | 2700 | -0.0019 | 97 | 98 | 419 | 0.98 | Ambient | 50000 |  |  | 55000 | 0.01 | 24 | 22 | 0.03 | 0.03 | 0.02 | 0.02 | 0.01 | 0.01 | 0.04 | 0.02 | 0.02 | 0.01 | 0.01 | 0.01 | 1 | 1 | 1 | 0.02 | 0.01 | 0.01 | True |  | Non Federally-Regulated | 09/17/2018 |  | 04/08/2019
MaxLite | NaturaLED | LED9A19/81L/927 | Light Emitting Diode | Omnidirectional Lamp | Edison Screw Base | Forward Phase Cut Controls | 94.7 | 2700 | -0.0015 | 91 | 52 | 38 | 0.95 | Elevated | 25000 | 0.931 | 1 |  | 0.1 | 19 | 20 | 0.3 | 0.29 | 0.28 | 0.27 | 0 | 0 | 0.25 | 0.24 | 0.24 | 0.19 | 0.01 | 0 | 0.16 | 0.16 | 0.16 | 0.1 | 0.01 | 0 | True |  | Non Federally-Regulated | 04/08/2019 |  | 04/09/2019
MaxLite | NaturaLED | LED9A19/EC/81L/927 | Light Emitting Diode | Omnidirectional Lamp | Edison Screw Base | Forward Phase Cut Controls | 94.7 | 2700 | -0.0015 | 91 | 52 | 38 | 0.95 | Elevated | 25000 | 0.931 | 1 |  | 0.1 | 19 | 20 | 0.3 | 0.29 | 0.28 | 0.27 | 0 | 0 | 0.25 | 0.24 | 0.24 | 0.19 | 0.01 | 0 | 0.16 | 0.16 | 0.16 | 0.1 | 0.01 | 0 | True |  | Non Federally-Regulated | 04/08/2019 |  | 04/09/2019
MaxLite | NaturaLED | LED5A19/45L/927 | Light Emitting Diode | Omnidirectional Lamp | Edison Screw Base | Forward Phase Cut Controls | 92.8 | 2700 | 0.0007 | 92 | 53 | 100 | 0.93 | Elevated | 25000 | 0.927 | 1 |  | 0.1 | 21 | 21 | 0.27 | 0.26 | 0.25 | 0.24 | 0.02 | 0 | 0.24 | 0.24 | 0.24 | 0.19 | 0.01 | 0 | 0.18 | 0.17 | 0.17 | 0.13 | 0.01 | 0 | True |  | Non Federally-Regulated | 04/08/2019 |  | 04/09/2019
MaxLite | MaxLite | FF4B10D927 | Light Emitting Diode | Decorative Lamp | Edison Screw Base | Forward Phase Cut Controls | 87.9 | 2700 | 0.0003 | 93 | 58 | 55 | 0.91 | Elevated | 15000 | 0.889 | 1 |  | 0.1 | 21 | 21 | 0.04 | 0.04 | 0.04 | 0.03 | 0 | 0 | 0.05 | 0.04 | 0.04 | 0.03 | 0.02 | 0.01 | 0.05 | 0.04 | 0.03 | 0.03 | 0.02 | 0.01 | True |  | Non Federally-Regulated | 04/08/2019 |  | 04/22/2019
TCP | TCP | L100BR30D25**KCQ | Light Emitting Diode | Directional Lamp | Edison Screw Base | Forward Phase Cut Controls | 105.8 | 2700 | 0.0012 | 92 | 52 | 125 | 0.97 | Elevated | 25000 | 0.928 | 1 |  | 0.05 | 20 | 21 | 0.25 | 0.24 | 0.24 | 0.22 | 0.01 | 0.01 | 0.26 | 0.26 | 0.26 | 0.2 | 0.01 | 0.01 | 0.16 | 0.16 | 0.16 | 0.12 | 0.01 | 0.01 | True |  | Non Federally-Regulated | 02/05/2019 |  | 04/25/2019
Elec-Tech International Co., Ltd. | ETI | 531661**(**=00~99) | Light Emitting Diode | Inseparable Luminaire | Edison Screw Base | Forward Phase Cut Controls | 75.5 | 2676 | 0.0001 | 93 | 59 | 496 | 0.94 | Ambient | 50000 |  |  | 52000 | 0.1 | 16 | 18 | 0.29 | 0.28 | 0.27 | 0.25 | 0.06 | 0.02 | 0.29 | 0.3 | 0.22 | 0.09 | 0.04 | 0.03 | 0.25 | 0.25 | 0.24 | 0.17 | 0.05 | 0.04 | True |  | Non Federally-Regulated | 02/22/2017 |  | 04/25/2019
Elec-Tech International Co., Ltd. | ETI | 531662**(**=00~99) | Light Emitting Diode | Inseparable Luminaire | Edison Screw Base | Forward Phase Cut Controls | 67.7 | 2732 | 0.0012 | 92 | 61 | 436 | 0.93 | Ambient | 50000 |  |  | 52000 | 0.1 | 16 | 19 | 0.19 | 0.19 | 0.18 | 0.16 | 0.03 | 0 | 0.09 | 0.08 | 0.05 | 0.01 | 0.01 | 0.01 | 0.07 | 0.07 | 0.05 | 0.02 | 0.02 | 0.02 | True |  | Non Federally-Regulated | 02/22/2017 |  | 04/25/2019
Elec-Tech International Co., Ltd. | ETI | 531663**(**=00~99) | Light Emitting Diode | Inseparable Luminaire | Edison Screw Base | Forward Phase Cut Controls | 69.9 | 2745 | 0.0002 | 93 | 58 | 492 | 0.94 | Ambient | 50000 |  |  | 54000 | 0.1 | 16 | 19 | 0.25 | 0.24 | 0.24 | 0.22 | 0.05 | 0.01 | 0.27 | 0.28 | 0.27 | 0.22 | 0.04 | 0.03 | 0.24 | 0.25 | 0.24 | 0.16 | 0.05 | 0.03 | True |  | Non Federally-Regulated | 02/22/2017 |  | 04/25/2019
Elec-Tech International Co., Ltd. | ETI | 531831**(**=01~10) | Light Emitting Diode | Inseparable Luminaire | Edison Screw Base | Forward Phase Cut Controls | 62.8 | 2660 | 0.0003 | 93 | 55 | 2 | 0.99 | Ambient | 50000 |  |  | 51000 | 0.1 | 17 | 20 | 0.23 | 0.19 | 0.17 | 0.06 | 0.01 | 0.01 | 0.13 | 0.13 | 0.1 | 0.03 | 0.02 | 0.01 | 0.07 | 0.06 | 0.05 | 0.02 | 0.01 | 0.01 | True |  | Non Federally-Regulated | 02/22/2017 |  | 04/25/2019
Elec-Tech International Co., Ltd. | ETI | 531841**(**=01~10) | Light Emitting Diode | Inseparable Luminaire | Edison Screw Base | Forward Phase Cut Controls | 60.6 | 2695 | 0.0008 | 93 | 58 | 3 | 0.99 | Ambient | 50000 |  |  | 60000 | 0.1 | 17 | 20 | 0.23 | 0.22 | 0.22 | 0.19 | 0.04 | 0 | 0.22 | 0.22 | 0.16 | 0.06 | 0.03 | 0.02 | 0.2 | 0.21 | 0.15 | 0.06 | 0.05 | 0.04 | True |  | Non Federally-Regulated | 02/22/2017 |  | 04/25/2019
Elec-Tech International Co., Ltd. | ETI | 531871**(**=01~10) | Light Emitting Diode | Inseparable Luminaire | Edison Screw Base | Forward Phase Cut Controls | 68.3 | 2714 | 0.0016 | 94 | 59 | 37 | 0.97 | Ambient | 50000 |  |  | 52000 | 0.1 | 17 | 18 | 0.24 | 0.24 | 0.22 | 0.07 | 0.01 | 0 | 0.1 | 0.11 | 0.08 | 0.02 | 0.01 | 0.01 | 0.13 | 0.13 | 0.08 | 0.04 | 0.03 | 0.02 | True |  | Non Federally-Regulated | 03/10/2017 |  | 04/25/2019
Elec-Tech International Co., Ltd. | ETI | 531701**(**=00~99) | Light Emitting Diode | Inseparable Luminaire | Edison Screw Base | Forward Phase Cut Controls | 69.6 | 2768 | 0.001 | 93 | 60 | 484 | 0.95 | Ambient | 50000 |  |  | 52000 | 0.1 | 17 | 20 | 0.23 | 0.22 | 0.21 | 0.2 | 0.07 | 0.02 | 0.29 | 0.3 | 0.29 | 0.21 | 0.04 | 0.04 | 0.27 | 0.28 | 0.26 | 0.19 | 0.07 | 0.07 | True |  | Non Federally-Regulated | 03/10/2017 |  | 04/25/2019
Elec-Tech International Co., Ltd. | Commercial Electric | 531661**(**=00~99) | Light Emitting Diode | Inseparable Luminaire | Edison Screw Base | Forward Phase Cut Controls | 75.5 | 2676 | 0.0001 | 93 | 59 | 355 | 0.94 | Ambient | 50000 |  |  | 52000 | 0.1 | 16 | 18 | 0.29 | 0.28 | 0.27 | 0.25 | 0.06 | 0.02 | 0.29 | 0.3 | 0.22 | 0.09 | 0.04 | 0.03 | 0.25 | 0.25 | 0.24 | 0.17 | 0.05 | 0.04 | True |  | Non Federally-Regulated | 03/10/2017 |  | 04/25/2019
Elec-Tech International Co., Ltd. | Commercial Electric | 531662**(**=00~99) | Light Emitting Diode | Inseparable Luminaire | Edison Screw Base | Forward Phase Cut Controls | 67.7 | 2732 | 0.0012 | 92 | 61 | 436 | 0.93 | Ambient | 50000 |  |  | 52000 | 0.1 | 16 | 19 | 0.19 | 0.19 | 0.18 | 0.16 | 0.03 | 0 | 0.09 | 0.08 | 0.05 | 0.01 | 0.01 | 0.01 | 0.07 | 0.07 | 0.05 | 0.02 | 0.02 | 0.02 | True |  | Non Federally-Regulated | 03/10/2017 |  | 04/25/2019
Elec-Tech International Co., Ltd. | Commercial Electric | 531831**(**=01~10) | Light Emitting Diode | Inseparable Luminaire | Edison Screw Base | Forward Phase Cut Controls | 62.8 | 2660 | 0.0003 | 96 | 55 | 2 | 0.99 | Ambient | 50000 |  |  | 52000 | 0.1 | 17 | 20 | 0.23 | 0.19 | 0.17 | 0.06 | 0.01 | 0.01 | 0.13 | 0.13 | 0.1 | 0.03 | 0.02 | 0.01 | 0.07 | 0.06 | 0.05 | 0.02 | 0.01 | 0.01 | True |  | Non Federally-Regulated | 03/10/2017 |  | 04/25/2019
Elec-Tech International Co., Ltd. | Commercial Electric | 531841**(**=01~10) | Light Emitting Diode | Inseparable Luminaire | Edison Screw Base | Forward Phase Cut Controls | 60.6 | 2695 | 0.0008 | 93 | 58 | 3 | 0.99 | Ambient | 50000 |  |  | 52000 | 0.1 | 17 | 20 | 0.23 | 0.22 | 0.22 | 0.19 | 0.04 | 0 | 0.22 | 0.22 | 0.16 | 0.06 | 0.03 | 0.02 | 0.2 | 0.21 | 0.15 | 0.06 | 0.05 | 0.04 | True |  | Non Federally-Regulated | 03/10/2017 |  | 04/25/2019
Elec-Tech International Co., Ltd. | Commercial Electric | 531871**(**=01~10) | Light Emitting Diode | Inseparable Luminaire | Edison Screw Base | Forward Phase Cut Controls | 68.3 | 2714 | 0.0016 | 94 | 59 | 37 | 0.97 | Ambient | 50000 |  |  | 52000 | 0.1 | 17 | 18 | 0.24 | 0.24 | 0.22 | 0.07 | 0.01 | 0 | 0.1 | 0.11 | 0.08 | 0.02 | 0.01 | 0.01 | 0.13 | 0.13 | 0.08 | 0.04 | 0.03 | 0.02 | True |  | Non Federally-Regulated | 03/10/2017 |  | 04/25/2019
Elec-Tech International Co., Ltd. | Commercial Electric | 531701**(**=00~99) | Light Emitting Diode | Inseparable Luminaire | Edison Screw Base | Forward Phase Cut Controls | 69.6 | 2768 | 0.001 | 93 | 60 | 484 | 0.95 | Ambient | 50000 |  |  | 52000 | 0.1 | 17 | 20 | 0.23 | 0.22 | 0.21 | 0.2 | 0.07 | 0.02 | 0.29 | 0.3 | 0.29 | 0.21 | 0.04 | 0.04 | 0.27 | 0.28 | 0.26 | 0.19 | 0.07 | 0.07 | True |  | Non Federally-Regulated | 03/10/2017 |  | 04/25/2019
Elec-Tech International Co., Ltd. | Commercial Electric | 531663**(**=00~99) | Light Emitting Diode | Inseparable Luminaire | Edison Screw Base | Forward Phase Cut Controls | 73.6 | 2681 | 0.0012 | 92 | 58 | 354 | 0.96 | Ambient | 50000 |  |  | 52000 | 0.1 | 17 | 19 | 0.28 | 0.27 | 0.26 | 0.24 | 0.07 | 0.02 | 0.28 | 0.28 | 0.28 | 0.23 | 0.08 | 0.02 | 0.17 | 0.16 | 0.14 | 0.04 | 0.01 | 0 | True |  | Non Federally-Regulated | 03/10/2017 |  | 04/25/2019
Elec-Tech International Co., Ltd. | ETI | 545792##(##=41-50) | Light Emitting Diode | Inseparable Luminaire | Direct Wired | Forward Phase Cut Controls | 95 | 4027 | 0.0021 | 91 | 51 | 276 | 1 | Ambient | 36000 |  |  | 60000 | 0.03 | 17 | 17 | 0.26 | 0.27 | 0.27 | 0.26 | 0 | 0 | 0.05 | 0.05 | 0.06 | 0.05 | 0.02 | 0.02 | 0.27 | 0.27 | 0.27 | 0.26 | 0 | 0 | True |  | Non Federally-Regulated | 05/10/2017 |  | 04/25/2019
Elec-Tech International Co., Ltd. | ETI | 545733XX(XX=41~50) | Light Emitting Diode | Inseparable Luminaire | Direct Wired | 0-10 VDC Controls | 115.2 | 4007 | 0.0003 | 91 | 52 | 279 | 0.97 | Ambient | 50000 |  |  | 60000 | 0.1 | 18 | 18 | 0.28 | 0.28 | 0.28 | 0.27 | 0 | 0 | 0.08 | 0.08 | 0.07 | 0.05 | 0 | 0 | 0.08 | 0.08 | 0.06 | 0.04 | 0 | 0 | True |  | Non Federally-Regulated | 06/01/2017 |  | 04/25/2019
Elec-Tech International Co., Ltd. | ETI | 546762**(**=41-50) | Light Emitting Diode | Inseparable Luminaire | Direct Wired | Forward Phase Cut Controls | 91 | 3814 | 0 | 96 | 85 | 420 | 1 | Ambient | 50000 |  |  | 54000 | 0.09 | 19 | 18 | 0.26 | 0.29 | 0.29 | 0.29 | 0 | 0 | 0.07 | 0.07 | 0.07 | 0.07 | 0 | 0 | 0.05 | 0.05 | 0.05 | 0.03 | 0 | 0 | True |  | Non Federally-Regulated | 06/09/2017 |  | 04/25/2019
Elec-Tech International Co., Ltd. | ETI | 546764**(**=41-50) | Light Emitting Diode | Inseparable Luminaire | Direct Wired | Forward Phase Cut Controls | 91 | 3814 | 0 | 96 | 85 | 420 | 1 | Ambient | 50000 |  |  | 54000 | 0.09 | 19 | 18 | 0.26 | 0.29 | 0.29 | 0.29 | 0 | 0 | 0.07 | 0.07 | 0.07 | 0.07 | 0 | 0 | 0.05 | 0.05 | 0.05 | 0.03 | 0 | 0 | True |  | Non Federally-Regulated | 06/09/2017 |  | 04/25/2019
Elec-Tech International Co., Ltd. | ETI | 546555**(**=41-50) | Light Emitting Diode | Inseparable Luminaire | Direct Wired | Forward Phase Cut Controls | 92 | 4016 | 0 | 91 | 85 | 256 | 1 | Ambient | 50000 |  |  | 54000 | 0.09 | 18 | 20 | 0.24 | 0.24 | 0.24 | 0.24 | 0 | 0 | 0.05 | 0.05 | 0.05 | 0.04 | 0 | 0 | 0.04 | 0.04 | 0.04 | 0.03 | 0 | 0 | True |  | Non Federally-Regulated | 06/29/2017 |  | 04/25/2019
Elec-Tech International Co., Ltd. | ETI | 546554**(**=41-50) | Light Emitting Diode | Inseparable Luminaire | Direct Wired | Forward Phase Cut Controls | 92 | 4016 | 0 | 91 | 85 | 256 | 1 | Ambient | 50000 |  |  | 54000 | 0.09 | 18 | 20 | 0.24 | 0.24 | 0.24 | 0.24 | 0 | 0 | 0.05 | 0.05 | 0.05 | 0.04 | 0 | 0 | 0.04 | 0.04 | 0.04 | 0.03 | 0 | 0 | True |  | Non Federally-Regulated | 06/29/2017 |  | 04/25/2019
Elec-Tech International Co., Ltd. | ETI | 544373**(**=11-30) | Light Emitting Diode | Inseparable Luminaire | Direct Wired | 0-10 VDC Controls | 70 | 3000 | 0.0001 | 93 | 59 | 464 | 0.97 | Elevated | 50000 |  |  | 60000 | 0.1 | 23 | 23 | 0.2 | 0.2 | 0.2 | 0.2 | 0.01 | 0.01 | 0.08 | 0.08 | 0.07 | 0.07 | 0.01 | 0.01 | 0.08 | 0.07 | 0.07 | 0.06 | 0.01 | 0.01 | True |  | Non Federally-Regulated | 08/22/2017 |  | 04/25/2019
Elec-Tech International Co., Ltd. | ETI | 544375**(**=11-30) | Light Emitting Diode | Inseparable Luminaire | Direct Wired | 0-10 VDC Controls | 70 | 3000 | 0.0001 | 93 | 59 | 464 | 0.97 | Elevated | 50000 |  |  | 60000 | 0.1 | 23 | 23 | 0.2 | 0.2 | 0.2 | 0.2 | 0.01 | 0.01 | 0.08 | 0.08 | 0.07 | 0.07 | 0.01 | 0.01 | 0.08 | 0.07 | 0.07 | 0.06 | 0.01 | 0.01 | True |  | Non Federally-Regulated | 08/22/2017 |  | 04/25/2019
Elec-Tech International Co., Ltd. | ETI | 544365**(**=11-30) | Light Emitting Diode | Inseparable Luminaire | Direct Wired | 0-10 VDC Controls | 70 | 3000 | 0.0003 | 92 | 54 | 428 | 0.97 | Elevated | 50000 |  |  | 60000 | 0.1 | 23 | 23 | 0.14 | 0.14 | 0.14 | 0.14 | 0.01 | 0.01 | 0.06 | 0.05 | 0.05 | 0.03 | 0.01 | 0.01 | 0.06 | 0.05 | 0.04 | 0.03 | 0.01 | 0.01 | True |  | Non Federally-Regulated | 08/22/2017 |  | 04/25/2019
Elec-Tech International Co., Ltd. | ETI | 544363**(**=11-30) | Light Emitting Diode | Inseparable Luminaire | Direct Wired | 0-10 VDC Controls | 70 | 3000 | 0.0003 | 92 | 54 | 428 | 0.97 | Elevated | 50000 |  |  | 60000 | 0.1 | 23 | 23 | 0.14 | 0.14 | 0.14 | 0.14 | 0.01 | 0.01 | 0.06 | 0.05 | 0.05 | 0.03 | 0.01 | 0.01 | 0.06 | 0.05 | 0.04 | 0.03 | 0.01 | 0.01 | True |  | Non Federally-Regulated | 08/22/2017 |  | 04/25/2019
Elec-Tech International Co., Ltd. | ETI | 546763**(**=41-50) | Light Emitting Diode | Inseparable Luminaire | Direct Wired | 0-10 VDC Controls | 80 | 4000 | 0.0016 | 90 | 51 | 300 | 0.97 | Elevated | 50000 |  |  | 54000 | 0.1 | 23 | 23 | 0.14 | 0.14 | 0.14 | 0.14 | 0.01 | 0.01 | 0.09 | 0.08 | 0.08 | 0.07 | 0.01 | 0.01 | 0.07 | 0.06 | 0.06 | 0.04 | 0.01 | 0.01 | True |  | Non Federally-Regulated | 08/22/2017 |  | 04/25/2019
Elec-Tech International Co., Ltd. | ETI | 546765**(**=41-50) | Light Emitting Diode | Inseparable Luminaire | Direct Wired | 0-10 VDC Controls | 80 | 4000 | 0.0016 | 90 | 51 | 300 | 0.97 | Elevated | 50000 |  |  | 54000 | 0.1 | 23 | 23 | 0.14 | 0.14 | 0.14 | 0.14 | 0.01 | 0.01 | 0.09 | 0.08 | 0.08 | 0.07 | 0.01 | 0.01 | 0.07 | 0.06 | 0.06 | 0.04 | 0.01 | 0.01 | True |  | Non Federally-Regulated | 08/22/2017 |  | 04/25/2019
Elec-Tech International Co., Ltd. | ETI | 546775**(**=41-50) | Light Emitting Diode | Inseparable Luminaire | Direct Wired | 0-10 VDC Controls | 100 | 4000 | 0.003 | 95 | 77 | 384 | 0.98 | Elevated | 50000 |  |  | 54000 | 0.1 | 23 | 23 | 0.02 | 0.02 | 0.02 | 0.02 | 0.01 | 0.01 | 0.08 | 0.08 | 0.08 | 0.08 | 0.06 | 0.04 | 0.09 | 0.09 | 0.09 | 0.09 | 0.08 | 0.06 | True |  | Non Federally-Regulated | 08/22/2017 |  | 04/25/2019
Elec-Tech International Co., Ltd. | Commercial Electric | 546774**(**=41-50) | Light Emitting Diode | Inseparable Luminaire | Direct Wired | 0-10 VDC Controls | 100 | 4000 | 0.003 | 95 | 77 | 384 | 0.98 | Elevated | 50000 |  |  | 54000 | 0.1 | 23 | 23 | 0.02 | 0.02 | 0.02 | 0.02 | 0.01 | 0.01 | 0.08 | 0.08 | 0.08 | 0.08 | 0.06 | 0.04 | 0.09 | 0.09 | 0.09 | 0.09 | 0.08 | 0.06 | True |  | Non Federally-Regulated | 08/22/2017 |  | 04/25/2019
Elec-Tech International Co., Ltd. | ETI | 531922**(**=11-30)(3000K) | Light Emitting Diode | Inseparable Luminaire | Direct Wired | Forward Phase Cut Controls | 68 | 3050 | 0 | 93 | 56 | 232 | 1 | Ambient | 50000 |  |  | 54000 | 0.09 | 17 | 18 | 0.14 | 0.14 | 0.14 | 0.14 | 0 | 0 | 0.07 | 0.06 | 0.06 | 0.05 | 0 | 0 | 0.06 | 0.06 | 0.05 | 0.02 | 0.01 | 0.01 | True |  | Non Federally-Regulated | 08/23/2017 |  | 04/25/2019
Elec-Tech International Co., Ltd. | ETI | 531922**(**=11-30)(4000K) | Light Emitting Diode | Inseparable Luminaire | Direct Wired | Forward Phase Cut Controls | 80 | 3790 | 0 | 91 | 50 | 232 | 1 | Ambient | 50000 |  |  | 54000 | 0.09 | 17 | 18 | 0.14 | 0.14 | 0.14 | 0.14 | 0 | 0 | 0.07 | 0.06 | 0.06 | 0.05 | 0 | 0 | 0.06 | 0.06 | 0.05 | 0.02 | 0.01 | 0.01 | True |  | Non Federally-Regulated | 08/23/2017 |  | 04/25/2019
Elec-Tech International Co., Ltd. | ETI | 531891**(**=11-30)(3000K) | Light Emitting Diode | Inseparable Luminaire | Direct Wired | Forward Phase Cut Controls | 76 | 3079 | 0 | 94 | 69 | 244 | 1 | Ambient | 50000 |  |  | 57000 | 0.09 | 18 | 18 | 0.19 | 0.19 | 0.19 | 0.19 | 0 | 0 | 0.08 | 0.07 | 0.07 | 0.04 | 0 | 0 | 0.07 | 0.07 | 0.06 | 0.04 | 0 | 0 | True |  | Non Federally-Regulated | 08/23/2017 |  | 04/25/2019
Elec-Tech International Co., Ltd. | ETI | 531891**(**=11-30)(4000K) | Light Emitting Diode | Inseparable Luminaire | Direct Wired | Forward Phase Cut Controls | 96 | 3984 | 0 | 92 | 58 | 244 | 1 | Ambient | 50000 |  |  | 57000 | 0.09 | 18 | 18 | 0.19 | 0.19 | 0.19 | 0.19 | 0 | 0 | 0.08 | 0.07 | 0.07 | 0.04 | 0 | 0 | 0.07 | 0.07 | 0.06 | 0.04 | 0 | 0 | True |  | Non Federally-Regulated | 08/23/2017 |  | 04/25/2019
Elec-Tech International Co., Ltd. | ETI | 531851**(**=41-50) | Light Emitting Diode | Inseparable Luminaire | Edison Screw Base | Forward Phase Cut Controls | 67.9 | 2926 | 0.0002 | 91 | 52 | 58 | 0.96 | Ambient | 50000 |  |  | 52000 | 0.1 | 16 | 18 | 0.22 | 0.22 | 0.21 | 0.21 | 0.04 | 0.01 | 0.2 | 0.2 | 0.19 | 0.13 | 0.05 | 0.02 | 0.15 | 0.14 | 0.14 | 0.08 | 0.02 | 0.02 | True |  | Non Federally-Regulated | 01/03/2018 |  | 04/25/2019
Elec-Tech International Co., Ltd. | ETI | 531861**(**=41-50) | Light Emitting Diode | Inseparable Luminaire | Edison Screw Base | Forward Phase Cut Controls | 70.3 | 2923 | 0.0001 | 94 | 61 | 68 | 0.94 | Ambient | 50000 |  |  | 52000 | 0.1 | 17 | 19 | 0.25 | 0.24 | 0.22 | 0.1 | 0.03 | 0.01 | 0.09 | 0.09 | 0.06 | 0.02 | 0.01 | 0.01 | 0.04 | 0.04 | 0.03 | 0.01 | 0.01 | 0.01 | True |  | Non Federally-Regulated | 01/03/2018 |  | 04/25/2019
Elec-Tech International Co., Ltd. | Commercial Electric | 531851**(**=41-50) | Light Emitting Diode | Inseparable Luminaire | Edison Screw Base | Forward Phase Cut Controls | 67.9 | 2926 | 0.0002 | 91 | 52 | 58 | 0.96 | Ambient | 50000 |  |  | 52000 | 0.1 | 16 | 18 | 0.22 | 0.22 | 0.21 | 0.21 | 0.04 | 0.01 | 0.2 | 0.2 | 0.19 | 0.13 | 0.05 | 0.02 | 0.15 | 0.14 | 0.14 | 0.08 | 0.02 | 0.02 | True |  | Non Federally-Regulated | 01/03/2018 |  | 04/25/2019
Elec-Tech International Co., Ltd. | Commercial Electric | 531861**(**=41-50) | Light Emitting Diode | Inseparable Luminaire | Edison Screw Base | Forward Phase Cut Controls | 70.3 | 2923 | 0.0001 | 94 | 61 | 68 | 0.94 | Ambient | 50000 |  |  | 52000 | 0.1 | 17 | 19 | 0.25 | 0.24 | 0.22 | 0.1 | 0.03 | 0.01 | 0.09 | 0.09 | 0.06 | 0.02 | 0.01 | 0.01 | 0.04 | 0.04 | 0.03 | 0.01 | 0.01 | 0.01 | True |  | Non Federally-Regulated | 01/03/2018 |  | 04/25/2019
Elec-Tech International Co., Ltd. | ETI | 546763**-1(**=41-50) | Light Emitting Diode | Inseparable Luminaire | Direct Wired | 0-10 VDC Controls | 105 | 4000 | 0.002 | 90 | 60 | 480 | 0.9 | Elevated | 50000 |  |  | 60000 | 0.1 | 23 | 23 | 0.28 | 0.28 | 0.28 | 0.28 | 0.01 | 0.01 | 0.05 | 0.05 | 0.05 | 0.03 | 0.01 | 0.01 | 0.02 | 0.02 | 0.02 | 0.01 | 0.01 | 0.01 | True |  | Non Federally-Regulated | 06/04/2018 |  | 04/25/2019
Elec-Tech International Co., Ltd. | ETI | 546762**-1(**=41-50) | Light Emitting Diode | Inseparable Luminaire | Direct Wired | 0-10 VDC Controls | 105 | 4000 | 0.002 | 90 | 60 | 448 | 0.9 | Elevated | 50000 |  |  | 60000 | 0.1 | 22 | 22 | 0.29 | 0.29 | 0.29 | 0.29 | 0.01 | 0.01 | 0.05 | 0.05 | 0.05 | 0.03 | 0.01 | 0.01 | 0.03 | 0.02 | 0.02 | 0.01 | 0.01 | 0.01 | True |  | Non Federally-Regulated | 06/04/2018 |  | 04/25/2019
Elec-Tech International Co., Ltd. | ETI | 538071**(**=00-99) | Light Emitting Diode | Inseparable Luminaire | Direct Wired | Forward Phase Cut Controls | 61 | 2700 | 0 | 92 | 59 | 326 | 0.9 | Ambient | 50000 |  |  | 60000 | 0.1 | 18 | 18 | 0.19 | 0.18 | 0.17 | 0.16 | 0.01 | 0 | 0.21 | 0.2 | 0.2 | 0.15 | 0.01 | 0 | 0.16 | 0.16 | 0.16 | 0.11 | 0.01 | 0 | True |  | Non Federally-Regulated | 08/31/2018 |  | 04/25/2019
Elec-Tech International Co., Ltd. | ETI | 538072**(**=00-99) | Light Emitting Diode | Inseparable Luminaire | Direct Wired | Forward Phase Cut Controls | 67 | 2700 | 0 | 91 | 57 | 198 | 0.9 | Ambient | 50000 |  |  | 60000 | 0.1 | 19 | 19 | 0.21 | 0.2 | 0.19 | 0.17 | 0.01 | 0 | 0.22 | 0.21 | 0.21 | 0.16 | 0.01 | 0 | 0.16 | 0.16 | 0.16 | 0.11 | 0.01 | 0 | True |  | Non Federally-Regulated | 08/31/2018 |  | 04/25/2019
Elec-Tech International Co., Ltd. | ETI | 538081**(**=00-99) | Light Emitting Diode | Inseparable Luminaire | Direct Wired | Forward Phase Cut Controls | 65 | 2700 | 0 | 91 | 53 | 234 | 0.9 | Ambient | 50000 |  |  | 60000 | 0.1 | 19 | 19 | 0.14 | 0.14 | 0.13 | 0.13 | 0.01 | 0 | 0.17 | 0.17 | 0.17 | 0.14 | 0.02 | 0 | 0.13 | 0.13 | 0.14 | 0.11 | 0.02 | 0 | True |  | Non Federally-Regulated | 08/31/2018 |  | 04/25/2019
Elec-Tech International Co., Ltd. | ETI | 538082**(**=00-99) | Light Emitting Diode | Inseparable Luminaire | Direct Wired | Forward Phase Cut Controls | 57 | 2700 | 0 | 91 | 55 | 222 | 0.9 | Ambient | 50000 |  |  | 60000 | 0.09 | 19 | 19 | 0.13 | 0.13 | 0.12 | 0.12 | 0.01 | 0 | 0.18 | 0.18 | 0.18 | 0.14 | 0.03 | 0 | 0.15 | 0.15 | 0.15 | 0.12 | 0.03 | 0 | True |  | Non Federally-Regulated | 08/31/2018 |  | 04/25/2019
Elec-Tech International Co., Ltd. | ETI | 538091**(**=00-99) | Light Emitting Diode | Inseparable Luminaire | Direct Wired | Forward Phase Cut Controls | 57 | 2700 | 0 | 91 | 57 | 242 | 0.9 | Ambient | 50000 |  |  | 60000 | 0.1 | 18 | 19 | 0.16 | 0.15 | 0.15 | 0.14 | 0.01 | 0 | 0.21 | 0.21 | 0.21 | 0.17 | 0.03 | 0 | 0.16 | 0.16 | 0.16 | 0.13 | 0.03 | 0 | True |  | Non Federally-Regulated | 08/31/2018 |  | 04/25/2019
Elec-Tech International Co., Ltd. | Commercial Electric | 538071**(**=00-99) | Light Emitting Diode | Inseparable Luminaire | Direct Wired | Forward Phase Cut Controls | 61 | 2700 | 0 | 92 | 59 | 326 | 0.9 | Ambient | 50000 |  |  | 60000 | 0.1 | 18 | 18 | 0.19 | 0.18 | 0.17 | 0.16 | 0.01 | 0 | 0.21 | 0.2 | 0.2 | 0.15 | 0.01 | 0 | 0.16 | 0.16 | 0.16 | 0.11 | 0.01 | 0 | True |  | Non Federally-Regulated | 09/26/2018 |  | 04/25/2019
Elec-Tech International Co., Ltd. | Commercial Electric | 538081**(**=00-99) | Light Emitting Diode | Inseparable Luminaire | Direct Wired | Forward Phase Cut Controls | 65 | 2700 | 0 | 91 | 53 | 234 | 0.9 | Ambient | 50000 |  |  | 60000 | 0.1 | 19 | 19 | 0.14 | 0.14 | 0.13 | 0.13 | 0.01 | 0 | 0.17 | 0.17 | 0.17 | 0.14 | 0.02 | 0 | 0.13 | 0.13 | 0.14 | 0.11 | 0.02 | 0 | True |  | Non Federally-Regulated | 09/26/2018 |  | 04/25/2019
Elec-Tech International Co., Ltd. | ETI | 544365**-1(**=11-30) | Light Emitting Diode | Inseparable Luminaire | Direct Wired | 0-10 VDC Controls | 95 | 3000 | 0.0009 | 90 | 50 | 296 | 0.9 | Ambient | 50000 |  |  | 54000 | 0.1 | 19 | 19 | 0.25 | 0.25 | 0.25 | 0.25 | 0.01 | 0.01 | 0.11 | 0.11 | 0.1 | 0.01 | 0.01 | 0.01 | 0.1 | 0.1 | 0.09 | 0.07 | 0.01 | 0.01 | True |  | Non Federally-Regulated | 10/12/2018 |  | 04/25/2019
Elec-Tech International Co., Ltd. | ETI | 544375**-1(**=11-30) | Light Emitting Diode | Inseparable Luminaire | Direct Wired | 0-10 VDC Controls | 95 | 3000 | 0.0013 | 90 | 50 | 228 | 0.9 | Ambient | 50000 |  |  | 54000 | 0.1 | 18 | 19 | 0.25 | 0.25 | 0.25 | 0.24 | 0.01 | 0.01 | 0.12 | 0.12 | 0.11 | 0.09 | 0.01 | 0.01 | 0.1 | 0.09 | 0.08 | 0.06 | 0.01 | 0.01 | True |  | Non Federally-Regulated | 10/12/2018 |  | 04/25/2019
Optic Arts | Optic Arts | FLEXSTP.**.**.24.40 | Light Emitting Diode | Inseparable Luminaire | Direct Wired | 0-10 VDC Controls | 61.3 | 1764 | 0.002 | 96 | 80 | 393 | 0.97 | Ambient | 36000 |  |  | 36000 | 0.01 | 16 | 16 | 0.73 | 0.75 | 0.05 | 0.02 | 0.01 | 0.01 | 1 | 1 | 0.26 | 0.11 | 0.05 | 0.02 | 1 | 1 | 0.16 | 0.07 | 0.03 | 0.02 | True |  | Non Federally-Regulated | 12/11/2018 |  | 05/06/2019
GREEN CREATIVE LTD | Green Creative | 9A19DIM/927 | Light Emitting Diode | Omnidirectional Lamp | Edison Screw Base | Forward Phase Cut Controls | 93.7 | 2695 | 0.0016 | 92 | 53 | 40 | 0.93 | Elevated | 30000 | 0.975 | 1 |  | 0.1 | 16 | 16 | 0.08 | 0.07 | 0.07 | 0.05 | 0.01 | 0 | 0.1 | 0.02 | 0.02 | 0.01 | 0.01 | 0.01 | 0.27 | 0.09 | 0.06 | 0.05 | 0.04 | 0.02 | True |  | Non Federally-Regulated | 11/13/2017 |  | 05/06/2019
Optic Arts | Optic Arts | FLEXDC.40.**.24.15 | Light Emitting Diode | Inseparable Luminaire | Direct Wired | 0-10 VDC Controls | 77.4 | 2416 | 0.0015 | 95 | 65 | 410 | 1 | Ambient | 36000 |  |  | 36000 | 0.01 | 16 | 16 | 0.06 | 0.01 | 0.01 | 0.01 | 0.01 | 0 | 1 | 1 | 0.07 | 0.05 | 0.04 | 0.01 | 1 | 1 | 0.13 | 0.09 | 0.07 | 0.03 | True |  | Non Federally-Regulated | 05/23/2018 |  | 05/08/2019
Optic Arts | Optic Arts | FLEXDC.40.**.24.44 | Light Emitting Diode | Inseparable Luminaire | Direct Wired | 0-10 VDC Controls | 80.4 | 2385 | 0.0023 | 94 | 59 | 232 | 1 | Ambient | 36000 |  |  | 36000 | 0.01 | 16 | 16 | 0.02 | 0.01 | 0.01 | 0.01 | 0.01 | 0 | 1 | 1 | 0.13 | 0.06 | 0.03 | 0.01 | 1 | 1 | 0.08 | 0.05 | 0.04 | 0.02 | True |  | Non Federally-Regulated | 05/23/2018 |  | 05/08/2019
Optic Arts | Optic Arts | FLEXSTP.**.**.24.20 | Light Emitting Diode | Inseparable Luminaire | Direct Wired | 0-10 VDC Controls | 98.3 | 2831 | 0.002 | 98 | 93 | 237 | 0.99 | Ambient | 36000 |  |  | 36000 | 0.01 | 16 | 16 | 0 | 0 | 0 | 0 | 0 | 0 | 1 | 1 | 0.14 | 0.07 | 0.03 | 0.01 | 1 | 1 | 0.07 | 0.03 | 0.03 | 0 | True |  | Non Federally-Regulated | 05/23/2018 |  | 05/08/2019
Optic Arts | Optic Arts | FLEXSTP.**.**.24.70 | Light Emitting Diode | Inseparable Luminaire | Direct Wired | 0-10 VDC Controls | 81.2 | 2769 | 0.002 | 98 | 91 | 174 | 1 | Ambient | 36000 |  |  | 36000 | 0.01 | 16 | 16 | 0.01 | 0 | 0 | 0 | 0 | 0 | 0.98 | 1 | 0.12 | 0.06 | 0.02 | 0.01 | 0.97 | 1 | 0.03 | 0.03 | 0.03 | 0.02 | True |  | Non Federally-Regulated | 05/23/2018 |  | 05/08/2019
Optic Arts | Optic Arts | FLEXSTP.20.**.24.** | Light Emitting Diode | Inseparable Luminaire | Direct Wired | 0-10 VDC Controls | 55.9 | 1873 | 0.0013 | 96 | 87 | 232 | 1 | Ambient | 50000 |  |  | 36000 | 0.01 | 16 | 16 | 0.01 | 0 | 0 | 0 | 0 | 0 | 1 | 1 | 0.2 | 0.08 | 0.04 | 0.02 | 1 | 1 | 0.22 | 0.12 | 0.05 | 0.02 | True |  | Non Federally-Regulated | 05/08/2019 |  | 05/13/2019
TorchStar Corp. | HLE | KDN-BA-13X-M10W-90-17A-27YYZ | Light Emitting Diode | Inseparable Luminaire | Edison Screw Base | Forward Phase Cut Controls | 71 | 2700 | 0.0016 | 92 | 51 | 79 | 0.9 | Ambient | 50000 |  |  | 54000 | 0.1 | 22 | 22 | 0.14 | 0.13 | 0.13 | 0.12 | 0 | 0 | 0.19 | 0.17 | 0.18 | 0.14 | 0.02 | 0.01 | 0.09 | 0.09 | 0.09 | 0.09 | 0 | 0 | True |  | Non Federally-Regulated | 05/17/2019 |  | 05/22/2019
TorchStar Corp. | HLE | KDN-BA-13X-M10W-90-17A-30YYZ | Light Emitting Diode | Inseparable Luminaire | Edison Screw Base | Forward Phase Cut Controls | 71 | 3000 | 0.0016 | 92 | 51 | 79 | 0.9 | Ambient | 50000 |  |  | 54000 | 0.1 | 22 | 22 | 0.14 | 0.13 | 0.13 | 0.12 | 0 | 0 | 0.19 | 0.17 | 0.18 | 0.14 | 0.02 | 0.01 | 0.09 | 0.09 | 0.09 | 0.09 | 0 | 0 | True |  | Non Federally-Regulated | 05/17/2019 |  | 05/22/2019
TorchStar Corp. | HLE | KDN-BA-13X-M10W-90-17A-35YYZ | Light Emitting Diode | Inseparable Luminaire | Edison Screw Base | Forward Phase Cut Controls | 71 | 3500 | 0.0016 | 92 | 51 | 79 | 0.9 | Ambient | 50000 |  |  | 54000 | 0.1 | 22 | 22 | 0.14 | 0.13 | 0.13 | 0.12 | 0 | 0 | 0.19 | 0.17 | 0.18 | 0.14 | 0.02 | 0.01 | 0.09 | 0.09 | 0.09 | 0.09 | 0 | 0 | True |  | Non Federally-Regulated | 05/17/2019 |  | 05/22/2019
TorchStar Corp. | HLE | KDN-BA-13X-M10W-90-17A-40YYZ | Light Emitting Diode | Inseparable Luminaire | Edison Screw Base | Forward Phase Cut Controls | 71 | 4000 | 0.0016 | 92 | 51 | 79 | 0.9 | Ambient | 50000 |  |  | 54000 | 0.1 | 22 | 22 | 0.14 | 0.13 | 0.13 | 0.12 | 0 | 0 | 0.19 | 0.17 | 0.18 | 0.14 | 0.02 | 0.01 | 0.09 | 0.09 | 0.09 | 0.09 | 0 | 0 | True |  | Non Federally-Regulated | 05/17/2019 |  | 05/22/2019
TorchStar Corp. | HLE | KDN-BA-13J-M10W-90-17A-27YYZ | Light Emitting Diode | Inseparable Luminaire | Edison Screw Base | Forward Phase Cut Controls | 71 | 2700 | 0.0016 | 92 | 51 | 79 | 0.9 | Ambient | 50000 |  |  | 54000 | 0.1 | 22 | 22 | 0.14 | 0.13 | 0.13 | 0.12 | 0 | 0 | 0.19 | 0.17 | 0.18 | 0.14 | 0.02 | 0.01 | 0.09 | 0.09 | 0.09 | 0.09 | 0 | 0 | True |  | Non Federally-Regulated | 05/17/2019 |  | 05/22/2019
TorchStar Corp. | HLE | KDN-BA-13J-M10W-90-17A-30YYZ | Light Emitting Diode | Inseparable Luminaire | Edison Screw Base | Forward Phase Cut Controls | 71 | 3000 | 0.0016 | 92 | 51 | 79 | 0.9 | Ambient | 50000 |  |  | 54000 | 0.1 | 22 | 22 | 0.14 | 0.13 | 0.13 | 0.12 | 0 | 0 | 0.19 | 0.17 | 0.18 | 0.14 | 0.02 | 0.01 | 0.09 | 0.09 | 0.09 | 0.09 | 0 | 0 | True |  | Non Federally-Regulated | 05/17/2019 |  | 05/22/2019
TorchStar Corp. | HLE | KDN-BA-13J-M10W-90-17A-35YYZ | Light Emitting Diode | Inseparable Luminaire | Edison Screw Base | Forward Phase Cut Controls | 71 | 3500 | 0.0016 | 92 | 51 | 79 | 0.9 | Ambient | 50000 |  |  | 54000 | 0.1 | 22 | 22 | 0.14 | 0.13 | 0.13 | 0.12 | 0 | 0 | 0.19 | 0.17 | 0.18 | 0.14 | 0.02 | 0.01 | 0.09 | 0.09 | 0.09 | 0.09 | 0 | 0 | True |  | Non Federally-Regulated | 05/17/2019 |  | 05/22/2019
TorchStar Corp. | HLE | KDN-BA-13J-M10W-90-17A-40YYZ | Light Emitting Diode | Inseparable Luminaire | Edison Screw Base | Forward Phase Cut Controls | 71 | 4000 | 0.0016 | 92 | 51 | 79 | 0.9 | Ambient | 50000 |  |  | 54000 | 0.1 | 22 | 22 | 0.14 | 0.13 | 0.13 | 0.12 | 0 | 0 | 0.19 | 0.17 | 0.18 | 0.14 | 0.02 | 0.01 | 0.09 | 0.09 | 0.09 | 0.09 | 0 | 0 | True |  | Non Federally-Regulated | 05/17/2019 |  | 05/22/2019
TorchStar Corp. | HLE | KDN-BA-19X-M15W-90-17A-27YYZ | Light Emitting Diode | Inseparable Luminaire | Edison Screw Base | Forward Phase Cut Controls | 77 | 2700 | 0.0013 | 92 | 55 | 45 | 0.92 | Ambient | 50000 |  |  | 54000 | 0.1 | 20 | 20 | 0.28 | 0.27 | 0.25 | 0.24 | 0 | 0 | 0.31 | 0.3 | 0.3 | 0.24 | 0.04 | 0.01 | 0.18 | 0.18 | 0.18 | 0.18 | 0 | 0 | True |  | Non Federally-Regulated | 05/17/2019 |  | 05/22/2019
TorchStar Corp. | HLE | KDN-BA-19X-M15W-90-17A-30YYZ | Light Emitting Diode | Inseparable Luminaire | Edison Screw Base | Forward Phase Cut Controls | 77 | 3000 | 0.0013 | 92 | 55 | 45 | 0.92 | Ambient | 50000 |  |  | 54000 | 0.1 | 20 | 20 | 0.28 | 0.27 | 0.25 | 0.24 | 0 | 0 | 0.31 | 0.3 | 0.3 | 0.24 | 0.04 | 0.01 | 0.18 | 0.18 | 0.18 | 0.18 | 0 | 0 | True |  | Non Federally-Regulated | 05/17/2019 |  | 05/22/2019
TorchStar Corp. | HLE | KDN-BA-19X-M15W-90-17A-35YYZ | Light Emitting Diode | Inseparable Luminaire | Edison Screw Base | Forward Phase Cut Controls | 77 | 3500 | 0.0013 | 92 | 55 | 45 | 0.92 | Ambient | 50000 |  |  | 54000 | 0.1 | 20 | 20 | 0.28 | 0.27 | 0.25 | 0.24 | 0 | 0 | 0.31 | 0.3 | 0.3 | 0.24 | 0.04 | 0.01 | 0.18 | 0.18 | 0.18 | 0.18 | 0 | 0 | True |  | Non Federally-Regulated | 05/17/2019 |  | 05/22/2019
TorchStar Corp. | HLE | KDN-BA-19X-M15W-90-17A-40YYZ | Light Emitting Diode | Inseparable Luminaire | Edison Screw Base | Forward Phase Cut Controls | 77 | 4000 | 0.0013 | 92 | 55 | 45 | 0.92 | Ambient | 50000 |  |  | 54000 | 0.1 | 20 | 20 | 0.28 | 0.27 | 0.25 | 0.24 | 0 | 0 | 0.31 | 0.3 | 0.3 | 0.24 | 0.04 | 0.01 | 0.18 | 0.18 | 0.18 | 0.18 | 0 | 0 | True |  | Non Federally-Regulated | 05/17/2019 |  | 05/22/2019
TorchStar Corp. | HLE | KDN-BA-19J-M15W-90-17A-27YYZ | Light Emitting Diode | Inseparable Luminaire | Edison Screw Base | Forward Phase Cut Controls | 77 | 2700 | 0.0013 | 92 | 55 | 45 | 0.92 | Ambient | 50000 |  |  | 54000 | 0.1 | 20 | 20 | 0.28 | 0.27 | 0.25 | 0.24 | 0 | 0 | 0.31 | 0.3 | 0.3 | 0.24 | 0.04 | 0.01 | 0.18 | 0.18 | 0.18 | 0.18 | 0 | 0 | True |  | Non Federally-Regulated | 05/17/2019 |  | 05/22/2019
TorchStar Corp. | HLE | KDN-BA-19J-M15W-90-17A-30YYZ | Light Emitting Diode | Inseparable Luminaire | Edison Screw Base | Forward Phase Cut Controls | 77 | 3000 | 0.0013 | 92 | 55 | 45 | 0.92 | Ambient | 50000 |  |  | 54000 | 0.1 | 20 | 20 | 0.28 | 0.27 | 0.25 | 0.24 | 0 | 0 | 0.31 | 0.3 | 0.3 | 0.24 | 0.04 | 0.01 | 0.18 | 0.18 | 0.18 | 0.18 | 0 | 0 | True |  | Non Federally-Regulated | 05/17/2019 |  | 05/22/2019
TorchStar Corp. | HLE | KDN-BA-19J-M15W-90-17A-35YYZ | Light Emitting Diode | Inseparable Luminaire | Edison Screw Base | Forward Phase Cut Controls | 77 | 3500 | 0.0013 | 92 | 55 | 45 | 0.92 | Ambient | 50000 |  |  | 54000 | 0.1 | 20 | 20 | 0.28 | 0.27 | 0.25 | 0.24 | 0 | 0 | 0.31 | 0.3 | 0.3 | 0.24 | 0.04 | 0.01 | 0.18 | 0.18 | 0.18 | 0.18 | 0 | 0 | True |  | Non Federally-Regulated | 05/17/2019 |  | 05/22/2019
TorchStar Corp. | HLE | KDN-BA-19J-M15W-90-17A-40YYZ | Light Emitting Diode | Inseparable Luminaire | Edison Screw Base | Forward Phase Cut Controls | 77 | 4000 | 0.0013 | 92 | 55 | 45 | 0.92 | Ambient | 50000 |  |  | 54000 | 0.1 | 20 | 20 | 0.28 | 0.27 | 0.25 | 0.24 | 0 | 0 | 0.31 | 0.3 | 0.3 | 0.24 | 0.04 | 0.01 | 0.18 | 0.18 | 0.18 | 0.18 | 0 | 0 | True |  | Non Federally-Regulated | 05/17/2019 |  | 05/22/2019
Cordelia Lighting | Commercial Electric | CER730C**27 | Light Emitting Diode | Inseparable Luminaire | Quick Connect | Forward Phase Cut Controls | 83.8 | 2700 | 0.0006 | 90 | 50 | 300 | 0.9 | Ambient | 50000 |  |  | 50000 | 0.1 | 24 | 24 | 0.23 | 0.23 | 0.23 | 0.22 | 0.01 | 0.01 | 0.3 | 0.28 | 0.27 | 0.25 | 0.01 | 0.01 | 0.17 | 0.17 | 0.17 | 0.15 | 0.01 | 0.01 | True |  | Non Federally-Regulated | 05/22/2019 |  | 05/28/2019
Nora Lighting | ONYX | NOXAC-43***WW | Light Emitting Diode | Inseparable Luminaire | Direct Wired | Reverse Phase Cut Controls | 59.2 | 2650 | -0.0013 | 92 | 56 | 90 | 0.98 | Ambient | 36000 |  |  | 36000 | 0.06 | 22 | 22 | 0.01 | 0.01 | 0.01 | 0.01 | 0 | 0 | 0.22 | 0.22 | 0.22 | 0.2 | 0.02 | 0 | 0.36 | 0.35 | 0.36 | 0.29 | 0.04 | 0.01 | True |  | Non Federally-Regulated | 05/30/2019 |  | 06/07/2019
Nora Lighting | ONYX | NOXAC-563***WW | Light Emitting Diode | Inseparable Luminaire | Direct Wired | Reverse Phase Cut Controls | 66.7 | 2649 | -0.0021 | 92 | 58 | 88 | 0.98 | Ambient | 36000 |  |  | 36000 | 0.06 | 22 | 22 | 0.01 | 0.01 | 0.01 | 0 | 0 | 0 | 0.19 | 0.19 | 0.19 | 0.16 | 0.02 | 0 | 0.39 | 0.39 | 0.39 | 0.29 | 0.04 | 0.01 | True |  | Non Federally-Regulated | 05/30/2019 |  | 06/07/2019
WAC Lighting Co. | WAC Lighting | PD-76908-** | Light Emitting Diode | Inseparable Luminaire | Direct Wired | Reverse Phase Cut Controls | 70.2 | 3094 | -0.0008 | 92 | 72 | 420 | 0.99 | Ambient | 49500 | 0.97 | 1 |  | 0.05 | 22 | 21 | 0 | 0 | 0 | 0 | 0 | 0 | 0.01 | 0 | 0 | 0 | 0 | 0 | 0.03 | 0 | 0 | 0 | 0 | 0 | True |  | Non Federally-Regulated | 05/17/2019 |  | 06/07/2019
WAC Lighting Co. | WAC Lighting | PD-62913-** | Light Emitting Diode | Inseparable Luminaire | Direct Wired | Reverse Phase Cut Controls | 60.7 | 3018 | -0.0013 | 93 | 72 | 420 | 0.99 | Ambient | 49500 | 0.94 | 1 |  | 0.05 | 22 | 21 | 0 | 0 | 0 | 0 | 0 | 0 | 0.01 | 0 | 0 | 0 | 0 | 0 | 0.03 | 0 | 0 | 0 | 0 | 0 | True |  | Non Federally-Regulated | 05/17/2019 |  | 06/07/2019
Reggiani Lighting USA INC | REGGIANI | J8LH1A9DT | Light Emitting Diode | Inseparable Luminaire | Direct Wired | Forward Phase Cut Controls | 50 | 3000 | 0.0031 | 96 | 96 | 240 | 0.98 | Elevated | 55000 |  |  | 55000 | 0.01 | 20 | 20 | 0.02 | 0.01 | 0.01 | 0 | 0 | 0 | 0.21 | 0.2 | 0.17 | 0.03 | 0.01 | 0.01 | 0.18 | 0.16 | 0.13 | 0.03 | 0.01 | 0.01 | True |  | Non Federally-Regulated | 05/30/2019 |  | 06/11/2019
Reggiani Lighting USA INC | REGGIANI | J8LH1A9DT | Light Emitting Diode | Inseparable Luminaire | Direct Wired | Reverse Phase Cut Controls | 50 | 3000 | 0.0031 | 96 | 96 | 371 | 0.98 | Elevated | 55000 |  |  | 55000 | 0.01 | 20 | 20 | 0.03 | 0.02 | 0.01 | 0 | 0 | 0 | 0.03 | 0.01 | 0.01 | 0.01 | 0 | 0 | 0.02 | 0.01 | 0.01 | 0 | 0 | 0 | True |  | Non Federally-Regulated | 05/30/2019 |  | 06/11/2019
Reggiani Lighting USA INC | REGGIANI | J8MH1A9DT | Light Emitting Diode | Inseparable Luminaire | Direct Wired | Forward Phase Cut Controls | 50 | 3000 | 0.0031 | 96 | 96 | 240 | 0.98 | Elevated | 55000 |  |  | 55000 | 0.01 | 20 | 20 | 0.02 | 0.01 | 0.01 | 0 | 0 | 0 | 0.21 | 0.2 | 0.17 | 0.03 | 0.01 | 0.01 | 0.18 | 0.16 | 0.13 | 0.03 | 0.01 | 0.01 | True |  | Non Federally-Regulated | 05/30/2019 |  | 06/11/2019
Reggiani Lighting USA INC | REGGIANI | J8MH1A9DT | Light Emitting Diode | Inseparable Luminaire | Direct Wired | Reverse Phase Cut Controls | 50 | 3000 | 0.0031 | 96 | 96 | 371 | 0.98 | Elevated | 55000 |  |  | 55000 | 0.01 | 20 | 20 | 0.03 | 0.02 | 0.01 | 0 | 0 | 0 | 0.03 | 0.01 | 0.01 | 0.01 | 0 | 0 | 0.02 | 0.01 | 0.01 | 0 | 0 | 0 | True |  | Non Federally-Regulated | 05/30/2019 |  | 06/11/2019
Reggiani Lighting USA INC | REGGIANI | J8NH1A9DT | Light Emitting Diode | Inseparable Luminaire | Direct Wired | Forward Phase Cut Controls | 50 | 3000 | 0.0031 | 96 | 96 | 240 | 0.98 | Elevated | 55000 |  |  | 55000 | 0.01 | 20 | 20 | 0.02 | 0.01 | 0.01 | 0 | 0 | 0 | 0.21 | 0.2 | 0.17 | 0.03 | 0.01 | 0.01 | 0.18 | 0.16 | 0.13 | 0.03 | 0.01 | 0.01 | True |  | Non Federally-Regulated | 05/30/2019 |  | 06/11/2019
Reggiani Lighting USA INC | REGGIANI | J8NH1A9DT | Light Emitting Diode | Inseparable Luminaire | Direct Wired | Reverse Phase Cut Controls | 50 | 3000 | 0.0031 | 96 | 96 | 371 | 0.98 | Elevated | 55000 |  |  | 55000 | 0.01 | 20 | 20 | 0.03 | 0.02 | 0.01 | 0 | 0 | 0 | 0.03 | 0.01 | 0.01 | 0.01 | 0 | 0 | 0.02 | 0.01 | 0.01 | 0 | 0 | 0 | True |  | Non Federally-Regulated | 05/30/2019 |  | 06/11/2019
Reggiani Lighting USA INC | REGGIANI | J8PH1A9DT | Light Emitting Diode | Inseparable Luminaire | Direct Wired | Forward Phase Cut Controls | 50 | 3000 | 0.0031 | 96 | 96 | 240 | 0.98 | Elevated | 55000 |  |  | 55000 | 0.01 | 20 | 20 | 0.02 | 0.01 | 0.01 | 0 | 0 | 0 | 0.21 | 0.2 | 0.17 | 0.03 | 0.01 | 0.01 | 0.18 | 0.16 | 0.13 | 0.03 | 0.01 | 0.01 | True |  | Non Federally-Regulated | 05/30/2019 |  | 06/11/2019
Reggiani Lighting USA INC | REGGIANI | J8PH1A9DT | Light Emitting Diode | Inseparable Luminaire | Direct Wired | Reverse Phase Cut Controls | 50 | 3000 | 0.0031 | 96 | 96 | 371 | 0.98 | Elevated | 55000 |  |  | 55000 | 0.01 | 20 | 20 | 0.03 | 0.02 | 0.01 | 0 | 0 | 0 | 0.03 | 0.01 | 0.01 | 0.01 | 0 | 0 | 0.02 | 0.01 | 0.01 | 0 | 0 | 0 | True |  | Non Federally-Regulated | 05/30/2019 |  | 06/11/2019
Reggiani Lighting USA INC | REGGIANI | J8LH1B9DT | Light Emitting Diode | Inseparable Luminaire | Direct Wired | Forward Phase Cut Controls | 61.9 | 3000 | 0.0029 | 97 | 97 | 168 | 0.99 | Elevated | 55000 |  |  | 55000 | 0.01 | 20 | 20 | 0.31 | 0.34 | 0.33 | 0.07 | 0.02 | 0.01 | 0.2 | 0.19 | 0.17 | 0.04 | 0.01 | 0.01 | 0.15 | 0.14 | 0.11 | 0.02 | 0.01 | 0.01 | True |  | Non Federally-Regulated | 05/30/2019 |  | 06/11/2019
Reggiani Lighting USA INC | REGGIANI | J8LH1B9DT | Light Emitting Diode | Inseparable Luminaire | Direct Wired | Reverse Phase Cut Controls | 61.9 | 3000 | 0.0029 | 97 | 97 | 168 | 0.99 | Elevated | 55000 |  |  | 55000 | 0.01 | 19 | 18 | 0.07 | 0.03 | 0.03 | 0.01 | 0 | 0 | 0.05 | 0.02 | 0.01 | 0 | 0 | 0 | 0.03 | 0.01 | 0.01 | 0 | 0 | 0 | True |  | Non Federally-Regulated | 05/30/2019 |  | 06/11/2019
Reggiani Lighting USA INC | REGGIANI | J8MH1B9DT | Light Emitting Diode | Inseparable Luminaire | Direct Wired | Forward Phase Cut Controls | 61.9 | 3000 | 0.0029 | 97 | 97 | 168 | 0.99 | Elevated | 55000 |  |  | 55000 | 0.01 | 20 | 20 | 0.31 | 0.34 | 0.33 | 0.07 | 0.02 | 0.01 | 0.2 | 0.19 | 0.17 | 0.04 | 0.01 | 0.01 | 0.15 | 0.14 | 0.11 | 0.02 | 0.01 | 0.01 | True |  | Non Federally-Regulated | 05/30/2019 |  | 06/11/2019
Reggiani Lighting USA INC | REGGIANI | J8MH1B9DT | Light Emitting Diode | Inseparable Luminaire | Direct Wired | Reverse Phase Cut Controls | 61.9 | 3000 | 0.0029 | 97 | 97 | 168 | 0.99 | Elevated | 55000 |  |  | 55000 | 0.01 | 19 | 18 | 0.07 | 0.03 | 0.03 | 0.01 | 0 | 0 | 0.05 | 0.02 | 0.01 | 0 | 0 | 0 | 0.03 | 0.01 | 0.01 | 0 | 0 | 0 | True |  | Non Federally-Regulated | 05/30/2019 |  | 06/11/2019
Reggiani Lighting USA INC | REGGIANI | J8NH1B9DT | Light Emitting Diode | Inseparable Luminaire | Direct Wired | Forward Phase Cut Controls | 61.9 | 3000 | 0.0029 | 97 | 97 | 168 | 0.99 | Elevated | 55000 |  |  | 55000 | 0.01 | 20 | 20 | 0.31 | 0.34 | 0.33 | 0.07 | 0.02 | 0.01 | 0.2 | 0.19 | 0.17 | 0.04 | 0.01 | 0.01 | 0.15 | 0.14 | 0.11 | 0.02 | 0.01 | 0.01 | True |  | Non Federally-Regulated | 05/30/2019 |  | 06/11/2019
Reggiani Lighting USA INC | REGGIANI | J8NH1B9DT | Light Emitting Diode | Inseparable Luminaire | Direct Wired | Reverse Phase Cut Controls | 61.9 | 3000 | 0.0029 | 97 | 97 | 168 | 0.99 | Elevated | 55000 |  |  | 55000 | 0.01 | 19 | 18 | 0.07 | 0.03 | 0.03 | 0.01 | 0 | 0 | 0.05 | 0.02 | 0.01 | 0 | 0 | 0 | 0.03 | 0.01 | 0.01 | 0 | 0 | 0 | True |  | Non Federally-Regulated | 05/30/2019 |  | 06/11/2019
Reggiani Lighting USA INC | REGGIANI | J8PH1B9DT | Light Emitting Diode | Inseparable Luminaire | Direct Wired | Forward Phase Cut Controls | 61.9 | 3000 | 0.0029 | 97 | 97 | 168 | 0.99 | Elevated | 55000 |  |  | 55000 | 0.01 | 20 | 20 | 0.31 | 0.34 | 0.33 | 0.07 | 0.02 | 0.01 | 0.2 | 0.19 | 0.17 | 0.04 | 0.01 | 0.01 | 0.15 | 0.14 | 0.11 | 0.02 | 0.01 | 0.01 | True |  | Non Federally-Regulated | 05/30/2019 |  | 06/11/2019
Reggiani Lighting USA INC | REGGIANI | J8PH1B9DT | Light Emitting Diode | Inseparable Luminaire | Direct Wired | Reverse Phase Cut Controls | 61.9 | 3000 | 0.0029 | 97 | 97 | 168 | 0.99 | Elevated | 55000 |  |  | 55000 | 0.01 | 19 | 18 | 0.07 | 0.03 | 0.03 | 0.01 | 0 | 0 | 0.05 | 0.02 | 0.01 | 0 | 0 | 0 | 0.03 | 0.01 | 0.01 | 0 | 0 | 0 | True |  | Non Federally-Regulated | 05/30/2019 |  | 06/11/2019
Reggiani Lighting USA INC | REGGIANI | J8LH1B1HW | Light Emitting Diode | Inseparable Luminaire | Direct Wired | Forward Phase Cut Controls | 70.7 | 2700 | 0.0014 | 92 | 62 | 204 | 0.99 | Elevated | 55000 |  |  | 55000 | 0.01 | 20 | 20 | 0.23 | 0.2 | 0.19 | 0.03 | 0.01 | 0 | 0.25 | 0.24 | 0.21 | 0.04 | 0.01 | 0.01 | 0.21 | 0.2 | 0.16 | 0.02 | 0.01 | 0.01 | True |  | Non Federally-Regulated | 05/30/2019 |  | 06/11/2019
Reggiani Lighting USA INC | REGGIANI | J8LH1B1HW | Light Emitting Diode | Inseparable Luminaire | Direct Wired | Reverse Phase Cut Controls | 70.7 | 2700 | 0.0014 | 92 | 62 | 373 | 0.99 | Elevated | 55000 |  |  | 55000 | 0.01 | 20 | 20 | 0.04 | 0.02 | 0.02 | 0 | 0.01 | 0 | 0.03 | 0.01 | 0.01 | 0.01 | 0 | 0 | 0.01 | 0.01 | 0 | 0 | 0 | 0 | True |  | Non Federally-Regulated | 05/30/2019 |  | 06/11/2019
Reggiani Lighting USA INC | REGGIANI | J8LH1B1HW | Light Emitting Diode | Inseparable Luminaire | Direct Wired | 0-10 VDC Controls | 70.7 | 2700 | 0.0014 | 92 | 62 | 499 | 0.99 | Elevated | 55000 |  |  | 55000 | 0.02 | 20 | 20 | 0.04 | 0.02 | 0.01 | 0 | 0 | 0 | 0.19 | 0.02 | 0.01 | 0.01 | 0.01 | 0 | 0.16 | 0.05 | 0.02 | 0.01 | 0.01 | 0.01 | True |  | Non Federally-Regulated | 05/30/2019 |  | 06/11/2019
Reggiani Lighting USA INC | REGGIANI | J8MH1B1HW | Light Emitting Diode | Inseparable Luminaire | Direct Wired | Forward Phase Cut Controls | 70.7 | 2700 | 0.0014 | 92 | 62 | 204 | 0.99 | Elevated | 55000 |  |  | 55000 | 0.01 | 20 | 20 | 0.23 | 0.2 | 0.19 | 0.03 | 0.01 | 0 | 0.25 | 0.24 | 0.21 | 0.04 | 0.01 | 0.01 | 0.21 | 0.2 | 0.16 | 0.02 | 0.01 | 0.01 | True |  | Non Federally-Regulated | 05/30/2019 |  | 06/11/2019
Reggiani Lighting USA INC | REGGIANI | J8MH1B1HW | Light Emitting Diode | Inseparable Luminaire | Direct Wired | Reverse Phase Cut Controls | 70.7 | 2700 | 0.0014 | 92 | 62 | 373 | 0.99 | Elevated | 55000 |  |  | 55000 | 0.01 | 20 | 20 | 0.04 | 0.02 | 0.02 | 0 | 0.01 | 0 | 0.03 | 0.01 | 0.01 | 0.01 | 0 | 0 | 0.01 | 0.01 | 0 | 0 | 0 | 0 | True |  | Non Federally-Regulated | 05/30/2019 |  | 06/11/2019
Reggiani Lighting USA INC | REGGIANI | J8MH1B1HW | Light Emitting Diode | Inseparable Luminaire | Direct Wired | 0-10 VDC Controls | 70.7 | 2700 | 0.0014 | 92 | 62 | 499 | 0.99 | Elevated | 55000 |  |  | 55000 | 0.02 | 20 | 20 | 0.04 | 0.02 | 0.01 | 0 | 0 | 0 | 0.19 | 0.02 | 0.01 | 0.01 | 0.01 | 0 | 0.16 | 0.05 | 0.02 | 0.01 | 0.01 | 0.01 | True |  | Non Federally-Regulated | 05/30/2019 |  | 06/11/2019
Reggiani Lighting USA INC | REGGIANI | J8NH1B1HW | Light Emitting Diode | Inseparable Luminaire | Direct Wired | Forward Phase Cut Controls | 70.7 | 2700 | 0.0014 | 92 | 62 | 204 | 0.99 | Elevated | 55000 |  |  | 55000 | 0.01 | 20 | 20 | 0.23 | 0.2 | 0.19 | 0.03 | 0.01 | 0 | 0.25 | 0.24 | 0.21 | 0.04 | 0.01 | 0.01 | 0.21 | 0.2 | 0.16 | 0.02 | 0.01 | 0.01 | True |  | Non Federally-Regulated | 05/30/2019 |  | 06/11/2019
Reggiani Lighting USA INC | REGGIANI | J8NH1B1HW | Light Emitting Diode | Inseparable Luminaire | Direct Wired | Reverse Phase Cut Controls | 70.7 | 2700 | 0.0014 | 92 | 62 | 373 | 0.99 | Elevated | 55000 |  |  | 55000 | 0.01 | 20 | 20 | 0.04 | 0.02 | 0.02 | 0 | 0.01 | 0 | 0.03 | 0.01 | 0.01 | 0.01 | 0 | 0 | 0.01 | 0.01 | 0 | 0 | 0 | 0 | True |  | Non Federally-Regulated | 05/30/2019 |  | 06/11/2019
Reggiani Lighting USA INC | REGGIANI | J8NH1B1HW | Light Emitting Diode | Inseparable Luminaire | Direct Wired | 0-10 VDC Controls | 70.7 | 2700 | 0.0014 | 92 | 62 | 499 | 0.99 | Elevated | 55000 |  |  | 55000 | 0.02 | 20 | 20 | 0.04 | 0.02 | 0.01 | 0 | 0 | 0 | 0.19 | 0.02 | 0.01 | 0.01 | 0.01 | 0 | 0.16 | 0.05 | 0.02 | 0.01 | 0.01 | 0.01 | True |  | Non Federally-Regulated | 05/30/2019 |  | 06/11/2019
Reggiani Lighting USA INC | REGGIANI | J8PH1B1HW | Light Emitting Diode | Inseparable Luminaire | Direct Wired | Forward Phase Cut Controls | 70.7 | 2700 | 0.0014 | 92 | 62 | 204 | 0.99 | Elevated | 55000 |  |  | 55000 | 0.01 | 20 | 20 | 0.23 | 0.2 | 0.19 | 0.03 | 0.01 | 0 | 0.25 | 0.24 | 0.21 | 0.04 | 0.01 | 0.01 | 0.21 | 0.2 | 0.16 | 0.02 | 0.01 | 0.01 | True |  | Non Federally-Regulated | 05/30/2019 |  | 06/11/2019
Reggiani Lighting USA INC | REGGIANI | J8PH1B1HW | Light Emitting Diode | Inseparable Luminaire | Direct Wired | Reverse Phase Cut Controls | 70.7 | 2700 | 0.0014 | 92 | 62 | 373 | 0.99 | Elevated | 55000 |  |  | 55000 | 0.01 | 20 | 20 | 0.04 | 0.02 | 0.02 | 0 | 0.01 | 0 | 0.03 | 0.01 | 0.01 | 0.01 | 0 | 0 | 0.01 | 0.01 | 0 | 0 | 0 | 0 | True |  | Non Federally-Regulated | 05/30/2019 |  | 06/11/2019
Reggiani Lighting USA INC | REGGIANI | J8PH1B1HW | Light Emitting Diode | Inseparable Luminaire | Direct Wired | 0-10 VDC Controls | 70.7 | 2700 | 0.0014 | 92 | 62 | 499 | 0.99 | Elevated | 55000 |  |  | 55000 | 0.02 | 20 | 20 | 0.04 | 0.02 | 0.01 | 0 | 0 | 0 | 0.19 | 0.02 | 0.01 | 0.01 | 0.01 | 0 | 0.16 | 0.05 | 0.02 | 0.01 | 0.01 | 0.01 | True |  | Non Federally-Regulated | 05/30/2019 |  | 06/11/2019
Reggiani Lighting USA INC | REGGIANI | J8LH1B1HQ | Light Emitting Diode | Inseparable Luminaire | Direct Wired | Forward Phase Cut Controls | 70.7 | 3000 | 0.0014 | 92 | 62 | 204 | 0.99 | Elevated | 55000 |  |  | 55000 | 0.01 | 20 | 20 | 0.23 | 0.2 | 0.19 | 0.03 | 0.01 | 0 | 0.25 | 0.24 | 0.21 | 0.04 | 0.01 | 0.01 | 0.21 | 0.2 | 0.16 | 0.02 | 0.01 | 0.01 | True |  | Non Federally-Regulated | 05/30/2019 |  | 06/11/2019
Reggiani Lighting USA INC | REGGIANI | J8LH1B1HQ | Light Emitting Diode | Inseparable Luminaire | Direct Wired | Reverse Phase Cut Controls | 70.7 | 3000 | 0.0014 | 92 | 62 | 373 | 0.99 | Elevated | 55000 |  |  | 55000 | 0.01 | 20 | 20 | 0.04 | 0.02 | 0.02 | 0 | 0.01 | 0 | 0.03 | 0.01 | 0.01 | 0.01 | 0 | 0 | 0.01 | 0.01 | 0 | 0 | 0 | 0 | True |  | Non Federally-Regulated | 05/30/2019 |  | 06/11/2019
Reggiani Lighting USA INC | REGGIANI | J8LH1B1HQ | Light Emitting Diode | Inseparable Luminaire | Direct Wired | 0-10 VDC Controls | 70.7 | 3000 | 0.0014 | 92 | 62 | 499 | 0.99 | Elevated | 55000 |  |  | 55000 | 0.02 | 20 | 20 | 0.04 | 0.02 | 0.01 | 0 | 0 | 0 | 0.19 | 0.02 | 0.01 | 0.01 | 0.01 | 0 | 0.16 | 0.05 | 0.02 | 0.01 | 0.01 | 0.01 | True |  | Non Federally-Regulated | 05/30/2019 |  | 06/11/2019
Reggiani Lighting USA INC | REGGIANI | J8MH1B1HQ | Light Emitting Diode | Inseparable Luminaire | Direct Wired | Forward Phase Cut Controls | 70.7 | 3000 | 0.0014 | 92 | 62 | 204 | 0.99 | Elevated | 55000 |  |  | 55000 | 0.01 | 20 | 20 | 0.23 | 0.2 | 0.19 | 0.03 | 0.01 | 0 | 0.25 | 0.24 | 0.21 | 0.04 | 0.01 | 0.01 | 0.21 | 0.2 | 0.16 | 0.02 | 0.01 | 0.01 | True |  | Non Federally-Regulated | 05/30/2019 |  | 06/11/2019
Reggiani Lighting USA INC | REGGIANI | J8MH1B1HQ | Light Emitting Diode | Inseparable Luminaire | Direct Wired | Reverse Phase Cut Controls | 70.7 | 3000 | 0.0014 | 92 | 62 | 373 | 0.99 | Elevated | 55000 |  |  | 55000 | 0.01 | 20 | 20 | 0.04 | 0.02 | 0.02 | 0 | 0.01 | 0 | 0.03 | 0.01 | 0.01 | 0.01 | 0 | 0 | 0.01 | 0.01 | 0 | 0 | 0 | 0 | True |  | Non Federally-Regulated | 05/30/2019 |  | 06/11/2019
Reggiani Lighting USA INC | REGGIANI | J8MH1B1HQ | Light Emitting Diode | Inseparable Luminaire | Direct Wired | 0-10 VDC Controls | 70.7 | 3000 | 0.0014 | 92 | 62 | 499 | 0.99 | Elevated | 55000 |  |  | 55000 | 0.02 | 20 | 20 | 0.04 | 0.02 | 0.01 | 0 | 0 | 0 | 0.19 | 0.02 | 0.01 | 0.01 | 0.01 | 0 | 0.16 | 0.05 | 0.02 | 0.01 | 0.01 | 0.01 | True |  | Non Federally-Regulated | 05/30/2019 |  | 06/11/2019
Reggiani Lighting USA INC | REGGIANI | J8NH1B1HQ | Light Emitting Diode | Inseparable Luminaire | Direct Wired | Forward Phase Cut Controls | 70.7 | 3000 | 0.0014 | 92 | 62 | 204 | 0.99 | Elevated | 55000 |  |  | 55000 | 0.01 | 20 | 20 | 0.23 | 0.2 | 0.19 | 0.03 | 0.01 | 0 | 0.25 | 0.24 | 0.21 | 0.04 | 0.01 | 0.01 | 0.21 | 0.2 | 0.16 | 0.02 | 0.01 | 0.01 | True |  | Non Federally-Regulated | 05/30/2019 |  | 06/11/2019
Reggiani Lighting USA INC | REGGIANI | J8NH1B1HQ | Light Emitting Diode | Inseparable Luminaire | Direct Wired | Reverse Phase Cut Controls | 70.7 | 3000 | 0.0014 | 92 | 62 | 373 | 0.99 | Elevated | 55000 |  |  | 55000 | 0.01 | 20 | 20 | 0.04 | 0.02 | 0.02 | 0 | 0.01 | 0 | 0.03 | 0.01 | 0.01 | 0.01 | 0 | 0 | 0.01 | 0.01 | 0 | 0 | 0 | 0 | True |  | Non Federally-Regulated | 05/30/2019 |  | 06/11/2019
Reggiani Lighting USA INC | REGGIANI | J8NH1B1HQ | Light Emitting Diode | Inseparable Luminaire | Direct Wired | 0-10 VDC Controls | 70.7 | 3000 | 0.0014 | 92 | 62 | 499 | 0.99 | Elevated | 55000 |  |  | 55000 | 0.02 | 20 | 20 | 0.04 | 0.02 | 0.01 | 0 | 0 | 0 | 0.19 | 0.02 | 0.01 | 0.01 | 0.01 | 0 | 0.16 | 0.05 | 0.02 | 0.01 | 0.01 | 0.01 | True |  | Non Federally-Regulated | 05/30/2019 |  | 06/11/2019
Reggiani Lighting USA INC | REGGIANI | J8PH1B1HQ | Light Emitting Diode | Inseparable Luminaire | Direct Wired | Forward Phase Cut Controls | 70.7 | 3000 | 0.0014 | 92 | 62 | 204 | 0.99 | Elevated | 55000 |  |  | 55000 | 0.01 | 20 | 20 | 0.23 | 0.2 | 0.19 | 0.03 | 0.01 | 0 | 0.25 | 0.24 | 0.21 | 0.04 | 0.01 | 0.01 | 0.21 | 0.2 | 0.16 | 0.02 | 0.01 | 0.01 | True |  | Non Federally-Regulated | 05/30/2019 |  | 06/11/2019
Reggiani Lighting USA INC | REGGIANI | J8PH1B1HQ | Light Emitting Diode | Inseparable Luminaire | Direct Wired | Reverse Phase Cut Controls | 70.7 | 3000 | 0.0014 | 92 | 62 | 373 | 0.99 | Elevated | 55000 |  |  | 55000 | 0.01 | 20 | 20 | 0.04 | 0.02 | 0.02 | 0 | 0.01 | 0 | 0.03 | 0.01 | 0.01 | 0.01 | 0 | 0 | 0.01 | 0.01 | 0 | 0 | 0 | 0 | True |  | Non Federally-Regulated | 05/30/2019 |  | 06/11/2019
Reggiani Lighting USA INC | REGGIANI | J8PH1B1HQ | Light Emitting Diode | Inseparable Luminaire | Direct Wired | 0-10 VDC Controls | 70.7 | 3000 | 0.0014 | 92 | 62 | 499 | 0.99 | Elevated | 55000 |  |  | 55000 | 0.02 | 20 | 20 | 0.04 | 0.02 | 0.01 | 0 | 0 | 0 | 0.19 | 0.02 | 0.01 | 0.01 | 0.01 | 0 | 0.16 | 0.05 | 0.02 | 0.01 | 0.01 | 0.01 | True |  | Non Federally-Regulated | 05/30/2019 |  | 06/11/2019
Reggiani Lighting USA INC | REGGIANI | J8LC0FKHW | Light Emitting Diode | Inseparable Luminaire | Direct Wired | 0-10 VDC Controls | 84.1 | 2700 | 0.0018 | 92 | 55 | 495 | 0.99 | Elevated | 54000 |  |  | 54000 | 0.01 | 20 | 20 | 0.07 | 0.05 | 0.01 | 0 | 0 | 0 | 0.08 | 0.01 | 0.01 | 0.01 | 0.01 | 0.01 | 0.2 | 0.02 | 0.02 | 0.01 | 0.01 | 0.01 | True |  | Non Federally-Regulated | 05/30/2019 |  | 06/11/2019
Reggiani Lighting USA INC | REGGIANI | J8MC0FKHW | Light Emitting Diode | Inseparable Luminaire | Direct Wired | 0-10 VDC Controls | 84.1 | 2700 | 0.0018 | 92 | 55 | 495 | 0.99 | Elevated | 54000 |  |  | 54000 | 0.01 | 20 | 20 | 0.07 | 0.05 | 0.01 | 0 | 0 | 0 | 0.08 | 0.01 | 0.01 | 0.01 | 0.01 | 0.01 | 0.2 | 0.02 | 0.02 | 0.01 | 0.01 | 0.01 | True |  | Non Federally-Regulated | 05/30/2019 |  | 06/11/2019
Reggiani Lighting USA INC | REGGIANI | J8NC0FKHW | Light Emitting Diode | Inseparable Luminaire | Direct Wired | 0-10 VDC Controls | 84.1 | 2700 | 0.0018 | 92 | 55 | 495 | 0.99 | Elevated | 54000 |  |  | 54000 | 0.01 | 20 | 20 | 0.07 | 0.05 | 0.01 | 0 | 0 | 0 | 0.08 | 0.01 | 0.01 | 0.01 | 0.01 | 0.01 | 0.2 | 0.02 | 0.02 | 0.01 | 0.01 | 0.01 | True |  | Non Federally-Regulated | 05/30/2019 |  | 06/11/2019
Reggiani Lighting USA INC | REGGIANI | J8PC0FKHW | Light Emitting Diode | Inseparable Luminaire | Direct Wired | 0-10 VDC Controls | 84.1 | 2700 | 0.0018 | 92 | 55 | 495 | 0.99 | Elevated | 54000 |  |  | 54000 | 0.01 | 20 | 20 | 0.07 | 0.05 | 0.01 | 0 | 0 | 0 | 0.08 | 0.01 | 0.01 | 0.01 | 0.01 | 0.01 | 0.2 | 0.02 | 0.02 | 0.01 | 0.01 | 0.01 | True |  | Non Federally-Regulated | 05/30/2019 |  | 06/11/2019
Reggiani Lighting USA INC | REGGIANI | J8LC0FKHQ | Light Emitting Diode | Inseparable Luminaire | Direct Wired | 0-10 VDC Controls | 84.1 | 3000 | 0.0018 | 92 | 55 | 495 | 0.99 | Elevated | 54000 |  |  | 54000 | 0.01 | 20 | 20 | 0.07 | 0.05 | 0.01 | 0 | 0 | 0 | 0.08 | 0.01 | 0.01 | 0.01 | 0.01 | 0.01 | 0.2 | 0.02 | 0.02 | 0.01 | 0.01 | 0.01 | True |  | Non Federally-Regulated | 05/30/2019 |  | 06/11/2019
Reggiani Lighting USA INC | REGGIANI | J8MC0FKHQ | Light Emitting Diode | Inseparable Luminaire | Direct Wired | 0-10 VDC Controls | 84.1 | 3000 | 0.0018 | 92 | 55 | 495 | 0.99 | Elevated | 54000 |  |  | 54000 | 0.01 | 20 | 20 | 0.07 | 0.05 | 0.01 | 0 | 0 | 0 | 0.08 | 0.01 | 0.01 | 0.01 | 0.01 | 0.01 | 0.2 | 0.02 | 0.02 | 0.01 | 0.01 | 0.01 | True |  | Non Federally-Regulated | 05/30/2019 |  | 06/11/2019
Reggiani Lighting USA INC | REGGIANI | J8NC0FKHQ | Light Emitting Diode | Inseparable Luminaire | Direct Wired | 0-10 VDC Controls | 84.1 | 3000 | 0.0018 | 92 | 55 | 495 | 0.99 | Elevated | 54000 |  |  | 54000 | 0.01 | 20 | 20 | 0.07 | 0.05 | 0.01 | 0 | 0 | 0 | 0.08 | 0.01 | 0.01 | 0.01 | 0.01 | 0.01 | 0.2 | 0.02 | 0.02 | 0.01 | 0.01 | 0.01 | True |  | Non Federally-Regulated | 05/30/2019 |  | 06/11/2019
Reggiani Lighting USA INC | REGGIANI | J8PC0FKHQ | Light Emitting Diode | Inseparable Luminaire | Direct Wired | 0-10 VDC Controls | 84.1 | 3000 | 0.0018 | 92 | 55 | 495 | 0.99 | Elevated | 54000 |  |  | 54000 | 0.01 | 20 | 20 | 0.07 | 0.05 | 0.01 | 0 | 0 | 0 | 0.08 | 0.01 | 0.01 | 0.01 | 0.01 | 0.01 | 0.2 | 0.02 | 0.02 | 0.01 | 0.01 | 0.01 | True |  | Non Federally-Regulated | 05/30/2019 |  | 06/11/2019
Reggiani Lighting USA INC | REGGIANI | J8LC0LKHW | Light Emitting Diode | Inseparable Luminaire | Direct Wired | 0-10 VDC Controls | 78 | 2700 | 0.002 | 92 | 54 | 475 | 0.99 | Elevated | 54000 |  |  | 54000 | 0.02 | 20 | 20 | 0.2 | 0.02 | 0.01 | 0.01 | 0.01 | 0.01 | 0.06 | 0.04 | 0.01 | 0.01 | 0 | 0 | 0.17 | 0.04 | 0.01 | 0.01 | 0.01 | 0.01 | True |  | Non Federally-Regulated | 05/30/2019 |  | 06/11/2019
Reggiani Lighting USA INC | REGGIANI | J8MC0LKHW | Light Emitting Diode | Inseparable Luminaire | Direct Wired | 0-10 VDC Controls | 78 | 2700 | 0.002 | 92 | 54 | 475 | 0.99 | Elevated | 54000 |  |  | 54000 | 0.02 | 20 | 20 | 0.2 | 0.02 | 0.01 | 0.01 | 0.01 | 0.01 | 0.06 | 0.04 | 0.01 | 0.01 | 0 | 0 | 0.17 | 0.04 | 0.01 | 0.01 | 0.01 | 0.01 | True |  | Non Federally-Regulated | 05/30/2019 |  | 06/11/2019
Reggiani Lighting USA INC | REGGIANI | J8NC0LKHW | Light Emitting Diode | Inseparable Luminaire | Direct Wired | 0-10 VDC Controls | 78 | 2700 | 0.002 | 92 | 54 | 475 | 0.99 | Elevated | 54000 |  |  | 54000 | 0.02 | 20 | 20 | 0.2 | 0.02 | 0.01 | 0.01 | 0.01 | 0.01 | 0.06 | 0.04 | 0.01 | 0.01 | 0 | 0 | 0.17 | 0.04 | 0.01 | 0.01 | 0.01 | 0.01 | True |  | Non Federally-Regulated | 05/30/2019 |  | 06/11/2019
Reggiani Lighting USA INC | REGGIANI | J8PC0LKHW | Light Emitting Diode | Inseparable Luminaire | Direct Wired | 0-10 VDC Controls | 78 | 2700 | 0.002 | 92 | 54 | 475 | 0.99 | Elevated | 54000 |  |  | 54000 | 0.02 | 20 | 20 | 0.2 | 0.02 | 0.01 | 0.01 | 0.01 | 0.01 | 0.06 | 0.04 | 0.01 | 0.01 | 0 | 0 | 0.17 | 0.04 | 0.01 | 0.01 | 0.01 | 0.01 | True |  | Non Federally-Regulated | 05/30/2019 |  | 06/11/2019
Reggiani Lighting USA INC | REGGIANI | J8LC0LKHQ | Light Emitting Diode | Inseparable Luminaire | Direct Wired | 0-10 VDC Controls | 78 | 3000 | 0.002 | 92 | 54 | 475 | 0.99 | Elevated | 54000 |  |  | 54000 | 0.02 | 20 | 20 | 0.2 | 0.02 | 0.01 | 0.01 | 0.01 | 0.01 | 0.06 | 0.04 | 0.01 | 0.01 | 0 | 0 | 0.17 | 0.04 | 0.01 | 0.01 | 0.01 | 0.01 | True |  | Non Federally-Regulated | 05/30/2019 |  | 06/11/2019
Reggiani Lighting USA INC | REGGIANI | J8MC0LKHQ | Light Emitting Diode | Inseparable Luminaire | Direct Wired | 0-10 VDC Controls | 78 | 3000 | 0.002 | 92 | 54 | 475 | 0.99 | Elevated | 54000 |  |  | 54000 | 0.02 | 20 | 20 | 0.2 | 0.02 | 0.01 | 0.01 | 0.01 | 0.01 | 0.06 | 0.04 | 0.01 | 0.01 | 0 | 0 | 0.17 | 0.04 | 0.01 | 0.01 | 0.01 | 0.01 | True |  | Non Federally-Regulated | 05/30/2019 |  | 06/11/2019
Reggiani Lighting USA INC | REGGIANI | J8NC0LKHQ | Light Emitting Diode | Inseparable Luminaire | Direct Wired | 0-10 VDC Controls | 78 | 3000 | 0.002 | 92 | 54 | 475 | 0.99 | Elevated | 54000 |  |  | 54000 | 0.02 | 20 | 20 | 0.2 | 0.02 | 0.01 | 0.01 | 0.01 | 0.01 | 0.06 | 0.04 | 0.01 | 0.01 | 0 | 0 | 0.17 | 0.04 | 0.01 | 0.01 | 0.01 | 0.01 | True |  | Non Federally-Regulated | 05/30/2019 |  | 06/11/2019
Reggiani Lighting USA INC | REGGIANI | J8PC0LKHQ | Light Emitting Diode | Inseparable Luminaire | Direct Wired | 0-10 VDC Controls | 78 | 3000 | 0.002 | 92 | 54 | 475 | 0.99 | Elevated | 54000 |  |  | 54000 | 0.02 | 20 | 20 | 0.2 | 0.02 | 0.01 | 0.01 | 0.01 | 0.01 | 0.06 | 0.04 | 0.01 | 0.01 | 0 | 0 | 0.17 | 0.04 | 0.01 | 0.01 | 0.01 | 0.01 | True |  | Non Federally-Regulated | 05/30/2019 |  | 06/11/2019
Optic Arts | Optic Arts | FLEXDC.40.**.24.22 | Light Emitting Diode | Inseparable Luminaire | Direct Wired | 0-10 VDC Controls | 101.5 | 2966 | 0.0024 | 95 | 62 | 294 | 1 | Ambient | 36000 |  |  | 36000 | 0.01 | 16 | 16 | 0.03 | 0.01 | 0.01 | 0.01 | 0 | 0 | 1 | 1 | 0.09 | 0.05 | 0.03 | 0.01 | 1 | 1 | 0.1 | 0.07 | 0.06 | 0.01 | True |  | Non Federally-Regulated | 05/23/2018 |  | 06/12/2019
Optic Arts | Optic Arts | FLEXDC.40.**.24.88 | Light Emitting Diode | Inseparable Luminaire | Direct Wired | 0-10 VDC Controls | 71.8 | 2432 | 0.0014 | 95 | 71 | 244 | 1 | Ambient | 36000 |  |  | 36000 | 0.01 | 16 | 16 | 0.01 | 0.01 | 0 | 0 | 0 | 0 | 0.98 | 1 | 0.19 | 0.09 | 0.05 | 0.02 | 0.98 | 1 | 0.2 | 0.1 | 0.05 | 0.03 | True |  | Non Federally-Regulated | 05/23/2018 |  | 06/12/2019
MaxLite | MaxLite | EFF4B10D927 | Light Emitting Diode | Decorative Lamp | Edison Screw Base | Forward Phase Cut Controls | 81.8 | 2700 | 0.0003 | 93 | 58 | 55 | 0.91 | Elevated | 15000 | 0.889 | 1 |  | 0.1 | 21 | 21 | 0.04 | 0.04 | 0.04 | 0.03 | 0 | 0 | 0.05 | 0.04 | 0.04 | 0.03 | 0.02 | 0.01 | 0.05 | 0.04 | 0.03 | 0.03 | 0.02 | 0.01 | True |  | Non Federally-Regulated | 05/14/2019 |  | 06/28/2019
SAVE ENERGY LED AUTHORITY CORPORATION | 90+ Lighting | SE-RCU03.1113 | Light Emitting Diode | Directional Lamp | Edison Screw Base | Forward Phase Cut Controls | 85.4 | 2700 | 0.0009 | 93 | 57 | 57 | 0.9 | Elevated | 25000 | 0.93 | 1 |  | 0.1 | 21 | 21 | 0.22 | 0.22 | 0.22 | 0.2 | 0.02 | 0.42 | 0.2 | 0.21 | 0.21 | 0.17 | 0.03 | 0.01 | 0.16 | 0.17 | 0.17 | 0.13 | 0.03 | 0.01 | True |  | Non Federally-Regulated | 10/11/2018 |  | 07/15/2019
D.G.K-LIGHT LIGHTING Co., LTD. | Candex Lighting | M85027 | Light Emitting Diode | Decorative Lamp | Edison Screw Base | Forward Phase Cut Controls | 89.8 | 2695 | -0.0005 | 95 | 76 | 261 | 0.93 | Ambient | 25000 | 0.943 | 1 |  | 0.04 | 19 | 22 | 0.02 | 0.06 | 0.03 | 0.02 | 0.01 | 0.01 | 0.02 | 0.15 | 0.08 | 0.05 | 0.02 | 0.02 | 0.01 | 0.34 | 0.2 | 0.14 | 0.06 | 0.03 | True |  | Non Federally-Regulated | 07/31/2019 |  | 08/01/2019
MaxLite | MaxLite | MLFPDE1030 | Light Emitting Diode | Inseparable Luminaire | Direct Wired | Forward Phase Cut Controls | 77.7 | 3000 | -0.0017 | 97 | 92 | 120 | 0.9 | Ambient | 50000 |  |  | 54000 | 0.1 | 21 | 22 | 0.01 | 0.01 | 0 | 0 | 0 | 0 | 0.07 | 0.07 | 0.04 | 0.03 | 0.01 | 0.01 | 0.13 | 0.12 | 0.08 | 0.05 | 0.01 | 0.01 | True |  | Non Federally-Regulated | 04/04/2017 |  | 08/29/2019
STAR MOUNT ENTERPRISE LIMITED | Progress Lighting | P300290-***-30 | Light Emitting Diode | Inseparable Luminaire | Direct Wired | Forward Phase Cut Controls | 53.7 | 2978 | -0.0004 | 92 | 54 | 335 | 0.99 | Ambient | 50000 |  | 1 | 50000 | 0.01 | 17 | 18 | 0.29 | 0.28 | 0.26 | 0.25 | 0.01 | 0 | 0.25 | 0.24 | 0.25 | 0.19 | 0.01 | 0 | 0.11 | 0.11 | 0.11 | 0.08 | 0.01 | 0.01 | True | False | Non Federally-Regulated | 08/23/2019 |  | 09/05/2019
STAR MOUNT ENTERPRISE LIMITED | Progress Lighting | P300291-***-30 | Light Emitting Diode | Inseparable Luminaire | Direct Wired | Forward Phase Cut Controls | 53.6 | 2976 | -0.0005 | 92 | 54 | 335 | 0.99 | Ambient | 50000 |  | 1 | 50000 | 0.02 | 17 | 17 | 0.23 | 0.22 | 0.22 | 0.2 | 0 | 0 | 0.26 | 0.25 | 0.26 | 0.2 | 0.01 | 0.01 | 0.16 | 0.15 | 0.14 | 0.1 | 0.01 | 0.01 | True | False | Non Federally-Regulated | 08/23/2019 |  | 09/05/2019
STAR MOUNT ENTERPRISE LIMITED | Progress Lighting | P300292-***-30 | Light Emitting Diode | Inseparable Luminaire | Direct Wired | Forward Phase Cut Controls | 53.6 | 2959 | -0.0006 | 92 | 54 | 321 | 0.99 | Ambient | 50000 |  | 1 | 50000 | 0.02 | 17 | 17 | 0.23 | 0.22 | 0.21 | 0.2 | 0 | 0 | 0.26 | 0.26 | 0.26 | 0.21 | 0.02 | 0.02 | 0.16 | 0.16 | 0.16 | 0.13 | 0.04 | 0.04 | True | False | Non Federally-Regulated | 08/23/2019 |  | 09/05/2019
Panasonic Manufacturing (Beijing) Co., Ltd. | Panasonic | MLFPDE1030-P | Light Emitting Diode | Inseparable Luminaire | Direct Wired | Forward Phase Cut Controls | 84.1 | 3029 | -0.0031 | 97 | 87 | 83 | 0.95 | Ambient | 50000 |  |  | 60000 | 0.1 | 22 | 21 | 0.03 | 0.03 | 0.02 | 0.01 | 0 | 0 | 0.1 | 0.08 | 0.05 | 0.04 | 0 | 0 | 0.16 | 0.12 | 0.09 | 0.05 | 0 | 0 | True |  | Non Federally-Regulated | 12/07/2018 |  | 09/06/2019
Bartco Lighting | Barto | 15W/LED/OMNID/30K | Light Emitting Diode | Inseparable Luminaire | Direct Wired | 0-10 VDC Controls | 93.5 | 3000 | 0.0019 | 95 | 78 | 190 | 1 | Ambient | 50000 |  | 1 | 60000 | 0.01 | 20 | 20 | 0.01 | 0.03 | 0.03 | 0 | 0 | 0 | 0.02 | 0.02 | 0.01 | 0.01 | 0 | 0 | 0.09 | 0.09 | 0.07 | 0.06 | 0 | 0 | True | False | Non Federally-Regulated | 09/05/2019 |  | 09/06/2019
Bartco Lighting | Barto | BLT210 | Light Emitting Diode | Inseparable Luminaire | Direct Wired | 0-10 VDC Controls | 93.5 | 3000 | 0.0019 | 95 | 78 | 190 | 1 | Ambient | 50000 |  | 1 | 60000 | 0.01 | 20 | 20 | 0.01 | 0.03 | 0.03 | 0 | 0 | 0 | 0.02 | 0.02 | 0.01 | 0.01 | 0 | 0 | 0.09 | 0.09 | 0.07 | 0.06 | 0 | 0 | True | False | Non Federally-Regulated | 09/06/2019 |  | 09/06/2019
STAR MOUNT ENTERPRISE LIMITED | Progress Lighting | P300239-***-30 | Light Emitting Diode | Inseparable Luminaire | Direct Wired | Forward Phase Cut Controls | 87.8 | 3031 | 0.0006 | 92 | 54 | 279 | 0.99 | Ambient | 50000 | 0.914 | 1 | 54000 | 0.03 | 17 | 18 | 0.18 | 0.17 | 0.16 | 0.14 | 0 | 0 | 0.23 | 0.22 | 0.21 | 0.17 | 0 | 0 | 0.14 | 0.13 | 0.12 | 0.08 | 0 | 0 | True | False | Non Federally-Regulated | 09/03/2019 |  | 09/10/2019
STAR MOUNT ENTERPRISE LIMITED | Progress Lighting | P300239-***-40 | Light Emitting Diode | Inseparable Luminaire | Direct Wired | Forward Phase Cut Controls | 87.8 | 3821 | 0.0006 | 92 | 54 | 279 | 0.99 | Ambient | 50000 | 0.914 | 1 | 54000 | 0.03 | 17 | 18 | 0.18 | 0.17 | 0.16 | 0.14 | 0 | 0 | 0.23 | 0.22 | 0.21 | 0.17 | 0 | 0 | 0.14 | 0.13 | 0.12 | 0.08 | 0 | 0 | True | False | Non Federally-Regulated | 09/03/2019 |  | 09/10/2019
STAR MOUNT ENTERPRISE LIMITED | Progress Lighting | P300240-***-30 | Light Emitting Diode | Inseparable Luminaire | Direct Wired | Forward Phase Cut Controls | 92.8 | 3053 | 0.0015 | 94 | 68 | 85 | 0.99 | Ambient | 50000 | 0.914 | 1 | 54000 | 0.03 | 19 | 19 | 0.21 | 0.21 | 0.21 | 0.21 | 0 | 0 | 0.23 | 0.23 | 0.22 | 0.2 | 0.01 | 0 | 0.11 | 0.1 | 0.1 | 0.08 | 0.01 | 0.01 | True | False | Non Federally-Regulated | 09/03/2019 |  | 09/10/2019
STAR MOUNT ENTERPRISE LIMITED | Progress Lighting | P300240-***-40 | Light Emitting Diode | Inseparable Luminaire | Direct Wired | Forward Phase Cut Controls | 92.8 | 3713 | 0.0015 | 94 | 68 | 85 | 0.99 | Ambient | 50000 | 0.914 | 1 | 54000 | 0.03 | 19 | 19 | 0.21 | 0.21 | 0.21 | 0.21 | 0 | 0 | 0.23 | 0.23 | 0.22 | 0.2 | 0.01 | 0 | 0.11 | 0.1 | 0.1 | 0.08 | 0.01 | 0.01 | True | False | Non Federally-Regulated | 09/03/2019 |  | 09/10/2019
SAVE ENERGY LED AUTHORITY CORPORATION | 90+ Lighting | SE-RCU01.1107-B | Light Emitting Diode | Directional Lamp | Edison Screw Base | Forward Phase Cut Controls | 82.7 | 2700 | 0.0008 | 92 | 55 | 51 | 0.9 | Elevated | 25000 | 0.93 | 1 |  | 0.1 | 20 | 23 | 0.3 | 0.3 | 0.3 | 0.29 | 0.02 | 0.62 | 0.31 | 0.31 | 0.31 | 0.26 | 0.03 | 0.01 | 0.23 | 0.23 | 0.23 | 0.18 | 0.03 | 0.02 | True |  | Non Federally-Regulated | 10/11/2018 |  | 09/18/2019
Acuity Brands Lighting | Juno Lighting | WF4E LED 30K 90CRI MW | Light Emitting Diode | Inseparable Luminaire | Direct Wired | Forward Phase Cut Controls | 69 | 3090 | 0.0026 | 92 | 56 | 298 | 0.95 | Ambient | 54000 |  | 1 | 54000 | 0.01 | 18 | 18 | 0.25 | 0.22 | 0.21 | 0.01 | 0 | 0 | 0.26 | 0.24 | 0.21 | 0.03 | 0 | 0 | 0.18 | 0.14 | 0.11 | 0.01 | 0.01 | 0 | True | False | Non Federally-Regulated | 09/23/2019 |  | 10/09/2019
Acuity Brands Lighting | Juno Lighting | WF4E LED 35K 90CRI MW | Light Emitting Diode | Inseparable Luminaire | Direct Wired | Forward Phase Cut Controls | 69 | 3090 | 0.0026 | 92 | 56 | 298 | 0.95 | Ambient | 54000 |  | 1 | 54000 | 0.01 | 18 | 18 | 0.25 | 0.22 | 0.21 | 0.01 | 0 | 0 | 0.26 | 0.24 | 0.21 | 0.03 | 0 | 0 | 0.18 | 0.14 | 0.11 | 0.01 | 0.01 | 0 | True | False | Non Federally-Regulated | 09/23/2019 |  | 10/09/2019
Acuity Brands Lighting | Juno Lighting | WF4E LED 40K 90CRI MW | Light Emitting Diode | Inseparable Luminaire | Direct Wired | Forward Phase Cut Controls | 69 | 3090 | 0.0026 | 92 | 56 | 298 | 0.95 | Ambient | 54000 |  | 1 | 54000 | 0.01 | 18 | 18 | 0.25 | 0.22 | 0.21 | 0.01 | 0 | 0 | 0.26 | 0.24 | 0.21 | 0.03 | 0 | 0 | 0.18 | 0.14 | 0.11 | 0.01 | 0.01 | 0 | True | False | Non Federally-Regulated | 09/23/2019 |  | 10/09/2019
Acuity Brands Lighting | Juno Lighting | WF4E LED 30K 90CRI MW | Light Emitting Diode | Inseparable Luminaire | Direct Wired | Reverse Phase Cut Controls | 69 | 3090 | 0.0026 | 92 | 56 | 298 | 0.95 | Ambient | 54000 |  | 1 | 54000 | 0.04 | 18 | 17 | 0.2 | 0.19 | 0.19 | 0.03 | 0.01 | 0 | 0.24 | 0.24 | 0.2 | 0.04 | 0.01 | 0.01 | 0.18 | 0.14 | 0.11 | 0.02 | 0.01 | 0 | True | False | Non Federally-Regulated | 09/23/2019 |  | 10/09/2019
Acuity Brands Lighting | Juno Lighting | WF4E LED 35K 90CRI MW | Light Emitting Diode | Inseparable Luminaire | Direct Wired | Reverse Phase Cut Controls | 69 | 3090 | 0.0026 | 92 | 56 | 298 | 0.95 | Ambient | 54000 |  | 1 | 54000 | 0.04 | 18 | 17 | 0.2 | 0.19 | 0.19 | 0.03 | 0.01 | 0 | 0.24 | 0.24 | 0.2 | 0.04 | 0.01 | 0.01 | 0.18 | 0.14 | 0.11 | 0.02 | 0.01 | 0 | True | False | Non Federally-Regulated | 09/23/2019 |  | 10/09/2019
Acuity Brands Lighting | Juno Lighting | WF4E LED 40K 90CRI MW | Light Emitting Diode | Inseparable Luminaire | Direct Wired | Reverse Phase Cut Controls | 69 | 3090 | 0.0026 | 92 | 56 | 298 | 0.95 | Ambient | 54000 |  | 1 | 54000 | 0.04 | 18 | 17 | 0.2 | 0.19 | 0.19 | 0.03 | 0.01 | 0 | 0.24 | 0.24 | 0.2 | 0.04 | 0.01 | 0.01 | 0.18 | 0.14 | 0.11 | 0.02 | 0.01 | 0 | True | False | Non Federally-Regulated | 09/23/2019 |  | 10/09/2019
Acuity Brands Lighting | Juno Lighting | WF6E LED 30K 90CRI MW | Light Emitting Diode | Inseparable Luminaire | Direct Wired | Forward Phase Cut Controls | 68.9 | 3065 | 0.0021 | 92 | 57 | 289 | 0.94 | Ambient | 54000 |  | 1 | 54000 | 0.01 | 22 | 22 | 0.2 | 0.17 | 0.16 | 0 | 0 | 0 | 0.21 | 0.21 | 0.16 | 0.02 | 0.01 | 0 | 0.14 | 0.12 | 0.09 | 0.01 | 0.01 | 0.01 | True | False | Non Federally-Regulated | 09/23/2019 |  | 10/09/2019
Acuity Brands Lighting | Juno Lighting | WF6E LED 35K 90CRI MW | Light Emitting Diode | Inseparable Luminaire | Direct Wired | Forward Phase Cut Controls | 68.9 | 3065 | 0.0021 | 92 | 57 | 289 | 0.94 | Ambient | 54000 |  | 1 | 54000 | 0.01 | 22 | 22 | 0.2 | 0.17 | 0.16 | 0 | 0 | 0 | 0.21 | 0.21 | 0.16 | 0.02 | 0.01 | 0 | 0.14 | 0.12 | 0.09 | 0.01 | 0.01 | 0.01 | True | False | Non Federally-Regulated | 09/23/2019 |  | 10/09/2019
Acuity Brands Lighting | Juno Lighting | WF6E LED 40K 90CRI MW | Light Emitting Diode | Inseparable Luminaire | Direct Wired | Forward Phase Cut Controls | 68.9 | 3065 | 0.0021 | 92 | 57 | 289 | 0.94 | Ambient | 54000 |  | 1 | 54000 | 0.01 | 22 | 22 | 0.2 | 0.17 | 0.16 | 0 | 0 | 0 | 0.21 | 0.21 | 0.16 | 0.02 | 0.01 | 0 | 0.14 | 0.12 | 0.09 | 0.01 | 0.01 | 0.01 | True | False | Non Federally-Regulated | 09/23/2019 |  | 10/09/2019
Acuity Brands Lighting | Juno Lighting | WF6E LED 30K 90CRI MW | Light Emitting Diode | Inseparable Luminaire | Direct Wired | Reverse Phase Cut Controls | 68.9 | 3065 | 0.0021 | 92 | 57 | 289 | 0.94 | Ambient | 54000 |  | 1 | 54000 | 0.05 | 23 | 21 | 0.18 | 0.15 | 0.15 | 0.02 | 0.01 | 0 | 0.2 | 0.22 | 0.16 | 0.04 | 0.01 | 0 | 0.13 | 0.12 | 0.09 | 0.02 | 0.01 | 0 | True | False | Non Federally-Regulated | 09/23/2019 |  | 10/09/2019
Acuity Brands Lighting | Juno Lighting | WF6E LED 35K 90CRI MW | Light Emitting Diode | Inseparable Luminaire | Direct Wired | Reverse Phase Cut Controls | 68.9 | 3065 | 0.0021 | 92 | 57 | 289 | 0.94 | Ambient | 54000 |  | 1 | 54000 | 0.05 | 23 | 21 | 0.18 | 0.15 | 0.15 | 0.02 | 0.01 | 0 | 0.2 | 0.22 | 0.16 | 0.04 | 0.01 | 0 | 0.13 | 0.12 | 0.09 | 0.02 | 0.01 | 0 | True | False | Non Federally-Regulated | 09/23/2019 |  | 10/09/2019
Acuity Brands Lighting | Juno Lighting | WF6E LED 40K 90CRI MW | Light Emitting Diode | Inseparable Luminaire | Direct Wired | Reverse Phase Cut Controls | 68.9 | 3065 | 0.0021 | 92 | 57 | 289 | 0.94 | Ambient | 54000 |  | 1 | 54000 | 0.05 | 23 | 21 | 0.18 | 0.15 | 0.15 | 0.02 | 0.01 | 0 | 0.2 | 0.22 | 0.16 | 0.04 | 0.01 | 0 | 0.13 | 0.12 | 0.09 | 0.02 | 0.01 | 0 | True | False | Non Federally-Regulated | 09/23/2019 |  | 10/09/2019
Panasonic Lighting(Beijing) Co.,Ltd | Panasonic | MLFPDE1030-P | Light Emitting Diode | Inseparable Luminaire | Direct Wired | Forward Phase Cut Controls | 70 | 3029 | -0.0031 | 97 | 87 | 83 | 0.95 | Ambient | 50000 |  | 1 | 60000 | 0.1 | 22 | 21 | 0.03 | 0.03 | 0.02 | 0.01 | 0 | 0 | 0.1 | 0.08 | 0.05 | 0.04 | 0 | 0 | 0.16 | 0.12 | 0.09 | 0.05 | 0 | 0 | True | False | Non Federally-Regulated | 09/06/2019 |  | 10/11/2019
Panasonic Manufacturing (Beijing) Co., Ltd. | Panasonic | MLFPDE1030-P | Light Emitting Diode | Inseparable Luminaire | Direct Wired | Forward Phase Cut Controls | 70 | 3029 | -0.0031 | 97 | 87 | 83 | 0.95 | Ambient | 50000 |  | 1 | 60000 | 0.1 | 22 | 21 | 0.03 | 0.03 | 0.02 | 0.01 | 0 | 0 | 0.1 | 0.08 | 0.05 | 0.04 | 0 | 0 | 0.16 | 0.12 | 0.09 | 0.05 | 0 | 0 | True | False | Non Federally-Regulated | 09/06/2019 |  | 10/15/2019
Soraa, Inc. | Soraa Brilliant | SM16-07-36D-827-H1 | Light Emitting Diode | Small Diameter Directional Lam | Pin Base | Forward Phase Cut Controls | 85.1 | 2706 | 0.0003 | 92 | 56 | 10 | 0.93 | Elevated | 25000 | 0.966 | 1 |  | 0.07 | 16 | 16 | 0.3 | 0.03 | 0.02 | 0.02 | 0.01 | 0.01 | 0.22 | 0.03 | 0.02 | 0.01 | 0.01 | 0.01 | 1 | 0.27 | 0.15 | 0.13 | 0.09 | 0.07 | True | True | Non Federally-Regulated | 10/17/2019 |  | 10/24/2019
Soraa, Inc. | Soraa Brilliant | SM16-07-25D-827-H1 | Light Emitting Diode | Small Diameter Directional Lam | Pin Base | Forward Phase Cut Controls | 85.1 | 2706 | 0.0003 | 92 | 56 | 10 | 0.93 | Elevated | 25000 | 0.966 | 1 |  | 0.07 | 16 | 16 | 0.3 | 0.03 | 0.02 | 0.02 | 0.01 | 0.01 | 0.22 | 0.03 | 0.02 | 0.01 | 0.01 | 0.01 | 1 | 0.27 | 0.15 | 0.13 | 0.09 | 0.07 | True | True | Non Federally-Regulated | 10/17/2019 |  | 10/24/2019
MaxLite | MaxLite | 11P30D927FL/JA8 | Light Emitting Diode | Directional Lamp | Edison Screw Base | Forward Phase Cut Controls | 95.6 | 2700 | 0.0001 | 92 | 55 | 28 | 0.96 | Elevated | 25000 | 0.928 | 1 |  | 0.1 | 21 | 21 | 0.25 | 0.25 | 0.24 | 0.23 | 0 | 0 | 0.22 | 0.22 | 0.22 | 0.18 | 0 | 0 | 0.17 | 0.17 | 0.17 | 0.14 | 0.01 | 0 | True |  | Non Federally-Regulated | 06/26/2019 |  | 10/30/2019
MaxLite | MaxLite | 11P30D930FL/JA8 | Light Emitting Diode | Directional Lamp | Edison Screw Base | Forward Phase Cut Controls | 103.4 | 3000 | 0.0001 | 92 | 54 | 28 | 0.96 | Elevated | 25000 | 0.928 | 1 |  | 0.1 | 21 | 21 | 0.25 | 0.25 | 0.24 | 0.23 | 0 | 0 | 0.22 | 0.22 | 0.22 | 0.18 | 0 | 0 | 0.17 | 0.17 | 0.17 | 0.14 | 0.01 | 0 | True |  | Non Federally-Regulated | 06/26/2019 |  | 10/30/2019
MaxLite | MaxLite | 11P30LND927FL/JA8 | Light Emitting Diode | Directional Lamp | Edison Screw Base | Forward Phase Cut Controls | 91.5 | 2700 | -0.0008 | 92 | 54 | 22 | 0.96 | Elevated | 25000 | 0.927 | 1 |  | 0.1 | 21 | 21 | 0.24 | 0.23 | 0.22 | 0.21 | 0 | 0 | 0.21 | 0.21 | 0.21 | 0.17 | 0.01 | 0 | 0.16 | 0.16 | 0.16 | 0.13 | 0.01 | 0 | True |  | Non Federally-Regulated | 06/26/2019 |  | 10/30/2019
MaxLite | MaxLite | 11P30LND930FL/JA8 | Light Emitting Diode | Directional Lamp | Edison Screw Base | Forward Phase Cut Controls | 100.9 | 3000 | -0.0006 | 92 | 54 | 22 | 0.96 | Elevated | 25000 | 0.927 | 1 |  | 0.1 | 21 | 21 | 0.24 | 0.23 | 0.22 | 0.21 | 0 | 0 | 0.21 | 0.21 | 0.21 | 0.17 | 0.01 | 0 | 0.16 | 0.16 | 0.16 | 0.13 | 0.01 | 0 | True |  | Non Federally-Regulated | 06/26/2019 |  | 10/30/2019
Nora Lighting | ONYX | NOXAC-43***WW | Light Emitting Diode | Inseparable Luminaire | Direct Wired | Reverse Phase Cut Controls | 59.2 | 2650 | -0.0013 | 92 | 56 | 90 | 0.98 | Ambient | 50000 |  |  | 50000 | 0.06 | 22 | 22 | 0.01 | 0.01 | 0.01 | 0.01 | 0 | 0 | 0.22 | 0.22 | 0.22 | 0.2 | 0.02 | 0 | 0.36 | 0.35 | 0.36 | 0.29 | 0.04 | 0.01 | True |  | Non Federally-Regulated | 06/07/2019 |  | 10/30/2019
Nora Lighting | ONYX | NOXAC-563***WW | Light Emitting Diode | Inseparable Luminaire | Direct Wired | Reverse Phase Cut Controls | 66.7 | 2649 | -0.0021 | 92 | 58 | 88 | 0.98 | Ambient | 50000 |  |  | 50000 | 0.06 | 22 | 22 | 0.01 | 0.01 | 0.01 | 0 | 0 | 0 | 0.19 | 0.19 | 0.19 | 0.16 | 0.02 | 0 | 0.39 | 0.39 | 0.39 | 0.29 | 0.04 | 0.01 | True |  | Non Federally-Regulated | 06/07/2019 |  | 10/30/2019
Leedarson Lighting Co., Ltd | Keystone | KT-LED6PAR20-F-927 | Light Emitting Diode | Directional Lamp | Edison Screw Base | Forward Phase Cut Controls | 96.1 | 2700 | 0.001 | 94 | 54 | 178 | 0.94 | Elevated | 25000 | 0.923 | 1 |  | 0.1 | 22 | 22 | 0.21 | 0.2 | 0.19 | 0.18 | 0.05 | 0.02 | 0.29 | 0.26 | 0.26 | 0.21 | 0.05 | 0.02 | 0.26 | 0.24 | 0.25 | 0.19 | 0.06 | 0.02 | True | True | Non Federally-Regulated | 10/09/2019 |  | 11/01/2019
Leedarson Lighting Co., Ltd | Keystone | KT-LED6PAR20-F-930 | Light Emitting Diode | Directional Lamp | Edison Screw Base | Forward Phase Cut Controls | 96.1 | 3000 | 0.001 | 94 | 54 | 178 | 0.94 | Elevated | 25000 | 0.923 | 1 |  | 0.1 | 22 | 22 | 0.21 | 0.2 | 0.19 | 0.18 | 0.05 | 0.02 | 0.29 | 0.26 | 0.26 | 0.21 | 0.05 | 0.02 | 0.26 | 0.24 | 0.25 | 0.19 | 0.06 | 0.02 | True | True | Non Federally-Regulated | 10/09/2019 |  | 11/01/2019
Leedarson Lighting Co., Ltd | Keystone | KT-LED6PAR20-F-940 | Light Emitting Diode | Directional Lamp | Edison Screw Base | Forward Phase Cut Controls | 101.1 | 4000 | 0.0004 | 92 | 65 | 175 | 0.93 | Elevated | 25000 | 0.926 | 1 |  | 0.1 | 22 | 22 | 0.24 | 0.2 | 0.19 | 0.19 | 0.04 | 0.01 | 0.27 | 0.27 | 0.27 | 0.22 | 0.05 | 0.02 | 0.25 | 0.24 | 0.25 | 0.19 | 0.05 | 0.02 | True | True | Non Federally-Regulated | 10/09/2019 |  | 11/01/2019
Leedarson Lighting Co., Ltd | Keystone | KT-LED9.5PAR30S-NF-927 | Light Emitting Diode | Directional Lamp | Edison Screw Base | Forward Phase Cut Controls | 102.1 | 2700 | -0.0005 | 92 | 55 | 37 | 0.95 | Elevated | 40000 | 0.952 | 1 |  | 0.1 | 21 | 21 | 0.2 | 0.19 | 0.18 | 0.18 | 0.05 | 0.02 | 0.2 | 0.17 | 0.17 | 0.14 | 0.03 | 0.01 | 0.2 | 0.14 | 0.15 | 0.11 | 0.03 | 0.01 | True | True | Non Federally-Regulated | 10/09/2019 |  | 11/01/2019
Leedarson Lighting Co., Ltd | Keystone | KT-LED9.5PAR30S-NF-930 | Light Emitting Diode | Directional Lamp | Edison Screw Base | Forward Phase Cut Controls | 102.1 | 3000 | -0.0005 | 92 | 55 | 37 | 0.95 | Elevated | 40000 | 0.952 | 1 |  | 0.1 | 21 | 21 | 0.2 | 0.19 | 0.18 | 0.18 | 0.05 | 0.02 | 0.2 | 0.17 | 0.17 | 0.14 | 0.03 | 0.01 | 0.2 | 0.14 | 0.15 | 0.11 | 0.03 | 0.01 | True | True | Non Federally-Regulated | 10/09/2019 |  | 11/01/2019
Leedarson Lighting Co., Ltd | Keystone | KT-LED9.5PAR30S-NF-940 | Light Emitting Diode | Directional Lamp | Edison Screw Base | Forward Phase Cut Controls | 110.1 | 4000 | 0.0029 | 92 | 67 | 42 | 0.95 | Elevated | 40000 | 0.949 | 1 |  | 0.1 | 22 | 22 | 0.22 | 0.21 | 0.2 | 0.2 | 0.05 | 0.02 | 0.21 | 0.19 | 0.19 | 0.15 | 0.04 | 0.01 | 0.2 | 0.14 | 0.14 | 0.11 | 0.03 | 0.01 | True | True | Non Federally-Regulated | 10/09/2019 |  | 11/01/2019
Leedarson Lighting Co., Ltd | Keystone | KT-LED9.5PAR30S-F-927 | Light Emitting Diode | Directional Lamp | Edison Screw Base | Forward Phase Cut Controls | 100.8 | 2700 | -0.0008 | 92 | 56 | 40 | 0.95 | Elevated | 40000 | 0.95 | 1 |  | 0.1 | 22 | 21 | 0.21 | 0.2 | 0.2 | 0.19 | 0.03 | 0.01 | 0.2 | 0.17 | 0.17 | 0.13 | 0.03 | 0.01 | 0.18 | 0.13 | 0.13 | 0.11 | 0.02 | 0 | True | True | Non Federally-Regulated | 10/09/2019 |  | 11/01/2019
Leedarson Lighting Co., Ltd | Keystone | KT-LED9.5PAR30S-F-930 | Light Emitting Diode | Directional Lamp | Edison Screw Base | Forward Phase Cut Controls | 100.8 | 3000 | -0.0008 | 92 | 56 | 40 | 0.95 | Elevated | 40000 | 0.95 | 1 |  | 0.1 | 22 | 21 | 0.21 | 0.2 | 0.2 | 0.19 | 0.03 | 0.01 | 0.2 | 0.17 | 0.17 | 0.13 | 0.03 | 0.01 | 0.18 | 0.13 | 0.13 | 0.11 | 0.02 | 0 | True | True | Non Federally-Regulated | 10/09/2019 |  | 11/01/2019
Leedarson Lighting Co., Ltd | Keystone | KT-LED9.5PAR30S-F-940 | Light Emitting Diode | Directional Lamp | Edison Screw Base | Forward Phase Cut Controls | 109.2 | 4000 | 0.0029 | 92 | 68 | 41 | 0.95 | Elevated | 40000 | 0.952 | 1 |  | 0.1 | 21 | 21 | 0.22 | 0.22 | 0.22 | 0.21 | 0.03 | 0 | 0.21 | 0.19 | 0.19 | 0.15 | 0.04 | 0.02 | 0.2 | 0.14 | 0.14 | 0.1 | 0.02 | 0.01 | True | True | Non Federally-Regulated | 10/09/2019 |  | 11/01/2019
Leedarson Lighting Co., Ltd | Keystone | KT-LED9.5PAR30-F-927 | Light Emitting Diode | Directional Lamp | Edison Screw Base | Forward Phase Cut Controls | 101.7 | 2700 | -0.0007 | 92 | 56 | 39 | 0.95 | Elevated | 40000 | 0.953 | 1 |  | 0.1 | 22 | 21 | 0.23 | 0.24 | 0.23 | 0.22 | 0.04 | 0.01 | 0.29 | 0.26 | 0.26 | 0.22 | 0.04 | 0 | 0.27 | 0.23 | 0.23 | 0.18 | 0.04 | 0.02 | True | True | Non Federally-Regulated | 10/09/2019 |  | 11/01/2019
Leedarson Lighting Co., Ltd | Keystone | KT-LED9.5PAR30-F-930 | Light Emitting Diode | Directional Lamp | Edison Screw Base | Forward Phase Cut Controls | 101.7 | 3000 | -0.0007 | 92 | 56 | 39 | 0.95 | Elevated | 40000 | 0.953 | 1 |  | 0.1 | 22 | 21 | 0.23 | 0.24 | 0.23 | 0.22 | 0.04 | 0.01 | 0.29 | 0.26 | 0.26 | 0.22 | 0.04 | 0 | 0.27 | 0.23 | 0.23 | 0.18 | 0.04 | 0.02 | True | True | Non Federally-Regulated | 10/09/2019 |  | 11/01/2019
Leedarson Lighting Co., Ltd | Keystone | KT-LED9.5PAR30-F-940 | Light Emitting Diode | Directional Lamp | Edison Screw Base | Forward Phase Cut Controls | 111 | 4000 | 0.0003 | 92 | 68 | 38 | 0.95 | Elevated | 40000 | 0.955 | 1 |  | 0.1 | 21 | 21 | 0.25 | 0.24 | 0.24 | 0.23 | 0.05 | 0.02 | 0.27 | 0.27 | 0.27 | 0.21 | 0.07 | 0.02 | 0.22 | 0.2 | 0.2 | 0.16 | 0.02 | 0.01 | True | True | Non Federally-Regulated | 10/09/2019 |  | 11/01/2019
Leedarson Lighting Co., Ltd | Keystone | KT-LED11.5PAR38-NF-927 | Light Emitting Diode | Directional Lamp | Edison Screw Base | Forward Phase Cut Controls | 97.8 | 2700 | -0.0005 | 92 | 55 | 39 | 0.96 | Elevated | 25000 | 0.928 | 1 |  | 0.1 | 21 | 21 | 0.23 | 0.23 | 0.22 | 0.21 | 0.03 | 0.01 | 0.28 | 0.25 | 0.26 | 0.22 | 0.03 | 0.01 | 0.26 | 0.2 | 0.21 | 0.16 | 0.03 | 0.01 | True | True | Non Federally-Regulated | 10/09/2019 |  | 11/01/2019
Leedarson Lighting Co., Ltd | Keystone | KT-LED11.5PAR38-NF-930 | Light Emitting Diode | Directional Lamp | Edison Screw Base | Forward Phase Cut Controls | 97.8 | 3000 | -0.0005 | 92 | 55 | 39 | 0.96 | Elevated | 25000 | 0.928 | 1 |  | 0.1 | 21 | 21 | 0.23 | 0.23 | 0.22 | 0.21 | 0.03 | 0.01 | 0.28 | 0.25 | 0.26 | 0.22 | 0.03 | 0.01 | 0.26 | 0.2 | 0.21 | 0.16 | 0.03 | 0.01 | True | True | Non Federally-Regulated | 10/09/2019 |  | 11/01/2019
Leedarson Lighting Co., Ltd | Keystone | KT-LED11.5PAR38-NF-940 | Light Emitting Diode | Directional Lamp | Edison Screw Base | Forward Phase Cut Controls | 105.1 | 4000 | 0.0027 | 92 | 67 | 39 | 0.96 | Elevated | 25000 | 0.926 | 1 |  | 0.1 | 21 | 21 | 0.24 | 0.24 | 0.23 | 0.23 | 0.04 | 0.01 | 0.27 | 0.27 | 0.28 | 0.22 | 0.07 | 0.02 | 0.2 | 0.2 | 0.2 | 0.15 | 0.05 | 0.02 | True | True | Non Federally-Regulated | 10/09/2019 |  | 11/01/2019
Leedarson Lighting Co., Ltd | Keystone | KT-LED11.5PAR38-F-927 | Light Emitting Diode | Directional Lamp | Edison Screw Base | Forward Phase Cut Controls | 99.3 | 2700 | -0.0008 | 92 | 55 | 40 | 0.96 | Elevated | 25000 | 0.926 | 1 |  | 0.1 | 21 | 21 | 0.22 | 0.22 | 0.22 | 0.21 | 0.04 | 0.01 | 0.28 | 0.25 | 0.26 | 0.21 | 0.05 | 0.01 | 0.26 | 0.21 | 0.21 | 0.17 | 0.04 | 0.01 | True | True | Non Federally-Regulated | 10/09/2019 |  | 11/01/2019
Leedarson Lighting Co., Ltd | Keystone | KT-LED11.5PAR38-F-930 | Light Emitting Diode | Directional Lamp | Edison Screw Base | Forward Phase Cut Controls | 99.3 | 3000 | -0.0008 | 92 | 55 | 40 | 0.96 | Elevated | 25000 | 0.926 | 1 |  | 0.1 | 21 | 21 | 0.22 | 0.22 | 0.22 | 0.21 | 0.04 | 0.01 | 0.28 | 0.25 | 0.26 | 0.21 | 0.05 | 0.01 | 0.26 | 0.21 | 0.21 | 0.17 | 0.04 | 0.01 | True | True | Non Federally-Regulated | 10/09/2019 |  | 11/01/2019
Leedarson Lighting Co., Ltd | Keystone | KT-LED11.5PAR38-F-940 | Light Emitting Diode | Directional Lamp | Edison Screw Base | Forward Phase Cut Controls | 107.3 | 4000 | 0.0019 | 92 | 67 | 40 | 0.96 | Elevated | 25000 | 0.924 | 1 |  | 0.1 | 21 | 21 | 0.24 | 0.24 | 0.23 | 0.22 | 0.07 | 0.02 | 0.27 | 0.27 | 0.27 | 0.22 | 0.08 | 0.03 | 0.2 | 0.2 | 0.19 | 0.15 | 0.03 | 0.01 | True | True | Non Federally-Regulated | 10/09/2019 |  | 11/01/2019
Leedarson Lighting Co., Ltd | Keystone | KT-LED6PAR20-F-927 | Light Emitting Diode | Directional Lamp | Edison Screw Base | Forward Phase Cut Controls | 96.1 | 2700 | 0.001 | 94 | 54 | 178 | 0.94 | Elevated | 25000 | 0.923 | 1 |  | 0.1 | 22 | 22 | 0.21 | 0.2 | 0.19 | 0.18 | 0.05 | 0.02 | 0.29 | 0.26 | 0.26 | 0.21 | 0.05 | 0.02 | 0.26 | 0.24 | 0.25 | 0.19 | 0.06 | 0.02 | True | True | Non Federally-Regulated | 11/01/2019 |  | 11/05/2019
Leedarson Lighting Co., Ltd | Keystone | KT-LED6PAR20-F-930 | Light Emitting Diode | Directional Lamp | Edison Screw Base | Forward Phase Cut Controls | 96.1 | 3000 | 0.001 | 94 | 54 | 178 | 0.94 | Elevated | 25000 | 0.923 | 1 |  | 0.1 | 22 | 22 | 0.21 | 0.2 | 0.19 | 0.18 | 0.05 | 0.02 | 0.29 | 0.26 | 0.26 | 0.21 | 0.05 | 0.02 | 0.26 | 0.24 | 0.25 | 0.19 | 0.06 | 0.02 | True | True | Non Federally-Regulated | 11/01/2019 |  | 11/05/2019
Leedarson Lighting Co., Ltd | Keystone | KT-LED6PAR20-F-940 | Light Emitting Diode | Directional Lamp | Edison Screw Base | Forward Phase Cut Controls | 101.1 | 4000 | 0.0004 | 92 | 65 | 175 | 0.93 | Elevated | 25000 | 0.926 | 1 |  | 0.1 | 22 | 22 | 0.24 | 0.2 | 0.19 | 0.19 | 0.04 | 0.01 | 0.27 | 0.27 | 0.27 | 0.22 | 0.05 | 0.02 | 0.25 | 0.24 | 0.25 | 0.19 | 0.05 | 0.02 | True | True | Non Federally-Regulated | 11/01/2019 |  | 11/05/2019
Leedarson Lighting Co., Ltd | Keystone | KT-LED9.5PAR30S-NF-927 | Light Emitting Diode | Directional Lamp | Edison Screw Base | Forward Phase Cut Controls | 102.1 | 2700 | -0.0005 | 92 | 55 | 37 | 0.95 | Elevated | 40000 | 0.952 | 1 |  | 0.1 | 21 | 21 | 0.2 | 0.19 | 0.18 | 0.18 | 0.05 | 0.02 | 0.2 | 0.17 | 0.17 | 0.14 | 0.03 | 0.01 | 0.2 | 0.14 | 0.15 | 0.11 | 0.03 | 0.01 | True | True | Non Federally-Regulated | 11/01/2019 |  | 11/05/2019
Leedarson Lighting Co., Ltd | Keystone | KT-LED9.5PAR30S-NF-930 | Light Emitting Diode | Directional Lamp | Edison Screw Base | Forward Phase Cut Controls | 102.1 | 3000 | -0.0005 | 92 | 55 | 37 | 0.95 | Elevated | 40000 | 0.952 | 1 |  | 0.1 | 21 | 21 | 0.2 | 0.19 | 0.18 | 0.18 | 0.05 | 0.02 | 0.2 | 0.17 | 0.17 | 0.14 | 0.03 | 0.01 | 0.2 | 0.14 | 0.15 | 0.11 | 0.03 | 0.01 | True | True | Non Federally-Regulated | 11/01/2019 |  | 11/05/2019
Leedarson Lighting Co., Ltd | Keystone | KT-LED9.5PAR30S-NF-940 | Light Emitting Diode | Directional Lamp | Edison Screw Base | Forward Phase Cut Controls | 110.1 | 4000 | 0.0029 | 92 | 67 | 42 | 0.95 | Elevated | 40000 | 0.949 | 1 |  | 0.1 | 22 | 22 | 0.22 | 0.21 | 0.2 | 0.2 | 0.05 | 0.02 | 0.21 | 0.19 | 0.19 | 0.15 | 0.04 | 0.01 | 0.2 | 0.14 | 0.14 | 0.11 | 0.03 | 0.01 | True | True | Non Federally-Regulated | 11/01/2019 |  | 11/05/2019
Leedarson Lighting Co., Ltd | Keystone | KT-LED9.5PAR30S-F-927 | Light Emitting Diode | Directional Lamp | Edison Screw Base | Forward Phase Cut Controls | 100.8 | 2700 | -0.0008 | 92 | 56 | 40 | 0.95 | Elevated | 40000 | 0.95 | 1 |  | 0.1 | 22 | 21 | 0.21 | 0.2 | 0.2 | 0.19 | 0.03 | 0.01 | 0.2 | 0.17 | 0.17 | 0.13 | 0.03 | 0.01 | 0.18 | 0.13 | 0.13 | 0.11 | 0.02 | 0 | True | True | Non Federally-Regulated | 11/01/2019 |  | 11/05/2019
Leedarson Lighting Co., Ltd | Keystone | KT-LED9.5PAR30S-F-930 | Light Emitting Diode | Directional Lamp | Edison Screw Base | Forward Phase Cut Controls | 100.8 | 3000 | -0.0008 | 92 | 56 | 40 | 0.95 | Elevated | 40000 | 0.95 | 1 |  | 0.1 | 22 | 21 | 0.21 | 0.2 | 0.2 | 0.19 | 0.03 | 0.01 | 0.2 | 0.17 | 0.17 | 0.13 | 0.03 | 0.01 | 0.18 | 0.13 | 0.13 | 0.11 | 0.02 | 0 | True | True | Non Federally-Regulated | 11/01/2019 |  | 11/05/2019
Leedarson Lighting Co., Ltd | Keystone | KT-LED9.5PAR30S-F-940 | Light Emitting Diode | Directional Lamp | Edison Screw Base | Forward Phase Cut Controls | 109.2 | 4000 | 0.0029 | 92 | 68 | 41 | 0.95 | Elevated | 40000 | 0.952 | 1 |  | 0.1 | 21 | 21 | 0.22 | 0.22 | 0.22 | 0.21 | 0.03 | 0 | 0.21 | 0.19 | 0.19 | 0.15 | 0.04 | 0.02 | 0.2 | 0.14 | 0.14 | 0.1 | 0.02 | 0.01 | True | True | Non Federally-Regulated | 11/01/2019 |  | 11/05/2019
Leedarson Lighting Co., Ltd | Keystone | KT-LED9.5PAR30-F-927 | Light Emitting Diode | Directional Lamp | Edison Screw Base | Forward Phase Cut Controls | 101.7 | 2700 | -0.0007 | 92 | 56 | 39 | 0.95 | Elevated | 40000 | 0.953 | 1 |  | 0.1 | 22 | 21 | 0.23 | 0.24 | 0.23 | 0.22 | 0.04 | 0.01 | 0.29 | 0.26 | 0.26 | 0.22 | 0.04 | 0 | 0.27 | 0.23 | 0.23 | 0.18 | 0.04 | 0.02 | True | True | Non Federally-Regulated | 11/01/2019 |  | 11/05/2019
Leedarson Lighting Co., Ltd | Keystone | KT-LED9.5PAR30-F-930 | Light Emitting Diode | Directional Lamp | Edison Screw Base | Forward Phase Cut Controls | 101.7 | 3000 | -0.0007 | 92 | 56 | 39 | 0.95 | Elevated | 40000 | 0.953 | 1 |  | 0.1 | 22 | 21 | 0.23 | 0.24 | 0.23 | 0.22 | 0.04 | 0.01 | 0.29 | 0.26 | 0.26 | 0.22 | 0.04 | 0 | 0.27 | 0.23 | 0.23 | 0.18 | 0.04 | 0.02 | True | True | Non Federally-Regulated | 11/01/2019 |  | 11/05/2019
Leedarson Lighting Co., Ltd | Keystone | KT-LED9.5PAR30-F-940 | Light Emitting Diode | Directional Lamp | Edison Screw Base | Forward Phase Cut Controls | 111 | 4000 | 0.0003 | 92 | 68 | 38 | 0.95 | Elevated | 40000 | 0.955 | 1 |  | 0.1 | 21 | 21 | 0.25 | 0.24 | 0.24 | 0.23 | 0.05 | 0.02 | 0.27 | 0.27 | 0.27 | 0.21 | 0.07 | 0.02 | 0.22 | 0.2 | 0.2 | 0.16 | 0.02 | 0.01 | True | True | Non Federally-Regulated | 11/01/2019 |  | 11/05/2019
Leedarson Lighting Co., Ltd | Keystone | KT-LED11.5PAR38-NF-927 | Light Emitting Diode | Directional Lamp | Edison Screw Base | Forward Phase Cut Controls | 97.8 | 2700 | -0.0005 | 92 | 55 | 39 | 0.96 | Elevated | 25000 | 0.928 | 1 |  | 0.1 | 21 | 21 | 0.23 | 0.23 | 0.22 | 0.21 | 0.03 | 0.01 | 0.28 | 0.25 | 0.26 | 0.22 | 0.03 | 0.01 | 0.26 | 0.2 | 0.21 | 0.16 | 0.03 | 0.01 | True | True | Non Federally-Regulated | 11/01/2019 |  | 11/05/2019
Leedarson Lighting Co., Ltd | Keystone | KT-LED11.5PAR38-NF-930 | Light Emitting Diode | Directional Lamp | Edison Screw Base | Forward Phase Cut Controls | 97.8 | 3000 | -0.0005 | 92 | 55 | 39 | 0.96 | Elevated | 25000 | 0.928 | 1 |  | 0.1 | 21 | 21 | 0.23 | 0.23 | 0.22 | 0.21 | 0.03 | 0.01 | 0.28 | 0.25 | 0.26 | 0.22 | 0.03 | 0.01 | 0.26 | 0.2 | 0.21 | 0.16 | 0.03 | 0.01 | True | True | Non Federally-Regulated | 11/01/2019 |  | 11/05/2019
Leedarson Lighting Co., Ltd | Keystone | KT-LED11.5PAR38-NF-940 | Light Emitting Diode | Directional Lamp | Edison Screw Base | Forward Phase Cut Controls | 105.1 | 4000 | 0.0027 | 92 | 67 | 39 | 0.96 | Elevated | 25000 | 0.926 | 1 |  | 0.1 | 21 | 21 | 0.24 | 0.24 | 0.23 | 0.23 | 0.04 | 0.01 | 0.27 | 0.27 | 0.28 | 0.22 | 0.07 | 0.02 | 0.2 | 0.2 | 0.2 | 0.15 | 0.05 | 0.02 | True | True | Non Federally-Regulated | 11/01/2019 |  | 11/05/2019
Leedarson Lighting Co., Ltd | Keystone | KT-LED11.5PAR38-F-927 | Light Emitting Diode | Directional Lamp | Edison Screw Base | Forward Phase Cut Controls | 99.3 | 2700 | -0.0008 | 92 | 55 | 40 | 0.96 | Elevated | 25000 | 0.926 | 1 |  | 0.1 | 21 | 21 | 0.22 | 0.22 | 0.22 | 0.21 | 0.04 | 0.01 | 0.28 | 0.25 | 0.26 | 0.21 | 0.05 | 0.01 | 0.26 | 0.21 | 0.21 | 0.17 | 0.04 | 0.01 | True | True | Non Federally-Regulated | 11/01/2019 |  | 11/05/2019
Leedarson Lighting Co., Ltd | Keystone | KT-LED11.5PAR38-F-930 | Light Emitting Diode | Directional Lamp | Edison Screw Base | Forward Phase Cut Controls | 99.3 | 3000 | -0.0008 | 92 | 55 | 40 | 0.96 | Elevated | 25000 | 0.926 | 1 |  | 0.1 | 21 | 21 | 0.22 | 0.22 | 0.22 | 0.21 | 0.04 | 0.01 | 0.28 | 0.25 | 0.26 | 0.21 | 0.05 | 0.01 | 0.26 | 0.21 | 0.21 | 0.17 | 0.04 | 0.01 | True | True | Non Federally-Regulated | 11/01/2019 |  | 11/05/2019
Leedarson Lighting Co., Ltd | Keystone | KT-LED11.5PAR38-F-940 | Light Emitting Diode | Directional Lamp | Edison Screw Base | Forward Phase Cut Controls | 107.3 | 4000 | 0.0019 | 92 | 67 | 40 | 0.96 | Elevated | 25000 | 0.924 | 1 |  | 0.1 | 21 | 21 | 0.24 | 0.24 | 0.23 | 0.22 | 0.07 | 0.02 | 0.27 | 0.27 | 0.27 | 0.22 | 0.08 | 0.03 | 0.2 | 0.2 | 0.19 | 0.15 | 0.03 | 0.01 | True | True | Non Federally-Regulated | 11/01/2019 |  | 11/05/2019
Shanghai Dangoo Electronics Co., Ltd | Commercial Electric | PRM DLKG 3IN 10.5W 90CRI MC DIM G3 DB | Light Emitting Diode | Inseparable Luminaire | Direct Wired | Forward Phase Cut Controls | 65 | 2700 | 0.002 | 93 | 66 | 232 | 0.97 | Ambient | 50000 |  | 1 | 54000 | 0.1 | 20 | 20 | 0.26 | 0.25 | 0.25 | 0.23 | 0 | 0 | 0.24 | 0.24 | 0.24 | 0.19 | 0 | 0 | 0.19 | 0.18 | 0.19 | 0.15 | 0 | 0 | True | False | Non Federally-Regulated | 11/08/2019 |  | 11/18/2019
Shanghai Dangoo Electronics Co., Ltd | Commercial Electric | PRM DLKG 3IN 10.5W 90CRI MC DIM G3 BN | Light Emitting Diode | Inseparable Luminaire | Direct Wired | Forward Phase Cut Controls | 66.7 | 2700 | 0.002 | 93 | 66 | 232 | 0.97 | Ambient | 50000 |  | 1 | 54000 | 0.1 | 20 | 20 | 0.26 | 0.25 | 0.25 | 0.23 | 0 | 0 | 0.24 | 0.24 | 0.24 | 0.19 | 0 | 0 | 0.19 | 0.18 | 0.19 | 0.15 | 0 | 0 | True | False | Non Federally-Regulated | 11/08/2019 |  | 11/18/2019
Shanghai Dangoo Electronics Co., Ltd | Commercial Electric | PRM DLKG 3IN 10.5W 90CRI MC DIM G3 WH | Light Emitting Diode | Inseparable Luminaire | Direct Wired | Forward Phase Cut Controls | 69.9 | 2700 | 0.0023 | 93 | 66 | 232 | 0.97 | Ambient | 50000 |  | 1 | 54000 | 0.1 | 20 | 20 | 0.26 | 0.25 | 0.25 | 0.23 | 0 | 0 | 0.24 | 0.24 | 0.24 | 0.19 | 0 | 0 | 0.19 | 0.18 | 0.19 | 0.15 | 0 | 0 | True | False | Non Federally-Regulated | 11/08/2019 |  | 11/18/2019
Lumenpulse | Lumenpulse | LCRN-A-FD-*-*-L07-27K-90-*-*DA*-*-*-IC/AT-*-* | Light Emitting Diode | Inseparable Luminaire | Direct Wired | 0-10 VDC Controls | 51 | 2700 | 0.0008 | 92 | 57 | 487 | 0.95 | Ambient | 67000 |  | 1 | 67000 | 0.01 | 20 | 18 | 0.11 | 0.04 | 0.01 | 0.01 | 0.01 | 0.01 | 0.23 | 0.11 | 0.02 | 0.01 | 0.01 | 0.01 | 0.49 | 0.05 | 0.02 | 0.01 | 0.01 | 0.01 | True | False | Non Federally-Regulated | 10/04/2019 |  | 11/18/2019
Lumenpulse | Lumenpulse | LCRN-A-FD-*-*-L07-30K-90-*-*DA*-*-*-IC/AT-*-* | Light Emitting Diode | Inseparable Luminaire | Direct Wired | 0-10 VDC Controls | 51 | 3000 | 0.0008 | 92 | 57 | 487 | 0.95 | Ambient | 67000 |  | 1 | 67000 | 0.01 | 20 | 18 | 0.11 | 0.04 | 0.01 | 0.01 | 0.01 | 0.01 | 0.23 | 0.11 | 0.02 | 0.01 | 0.01 | 0.01 | 0.49 | 0.05 | 0.02 | 0.01 | 0.01 | 0.01 | True | False | Non Federally-Regulated | 10/04/2019 |  | 11/18/2019
Lumenpulse | Lumenpulse | LCRN-A-FD-*-*-L07-35K-90-*-*DA*-*-*-IC/AT-*-* | Light Emitting Diode | Inseparable Luminaire | Direct Wired | 0-10 VDC Controls | 51 | 3500 | 0.0008 | 92 | 57 | 487 | 0.95 | Ambient | 67000 |  | 1 | 67000 | 0.01 | 20 | 18 | 0.11 | 0.04 | 0.01 | 0.01 | 0.01 | 0.01 | 0.23 | 0.11 | 0.02 | 0.01 | 0.01 | 0.01 | 0.49 | 0.05 | 0.02 | 0.01 | 0.01 | 0.01 | True | False | Non Federally-Regulated | 10/04/2019 |  | 11/18/2019
Lumenpulse | Lumenpulse | LCRN-A-FD-*-*-L07-40K-90-*-*DA*-*-*-IC/AT-*-* | Light Emitting Diode | Inseparable Luminaire | Direct Wired | 0-10 VDC Controls | 51 | 4000 | 0.0008 | 92 | 57 | 487 | 0.95 | Ambient | 67000 |  | 1 | 67000 | 0.01 | 20 | 18 | 0.11 | 0.04 | 0.01 | 0.01 | 0.01 | 0.01 | 0.23 | 0.11 | 0.02 | 0.01 | 0.01 | 0.01 | 0.49 | 0.05 | 0.02 | 0.01 | 0.01 | 0.01 | True | False | Non Federally-Regulated | 10/04/2019 |  | 11/18/2019
Lumenpulse | Lumenpulse | LCRN-A-FD-*-*-L07-27K-90-*-PH-*-*-IC/AT-*-* | Light Emitting Diode | Inseparable Luminaire | Direct Wired | Forward Phase Cut Controls | 51 | 2700 | 0.0008 | 92 | 57 | 162 | 0.95 | Ambient | 67000 |  | 1 | 67000 | 0.01 | 20 | 18 | 0.44 | 0.92 | 0.4 | 0.04 | 0.01 | 0.01 | 0.34 | 0.33 | 0.29 | 0.03 | 0.01 | 0.01 | 0.15 | 0.14 | 0.11 | 0.01 | 0.01 | 0.01 | True | False | Non Federally-Regulated | 10/04/2019 |  | 11/18/2019
Lumenpulse | Lumenpulse | LCRN-A-FD-*-*-L07-30K-90-*-PH-*-*-IC/AT-*-* | Light Emitting Diode | Inseparable Luminaire | Direct Wired | Forward Phase Cut Controls | 51 | 3000 | 0.0008 | 92 | 57 | 162 | 0.95 | Ambient | 67000 |  | 1 | 67000 | 0.01 | 20 | 18 | 0.44 | 0.92 | 0.4 | 0.04 | 0.01 | 0.01 | 0.34 | 0.33 | 0.29 | 0.03 | 0.01 | 0.01 | 0.15 | 0.14 | 0.11 | 0.01 | 0.01 | 0.01 | True | False | Non Federally-Regulated | 10/04/2019 |  | 11/18/2019
Lumenpulse | Lumenpulse | LCRN-A-FD-*-*-L07-35K-90-*-PH-*-*-IC/AT-*-* | Light Emitting Diode | Inseparable Luminaire | Direct Wired | Forward Phase Cut Controls | 51 | 3500 | 0.0008 | 92 | 57 | 162 | 0.95 | Ambient | 67000 |  | 1 | 67000 | 0.01 | 20 | 18 | 0.44 | 0.92 | 0.4 | 0.04 | 0.01 | 0.01 | 0.34 | 0.33 | 0.29 | 0.03 | 0.01 | 0.01 | 0.15 | 0.14 | 0.11 | 0.01 | 0.01 | 0.01 | True | False | Non Federally-Regulated | 10/04/2019 |  | 11/18/2019
Lumenpulse | Lumenpulse | LCRN-A-FD-*-*-L07-40K-90-*-PH-*-*-IC/AT-*-* | Light Emitting Diode | Inseparable Luminaire | Direct Wired | Forward Phase Cut Controls | 51 | 4000 | 0.0008 | 92 | 57 | 162 | 0.95 | Ambient | 67000 |  | 1 | 67000 | 0.01 | 20 | 18 | 0.44 | 0.92 | 0.4 | 0.04 | 0.01 | 0.01 | 0.34 | 0.33 | 0.29 | 0.03 | 0.01 | 0.01 | 0.15 | 0.14 | 0.11 | 0.01 | 0.01 | 0.01 | True | False | Non Federally-Regulated | 10/04/2019 |  | 11/18/2019
Lumenpulse | Lumenpulse | LCRS-A-FD-*-*-L07-27K-90-*-*DA*-*-*-IC/AT-*-* | Light Emitting Diode | Inseparable Luminaire | Direct Wired | 0-10 VDC Controls | 51 | 2700 | 0.0008 | 92 | 57 | 487 | 0.95 | Ambient | 67000 |  | 1 | 67000 | 0.01 | 20 | 18 | 0.11 | 0.04 | 0.01 | 0.01 | 0.01 | 0.01 | 0.23 | 0.11 | 0.02 | 0.01 | 0.01 | 0.01 | 0.49 | 0.05 | 0.02 | 0.01 | 0.01 | 0.01 | True | False | Non Federally-Regulated | 10/04/2019 |  | 11/18/2019
Lumenpulse | Lumenpulse | LCRS-A-FD-*-*-L07-30K-90-*-*DA*-*-*-IC/AT-*-* | Light Emitting Diode | Inseparable Luminaire | Direct Wired | 0-10 VDC Controls | 51 | 3000 | 0.0008 | 92 | 57 | 487 | 0.95 | Ambient | 67000 |  | 1 | 67000 | 0.01 | 20 | 18 | 0.11 | 0.04 | 0.01 | 0.01 | 0.01 | 0.01 | 0.23 | 0.11 | 0.02 | 0.01 | 0.01 | 0.01 | 0.49 | 0.05 | 0.02 | 0.01 | 0.01 | 0.01 | True | False | Non Federally-Regulated | 10/04/2019 |  | 11/18/2019
Lumenpulse | Lumenpulse | LCRS-A-FD-*-*-L07-35K-90-*-*DA*-*-*-IC/AT-*-* | Light Emitting Diode | Inseparable Luminaire | Direct Wired | 0-10 VDC Controls | 51 | 3500 | 0.0008 | 92 | 57 | 487 | 0.95 | Ambient | 67000 |  | 1 | 67000 | 0.01 | 20 | 18 | 0.11 | 0.04 | 0.01 | 0.01 | 0.01 | 0.01 | 0.23 | 0.11 | 0.02 | 0.01 | 0.01 | 0.01 | 0.49 | 0.05 | 0.02 | 0.01 | 0.01 | 0.01 | True | False | Non Federally-Regulated | 10/04/2019 |  | 11/18/2019
Lumenpulse | Lumenpulse | LCRS-A-FD-*-*-L07-40K-90-*-*DA*-*-*-IC/AT-*-* | Light Emitting Diode | Inseparable Luminaire | Direct Wired | 0-10 VDC Controls | 51 | 4000 | 0.0008 | 92 | 57 | 487 | 0.95 | Ambient | 67000 |  | 1 | 67000 | 0.01 | 20 | 18 | 0.11 | 0.04 | 0.01 | 0.01 | 0.01 | 0.01 | 0.23 | 0.11 | 0.02 | 0.01 | 0.01 | 0.01 | 0.49 | 0.05 | 0.02 | 0.01 | 0.01 | 0.01 | True | False | Non Federally-Regulated | 10/04/2019 |  | 11/18/2019
Lumenpulse | Lumenpulse | LCRS-A-FD-*-*-L07-27K-90-*-PH-*-*-IC/AT-*-* | Light Emitting Diode | Inseparable Luminaire | Direct Wired | Forward Phase Cut Controls | 51 | 2700 | 0.0008 | 92 | 57 | 162 | 0.95 | Ambient | 67000 |  | 1 | 67000 | 0.01 | 20 | 18 | 0.44 | 0.92 | 0.4 | 0.04 | 0.01 | 0.01 | 0.34 | 0.33 | 0.29 | 0.03 | 0.01 | 0.01 | 0.15 | 0.14 | 0.11 | 0.01 | 0.01 | 0.01 | True | False | Non Federally-Regulated | 10/04/2019 |  | 11/18/2019
Lumenpulse | Lumenpulse | LCRS-A-FD-*-*-L07-30K-90-*-PH-*-*-IC/AT-*-* | Light Emitting Diode | Inseparable Luminaire | Direct Wired | Forward Phase Cut Controls | 51 | 3000 | 0.0008 | 92 | 57 | 162 | 0.95 | Ambient | 67000 |  | 1 | 67000 | 0.01 | 20 | 18 | 0.44 | 0.92 | 0.4 | 0.04 | 0.01 | 0.01 | 0.34 | 0.33 | 0.29 | 0.03 | 0.01 | 0.01 | 0.15 | 0.14 | 0.11 | 0.01 | 0.01 | 0.01 | True | False | Non Federally-Regulated | 10/04/2019 |  | 11/18/2019
Lumenpulse | Lumenpulse | LCRS-A-FD-*-*-L07-35K-90-*-PH-*-*-IC/AT-*-* | Light Emitting Diode | Inseparable Luminaire | Direct Wired | Forward Phase Cut Controls | 51 | 3500 | 0.0008 | 92 | 57 | 162 | 0.95 | Ambient | 67000 |  | 1 | 67000 | 0.01 | 20 | 18 | 0.44 | 0.92 | 0.4 | 0.04 | 0.01 | 0.01 | 0.34 | 0.33 | 0.29 | 0.03 | 0.01 | 0.01 | 0.15 | 0.14 | 0.11 | 0.01 | 0.01 | 0.01 | True | False | Non Federally-Regulated | 10/04/2019 |  | 11/18/2019
Lumenpulse | Lumenpulse | LCRS-A-FD-*-*-L07-40K-90-*-PH-*-*-IC/AT-*-* | Light Emitting Diode | Inseparable Luminaire | Direct Wired | Forward Phase Cut Controls | 51 | 4000 | 0.0008 | 92 | 57 | 487 | 0.95 | Ambient | 67000 |  | 1 | 67000 | 0.01 | 20 | 18 | 0.44 | 0.92 | 0.4 | 0.04 | 0.01 | 0.01 | 0.34 | 0.33 | 0.29 | 0.03 | 0.01 | 0.01 | 0.15 | 0.14 | 0.11 | 0.01 | 0.01 | 0.01 | True | False | Non Federally-Regulated | 10/04/2019 |  | 11/18/2019
Lumenpulse | Lumenpulse | LCRN-A-FD-*-*-L10-27K-90-*-PH-*-*-IC/AT-*-* | Light Emitting Diode | Inseparable Luminaire | Direct Wired | Forward Phase Cut Controls | 55.1 | 2700 | 0.0013 | 92 | 58 | 93 | 0.96 | Ambient | 67000 |  | 1 | 67000 | 0.01 | 20 | 18 | 0.04 | 0.01 | 0.01 | 0.01 | 0.01 | 0.01 | 0.41 | 0.39 | 0.32 | 0.02 | 0.01 | 0.01 | 0.35 | 0.31 | 0.24 | 0.05 | 0.04 | 0.04 | True | False | Non Federally-Regulated | 10/04/2019 |  | 11/18/2019
Lumenpulse | Lumenpulse | LCRN-A-FD-*-*-L10-30K-90-*-PH-*-*-IC/AT-*-* | Light Emitting Diode | Inseparable Luminaire | Direct Wired | Forward Phase Cut Controls | 55.1 | 3000 | 0.0013 | 92 | 58 | 93 | 0.96 | Ambient | 67000 |  | 1 | 67000 | 0.01 | 20 | 18 | 0.04 | 0.01 | 0.01 | 0.01 | 0.01 | 0.01 | 0.41 | 0.39 | 0.32 | 0.02 | 0.01 | 0.01 | 0.35 | 0.31 | 0.24 | 0.05 | 0.04 | 0.04 | True | False | Non Federally-Regulated | 10/04/2019 |  | 11/18/2019
Lumenpulse | Lumenpulse | LCRN-A-FD-*-*-L10-35K-90-*-PH-*-*-IC/AT-*-* | Light Emitting Diode | Inseparable Luminaire | Direct Wired | Forward Phase Cut Controls | 55.1 | 3500 | 0.0013 | 92 | 58 | 93 | 0.96 | Ambient | 67000 |  | 1 | 67000 | 0.01 | 20 | 18 | 0.04 | 0.01 | 0.01 | 0.01 | 0.01 | 0.01 | 0.41 | 0.39 | 0.32 | 0.02 | 0.01 | 0.01 | 0.35 | 0.31 | 0.24 | 0.05 | 0.04 | 0.04 | True | False | Non Federally-Regulated | 10/04/2019 |  | 11/18/2019
Lumenpulse | Lumenpulse | LCRN-A-FD-*-*-L10-40K-90-*-PH-*-*-IC/AT-*-* | Light Emitting Diode | Inseparable Luminaire | Direct Wired | Forward Phase Cut Controls | 55.1 | 4000 | 0.0013 | 92 | 58 | 93 | 0.96 | Ambient | 67000 |  | 1 | 67000 | 0.01 | 20 | 18 | 0.04 | 0.01 | 0.01 | 0.01 | 0.01 | 0.01 | 0.41 | 0.39 | 0.32 | 0.02 | 0.01 | 0.01 | 0.35 | 0.31 | 0.24 | 0.05 | 0.04 | 0.04 | True | False | Non Federally-Regulated | 10/04/2019 |  | 11/18/2019
Lumenpulse | Lumenpulse | LCRS-A-FD-*-*-L10-27K-90-*-PH-*-*-IC/AT-*-* | Light Emitting Diode | Inseparable Luminaire | Direct Wired | Forward Phase Cut Controls | 55.1 | 2700 | 0.0013 | 92 | 58 | 93 | 0.96 | Ambient | 67000 |  | 1 | 67000 | 0.01 | 20 | 18 | 0.04 | 0.01 | 0.01 | 0.01 | 0.01 | 0.01 | 0.41 | 0.39 | 0.32 | 0.02 | 0.01 | 0.01 | 0.35 | 0.31 | 0.24 | 0.05 | 0.04 | 0.04 | True | False | Non Federally-Regulated | 10/04/2019 |  | 11/18/2019
Lumenpulse | Lumenpulse | LCRS-A-FD-*-*-L10-30K-90-*-PH-*-*-IC/AT-*-* | Light Emitting Diode | Inseparable Luminaire | Direct Wired | Forward Phase Cut Controls | 55.1 | 3000 | 0.0013 | 92 | 58 | 93 | 0.96 | Ambient | 67000 |  | 1 | 67000 | 0.01 | 20 | 18 | 0.04 | 0.01 | 0.01 | 0.01 | 0.01 | 0.01 | 0.41 | 0.39 | 0.32 | 0.02 | 0.01 | 0.01 | 0.35 | 0.31 | 0.24 | 0.05 | 0.04 | 0.04 | True | False | Non Federally-Regulated | 10/04/2019 |  | 11/18/2019
Lumenpulse | Lumenpulse | LCRS-A-FD-*-*-L10-35K-90-*-PH-*-*-IC/AT-*-* | Light Emitting Diode | Inseparable Luminaire | Direct Wired | Forward Phase Cut Controls | 55.1 | 3500 | 0.0013 | 92 | 58 | 93 | 0.96 | Ambient | 67000 |  | 1 | 67000 | 0.01 | 20 | 18 | 0.04 | 0.01 | 0.01 | 0.01 | 0.01 | 0.01 | 0.41 | 0.39 | 0.32 | 0.02 | 0.01 | 0.01 | 0.35 | 0.31 | 0.24 | 0.05 | 0.04 | 0.04 | True | False | Non Federally-Regulated | 10/04/2019 |  | 11/18/2019
Lumenpulse | Lumenpulse | LCRS-A-FD-*-*-L10-40K-90-*-PH-*-*-IC/AT-*-* | Light Emitting Diode | Inseparable Luminaire | Direct Wired | Forward Phase Cut Controls | 55.1 | 4000 | 0.0013 | 92 | 58 | 447 | 0.96 | Ambient | 67000 |  | 1 | 67000 | 0.01 | 20 | 18 | 0.04 | 0.01 | 0.01 | 0.01 | 0.01 | 0.01 | 0.41 | 0.39 | 0.32 | 0.02 | 0.01 | 0.01 | 0.35 | 0.31 | 0.24 | 0.05 | 0.04 | 0.04 | True | False | Non Federally-Regulated | 10/04/2019 |  | 11/18/2019
Lumenpulse | Lumenpulse | LCRS-A-FD-*-*-L10-27K-90-*-PPH2-*-*-IC/AT-*-* | Light Emitting Diode | Inseparable Luminaire | Direct Wired | Forward Phase Cut Controls | 55.1 | 2700 | 0.0013 | 92 | 58 | 447 | 0.96 | Ambient | 67000 |  | 1 | 67000 | 0.01 | 20 | 18 | 0.08 | 0.01 | 0.01 | 0.01 | 0.01 | 0.01 | 0.03 | 0.01 | 0.01 | 0.01 | 0.01 | 0.01 | 0.07 | 0.02 | 0.01 | 0.01 | 0.01 | 0.01 | True | False | Non Federally-Regulated | 10/04/2019 |  | 11/18/2019
Lumenpulse | Lumenpulse | LCRS-A-FD-*-*-L10-30K-90-*-PPH2-*-*-IC/AT-*-* | Light Emitting Diode | Inseparable Luminaire | Direct Wired | Forward Phase Cut Controls | 55.1 | 3000 | 0.0013 | 92 | 58 | 447 | 0.96 | Ambient | 67000 |  | 1 | 67000 | 0.01 | 20 | 18 | 0.08 | 0.01 | 0.01 | 0.01 | 0.01 | 0.01 | 0.03 | 0.01 | 0.01 | 0.01 | 0.01 | 0.01 | 0.07 | 0.02 | 0.01 | 0.01 | 0.01 | 0.01 | True | False | Non Federally-Regulated | 10/04/2019 |  | 11/18/2019
Lumenpulse | Lumenpulse | LCRS-A-FD-*-*-L10-35K-90-*-PPH2-*-*-IC/AT-*-* | Light Emitting Diode | Inseparable Luminaire | Direct Wired | Forward Phase Cut Controls | 55.1 | 3500 | 0.0013 | 92 | 58 | 447 | 0.96 | Ambient | 67000 |  | 1 | 67000 | 0.01 | 20 | 18 | 0.08 | 0.01 | 0.01 | 0.01 | 0.01 | 0.01 | 0.03 | 0.01 | 0.01 | 0.01 | 0.01 | 0.01 | 0.07 | 0.02 | 0.01 | 0.01 | 0.01 | 0.01 | True | False | Non Federally-Regulated | 10/04/2019 |  | 11/18/2019
Lumenpulse | Lumenpulse | LCRS-A-FD-*-*-L10-40K-90-*-PPH2-*-*-IC/AT-*-* | Light Emitting Diode | Inseparable Luminaire | Direct Wired | Forward Phase Cut Controls | 55.1 | 4000 | 0.0013 | 92 | 58 | 447 | 0.96 | Ambient | 67000 |  | 1 | 67000 | 0.01 | 20 | 18 | 0.08 | 0.01 | 0.01 | 0.01 | 0.01 | 0.01 | 0.03 | 0.01 | 0.01 | 0.01 | 0.01 | 0.01 | 0.07 | 0.02 | 0.01 | 0.01 | 0.01 | 0.01 | True | False | Non Federally-Regulated | 10/04/2019 |  | 11/18/2019
Lumenpulse | Lumenpulse | LCRN-A-FD-*-*-L13-27K-90-*-*DA*-*-*-IC/AT-*-* | Light Emitting Diode | Inseparable Luminaire | Direct Wired | 0-10 VDC Controls | 57 | 2700 | 0.0006 | 92 | 55 | 485 | 0.97 | Ambient | 67000 |  | 1 | 67000 | 0.02 | 20 | 18 | 0.06 | 0.04 | 0.01 | 0.01 | 0.01 | 0.01 | 0.24 | 0.07 | 0.01 | 0.01 | 0.01 | 0.01 | 0.53 | 0.14 | 0.02 | 0.01 | 0.01 | 0.01 | True | False | Non Federally-Regulated | 10/04/2019 |  | 11/18/2019
Lumenpulse | Lumenpulse | LCRN-A-FD-*-*-L13-30K-90-*-*DA*-*-*-IC/AT-*-* | Light Emitting Diode | Inseparable Luminaire | Direct Wired | 0-10 VDC Controls | 57 | 3000 | 0.0006 | 92 | 55 | 485 | 0.97 | Ambient | 67000 |  | 1 | 67000 | 0.02 | 20 | 18 | 0.06 | 0.04 | 0.01 | 0.01 | 0.01 | 0.01 | 0.24 | 0.07 | 0.01 | 0.01 | 0.01 | 0.01 | 0.53 | 0.14 | 0.02 | 0.01 | 0.01 | 0.01 | True | False | Non Federally-Regulated | 10/04/2019 |  | 11/18/2019
Lumenpulse | Lumenpulse | LCRN-A-FD-*-*-L13-35K-90-*-*DA*-*-*-IC/AT-*-* | Light Emitting Diode | Inseparable Luminaire | Direct Wired | 0-10 VDC Controls | 57 | 3500 | 0.0006 | 92 | 55 | 485 | 0.97 | Ambient | 67000 |  | 1 | 67000 | 0.02 | 20 | 18 | 0.06 | 0.04 | 0.01 | 0.01 | 0.01 | 0.01 | 0.24 | 0.07 | 0.01 | 0.01 | 0.01 | 0.01 | 0.53 | 0.14 | 0.02 | 0.01 | 0.01 | 0.01 | True | False | Non Federally-Regulated | 10/04/2019 |  | 11/18/2019
Lumenpulse | Lumenpulse | LCRN-A-FD-*-*-L13-40K-90-*-*DA*-*-*-IC/AT-*-* | Light Emitting Diode | Inseparable Luminaire | Direct Wired | 0-10 VDC Controls | 57 | 4000 | 0.0006 | 92 | 55 | 485 | 0.97 | Ambient | 67000 |  | 1 | 67000 | 0.02 | 20 | 18 | 0.06 | 0.04 | 0.01 | 0.01 | 0.01 | 0.01 | 0.24 | 0.07 | 0.01 | 0.01 | 0.01 | 0.01 | 0.53 | 0.14 | 0.02 | 0.01 | 0.01 | 0.01 | True | False | Non Federally-Regulated | 10/04/2019 |  | 11/18/2019
Lumenpulse | Lumenpulse | LCRN-A-FD-*-*-L13-27K-90-*-PH-*-*-IC/AT-*-* | Light Emitting Diode | Inseparable Luminaire | Direct Wired | Forward Phase Cut Controls | 57 | 2700 | 0.0006 | 92 | 55 | 73 | 0.97 | Ambient | 67000 |  | 1 | 67000 | 0.01 | 20 | 18 | 0.06 | 0.04 | 0.01 | 0.01 | 0.01 | 0.01 | 0.24 | 0.07 | 0.01 | 0.01 | 0.01 | 0.01 | 0.53 | 0.14 | 0.02 | 0.01 | 0.01 | 0.01 | True | False | Non Federally-Regulated | 10/04/2019 |  | 11/18/2019
Lumenpulse | Lumenpulse | LCRN-A-FD-*-*-L13-30K-90-*-PH-*-*-IC/AT-*-* | Light Emitting Diode | Inseparable Luminaire | Direct Wired | Forward Phase Cut Controls | 57 | 3000 | 0.0006 | 92 | 55 | 73 | 0.97 | Ambient | 67000 |  | 1 | 67000 | 0.01 | 20 | 18 | 0.04 | 0.01 | 0.01 | 0.01 | 0.01 | 0.01 | 0.67 | 0.51 | 0.44 | 0.08 | 0.02 | 0.01 | 0.46 | 0.39 | 0.33 | 0.05 | 0.01 | 0.01 | True | False | Non Federally-Regulated | 10/04/2019 |  | 11/18/2019
Lumenpulse | Lumenpulse | LCRN-A-FD-*-*-L13-35K-90-*-PH-*-*-IC/AT-*-* | Light Emitting Diode | Inseparable Luminaire | Direct Wired | Forward Phase Cut Controls | 57 | 3500 | 0.0006 | 92 | 55 | 73 | 0.97 | Ambient | 67000 |  | 1 | 67000 | 0.01 | 20 | 18 | 0.04 | 0.01 | 0.01 | 0.01 | 0.01 | 0.01 | 0.67 | 0.51 | 0.44 | 0.08 | 0.02 | 0.01 | 0.46 | 0.39 | 0.33 | 0.05 | 0.01 | 0.01 | True | False | Non Federally-Regulated | 10/04/2019 |  | 11/18/2019
Lumenpulse | Lumenpulse | LCRN-A-FD-*-*-L13-40K-90-*-PH-*-*-IC/AT-*-* | Light Emitting Diode | Inseparable Luminaire | Direct Wired | Forward Phase Cut Controls | 57 | 4000 | 0.0006 | 92 | 55 | 73 | 0.97 | Ambient | 67000 |  | 1 | 67000 | 0.01 | 20 | 18 | 0.04 | 0.01 | 0.01 | 0.01 | 0.01 | 0.01 | 0.67 | 0.51 | 0.44 | 0.08 | 0.02 | 0.01 | 0.46 | 0.39 | 0.33 | 0.05 | 0.01 | 0.01 | True | False | Non Federally-Regulated | 10/04/2019 |  | 11/18/2019
Lumenpulse | Lumenpulse | LCRS-A-FD-*-*-L13-27K-90-*-*DA*-*-*-IC/AT-*-* | Light Emitting Diode | Inseparable Luminaire | Direct Wired | 0-10 VDC Controls | 57 | 2700 | 0.0006 | 92 | 55 | 485 | 0.97 | Ambient | 67000 |  | 1 | 67000 | 0.02 | 20 | 18 | 0.06 | 0.04 | 0.01 | 0.01 | 0.01 | 0.01 | 0.24 | 0.07 | 0.01 | 0.01 | 0.01 | 0.01 | 0.53 | 0.14 | 0.02 | 0.01 | 0.01 | 0.01 | True | False | Non Federally-Regulated | 10/04/2019 |  | 11/18/2019
Lumenpulse | Lumenpulse | LCRS-A-FD-*-*-L13-30K-90-*-*DA*-*-*-IC/AT-*-* | Light Emitting Diode | Inseparable Luminaire | Direct Wired | 0-10 VDC Controls | 57 | 3000 | 0.0006 | 92 | 55 | 485 | 0.97 | Ambient | 67000 |  | 1 | 67000 | 0.02 | 20 | 18 | 0.06 | 0.04 | 0.01 | 0.01 | 0.01 | 0.01 | 0.24 | 0.07 | 0.01 | 0.01 | 0.01 | 0.01 | 0.53 | 0.14 | 0.02 | 0.01 | 0.01 | 0.01 | True | False | Non Federally-Regulated | 10/04/2019 |  | 11/18/2019
Lumenpulse | Lumenpulse | LCRS-A-FD-*-*-L13-35K-90-*-*DA*-*-*-IC/AT-*-* | Light Emitting Diode | Inseparable Luminaire | Direct Wired | 0-10 VDC Controls | 57 | 3500 | 0.0006 | 92 | 55 | 485 | 0.97 | Ambient | 67000 |  | 1 | 67000 | 0.02 | 20 | 18 | 0.06 | 0.04 | 0.01 | 0.01 | 0.01 | 0.01 | 0.24 | 0.07 | 0.01 | 0.01 | 0.01 | 0.01 | 0.53 | 0.14 | 0.02 | 0.01 | 0.01 | 0.01 | True | False | Non Federally-Regulated | 10/04/2019 |  | 11/18/2019
Lumenpulse | Lumenpulse | LCRS-A-FD-*-*-L13-40K-90-*-*DA*-*-*-IC/AT-*-* | Light Emitting Diode | Inseparable Luminaire | Direct Wired | 0-10 VDC Controls | 57 | 4000 | 0.0006 | 92 | 55 | 485 | 0.97 | Ambient | 67000 |  | 1 | 67000 | 0.02 | 20 | 18 | 0.06 | 0.04 | 0.01 | 0.01 | 0.01 | 0.01 | 0.24 | 0.07 | 0.01 | 0.01 | 0.01 | 0.01 | 0.53 | 0.14 | 0.02 | 0.01 | 0.01 | 0.01 | True | False | Non Federally-Regulated | 10/04/2019 |  | 11/18/2019
Lumenpulse | Lumenpulse | LCRS-A-FD-*-*-L13-27K-90-*-PH-*-*-IC/AT-*-* | Light Emitting Diode | Inseparable Luminaire | Direct Wired | Forward Phase Cut Controls | 57 | 2700 | 0.0006 | 92 | 55 | 73 | 0.97 | Ambient | 67000 |  | 1 | 67000 | 0.01 | 20 | 18 | 0.04 | 0.01 | 0.01 | 0.01 | 0.01 | 0.01 | 0.67 | 0.51 | 0.44 | 0.08 | 0.02 | 0.01 | 0.46 | 0.39 | 0.33 | 0.05 | 0.01 | 0.01 | True | False | Non Federally-Regulated | 10/04/2019 |  | 11/18/2019
Lumenpulse | Lumenpulse | LCRS-A-FD-*-*-L13-30K-90-*-PH-*-*-IC/AT-*-* | Light Emitting Diode | Inseparable Luminaire | Direct Wired | Forward Phase Cut Controls | 57 | 3000 | 0.0006 | 92 | 55 | 73 | 0.97 | Ambient | 67000 |  | 1 | 67000 | 0.01 | 20 | 18 | 0.04 | 0.01 | 0.01 | 0.01 | 0.01 | 0.01 | 0.67 | 0.51 | 0.44 | 0.08 | 0.02 | 0.01 | 0.46 | 0.39 | 0.33 | 0.05 | 0.01 | 0.01 | True | False | Non Federally-Regulated | 10/04/2019 |  | 11/18/2019
Lumenpulse | Lumenpulse | LCRS-A-FD-*-*-L13-35K-90-*-PH-*-*-IC/AT-*-* | Light Emitting Diode | Inseparable Luminaire | Direct Wired | Forward Phase Cut Controls | 57 | 3500 | 0.0006 | 92 | 55 | 73 | 0.97 | Ambient | 67000 |  | 1 | 67000 | 0.01 | 20 | 18 | 0.04 | 0.01 | 0.01 | 0.01 | 0.01 | 0.01 | 0.67 | 0.51 | 0.44 | 0.08 | 0.02 | 0.01 | 0.46 | 0.39 | 0.33 | 0.05 | 0.01 | 0.01 | True | False | Non Federally-Regulated | 10/04/2019 |  | 11/18/2019
Lumenpulse | Lumenpulse | LCRS-A-FD-*-*-L13-40K-90-*-PH-*-*-IC/AT-*-* | Light Emitting Diode | Inseparable Luminaire | Direct Wired | Forward Phase Cut Controls | 57 | 4000 | 0.0006 | 92 | 55 | 73 | 0.97 | Ambient | 67000 |  | 1 | 67000 | 0.01 | 20 | 18 | 0.04 | 0.01 | 0.01 | 0.01 | 0.01 | 0.01 | 0.67 | 0.51 | 0.44 | 0.08 | 0.02 | 0.01 | 0.46 | 0.39 | 0.33 | 0.05 | 0.01 | 0.01 | True | False | Non Federally-Regulated | 10/04/2019 |  | 11/18/2019
Lumenpulse | Lumenpulse | LCRN-A-SH-*-*-L07-27K-90-*-*DA*-*-*-IC/AT-*-NA | Light Emitting Diode | Inseparable Luminaire | Direct Wired | 0-10 VDC Controls | 51 | 2700 | 0.0008 | 92 | 57 | 487 | 0.95 | Ambient | 67000 |  | 1 | 67000 | 0.01 | 20 | 18 | 0.11 | 0.04 | 0.01 | 0.01 | 0.01 | 0.01 | 0.23 | 0.11 | 0.02 | 0.01 | 0.01 | 0.01 | 0.49 | 0.05 | 0.02 | 0.01 | 0.01 | 0.01 | True | False | Non Federally-Regulated | 10/04/2019 |  | 11/18/2019
Lumenpulse | Lumenpulse | LCRN-A-SH-*-*-L07-30K-90-*-*DA*-*-*-IC/AT-*-NA | Light Emitting Diode | Inseparable Luminaire | Direct Wired | 0-10 VDC Controls | 51 | 3000 | 0.0008 | 92 | 57 | 487 | 0.95 | Ambient | 67000 |  | 1 | 67000 | 0.01 | 20 | 18 | 0.11 | 0.04 | 0.01 | 0.01 | 0.01 | 0.01 | 0.23 | 0.11 | 0.02 | 0.01 | 0.01 | 0.01 | 0.49 | 0.05 | 0.02 | 0.01 | 0.01 | 0.01 | True | False | Non Federally-Regulated | 10/04/2019 |  | 11/18/2019
Lumenpulse | Lumenpulse | LCRN-A-SH-*-*-L07-35K-90-*-*DA*-*-*-IC/AT-*-NA | Light Emitting Diode | Inseparable Luminaire | Direct Wired | 0-10 VDC Controls | 51 | 3500 | 0.0008 | 92 | 57 | 487 | 0.95 | Ambient | 67000 |  | 1 | 67000 | 0.01 | 20 | 18 | 0.11 | 0.04 | 0.01 | 0.01 | 0.01 | 0.01 | 0.23 | 0.11 | 0.02 | 0.01 | 0.01 | 0.01 | 0.49 | 0.05 | 0.02 | 0.01 | 0.01 | 0.01 | True | False | Non Federally-Regulated | 10/04/2019 |  | 11/18/2019
Lumenpulse | Lumenpulse | LCRN-A-SH-*-*-L07-40K-90-*-*DA*-*-*-IC/AT-*-NA | Light Emitting Diode | Inseparable Luminaire | Direct Wired | 0-10 VDC Controls | 51 | 4000 | 0.0008 | 92 | 57 | 487 | 0.95 | Ambient | 67000 |  | 1 | 67000 | 0.01 | 20 | 18 | 0.11 | 0.04 | 0.01 | 0.01 | 0.01 | 0.01 | 0.23 | 0.11 | 0.02 | 0.01 | 0.01 | 0.01 | 0.49 | 0.05 | 0.02 | 0.01 | 0.01 | 0.01 | True | False | Non Federally-Regulated | 10/04/2019 |  | 11/18/2019
Lumenpulse | Lumenpulse | LCRN-A-SH-*-*-L07-27K-90-*-PH-*-*-IC/AT-*-NA | Light Emitting Diode | Inseparable Luminaire | Direct Wired | Forward Phase Cut Controls | 51 | 2700 | 0.0008 | 92 | 57 | 162 | 0.95 | Ambient | 67000 |  | 1 | 67000 | 0.01 | 20 | 18 | 0.44 | 0.92 | 0.4 | 0.04 | 0.01 | 0.01 | 0.34 | 0.33 | 0.29 | 0.03 | 0.01 | 0.01 | 0.15 | 0.14 | 0.11 | 0.01 | 0.01 | 0.01 | True | False | Non Federally-Regulated | 10/04/2019 |  | 11/18/2019
Lumenpulse | Lumenpulse | LCRN-A-SH-*-*-L07-30K-90-*-PH-*-*-IC/AT-*-NA | Light Emitting Diode | Inseparable Luminaire | Direct Wired | Forward Phase Cut Controls | 51 | 3000 | 0.0008 | 92 | 57 | 162 | 0.95 | Ambient | 67000 |  | 1 | 67000 | 0.01 | 20 | 18 | 0.44 | 0.92 | 0.4 | 0.04 | 0.01 | 0.01 | 0.34 | 0.33 | 0.29 | 0.03 | 0.01 | 0.01 | 0.15 | 0.14 | 0.11 | 0.01 | 0.01 | 0.01 | True | False | Non Federally-Regulated | 10/04/2019 |  | 11/18/2019
Lumenpulse | Lumenpulse | LCRN-A-SH-*-*-L07-35K-90-*-PH-*-*-IC/AT-*-NA | Light Emitting Diode | Inseparable Luminaire | Direct Wired | Forward Phase Cut Controls | 51 | 3500 | 0.0008 | 92 | 57 | 162 | 0.95 | Ambient | 67000 |  | 1 | 67000 | 0.01 | 20 | 18 | 0.44 | 0.92 | 0.4 | 0.04 | 0.01 | 0.01 | 0.34 | 0.33 | 0.29 | 0.03 | 0.01 | 0.01 | 0.15 | 0.14 | 0.11 | 0.01 | 0.01 | 0.01 | True | False | Non Federally-Regulated | 10/04/2019 |  | 11/18/2019
Lumenpulse | Lumenpulse | LCRN-A-SH-*-*-L07-40K-90-*-PH-*-*-IC/AT-*-NA | Light Emitting Diode | Inseparable Luminaire | Direct Wired | Forward Phase Cut Controls | 51 | 4000 | 0.0008 | 92 | 57 | 162 | 0.95 | Ambient | 67000 |  | 1 | 67000 | 0.01 | 20 | 18 | 0.44 | 0.92 | 0.4 | 0.04 | 0.01 | 0.01 | 0.34 | 0.33 | 0.29 | 0.03 | 0.01 | 0.01 | 0.15 | 0.14 | 0.11 | 0.01 | 0.01 | 0.01 | True | False | Non Federally-Regulated | 10/04/2019 |  | 11/18/2019
Lumenpulse | Lumenpulse | LCRS-A-SH-*-*-L07-27K-90-*-*DA*-*-*-IC/AT-*-NA | Light Emitting Diode | Inseparable Luminaire | Direct Wired | 0-10 VDC Controls | 51 | 2700 | 0.0008 | 92 | 57 | 487 | 0.95 | Ambient | 67000 |  | 1 | 67000 | 0.01 | 20 | 18 | 0.11 | 0.04 | 0.01 | 0.01 | 0.01 | 0.01 | 0.23 | 0.11 | 0.02 | 0.01 | 0.01 | 0.01 | 0.49 | 0.05 | 0.02 | 0.01 | 0.01 | 0.01 | True | False | Non Federally-Regulated | 10/04/2019 |  | 11/18/2019
Lumenpulse | Lumenpulse | LCRS-A-SH-*-*-L07-30K-90-*-*DA*-*-*-IC/AT-*-NA | Light Emitting Diode | Inseparable Luminaire | Direct Wired | 0-10 VDC Controls | 51 | 3000 | 0.0008 | 92 | 57 | 487 | 0.95 | Ambient | 67000 |  | 1 | 67000 | 0.01 | 20 | 18 | 0.11 | 0.04 | 0.01 | 0.01 | 0.01 | 0.01 | 0.23 | 0.11 | 0.02 | 0.01 | 0.01 | 0.01 | 0.49 | 0.05 | 0.02 | 0.01 | 0.01 | 0.01 | True | False | Non Federally-Regulated | 10/04/2019 |  | 11/18/2019
Lumenpulse | Lumenpulse | LCRS-A-SH-*-*-L07-35K-90-*-*DA*-*-*-IC/AT-*-NA | Light Emitting Diode | Inseparable Luminaire | Direct Wired | 0-10 VDC Controls | 51 | 3500 | 0.0008 | 92 | 57 | 487 | 0.95 | Ambient | 67000 |  | 1 | 67000 | 0.01 | 20 | 18 | 0.11 | 0.04 | 0.01 | 0.01 | 0.01 | 0.01 | 0.23 | 0.11 | 0.02 | 0.01 | 0.01 | 0.01 | 0.49 | 0.05 | 0.02 | 0.01 | 0.01 | 0.01 | True | False | Non Federally-Regulated | 10/04/2019 |  | 11/18/2019
Lumenpulse | Lumenpulse | LCRS-A-SH-*-*-L07-40K-90-*-*DA*-*-*-IC/AT-*-NA | Light Emitting Diode | Inseparable Luminaire | Direct Wired | 0-10 VDC Controls | 51 | 4000 | 0.0008 | 92 | 57 | 487 | 0.95 | Ambient | 67000 |  | 1 | 67000 | 0.01 | 20 | 18 | 0.11 | 0.04 | 0.01 | 0.01 | 0.01 | 0.01 | 0.23 | 0.11 | 0.02 | 0.01 | 0.01 | 0.01 | 0.49 | 0.05 | 0.02 | 0.01 | 0.01 | 0.01 | True | False | Non Federally-Regulated | 10/04/2019 |  | 11/18/2019
Lumenpulse | Lumenpulse | LCRS-A-SH-*-*-L07-27K-90-*-PH-*-*-IC/AT-*-NA | Light Emitting Diode | Inseparable Luminaire | Direct Wired | Forward Phase Cut Controls | 51 | 2700 | 0.0008 | 92 | 57 | 162 | 0.95 | Ambient | 67000 |  | 1 | 67000 | 0.01 | 20 | 18 | 0.44 | 0.92 | 0.4 | 0.04 | 0.01 | 0.01 | 0.34 | 0.33 | 0.29 | 0.03 | 0.01 | 0.01 | 0.15 | 0.14 | 0.11 | 0.01 | 0.01 | 0.01 | True | False | Non Federally-Regulated | 10/04/2019 |  | 11/18/2019
Lumenpulse | Lumenpulse | LCRS-A-SH-*-*-L07-30K-90-*-PH-*-*-IC/AT-*-NA | Light Emitting Diode | Inseparable Luminaire | Direct Wired | Forward Phase Cut Controls | 51 | 3000 | 0.0008 | 92 | 57 | 162 | 0.95 | Ambient | 67000 |  | 1 | 67000 | 0.01 | 20 | 18 | 0.44 | 0.92 | 0.4 | 0.04 | 0.01 | 0.01 | 0.34 | 0.33 | 0.29 | 0.03 | 0.01 | 0.01 | 0.15 | 0.14 | 0.11 | 0.01 | 0.01 | 0.01 | True | False | Non Federally-Regulated | 10/04/2019 |  | 11/18/2019
Lumenpulse | Lumenpulse | LCRS-A-SH-*-*-L07-35K-90-*-PH-*-*-IC/AT-*-NA | Light Emitting Diode | Inseparable Luminaire | Direct Wired | Forward Phase Cut Controls | 51 | 3500 | 0.0008 | 92 | 57 | 162 | 0.95 | Ambient | 67000 |  | 1 | 67000 | 0.01 | 20 | 18 | 0.44 | 0.92 | 0.4 | 0.04 | 0.01 | 0.01 | 0.34 | 0.33 | 0.29 | 0.03 | 0.01 | 0.01 | 0.15 | 0.14 | 0.11 | 0.01 | 0.01 | 0.01 | True | False | Non Federally-Regulated | 10/04/2019 |  | 11/18/2019
Lumenpulse | Lumenpulse | LCRS-A-SH-*-*-L07-40K-90-*-PH-*-*-IC/AT-*-NA | Light Emitting Diode | Inseparable Luminaire | Direct Wired | Forward Phase Cut Controls | 51 | 4000 | 0.0008 | 92 | 57 | 487 | 0.95 | Ambient | 67000 |  | 1 | 67000 | 0.01 | 20 | 18 | 0.44 | 0.92 | 0.4 | 0.04 | 0.01 | 0.01 | 0.34 | 0.33 | 0.29 | 0.03 | 0.01 | 0.01 | 0.15 | 0.14 | 0.11 | 0.01 | 0.01 | 0.01 | True | False | Non Federally-Regulated | 10/04/2019 |  | 11/18/2019
Lumenpulse | Lumenpulse | LCRN-A-SH-*-*-L10-27K-90-*-PH-*-*-IC/AT-*-NA | Light Emitting Diode | Inseparable Luminaire | Direct Wired | Forward Phase Cut Controls | 55.1 | 2700 | 0.0013 | 92 | 58 | 93 | 0.96 | Ambient | 67000 |  | 1 | 67000 | 0.01 | 20 | 18 | 0.04 | 0.01 | 0.01 | 0.01 | 0.01 | 0.01 | 0.41 | 0.39 | 0.32 | 0.02 | 0.01 | 0.01 | 0.35 | 0.31 | 0.24 | 0.05 | 0.04 | 0.04 | True | False | Non Federally-Regulated | 10/04/2019 |  | 11/18/2019
Lumenpulse | Lumenpulse | LCRN-A-SH-*-*-L10-30K-90-*-PH-*-*-IC/AT-*-NA | Light Emitting Diode | Inseparable Luminaire | Direct Wired | Forward Phase Cut Controls | 55.1 | 3000 | 0.0013 | 92 | 58 | 93 | 0.96 | Ambient | 67000 |  | 1 | 67000 | 0.01 | 20 | 18 | 0.04 | 0.01 | 0.01 | 0.01 | 0.01 | 0.01 | 0.41 | 0.39 | 0.32 | 0.02 | 0.01 | 0.01 | 0.35 | 0.31 | 0.24 | 0.05 | 0.04 | 0.04 | True | False | Non Federally-Regulated | 10/04/2019 |  | 11/18/2019
Lumenpulse | Lumenpulse | LCRN-A-SH-*-*-L10-35K-90-*-PH-*-*-IC/AT-*-NA | Light Emitting Diode | Inseparable Luminaire | Direct Wired | Forward Phase Cut Controls | 55.1 | 3500 | 0.0013 | 92 | 58 | 93 | 0.96 | Ambient | 67000 |  | 1 | 67000 | 0.01 | 20 | 18 | 0.04 | 0.01 | 0.01 | 0.01 | 0.01 | 0.01 | 0.41 | 0.39 | 0.32 | 0.02 | 0.01 | 0.01 | 0.35 | 0.31 | 0.24 | 0.05 | 0.04 | 0.04 | True | False | Non Federally-Regulated | 10/04/2019 |  | 11/18/2019
Lumenpulse | Lumenpulse | LCRN-A-SH-*-*-L10-40K-90-*-PH-*-*-IC/AT-*-NA | Light Emitting Diode | Inseparable Luminaire | Direct Wired | Forward Phase Cut Controls | 55.1 | 4000 | 0.0013 | 92 | 58 | 93 | 0.96 | Ambient | 67000 |  | 1 | 67000 | 0.01 | 20 | 18 | 0.04 | 0.01 | 0.01 | 0.01 | 0.01 | 0.01 | 0.41 | 0.39 | 0.32 | 0.02 | 0.01 | 0.01 | 0.35 | 0.31 | 0.24 | 0.05 | 0.04 | 0.04 | True | False | Non Federally-Regulated | 10/04/2019 |  | 11/18/2019
Lumenpulse | Lumenpulse | LCRS-A-SH-*-*-L10-27K-90-*-PH-*-*-IC/AT-*-NA | Light Emitting Diode | Inseparable Luminaire | Direct Wired | Forward Phase Cut Controls | 55.1 | 2700 | 0.0013 | 92 | 58 | 93 | 0.96 | Ambient | 67000 |  | 1 | 67000 | 0.01 | 20 | 18 | 0.04 | 0.01 | 0.01 | 0.01 | 0.01 | 0.01 | 0.41 | 0.39 | 0.32 | 0.02 | 0.01 | 0.01 | 0.35 | 0.31 | 0.24 | 0.05 | 0.04 | 0.04 | True | False | Non Federally-Regulated | 10/04/2019 |  | 11/18/2019
Lumenpulse | Lumenpulse | LCRS-A-SH-*-*-L10-30K-90-*-PH-*-*-IC/AT-*-NA | Light Emitting Diode | Inseparable Luminaire | Direct Wired | Forward Phase Cut Controls | 55.1 | 3000 | 0.0013 | 92 | 58 | 93 | 0.96 | Ambient | 67000 |  | 1 | 67000 | 0.01 | 20 | 18 | 0.04 | 0.01 | 0.01 | 0.01 | 0.01 | 0.01 | 0.41 | 0.39 | 0.32 | 0.02 | 0.01 | 0.01 | 0.35 | 0.31 | 0.24 | 0.05 | 0.04 | 0.04 | True | False | Non Federally-Regulated | 10/04/2019 |  | 11/18/2019
Lumenpulse | Lumenpulse | LCRS-A-SH-*-*-L10-35K-90-*-PH-*-*-IC/AT-*-NA | Light Emitting Diode | Inseparable Luminaire | Direct Wired | Forward Phase Cut Controls | 55.1 | 3500 | 0.0013 | 92 | 58 | 93 | 0.96 | Ambient | 67000 |  | 1 | 67000 | 0.01 | 20 | 18 | 0.04 | 0.01 | 0.01 | 0.01 | 0.01 | 0.01 | 0.41 | 0.39 | 0.32 | 0.02 | 0.01 | 0.01 | 0.35 | 0.31 | 0.24 | 0.05 | 0.04 | 0.04 | True | False | Non Federally-Regulated | 10/04/2019 |  | 11/18/2019
Lumenpulse | Lumenpulse | LCRS-A-SH-*-*-L10-40K-90-*-PH-*-*-IC/AT-*-NA | Light Emitting Diode | Inseparable Luminaire | Direct Wired | Forward Phase Cut Controls | 55.1 | 4000 | 0.0013 | 92 | 58 | 447 | 0.96 | Ambient | 67000 |  | 1 | 67000 | 0.01 | 20 | 18 | 0.04 | 0.01 | 0.01 | 0.01 | 0.01 | 0.01 | 0.41 | 0.39 | 0.32 | 0.02 | 0.01 | 0.01 | 0.35 | 0.31 | 0.24 | 0.05 | 0.04 | 0.04 | True | False | Non Federally-Regulated | 10/04/2019 |  | 11/18/2019
Lumenpulse | Lumenpulse | LCRS-A-SH-*-*-L10-27K-90-*-PPH2-*-*-IC/AT-*-NA | Light Emitting Diode | Inseparable Luminaire | Direct Wired | Forward Phase Cut Controls | 55.1 | 2700 | 0.0013 | 92 | 58 | 447 | 0.96 | Ambient | 67000 |  | 1 | 67000 | 0.01 | 20 | 18 | 0.08 | 0.01 | 0.01 | 0.01 | 0.01 | 0.01 | 0.03 | 0.01 | 0.01 | 0.01 | 0.01 | 0.01 | 0.07 | 0.02 | 0.01 | 0.01 | 0.01 | 0.01 | True | False | Non Federally-Regulated | 10/04/2019 |  | 11/18/2019
Lumenpulse | Lumenpulse | LCRS-A-SH-*-*-L10-30K-90-*-PPH2-*-*-IC/AT-*-NA | Light Emitting Diode | Inseparable Luminaire | Direct Wired | Forward Phase Cut Controls | 55.1 | 3000 | 0.0013 | 92 | 58 | 447 | 0.96 | Ambient | 67000 |  | 1 | 67000 | 0.01 | 20 | 18 | 0.08 | 0.01 | 0.01 | 0.01 | 0.01 | 0.01 | 0.03 | 0.01 | 0.01 | 0.01 | 0.01 | 0.01 | 0.07 | 0.02 | 0.01 | 0.01 | 0.01 | 0.01 | True | False | Non Federally-Regulated | 10/04/2019 |  | 11/18/2019
Lumenpulse | Lumenpulse | LCRS-A-SH-*-*-L10-35K-90-*-PPH2-*-*-IC/AT-*-NA | Light Emitting Diode | Inseparable Luminaire | Direct Wired | Forward Phase Cut Controls | 55.1 | 3500 | 0.0013 | 92 | 58 | 447 | 0.96 | Ambient | 67000 |  | 1 | 67000 | 0.01 | 20 | 18 | 0.08 | 0.01 | 0.01 | 0.01 | 0.01 | 0.01 | 0.03 | 0.01 | 0.01 | 0.01 | 0.01 | 0.01 | 0.07 | 0.02 | 0.01 | 0.01 | 0.01 | 0.01 | True | False | Non Federally-Regulated | 10/04/2019 |  | 11/18/2019
Lumenpulse | Lumenpulse | LCRS-A-SH-*-*-L10-40K-90-*-PPH2-*-*-IC/AT-*-NA | Light Emitting Diode | Inseparable Luminaire | Direct Wired | Forward Phase Cut Controls | 55.1 | 4000 | 0.0013 | 92 | 58 | 447 | 0.96 | Ambient | 67000 |  | 1 | 67000 | 0.01 | 20 | 18 | 0.08 | 0.01 | 0.01 | 0.01 | 0.01 | 0.01 | 0.03 | 0.01 | 0.01 | 0.01 | 0.01 | 0.01 | 0.07 | 0.02 | 0.01 | 0.01 | 0.01 | 0.01 | True | False | Non Federally-Regulated | 10/04/2019 |  | 11/18/2019
Lumenpulse | Lumenpulse | LCRN-A-SH-*-*-L13-27K-90-*-*DA*-*-*-IC/AT-*-NA | Light Emitting Diode | Inseparable Luminaire | Direct Wired | 0-10 VDC Controls | 57 | 2700 | 0.0006 | 92 | 55 | 485 | 0.97 | Ambient | 67000 |  | 1 | 67000 | 0.02 | 20 | 18 | 0.06 | 0.04 | 0.01 | 0.01 | 0.01 | 0.01 | 0.24 | 0.07 | 0.01 | 0.01 | 0.01 | 0.01 | 0.53 | 0.14 | 0.02 | 0.01 | 0.01 | 0.01 | True | False | Non Federally-Regulated | 10/04/2019 |  | 11/18/2019
Lumenpulse | Lumenpulse | LCRN-A-SH-*-*-L13-30K-90-*-*DA*-*-*-IC/AT-*-NA | Light Emitting Diode | Inseparable Luminaire | Direct Wired | 0-10 VDC Controls | 57 | 3000 | 0.0006 | 92 | 55 | 485 | 0.97 | Ambient | 67000 |  | 1 | 67000 | 0.02 | 20 | 18 | 0.06 | 0.04 | 0.01 | 0.01 | 0.01 | 0.01 | 0.24 | 0.07 | 0.01 | 0.01 | 0.01 | 0.01 | 0.53 | 0.14 | 0.02 | 0.01 | 0.01 | 0.01 | True | False | Non Federally-Regulated | 10/04/2019 |  | 11/18/2019
Lumenpulse | Lumenpulse | LCRN-A-SH-*-*-L13-35K-90-*-*DA*-*-*-IC/AT-*-NA | Light Emitting Diode | Inseparable Luminaire | Direct Wired | 0-10 VDC Controls | 57 | 3500 | 0.0006 | 92 | 55 | 485 | 0.97 | Ambient | 67000 |  | 1 | 67000 | 0.02 | 20 | 18 | 0.06 | 0.04 | 0.01 | 0.01 | 0.01 | 0.01 | 0.24 | 0.07 | 0.01 | 0.01 | 0.01 | 0.01 | 0.53 | 0.14 | 0.02 | 0.01 | 0.01 | 0.01 | True | False | Non Federally-Regulated | 10/04/2019 |  | 11/18/2019
Lumenpulse | Lumenpulse | LCRN-A-SH-*-*-L13-40K-90-*-*DA*-*-*-IC/AT-*-NA | Light Emitting Diode | Inseparable Luminaire | Direct Wired | 0-10 VDC Controls | 57 | 4000 | 0.0006 | 92 | 55 | 485 | 0.97 | Ambient | 67000 |  | 1 | 67000 | 0.02 | 20 | 18 | 0.06 | 0.04 | 0.01 | 0.01 | 0.01 | 0.01 | 0.24 | 0.07 | 0.01 | 0.01 | 0.01 | 0.01 | 0.53 | 0.14 | 0.02 | 0.01 | 0.01 | 0.01 | True | False | Non Federally-Regulated | 10/04/2019 |  | 11/18/2019
Lumenpulse | Lumenpulse | LCRN-A-SH-*-*-L13-27K-90-*-PH-*-*-IC/AT-*-NA | Light Emitting Diode | Inseparable Luminaire | Direct Wired | Forward Phase Cut Controls | 57 | 2700 | 0.0006 | 92 | 55 | 73 | 0.97 | Ambient | 67000 |  | 1 | 67000 | 0.01 | 20 | 18 | 0.06 | 0.04 | 0.01 | 0.01 | 0.01 | 0.01 | 0.24 | 0.07 | 0.01 | 0.01 | 0.01 | 0.01 | 0.53 | 0.14 | 0.02 | 0.01 | 0.01 | 0.01 | True | False | Non Federally-Regulated | 10/04/2019 |  | 11/18/2019
Lumenpulse | Lumenpulse | LCRN-A-SH-*-*-L13-30K-90-*-PH-*-*-IC/AT-*-NA | Light Emitting Diode | Inseparable Luminaire | Direct Wired | Forward Phase Cut Controls | 57 | 3000 | 0.0006 | 92 | 55 | 73 | 0.97 | Ambient | 67000 |  | 1 | 67000 | 0.01 | 20 | 18 | 0.04 | 0.01 | 0.01 | 0.01 | 0.01 | 0.01 | 0.67 | 0.51 | 0.44 | 0.08 | 0.02 | 0.01 | 0.46 | 0.39 | 0.33 | 0.05 | 0.01 | 0.01 | True | False | Non Federally-Regulated | 10/04/2019 |  | 11/18/2019
Lumenpulse | Lumenpulse | LCRN-A-SH-*-*-L13-35K-90-*-PH-*-*-IC/AT-*-NA | Light Emitting Diode | Inseparable Luminaire | Direct Wired | Forward Phase Cut Controls | 57 | 3500 | 0.0006 | 92 | 55 | 73 | 0.97 | Ambient | 67000 |  | 1 | 67000 | 0.01 | 20 | 18 | 0.04 | 0.01 | 0.01 | 0.01 | 0.01 | 0.01 | 0.67 | 0.51 | 0.44 | 0.08 | 0.02 | 0.01 | 0.46 | 0.39 | 0.33 | 0.05 | 0.01 | 0.01 | True | False | Non Federally-Regulated | 10/04/2019 |  | 11/18/2019
Lumenpulse | Lumenpulse | LCRN-A-SH-*-*-L13-40K-90-*-PH-*-*-IC/AT-*-NA | Light Emitting Diode | Inseparable Luminaire | Direct Wired | Forward Phase Cut Controls | 57 | 4000 | 0.0006 | 92 | 55 | 73 | 0.97 | Ambient | 67000 |  | 1 | 67000 | 0.01 | 20 | 18 | 0.04 | 0.01 | 0.01 | 0.01 | 0.01 | 0.01 | 0.67 | 0.51 | 0.44 | 0.08 | 0.02 | 0.01 | 0.46 | 0.39 | 0.33 | 0.05 | 0.01 | 0.01 | True | False | Non Federally-Regulated | 10/04/2019 |  | 11/18/2019
Lumenpulse | Lumenpulse | LCRS-A-SH-*-*-L13-27K-90-*-*DA*-*-*-IC/AT-*-NA | Light Emitting Diode | Inseparable Luminaire | Direct Wired | 0-10 VDC Controls | 57 | 2700 | 0.0006 | 92 | 55 | 485 | 0.97 | Ambient | 67000 |  | 1 | 67000 | 0.02 | 20 | 18 | 0.06 | 0.04 | 0.01 | 0.01 | 0.01 | 0.01 | 0.24 | 0.07 | 0.01 | 0.01 | 0.01 | 0.01 | 0.53 | 0.14 | 0.02 | 0.01 | 0.01 | 0.01 | True | False | Non Federally-Regulated | 10/04/2019 |  | 11/18/2019
Lumenpulse | Lumenpulse | LCRS-A-SH-*-*-L13-30K-90-*-*DA*-*-*-IC/AT-*-NA | Light Emitting Diode | Inseparable Luminaire | Direct Wired | 0-10 VDC Controls | 57 | 3000 | 0.0006 | 92 | 55 | 485 | 0.97 | Ambient | 67000 |  | 1 | 67000 | 0.02 | 20 | 18 | 0.06 | 0.04 | 0.01 | 0.01 | 0.01 | 0.01 | 0.24 | 0.07 | 0.01 | 0.01 | 0.01 | 0.01 | 0.53 | 0.14 | 0.02 | 0.01 | 0.01 | 0.01 | True | False | Non Federally-Regulated | 10/04/2019 |  | 11/18/2019
Lumenpulse | Lumenpulse | LCRS-A-SH-*-*-L13-35K-90-*-*DA*-*-*-IC/AT-*-NA | Light Emitting Diode | Inseparable Luminaire | Direct Wired | 0-10 VDC Controls | 57 | 3500 | 0.0006 | 92 | 55 | 485 | 0.97 | Ambient | 67000 |  | 1 | 67000 | 0.02 | 20 | 18 | 0.06 | 0.04 | 0.01 | 0.01 | 0.01 | 0.01 | 0.24 | 0.07 | 0.01 | 0.01 | 0.01 | 0.01 | 0.53 | 0.14 | 0.02 | 0.01 | 0.01 | 0.01 | True | False | Non Federally-Regulated | 10/04/2019 |  | 11/18/2019
Lumenpulse | Lumenpulse | LCRS-A-SH-*-*-L13-40K-90-*-*DA*-*-*-IC/AT-*-NA | Light Emitting Diode | Inseparable Luminaire | Direct Wired | 0-10 VDC Controls | 57 | 4000 | 0.0006 | 92 | 55 | 485 | 0.97 | Ambient | 67000 |  | 1 | 67000 | 0.02 | 20 | 18 | 0.06 | 0.04 | 0.01 | 0.01 | 0.01 | 0.01 | 0.24 | 0.07 | 0.01 | 0.01 | 0.01 | 0.01 | 0.53 | 0.14 | 0.02 | 0.01 | 0.01 | 0.01 | True | False | Non Federally-Regulated | 10/04/2019 |  | 11/18/2019
Lumenpulse | Lumenpulse | LCRS-A-SH-*-*-L13-27K-90-*-PH-*-*-IC/AT-*-NA | Light Emitting Diode | Inseparable Luminaire | Direct Wired | Forward Phase Cut Controls | 57 | 2700 | 0.0006 | 92 | 55 | 73 | 0.97 | Ambient | 67000 |  | 1 | 67000 | 0.01 | 20 | 18 | 0.04 | 0.01 | 0.01 | 0.01 | 0.01 | 0.01 | 0.67 | 0.51 | 0.44 | 0.08 | 0.02 | 0.01 | 0.46 | 0.39 | 0.33 | 0.05 | 0.01 | 0.01 | True | False | Non Federally-Regulated | 10/04/2019 |  | 11/18/2019
Lumenpulse | Lumenpulse | LCRS-A-SH-*-*-L13-30K-90-*-PH-*-*-IC/AT-*-NA | Light Emitting Diode | Inseparable Luminaire | Direct Wired | Forward Phase Cut Controls | 57 | 3000 | 0.0006 | 92 | 55 | 73 | 0.97 | Ambient | 67000 |  | 1 | 67000 | 0.01 | 20 | 18 | 0.04 | 0.01 | 0.01 | 0.01 | 0.01 | 0.01 | 0.67 | 0.51 | 0.44 | 0.08 | 0.02 | 0.01 | 0.46 | 0.39 | 0.33 | 0.05 | 0.01 | 0.01 | True | False | Non Federally-Regulated | 10/04/2019 |  | 11/18/2019
Lumenpulse | Lumenpulse | LCRS-A-SH-*-*-L13-35K-90-*-PH-*-*-IC/AT-*-NA | Light Emitting Diode | Inseparable Luminaire | Direct Wired | Forward Phase Cut Controls | 57 | 3500 | 0.0006 | 92 | 55 | 73 | 0.97 | Ambient | 67000 |  | 1 | 67000 | 0.01 | 20 | 18 | 0.04 | 0.01 | 0.01 | 0.01 | 0.01 | 0.01 | 0.67 | 0.51 | 0.44 | 0.08 | 0.02 | 0.01 | 0.46 | 0.39 | 0.33 | 0.05 | 0.01 | 0.01 | True | False | Non Federally-Regulated | 10/04/2019 |  | 11/18/2019
Lumenpulse | Lumenpulse | LCRS-A-SH-*-*-L13-40K-90-*-PH-*-*-IC/AT-*-NA | Light Emitting Diode | Inseparable Luminaire | Direct Wired | Forward Phase Cut Controls | 57 | 4000 | 0.0006 | 92 | 55 | 73 | 0.97 | Ambient | 67000 |  | 1 | 67000 | 0.01 | 20 | 18 | 0.04 | 0.01 | 0.01 | 0.01 | 0.01 | 0.01 | 0.67 | 0.51 | 0.44 | 0.08 | 0.02 | 0.01 | 0.46 | 0.39 | 0.33 | 0.05 | 0.01 | 0.01 | True | False | Non Federally-Regulated | 10/04/2019 |  | 11/18/2019
Intense Lighting | Intense Lighting | MXFG2******L0****RTRD300*27950 | Light Emitting Diode | Inseparable Luminaire | Direct Wired | 0-10 VDC Controls | 48.8 | 2985 | 0.001 | 92 | 53 | 457 | 1 | Ambient | 50000 |  |  | 80000 | 0.1 | 18 | 18 | 0.17 | 0.17 | 0.17 | 0.17 | 0.04 | 0.01 | 0.25 | 0.25 | 0.25 | 0.23 | 0.07 | 0 | 0.25 | 0.24 | 0.24 | 0.21 | 0.06 | 0 | True |  | Non Federally-Regulated | 11/02/2018 |  | 11/19/2019
Intense Lighting | Intense Lighting | MXFG2******L0****RTRD300*27936 | Light Emitting Diode | Inseparable Luminaire | Direct Wired | 0-10 VDC Controls | 48.8 | 2985 | 0.001 | 92 | 53 | 457 | 1 | Ambient | 50000 |  |  | 80000 | 0.1 | 18 | 18 | 0.17 | 0.17 | 0.17 | 0.17 | 0.04 | 0.01 | 0.25 | 0.25 | 0.25 | 0.23 | 0.07 | 0 | 0.25 | 0.24 | 0.24 | 0.21 | 0.06 | 0 | True |  | Non Federally-Regulated | 11/02/2018 |  | 11/19/2019
Intense Lighting | Intense Lighting | MXFG2******L0****RTRD300*27924 | Light Emitting Diode | Inseparable Luminaire | Direct Wired | 0-10 VDC Controls | 48.8 | 2985 | 0.001 | 92 | 53 | 457 | 1 | Ambient | 50000 |  |  | 80000 | 0.1 | 18 | 18 | 0.17 | 0.17 | 0.17 | 0.17 | 0.04 | 0.01 | 0.25 | 0.25 | 0.25 | 0.23 | 0.07 | 0 | 0.25 | 0.24 | 0.24 | 0.21 | 0.06 | 0 | True |  | Non Federally-Regulated | 11/02/2018 |  | 11/19/2019
Intense Lighting | Intense Lighting | MXFG2******L0****RTRD300*27912 | Light Emitting Diode | Inseparable Luminaire | Direct Wired | 0-10 VDC Controls | 48.8 | 2985 | 0.001 | 92 | 53 | 457 | 1 | Ambient | 50000 |  |  | 80000 | 0.1 | 18 | 18 | 0.17 | 0.17 | 0.17 | 0.17 | 0.04 | 0.01 | 0.25 | 0.25 | 0.25 | 0.23 | 0.07 | 0 | 0.25 | 0.24 | 0.24 | 0.21 | 0.06 | 0 | True |  | Non Federally-Regulated | 11/02/2018 |  | 11/19/2019
Intense Lighting | Intense Lighting | MXFG2******L0****RTRD300*30950 | Light Emitting Diode | Inseparable Luminaire | Direct Wired | 0-10 VDC Controls | 48.8 | 2985 | 0.001 | 92 | 53 | 457 | 1 | Ambient | 50000 |  |  | 80000 | 0.1 | 18 | 18 | 0.17 | 0.17 | 0.17 | 0.17 | 0.04 | 0.01 | 0.25 | 0.25 | 0.25 | 0.23 | 0.07 | 0 | 0.25 | 0.24 | 0.24 | 0.21 | 0.06 | 0 | True |  | Non Federally-Regulated | 11/02/2018 |  | 11/19/2019
Intense Lighting | Intense Lighting | MXFG2******L0****RTRD300*30936 | Light Emitting Diode | Inseparable Luminaire | Direct Wired | 0-10 VDC Controls | 48.8 | 2985 | 0.001 | 92 | 53 | 457 | 1 | Ambient | 50000 |  |  | 80000 | 0.1 | 18 | 18 | 0.17 | 0.17 | 0.17 | 0.17 | 0.04 | 0.01 | 0.25 | 0.25 | 0.25 | 0.23 | 0.07 | 0 | 0.25 | 0.24 | 0.24 | 0.21 | 0.06 | 0 | True |  | Non Federally-Regulated | 11/02/2018 |  | 11/19/2019
Intense Lighting | Intense Lighting | MXFG2******L0****RTRD300*30924 | Light Emitting Diode | Inseparable Luminaire | Direct Wired | 0-10 VDC Controls | 48.8 | 2985 | 0.001 | 92 | 53 | 457 | 1 | Ambient | 50000 |  |  | 80000 | 0.1 | 18 | 18 | 0.17 | 0.17 | 0.17 | 0.17 | 0.04 | 0.01 | 0.25 | 0.25 | 0.25 | 0.23 | 0.07 | 0 | 0.25 | 0.24 | 0.24 | 0.21 | 0.06 | 0 | True |  | Non Federally-Regulated | 11/02/2018 |  | 11/19/2019
Intense Lighting | Intense Lighting | MXFG2******L0****RTRD300*30912 | Light Emitting Diode | Inseparable Luminaire | Direct Wired | 0-10 VDC Controls | 48.8 | 2985 | 0.001 | 92 | 53 | 457 | 1 | Ambient | 50000 |  |  | 80000 | 0.1 | 18 | 18 | 0.17 | 0.17 | 0.17 | 0.17 | 0.04 | 0.01 | 0.25 | 0.25 | 0.25 | 0.23 | 0.07 | 0 | 0.25 | 0.24 | 0.24 | 0.21 | 0.06 | 0 | True |  | Non Federally-Regulated | 11/02/2018 |  | 11/19/2019
Intense Lighting | Intense Lighting | MXFG2******L0****RTRD300*35950 | Light Emitting Diode | Inseparable Luminaire | Direct Wired | 0-10 VDC Controls | 48.8 | 3500 | 0.001 | 92 | 53 | 457 | 1 | Ambient | 50000 |  |  | 80000 | 0.1 | 18 | 18 | 0.17 | 0.17 | 0.17 | 0.17 | 0.04 | 0.01 | 0.25 | 0.25 | 0.25 | 0.23 | 0.07 | 0 | 0.25 | 0.24 | 0.24 | 0.21 | 0.06 | 0 | True |  | Non Federally-Regulated | 11/02/2018 |  | 11/19/2019
Intense Lighting | Intense Lighting | MXFG2******L0****RTRD300*35936 | Light Emitting Diode | Inseparable Luminaire | Direct Wired | 0-10 VDC Controls | 48.8 | 3500 | 0.001 | 92 | 53 | 457 | 1 | Ambient | 50000 |  |  | 80000 | 0.1 | 18 | 18 | 0.17 | 0.17 | 0.17 | 0.17 | 0.04 | 0.01 | 0.25 | 0.25 | 0.25 | 0.23 | 0.07 | 0 | 0.25 | 0.24 | 0.24 | 0.21 | 0.06 | 0 | True |  | Non Federally-Regulated | 11/02/2018 |  | 11/19/2019
Intense Lighting | Intense Lighting | MXFG2******L0****RTRD300*35924 | Light Emitting Diode | Inseparable Luminaire | Direct Wired | 0-10 VDC Controls | 48.8 | 3500 | 0.001 | 92 | 53 | 457 | 1 | Ambient | 50000 |  |  | 80000 | 0.1 | 18 | 18 | 0.17 | 0.17 | 0.17 | 0.17 | 0.04 | 0.01 | 0.25 | 0.25 | 0.25 | 0.23 | 0.07 | 0 | 0.25 | 0.24 | 0.24 | 0.21 | 0.06 | 0 | True |  | Non Federally-Regulated | 11/02/2018 |  | 11/19/2019
Intense Lighting | Intense Lighting | MXFG2******L0****RTRD300*35912 | Light Emitting Diode | Inseparable Luminaire | Direct Wired | 0-10 VDC Controls | 48.8 | 3500 | 0.001 | 92 | 53 | 457 | 1 | Ambient | 50000 |  |  | 80000 | 0.1 | 18 | 18 | 0.17 | 0.17 | 0.17 | 0.17 | 0.04 | 0.01 | 0.25 | 0.25 | 0.25 | 0.23 | 0.07 | 0 | 0.25 | 0.24 | 0.24 | 0.21 | 0.06 | 0 | True |  | Non Federally-Regulated | 11/02/2018 |  | 11/19/2019
Intense Lighting | Intense Lighting | MXFG2******L0****RTRD300*40950 | Light Emitting Diode | Inseparable Luminaire | Direct Wired | 0-10 VDC Controls | 48.8 | 4000 | 0.001 | 92 | 53 | 457 | 1 | Ambient | 50000 |  |  | 80000 | 0.1 | 18 | 18 | 0.17 | 0.17 | 0.17 | 0.17 | 0.04 | 0.01 | 0.25 | 0.25 | 0.25 | 0.23 | 0.07 | 0 | 0.25 | 0.24 | 0.24 | 0.21 | 0.06 | 0 | True |  | Non Federally-Regulated | 11/02/2018 |  | 11/19/2019
Intense Lighting | Intense Lighting | MXFG2******L0****RTRD300*40936 | Light Emitting Diode | Inseparable Luminaire | Direct Wired | 0-10 VDC Controls | 48.8 | 4000 | 0.001 | 92 | 53 | 457 | 1 | Ambient | 50000 |  |  | 80000 | 0.1 | 18 | 18 | 0.17 | 0.17 | 0.17 | 0.17 | 0.04 | 0.01 | 0.25 | 0.25 | 0.25 | 0.23 | 0.07 | 0 | 0.25 | 0.24 | 0.24 | 0.21 | 0.06 | 0 | True |  | Non Federally-Regulated | 11/02/2018 |  | 11/19/2019
Intense Lighting | Intense Lighting | MXFG2******L0****RTRD300*40924 | Light Emitting Diode | Inseparable Luminaire | Direct Wired | 0-10 VDC Controls | 48.8 | 4000 | 0.001 | 92 | 53 | 457 | 1 | Ambient | 50000 |  |  | 80000 | 0.1 | 18 | 18 | 0.17 | 0.17 | 0.17 | 0.17 | 0.04 | 0.01 | 0.25 | 0.25 | 0.25 | 0.23 | 0.07 | 0 | 0.25 | 0.24 | 0.24 | 0.21 | 0.06 | 0 | True |  | Non Federally-Regulated | 11/02/2018 |  | 11/19/2019
Intense Lighting | Intense Lighting | MXFG2******L0****RTRD300*40912 | Light Emitting Diode | Inseparable Luminaire | Direct Wired | 0-10 VDC Controls | 48.8 | 4000 | 0.001 | 92 | 53 | 457 | 1 | Ambient | 50000 |  |  | 80000 | 0.1 | 18 | 18 | 0.17 | 0.17 | 0.17 | 0.17 | 0.04 | 0.01 | 0.25 | 0.25 | 0.25 | 0.23 | 0.07 | 0 | 0.25 | 0.24 | 0.24 | 0.21 | 0.06 | 0 | True |  | Non Federally-Regulated | 11/02/2018 |  | 11/19/2019
Intense Lighting | Intense Lighting | MXFG2******L0****RTRD302*27950 | Light Emitting Diode | Inseparable Luminaire | Direct Wired | 0-10 VDC Controls | 48.8 | 3500 | 0.001 | 92 | 53 | 457 | 1 | Ambient | 50000 |  |  | 80000 | 0.1 | 18 | 18 | 0.17 | 0.17 | 0.17 | 0.17 | 0.04 | 0.01 | 0.25 | 0.25 | 0.25 | 0.23 | 0.07 | 0 | 0.25 | 0.24 | 0.24 | 0.21 | 0.06 | 0 | True |  | Non Federally-Regulated | 11/02/2018 |  | 11/19/2019
Intense Lighting | Intense Lighting | MXFG2******L0****RTRD302*27936 | Light Emitting Diode | Inseparable Luminaire | Direct Wired | 0-10 VDC Controls | 48.8 | 3500 | 0.001 | 92 | 53 | 457 | 1 | Ambient | 50000 |  |  | 80000 | 0.1 | 18 | 18 | 0.17 | 0.17 | 0.17 | 0.17 | 0.04 | 0.01 | 0.25 | 0.25 | 0.25 | 0.23 | 0.07 | 0 | 0.25 | 0.24 | 0.24 | 0.21 | 0.06 | 0 | True |  | Non Federally-Regulated | 11/02/2018 |  | 11/19/2019
Intense Lighting | Intense Lighting | MXFG2******L0****RTRD302*27924 | Light Emitting Diode | Inseparable Luminaire | Direct Wired | 0-10 VDC Controls | 48.8 | 3500 | 0.001 | 92 | 53 | 457 | 1 | Ambient | 50000 |  |  | 80000 | 0.1 | 18 | 18 | 0.17 | 0.17 | 0.17 | 0.17 | 0.04 | 0.01 | 0.25 | 0.25 | 0.25 | 0.23 | 0.07 | 0 | 0.25 | 0.24 | 0.24 | 0.21 | 0.06 | 0 | True |  | Non Federally-Regulated | 11/02/2018 |  | 11/19/2019
Intense Lighting | Intense Lighting | MXFG2******L0****RTRD302*27912 | Light Emitting Diode | Inseparable Luminaire | Direct Wired | 0-10 VDC Controls | 48.8 | 3500 | 0.001 | 92 | 53 | 457 | 1 | Ambient | 50000 |  |  | 80000 | 0.1 | 18 | 18 | 0.17 | 0.17 | 0.17 | 0.17 | 0.04 | 0.01 | 0.25 | 0.25 | 0.25 | 0.23 | 0.07 | 0 | 0.25 | 0.24 | 0.24 | 0.21 | 0.06 | 0 | True |  | Non Federally-Regulated | 11/02/2018 |  | 11/19/2019
Intense Lighting | Intense Lighting | MXFG2******L0****RTRD302*30950 | Light Emitting Diode | Inseparable Luminaire | Direct Wired | 0-10 VDC Controls | 48.8 | 3000 | 0.001 | 92 | 53 | 457 | 1 | Ambient | 50000 |  |  | 80000 | 0.1 | 18 | 18 | 0.17 | 0.17 | 0.17 | 0.17 | 0.04 | 0.01 | 0.25 | 0.25 | 0.25 | 0.23 | 0.07 | 0 | 0.25 | 0.24 | 0.24 | 0.21 | 0.06 | 0 | True |  | Non Federally-Regulated | 11/02/2018 |  | 11/19/2019
Intense Lighting | Intense Lighting | MXFG2******L0****RTRD302*30936 | Light Emitting Diode | Inseparable Luminaire | Direct Wired | 0-10 VDC Controls | 48.8 | 3000 | 0.001 | 92 | 53 | 457 | 1 | Ambient | 50000 |  |  | 80000 | 0.1 | 18 | 18 | 0.17 | 0.17 | 0.17 | 0.17 | 0.04 | 0.01 | 0.25 | 0.25 | 0.25 | 0.23 | 0.07 | 0 | 0.25 | 0.24 | 0.24 | 0.21 | 0.06 | 0 | True |  | Non Federally-Regulated | 11/02/2018 |  | 11/19/2019
Intense Lighting | Intense Lighting | MXFG2******L0****RTRD302*30924 | Light Emitting Diode | Inseparable Luminaire | Direct Wired | 0-10 VDC Controls | 48.8 | 3000 | 0.001 | 92 | 53 | 457 | 1 | Ambient | 50000 |  |  | 80000 | 0.1 | 18 | 18 | 0.17 | 0.17 | 0.17 | 0.17 | 0.04 | 0.01 | 0.25 | 0.25 | 0.25 | 0.23 | 0.07 | 0 | 0.25 | 0.24 | 0.24 | 0.21 | 0.06 | 0 | True |  | Non Federally-Regulated | 11/02/2018 |  | 11/19/2019
Intense Lighting | Intense Lighting | MXFG2******L0****RTRD302*30912 | Light Emitting Diode | Inseparable Luminaire | Direct Wired | 0-10 VDC Controls | 48.8 | 3000 | 0.001 | 92 | 53 | 457 | 1 | Ambient | 50000 |  |  | 80000 | 0.1 | 18 | 18 | 0.17 | 0.17 | 0.17 | 0.17 | 0.04 | 0.01 | 0.25 | 0.25 | 0.25 | 0.23 | 0.07 | 0 | 0.25 | 0.24 | 0.24 | 0.21 | 0.06 | 0 | True |  | Non Federally-Regulated | 11/02/2018 |  | 11/19/2019
Intense Lighting | Intense Lighting | MXFG2******L0****RTRD302*35950 | Light Emitting Diode | Inseparable Luminaire | Direct Wired | 0-10 VDC Controls | 48.8 | 3500 | 0.001 | 92 | 53 | 457 | 1 | Ambient | 50000 |  |  | 80000 | 0.1 | 18 | 18 | 0.17 | 0.17 | 0.17 | 0.17 | 0.04 | 0.01 | 0.25 | 0.25 | 0.25 | 0.23 | 0.07 | 0 | 0.25 | 0.24 | 0.24 | 0.21 | 0.06 | 0 | True |  | Non Federally-Regulated | 11/02/2018 |  | 11/19/2019
Intense Lighting | Intense Lighting | MXFG2******L0****RTRD302*35936 | Light Emitting Diode | Inseparable Luminaire | Direct Wired | 0-10 VDC Controls | 48.8 | 3500 | 0.001 | 92 | 53 | 457 | 1 | Ambient | 50000 |  |  | 80000 | 0.1 | 18 | 18 | 0.17 | 0.17 | 0.17 | 0.17 | 0.04 | 0.01 | 0.25 | 0.25 | 0.25 | 0.23 | 0.07 | 0 | 0.25 | 0.24 | 0.24 | 0.21 | 0.06 | 0 | True |  | Non Federally-Regulated | 11/02/2018 |  | 11/19/2019
Intense Lighting | Intense Lighting | MXFG2******L0****RTRD302*35924 | Light Emitting Diode | Inseparable Luminaire | Direct Wired | 0-10 VDC Controls | 48.8 | 3500 | 0.001 | 92 | 53 | 457 | 1 | Ambient | 50000 |  |  | 80000 | 0.1 | 18 | 18 | 0.17 | 0.17 | 0.17 | 0.17 | 0.04 | 0.01 | 0.25 | 0.25 | 0.25 | 0.23 | 0.07 | 0 | 0.25 | 0.24 | 0.24 | 0.21 | 0.06 | 0 | True |  | Non Federally-Regulated | 11/02/2018 |  | 11/19/2019
Intense Lighting | Intense Lighting | MXFG2******L0****RTRD302*35912 | Light Emitting Diode | Inseparable Luminaire | Direct Wired | 0-10 VDC Controls | 48.8 | 3500 | 0.001 | 92 | 53 | 457 | 1 | Ambient | 50000 |  |  | 80000 | 0.1 | 18 | 18 | 0.17 | 0.17 | 0.17 | 0.17 | 0.04 | 0.01 | 0.25 | 0.25 | 0.25 | 0.23 | 0.07 | 0 | 0.25 | 0.24 | 0.24 | 0.21 | 0.06 | 0 | True |  | Non Federally-Regulated | 11/02/2018 |  | 11/19/2019
Intense Lighting | Intense Lighting | MXFG2******L0****RTRD302*40950 | Light Emitting Diode | Inseparable Luminaire | Direct Wired | 0-10 VDC Controls | 48.8 | 4000 | 0.001 | 92 | 53 | 457 | 1 | Ambient | 50000 |  |  | 80000 | 0.1 | 18 | 18 | 0.17 | 0.17 | 0.17 | 0.17 | 0.04 | 0.01 | 0.25 | 0.25 | 0.25 | 0.23 | 0.07 | 0 | 0.25 | 0.24 | 0.24 | 0.21 | 0.06 | 0 | True |  | Non Federally-Regulated | 11/02/2018 |  | 11/19/2019
Intense Lighting | Intense Lighting | MXFG2******L0****RTRD302*40936 | Light Emitting Diode | Inseparable Luminaire | Direct Wired | 0-10 VDC Controls | 48.8 | 4000 | 0.001 | 92 | 53 | 457 | 1 | Ambient | 50000 |  |  | 80000 | 0.1 | 18 | 18 | 0.17 | 0.17 | 0.17 | 0.17 | 0.04 | 0.01 | 0.25 | 0.25 | 0.25 | 0.23 | 0.07 | 0 | 0.25 | 0.24 | 0.24 | 0.21 | 0.06 | 0 | True |  | Non Federally-Regulated | 11/02/2018 |  | 11/19/2019
Intense Lighting | Intense Lighting | MXFG2******L0****RTRD302*40924 | Light Emitting Diode | Inseparable Luminaire | Direct Wired | 0-10 VDC Controls | 48.8 | 4000 | 0.001 | 92 | 53 | 457 | 1 | Ambient | 50000 |  |  | 80000 | 0.1 | 18 | 18 | 0.17 | 0.17 | 0.17 | 0.17 | 0.04 | 0.01 | 0.25 | 0.25 | 0.25 | 0.23 | 0.07 | 0 | 0.25 | 0.24 | 0.24 | 0.21 | 0.06 | 0 | True |  | Non Federally-Regulated | 11/02/2018 |  | 11/19/2019
Intense Lighting | Intense Lighting | MXFG2******L0****RTRD302*40912 | Light Emitting Diode | Inseparable Luminaire | Direct Wired | 0-10 VDC Controls | 48.8 | 4000 | 0.001 | 92 | 53 | 457 | 1 | Ambient | 50000 |  |  | 80000 | 0.1 | 18 | 18 | 0.17 | 0.17 | 0.17 | 0.17 | 0.04 | 0.01 | 0.25 | 0.25 | 0.25 | 0.23 | 0.07 | 0 | 0.25 | 0.24 | 0.24 | 0.21 | 0.06 | 0 | True |  | Non Federally-Regulated | 11/02/2018 |  | 11/19/2019
Intense Lighting | Intense Lighting | MXFG2******L0****RTRD306*27950 | Light Emitting Diode | Inseparable Luminaire | Direct Wired | 0-10 VDC Controls | 48.8 | 3000 | 0.001 | 92 | 53 | 457 | 1 | Ambient | 50000 |  |  | 80000 | 0.1 | 18 | 18 | 0.17 | 0.17 | 0.17 | 0.17 | 0.04 | 0.01 | 0.25 | 0.25 | 0.25 | 0.23 | 0.07 | 0 | 0.25 | 0.24 | 0.24 | 0.21 | 0.06 | 0 | True |  | Non Federally-Regulated | 11/02/2018 |  | 11/19/2019
Intense Lighting | Intense Lighting | MXFG2******L0****RTRD306*27936 | Light Emitting Diode | Inseparable Luminaire | Direct Wired | 0-10 VDC Controls | 48.8 | 3000 | 0.001 | 92 | 53 | 457 | 1 | Ambient | 50000 |  |  | 80000 | 0.1 | 18 | 18 | 0.17 | 0.17 | 0.17 | 0.17 | 0.04 | 0.01 | 0.25 | 0.25 | 0.25 | 0.23 | 0.07 | 0 | 0.25 | 0.24 | 0.24 | 0.21 | 0.06 | 0 | True |  | Non Federally-Regulated | 11/02/2018 |  | 11/19/2019
Intense Lighting | Intense Lighting | MXFG2******L0****RTRD306*27924 | Light Emitting Diode | Inseparable Luminaire | Direct Wired | 0-10 VDC Controls | 48.8 | 3000 | 0.001 | 92 | 53 | 457 | 1 | Ambient | 50000 |  |  | 80000 | 0.1 | 18 | 18 | 0.17 | 0.17 | 0.17 | 0.17 | 0.04 | 0.01 | 0.25 | 0.25 | 0.25 | 0.23 | 0.07 | 0 | 0.25 | 0.24 | 0.24 | 0.21 | 0.06 | 0 | True |  | Non Federally-Regulated | 11/02/2018 |  | 11/19/2019
Intense Lighting | Intense Lighting | MXFG2******L0****RTRD306*27912 | Light Emitting Diode | Inseparable Luminaire | Direct Wired | 0-10 VDC Controls | 48.8 | 3000 | 0.001 | 92 | 53 | 457 | 1 | Ambient | 50000 |  |  | 80000 | 0.1 | 18 | 18 | 0.17 | 0.17 | 0.17 | 0.17 | 0.04 | 0.01 | 0.25 | 0.25 | 0.25 | 0.23 | 0.07 | 0 | 0.25 | 0.24 | 0.24 | 0.21 | 0.06 | 0 | True |  | Non Federally-Regulated | 11/02/2018 |  | 11/19/2019
Intense Lighting | Intense Lighting | MXFG2******L0****RTRD306*30950 | Light Emitting Diode | Inseparable Luminaire | Direct Wired | 0-10 VDC Controls | 48.8 | 3000 | 0.001 | 92 | 53 | 457 | 1 | Ambient | 50000 |  |  | 80000 | 0.1 | 18 | 18 | 0.17 | 0.17 | 0.17 | 0.17 | 0.04 | 0.01 | 0.25 | 0.25 | 0.25 | 0.23 | 0.07 | 0 | 0.25 | 0.24 | 0.24 | 0.21 | 0.06 | 0 | True |  | Non Federally-Regulated | 11/02/2018 |  | 11/19/2019
Intense Lighting | Intense Lighting | MXFG2******L0****RTRD306*30936 | Light Emitting Diode | Inseparable Luminaire | Direct Wired | 0-10 VDC Controls | 48.8 | 3000 | 0.001 | 92 | 53 | 457 | 1 | Ambient | 50000 |  |  | 80000 | 0.1 | 18 | 18 | 0.17 | 0.17 | 0.17 | 0.17 | 0.04 | 0.01 | 0.25 | 0.25 | 0.25 | 0.23 | 0.07 | 0 | 0.25 | 0.24 | 0.24 | 0.21 | 0.06 | 0 | True |  | Non Federally-Regulated | 11/02/2018 |  | 11/19/2019
Intense Lighting | Intense Lighting | MXFG2******L0****RTRD306*30924 | Light Emitting Diode | Inseparable Luminaire | Direct Wired | 0-10 VDC Controls | 48.8 | 3000 | 0.001 | 92 | 53 | 457 | 1 | Ambient | 50000 |  |  | 80000 | 0.1 | 18 | 18 | 0.17 | 0.17 | 0.17 | 0.17 | 0.04 | 0.01 | 0.25 | 0.25 | 0.25 | 0.23 | 0.07 | 0 | 0.25 | 0.24 | 0.24 | 0.21 | 0.06 | 0 | True |  | Non Federally-Regulated | 11/02/2018 |  | 11/19/2019
Intense Lighting | Intense Lighting | MXFG2******L0****RTRD306*30912 | Light Emitting Diode | Inseparable Luminaire | Direct Wired | 0-10 VDC Controls | 48.8 | 3000 | 0.001 | 92 | 53 | 457 | 1 | Ambient | 50000 |  |  | 80000 | 0.1 | 18 | 18 | 0.17 | 0.17 | 0.17 | 0.17 | 0.04 | 0.01 | 0.25 | 0.25 | 0.25 | 0.23 | 0.07 | 0 | 0.25 | 0.24 | 0.24 | 0.21 | 0.06 | 0 | True |  | Non Federally-Regulated | 11/02/2018 |  | 11/19/2019
Intense Lighting | Intense Lighting | MXFG2******L0****RTRD306*35950 | Light Emitting Diode | Inseparable Luminaire | Direct Wired | 0-10 VDC Controls | 48.8 | 3500 | 0.001 | 92 | 53 | 457 | 1 | Ambient | 50000 |  |  | 80000 | 0.1 | 18 | 18 | 0.17 | 0.17 | 0.17 | 0.17 | 0.04 | 0.01 | 0.25 | 0.25 | 0.25 | 0.23 | 0.07 | 0 | 0.25 | 0.24 | 0.24 | 0.21 | 0.06 | 0 | True |  | Non Federally-Regulated | 11/02/2018 |  | 11/19/2019
Intense Lighting | Intense Lighting | MXFG2******L0****RTRD306*35936 | Light Emitting Diode | Inseparable Luminaire | Direct Wired | 0-10 VDC Controls | 48.8 | 3500 | 0.001 | 92 | 53 | 457 | 1 | Ambient | 50000 |  |  | 80000 | 0.1 | 18 | 18 | 0.17 | 0.17 | 0.17 | 0.17 | 0.04 | 0.01 | 0.25 | 0.25 | 0.25 | 0.23 | 0.07 | 0 | 0.25 | 0.24 | 0.24 | 0.21 | 0.06 | 0 | True |  | Non Federally-Regulated | 11/02/2018 |  | 11/19/2019
Intense Lighting | Intense Lighting | MXFG2******L0****RTRD306*35924 | Light Emitting Diode | Inseparable Luminaire | Direct Wired | 0-10 VDC Controls | 48.8 | 3500 | 0.001 | 92 | 53 | 457 | 1 | Ambient | 50000 |  |  | 80000 | 0.1 | 18 | 18 | 0.17 | 0.17 | 0.17 | 0.17 | 0.04 | 0.01 | 0.25 | 0.25 | 0.25 | 0.23 | 0.07 | 0 | 0.25 | 0.24 | 0.24 | 0.21 | 0.06 | 0 | True |  | Non Federally-Regulated | 11/02/2018 |  | 11/19/2019
Intense Lighting | Intense Lighting | MXFG2******L0****RTRD306*35912 | Light Emitting Diode | Inseparable Luminaire | Direct Wired | 0-10 VDC Controls | 48.8 | 3500 | 0.001 | 92 | 53 | 457 | 1 | Ambient | 50000 |  |  | 80000 | 0.1 | 18 | 18 | 0.17 | 0.17 | 0.17 | 0.17 | 0.04 | 0.01 | 0.25 | 0.25 | 0.25 | 0.23 | 0.07 | 0 | 0.25 | 0.24 | 0.24 | 0.21 | 0.06 | 0 | True |  | Non Federally-Regulated | 11/02/2018 |  | 11/19/2019
Intense Lighting | Intense Lighting | MXFG2******L0****RTRD306*40950 | Light Emitting Diode | Inseparable Luminaire | Direct Wired | 0-10 VDC Controls | 48.8 | 4000 | 0.001 | 92 | 53 | 457 | 1 | Ambient | 50000 |  |  | 80000 | 0.1 | 18 | 18 | 0.17 | 0.17 | 0.17 | 0.17 | 0.04 | 0.01 | 0.25 | 0.25 | 0.25 | 0.23 | 0.07 | 0 | 0.25 | 0.24 | 0.24 | 0.21 | 0.06 | 0 | True |  | Non Federally-Regulated | 11/02/2018 |  | 11/19/2019
Intense Lighting | Intense Lighting | MXFG2******L0****RTRD306*40936 | Light Emitting Diode | Inseparable Luminaire | Direct Wired | 0-10 VDC Controls | 48.8 | 4000 | 0.001 | 92 | 53 | 457 | 1 | Ambient | 50000 |  |  | 80000 | 0.1 | 18 | 18 | 0.17 | 0.17 | 0.17 | 0.17 | 0.04 | 0.01 | 0.25 | 0.25 | 0.25 | 0.23 | 0.07 | 0 | 0.25 | 0.24 | 0.24 | 0.21 | 0.06 | 0 | True |  | Non Federally-Regulated | 11/02/2018 |  | 11/19/2019
Intense Lighting | Intense Lighting | MXFG2******L0****RTRD306*40924 | Light Emitting Diode | Inseparable Luminaire | Direct Wired | 0-10 VDC Controls | 48.8 | 4000 | 0.001 | 92 | 53 | 457 | 1 | Ambient | 50000 |  |  | 80000 | 0.1 | 18 | 18 | 0.17 | 0.17 | 0.17 | 0.17 | 0.04 | 0.01 | 0.25 | 0.25 | 0.25 | 0.23 | 0.07 | 0 | 0.25 | 0.24 | 0.24 | 0.21 | 0.06 | 0 | True |  | Non Federally-Regulated | 11/02/2018 |  | 11/19/2019
Intense Lighting | Intense Lighting | MXFG2******L0****RTRD306*40912 | Light Emitting Diode | Inseparable Luminaire | Direct Wired | 0-10 VDC Controls | 48.8 | 4000 | 0.001 | 92 | 53 | 457 | 1 | Ambient | 50000 |  |  | 80000 | 0.1 | 18 | 18 | 0.17 | 0.17 | 0.17 | 0.17 | 0.04 | 0.01 | 0.25 | 0.25 | 0.25 | 0.23 | 0.07 | 0 | 0.25 | 0.24 | 0.24 | 0.21 | 0.06 | 0 | True |  | Non Federally-Regulated | 11/02/2018 |  | 11/19/2019
Intense Lighting | Intense Lighting | MXFG2******L1****RTRD300*27950 | Light Emitting Diode | Inseparable Luminaire | Direct Wired | 0-10 VDC Controls | 48.8 | 4000 | 0.001 | 92 | 53 | 457 | 1 | Ambient | 50000 |  |  | 80000 | 0.1 | 18 | 18 | 0.17 | 0.17 | 0.17 | 0.17 | 0.04 | 0.01 | 0.25 | 0.25 | 0.25 | 0.23 | 0.07 | 0 | 0.25 | 0.24 | 0.24 | 0.21 | 0.06 | 0 | True |  | Non Federally-Regulated | 11/02/2018 |  | 11/19/2019
Intense Lighting | Intense Lighting | MXFG2******L1****RTRD300*27936 | Light Emitting Diode | Inseparable Luminaire | Direct Wired | 0-10 VDC Controls | 48.8 | 4000 | 0.001 | 92 | 53 | 457 | 1 | Ambient | 50000 |  |  | 80000 | 0.1 | 18 | 18 | 0.17 | 0.17 | 0.17 | 0.17 | 0.04 | 0.01 | 0.25 | 0.25 | 0.25 | 0.23 | 0.07 | 0 | 0.25 | 0.24 | 0.24 | 0.21 | 0.06 | 0 | True |  | Non Federally-Regulated | 11/02/2018 |  | 11/19/2019
Intense Lighting | Intense Lighting | MXFG2******L1****RTRD300*27924 | Light Emitting Diode | Inseparable Luminaire | Direct Wired | 0-10 VDC Controls | 48.8 | 4000 | 0.001 | 92 | 53 | 457 | 1 | Ambient | 50000 |  |  | 80000 | 0.1 | 18 | 18 | 0.17 | 0.17 | 0.17 | 0.17 | 0.04 | 0.01 | 0.25 | 0.25 | 0.25 | 0.23 | 0.07 | 0 | 0.25 | 0.24 | 0.24 | 0.21 | 0.06 | 0 | True |  | Non Federally-Regulated | 11/02/2018 |  | 11/19/2019
Intense Lighting | Intense Lighting | MXFG2******L1****RTRD300*27912 | Light Emitting Diode | Inseparable Luminaire | Direct Wired | 0-10 VDC Controls | 48.8 | 4000 | 0.001 | 92 | 53 | 457 | 1 | Ambient | 50000 |  |  | 80000 | 0.1 | 18 | 18 | 0.17 | 0.17 | 0.17 | 0.17 | 0.04 | 0.01 | 0.25 | 0.25 | 0.25 | 0.23 | 0.07 | 0 | 0.25 | 0.24 | 0.24 | 0.21 | 0.06 | 0 | True |  | Non Federally-Regulated | 11/02/2018 |  | 11/19/2019
Intense Lighting | Intense Lighting | MXFG2******L1****RTRD300*30950 | Light Emitting Diode | Inseparable Luminaire | Direct Wired | 0-10 VDC Controls | 48.8 | 4000 | 0.001 | 92 | 53 | 457 | 1 | Ambient | 50000 |  |  | 80000 | 0.1 | 18 | 18 | 0.17 | 0.17 | 0.17 | 0.17 | 0.04 | 0.01 | 0.25 | 0.25 | 0.25 | 0.23 | 0.07 | 0 | 0.25 | 0.24 | 0.24 | 0.21 | 0.06 | 0 | True |  | Non Federally-Regulated | 11/02/2018 |  | 11/19/2019
Intense Lighting | Intense Lighting | MXFG2******L1****RTRD300*30936 | Light Emitting Diode | Inseparable Luminaire | Direct Wired | 0-10 VDC Controls | 48.8 | 4000 | 0.001 | 92 | 53 | 457 | 1 | Ambient | 50000 |  |  | 80000 | 0.1 | 18 | 18 | 0.17 | 0.17 | 0.17 | 0.17 | 0.04 | 0.01 | 0.25 | 0.25 | 0.25 | 0.23 | 0.07 | 0 | 0.25 | 0.24 | 0.24 | 0.21 | 0.06 | 0 | True |  | Non Federally-Regulated | 11/02/2018 |  | 11/19/2019
Intense Lighting | Intense Lighting | MXFG2******L1****RTRD300*30924 | Light Emitting Diode | Inseparable Luminaire | Direct Wired | 0-10 VDC Controls | 48.8 | 4000 | 0.001 | 92 | 53 | 457 | 1 | Ambient | 50000 |  |  | 80000 | 0.1 | 18 | 18 | 0.17 | 0.17 | 0.17 | 0.17 | 0.04 | 0.01 | 0.25 | 0.25 | 0.25 | 0.23 | 0.07 | 0 | 0.25 | 0.24 | 0.24 | 0.21 | 0.06 | 0 | True |  | Non Federally-Regulated | 11/02/2018 |  | 11/19/2019
Intense Lighting | Intense Lighting | MXFG2******L1****RTRD300*30912 | Light Emitting Diode | Inseparable Luminaire | Direct Wired | 0-10 VDC Controls | 48.8 | 4000 | 0.001 | 92 | 53 | 457 | 1 | Ambient | 50000 |  |  | 80000 | 0.1 | 18 | 18 | 0.17 | 0.17 | 0.17 | 0.17 | 0.04 | 0.01 | 0.25 | 0.25 | 0.25 | 0.23 | 0.07 | 0 | 0.25 | 0.24 | 0.24 | 0.21 | 0.06 | 0 | True |  | Non Federally-Regulated | 11/02/2018 |  | 11/19/2019
Intense Lighting | Intense Lighting | MXFG2******L1****RTRD300*35950 | Light Emitting Diode | Inseparable Luminaire | Direct Wired | 0-10 VDC Controls | 48.8 | 4000 | 0.001 | 92 | 53 | 457 | 1 | Ambient | 50000 |  |  | 80000 | 0.1 | 18 | 18 | 0.17 | 0.17 | 0.17 | 0.17 | 0.04 | 0.01 | 0.25 | 0.25 | 0.25 | 0.23 | 0.07 | 0 | 0.25 | 0.24 | 0.24 | 0.21 | 0.06 | 0 | True |  | Non Federally-Regulated | 11/02/2018 |  | 11/19/2019
Intense Lighting | Intense Lighting | MXFG2******L1****RTRD300*35936 | Light Emitting Diode | Inseparable Luminaire | Direct Wired | 0-10 VDC Controls | 48.8 | 4000 | 0.001 | 92 | 53 | 457 | 1 | Ambient | 50000 |  |  | 80000 | 0.1 | 18 | 18 | 0.17 | 0.17 | 0.17 | 0.17 | 0.04 | 0.01 | 0.25 | 0.25 | 0.25 | 0.23 | 0.07 | 0 | 0.25 | 0.24 | 0.24 | 0.21 | 0.06 | 0 | True |  | Non Federally-Regulated | 11/02/2018 |  | 11/19/2019
Intense Lighting | Intense Lighting | MXFG2******L1****RTRD300*35924 | Light Emitting Diode | Inseparable Luminaire | Direct Wired | 0-10 VDC Controls | 48.8 | 4000 | 0.001 | 92 | 53 | 457 | 1 | Ambient | 50000 |  |  | 80000 | 0.1 | 18 | 18 | 0.17 | 0.17 | 0.17 | 0.17 | 0.04 | 0.01 | 0.25 | 0.25 | 0.25 | 0.23 | 0.07 | 0 | 0.25 | 0.24 | 0.24 | 0.21 | 0.06 | 0 | True |  | Non Federally-Regulated | 11/02/2018 |  | 11/19/2019
Intense Lighting | Intense Lighting | MXFG2******L1****RTRD300*35912 | Light Emitting Diode | Inseparable Luminaire | Direct Wired | 0-10 VDC Controls | 48.8 | 4000 | 0.001 | 92 | 53 | 457 | 1 | Ambient | 50000 |  |  | 80000 | 0.1 | 18 | 18 | 0.17 | 0.17 | 0.17 | 0.17 | 0.04 | 0.01 | 0.25 | 0.25 | 0.25 | 0.23 | 0.07 | 0 | 0.25 | 0.24 | 0.24 | 0.21 | 0.06 | 0 | True |  | Non Federally-Regulated | 11/02/2018 |  | 11/19/2019
Intense Lighting | Intense Lighting | MXFG2******L1****RTRD300*40950 | Light Emitting Diode | Inseparable Luminaire | Direct Wired | 0-10 VDC Controls | 48.8 | 4000 | 0.001 | 92 | 53 | 457 | 1 | Ambient | 50000 |  |  | 80000 | 0.1 | 18 | 18 | 0.17 | 0.17 | 0.17 | 0.17 | 0.04 | 0.01 | 0.25 | 0.25 | 0.25 | 0.23 | 0.07 | 0 | 0.25 | 0.24 | 0.24 | 0.21 | 0.06 | 0 | True |  | Non Federally-Regulated | 11/02/2018 |  | 11/19/2019
Intense Lighting | Intense Lighting | MXFG2******L1****RTRD300*40936 | Light Emitting Diode | Inseparable Luminaire | Direct Wired | 0-10 VDC Controls | 48.8 | 4000 | 0.001 | 92 | 53 | 457 | 1 | Ambient | 50000 |  |  | 80000 | 0.1 | 18 | 18 | 0.17 | 0.17 | 0.17 | 0.17 | 0.04 | 0.01 | 0.25 | 0.25 | 0.25 | 0.23 | 0.07 | 0 | 0.25 | 0.24 | 0.24 | 0.21 | 0.06 | 0 | True |  | Non Federally-Regulated | 11/02/2018 |  | 11/19/2019
Intense Lighting | Intense Lighting | MXFG2******L1****RTRD300*40924 | Light Emitting Diode | Inseparable Luminaire | Direct Wired | 0-10 VDC Controls | 48.8 | 4000 | 0.001 | 92 | 53 | 457 | 1 | Ambient | 50000 |  |  | 80000 | 0.1 | 18 | 18 | 0.17 | 0.17 | 0.17 | 0.17 | 0.04 | 0.01 | 0.25 | 0.25 | 0.25 | 0.23 | 0.07 | 0 | 0.25 | 0.24 | 0.24 | 0.21 | 0.06 | 0 | True |  | Non Federally-Regulated | 11/02/2018 |  | 11/19/2019
Intense Lighting | Intense Lighting | MXFG2******L1****RTRD300*40912 | Light Emitting Diode | Inseparable Luminaire | Direct Wired | 0-10 VDC Controls | 48.8 | 4000 | 0.001 | 92 | 53 | 457 | 1 | Ambient | 50000 |  |  | 80000 | 0.1 | 18 | 18 | 0.17 | 0.17 | 0.17 | 0.17 | 0.04 | 0.01 | 0.25 | 0.25 | 0.25 | 0.23 | 0.07 | 0 | 0.25 | 0.24 | 0.24 | 0.21 | 0.06 | 0 | True |  | Non Federally-Regulated | 11/02/2018 |  | 11/19/2019
Intense Lighting | Intense Lighting | MXFG2******L0****RTRD300*27950 | Light Emitting Diode | Inseparable Luminaire | Direct Wired | Reverse Phase Cut Controls | 48.8 | 2985 | 0.001 | 92 | 53 | 457 | 1 | Ambient | 50000 |  |  | 80000 | 0.1 | 18 | 18 | 0.21 | 0.21 | 0.21 | 0.21 | 0.05 | 0.01 | 0.4 | 0.4 | 0.4 | 0.29 | 0.07 | 0.01 | 0.46 | 0.45 | 0.48 | 0.35 | 0.09 | 0.01 | True |  | Non Federally-Regulated | 11/02/2018 |  | 11/19/2019
Intense Lighting | Intense Lighting | MXFG2******L0****RTRD300*27936 | Light Emitting Diode | Inseparable Luminaire | Direct Wired | Reverse Phase Cut Controls | 48.8 | 2985 | 0.001 | 92 | 53 | 457 | 1 | Ambient | 50000 |  |  | 80000 | 0.1 | 18 | 18 | 0.21 | 0.21 | 0.21 | 0.21 | 0.05 | 0.01 | 0.4 | 0.4 | 0.4 | 0.29 | 0.07 | 0.01 | 0.46 | 0.45 | 0.48 | 0.35 | 0.09 | 0.01 | True |  | Non Federally-Regulated | 11/02/2018 |  | 11/19/2019
Intense Lighting | Intense Lighting | MXFG2******L0****RTRD300*27924 | Light Emitting Diode | Inseparable Luminaire | Direct Wired | Reverse Phase Cut Controls | 48.8 | 2985 | 0.001 | 92 | 53 | 457 | 1 | Ambient | 50000 |  |  | 80000 | 0.1 | 18 | 18 | 0.21 | 0.21 | 0.21 | 0.21 | 0.05 | 0.01 | 0.4 | 0.4 | 0.4 | 0.29 | 0.07 | 0.01 | 0.46 | 0.45 | 0.48 | 0.35 | 0.09 | 0.01 | True |  | Non Federally-Regulated | 11/02/2018 |  | 11/19/2019
Intense Lighting | Intense Lighting | MXFG2******L0****RTRD300*27912 | Light Emitting Diode | Inseparable Luminaire | Direct Wired | Reverse Phase Cut Controls | 48.8 | 2985 | 0.001 | 92 | 53 | 457 | 1 | Ambient | 50000 |  |  | 80000 | 0.1 | 18 | 18 | 0.21 | 0.21 | 0.21 | 0.21 | 0.05 | 0.01 | 0.4 | 0.4 | 0.4 | 0.29 | 0.07 | 0.01 | 0.46 | 0.45 | 0.48 | 0.35 | 0.09 | 0.01 | True |  | Non Federally-Regulated | 11/02/2018 |  | 11/19/2019
Intense Lighting | Intense Lighting | MXFG2******L0****RTRD300*30950 | Light Emitting Diode | Inseparable Luminaire | Direct Wired | Reverse Phase Cut Controls | 48.8 | 2985 | 0.001 | 92 | 53 | 457 | 1 | Ambient | 50000 |  |  | 80000 | 0.1 | 18 | 18 | 0.21 | 0.21 | 0.21 | 0.21 | 0.05 | 0.01 | 0.4 | 0.4 | 0.4 | 0.29 | 0.07 | 0.01 | 0.46 | 0.45 | 0.48 | 0.35 | 0.09 | 0.01 | True |  | Non Federally-Regulated | 11/02/2018 |  | 11/19/2019
Intense Lighting | Intense Lighting | MXFG2******L0****RTRD300*30936 | Light Emitting Diode | Inseparable Luminaire | Direct Wired | Reverse Phase Cut Controls | 48.8 | 2985 | 0.001 | 92 | 53 | 457 | 1 | Ambient | 50000 |  |  | 80000 | 0.1 | 18 | 18 | 0.21 | 0.21 | 0.21 | 0.21 | 0.05 | 0.01 | 0.4 | 0.4 | 0.4 | 0.29 | 0.07 | 0.01 | 0.46 | 0.45 | 0.48 | 0.35 | 0.09 | 0.01 | True |  | Non Federally-Regulated | 11/02/2018 |  | 11/19/2019
Intense Lighting | Intense Lighting | MXFG2******L0****RTRD300*30924 | Light Emitting Diode | Inseparable Luminaire | Direct Wired | Reverse Phase Cut Controls | 48.8 | 2985 | 0.001 | 92 | 53 | 457 | 1 | Ambient | 50000 |  |  | 80000 | 0.1 | 18 | 18 | 0.21 | 0.21 | 0.21 | 0.21 | 0.05 | 0.01 | 0.4 | 0.4 | 0.4 | 0.29 | 0.07 | 0.01 | 0.46 | 0.45 | 0.48 | 0.35 | 0.09 | 0.01 | True |  | Non Federally-Regulated | 11/02/2018 |  | 11/19/2019
Intense Lighting | Intense Lighting | MXFG2******L0****RTRD300*30912 | Light Emitting Diode | Inseparable Luminaire | Direct Wired | Reverse Phase Cut Controls | 48.8 | 2985 | 0.001 | 92 | 53 | 457 | 1 | Ambient | 50000 |  |  | 80000 | 0.1 | 18 | 18 | 0.21 | 0.21 | 0.21 | 0.21 | 0.05 | 0.01 | 0.4 | 0.4 | 0.4 | 0.29 | 0.07 | 0.01 | 0.46 | 0.45 | 0.48 | 0.35 | 0.09 | 0.01 | True |  | Non Federally-Regulated | 11/02/2018 |  | 11/19/2019
Intense Lighting | Intense Lighting | MXFG2******L0****RTRD300*35950 | Light Emitting Diode | Inseparable Luminaire | Direct Wired | Reverse Phase Cut Controls | 48.8 | 3500 | 0.001 | 92 | 53 | 457 | 1 | Ambient | 50000 |  |  | 80000 | 0.1 | 18 | 18 | 0.21 | 0.21 | 0.21 | 0.21 | 0.05 | 0.01 | 0.4 | 0.4 | 0.4 | 0.29 | 0.07 | 0.01 | 0.46 | 0.45 | 0.48 | 0.35 | 0.09 | 0.01 | True |  | Non Federally-Regulated | 11/02/2018 |  | 11/19/2019
Intense Lighting | Intense Lighting | MXFG2******L0****RTRD300*35936 | Light Emitting Diode | Inseparable Luminaire | Direct Wired | Reverse Phase Cut Controls | 48.8 | 3500 | 0.001 | 92 | 53 | 457 | 1 | Ambient | 50000 |  |  | 80000 | 0.1 | 18 | 18 | 0.21 | 0.21 | 0.21 | 0.21 | 0.05 | 0.01 | 0.4 | 0.4 | 0.4 | 0.29 | 0.07 | 0.01 | 0.46 | 0.45 | 0.48 | 0.35 | 0.09 | 0.01 | True |  | Non Federally-Regulated | 11/02/2018 |  | 11/19/2019
Intense Lighting | Intense Lighting | MXFG2******L0****RTRD300*35924 | Light Emitting Diode | Inseparable Luminaire | Direct Wired | Reverse Phase Cut Controls | 48.8 | 3500 | 0.001 | 92 | 53 | 457 | 1 | Ambient | 50000 |  |  | 80000 | 0.1 | 18 | 18 | 0.21 | 0.21 | 0.21 | 0.21 | 0.05 | 0.01 | 0.4 | 0.4 | 0.4 | 0.29 | 0.07 | 0.01 | 0.46 | 0.45 | 0.48 | 0.35 | 0.09 | 0.01 | True |  | Non Federally-Regulated | 11/02/2018 |  | 11/19/2019
Intense Lighting | Intense Lighting | MXFG2******L0****RTRD300*35912 | Light Emitting Diode | Inseparable Luminaire | Direct Wired | Reverse Phase Cut Controls | 48.8 | 3500 | 0.001 | 92 | 53 | 457 | 1 | Ambient | 50000 |  |  | 80000 | 0.1 | 18 | 18 | 0.21 | 0.21 | 0.21 | 0.21 | 0.05 | 0.01 | 0.4 | 0.4 | 0.4 | 0.29 | 0.07 | 0.01 | 0.46 | 0.45 | 0.48 | 0.35 | 0.09 | 0.01 | True |  | Non Federally-Regulated | 11/02/2018 |  | 11/19/2019
Intense Lighting | Intense Lighting | MXFG2******L0****RTRD300*40950 | Light Emitting Diode | Inseparable Luminaire | Direct Wired | Reverse Phase Cut Controls | 48.8 | 4000 | 0.001 | 92 | 53 | 457 | 1 | Ambient | 50000 |  |  | 80000 | 0.1 | 18 | 18 | 0.21 | 0.21 | 0.21 | 0.21 | 0.05 | 0.01 | 0.4 | 0.4 | 0.4 | 0.29 | 0.07 | 0.01 | 0.46 | 0.45 | 0.48 | 0.35 | 0.09 | 0.01 | True |  | Non Federally-Regulated | 11/02/2018 |  | 11/19/2019
Intense Lighting | Intense Lighting | MXFG2******L0****RTRD300*40936 | Light Emitting Diode | Inseparable Luminaire | Direct Wired | Reverse Phase Cut Controls | 48.8 | 4000 | 0.001 | 92 | 53 | 457 | 1 | Ambient | 50000 |  |  | 80000 | 0.1 | 18 | 18 | 0.21 | 0.21 | 0.21 | 0.21 | 0.05 | 0.01 | 0.4 | 0.4 | 0.4 | 0.29 | 0.07 | 0.01 | 0.46 | 0.45 | 0.48 | 0.35 | 0.09 | 0.01 | True |  | Non Federally-Regulated | 11/02/2018 |  | 11/19/2019
Intense Lighting | Intense Lighting | MXFG2******L0****RTRD300*40924 | Light Emitting Diode | Inseparable Luminaire | Direct Wired | Reverse Phase Cut Controls | 48.8 | 4000 | 0.001 | 92 | 53 | 457 | 1 | Ambient | 50000 |  |  | 80000 | 0.1 | 18 | 18 | 0.21 | 0.21 | 0.21 | 0.21 | 0.05 | 0.01 | 0.4 | 0.4 | 0.4 | 0.29 | 0.07 | 0.01 | 0.46 | 0.45 | 0.48 | 0.35 | 0.09 | 0.01 | True |  | Non Federally-Regulated | 11/02/2018 |  | 11/19/2019
Intense Lighting | Intense Lighting | MXFG2******L0****RTRD300*40912 | Light Emitting Diode | Inseparable Luminaire | Direct Wired | Reverse Phase Cut Controls | 48.8 | 4000 | 0.001 | 92 | 53 | 457 | 1 | Ambient | 50000 |  |  | 80000 | 0.1 | 18 | 18 | 0.21 | 0.21 | 0.21 | 0.21 | 0.05 | 0.01 | 0.4 | 0.4 | 0.4 | 0.29 | 0.07 | 0.01 | 0.46 | 0.45 | 0.48 | 0.35 | 0.09 | 0.01 | True |  | Non Federally-Regulated | 11/02/2018 |  | 11/19/2019
Intense Lighting | Intense Lighting | MXFG2******L0****RTRD302*27950 | Light Emitting Diode | Inseparable Luminaire | Direct Wired | Reverse Phase Cut Controls | 48.8 | 3500 | 0.001 | 92 | 53 | 457 | 1 | Ambient | 50000 |  |  | 80000 | 0.1 | 18 | 18 | 0.21 | 0.21 | 0.21 | 0.21 | 0.05 | 0.01 | 0.4 | 0.4 | 0.4 | 0.29 | 0.07 | 0.01 | 0.46 | 0.45 | 0.48 | 0.35 | 0.09 | 0.01 | True |  | Non Federally-Regulated | 11/02/2018 |  | 11/19/2019
Intense Lighting | Intense Lighting | MXFG2******L0****RTRD302*27936 | Light Emitting Diode | Inseparable Luminaire | Direct Wired | Reverse Phase Cut Controls | 48.8 | 3500 | 0.001 | 92 | 53 | 457 | 1 | Ambient | 50000 |  |  | 80000 | 0.1 | 18 | 18 | 0.21 | 0.21 | 0.21 | 0.21 | 0.05 | 0.01 | 0.4 | 0.4 | 0.4 | 0.29 | 0.07 | 0.01 | 0.46 | 0.45 | 0.48 | 0.35 | 0.09 | 0.01 | True |  | Non Federally-Regulated | 11/02/2018 |  | 11/19/2019
Intense Lighting | Intense Lighting | MXFG2******L0****RTRD302*27924 | Light Emitting Diode | Inseparable Luminaire | Direct Wired | Reverse Phase Cut Controls | 48.8 | 3500 | 0.001 | 92 | 53 | 457 | 1 | Ambient | 50000 |  |  | 80000 | 0.1 | 18 | 18 | 0.21 | 0.21 | 0.21 | 0.21 | 0.05 | 0.01 | 0.4 | 0.4 | 0.4 | 0.29 | 0.07 | 0.01 | 0.46 | 0.45 | 0.48 | 0.35 | 0.09 | 0.01 | True |  | Non Federally-Regulated | 11/02/2018 |  | 11/19/2019
Intense Lighting | Intense Lighting | MXFG2******L0****RTRD302*27912 | Light Emitting Diode | Inseparable Luminaire | Direct Wired | Reverse Phase Cut Controls | 48.8 | 3500 | 0.001 | 92 | 53 | 457 | 1 | Ambient | 50000 |  |  | 80000 | 0.1 | 18 | 18 | 0.21 | 0.21 | 0.21 | 0.21 | 0.05 | 0.01 | 0.4 | 0.4 | 0.4 | 0.29 | 0.07 | 0.01 | 0.46 | 0.45 | 0.48 | 0.35 | 0.09 | 0.01 | True |  | Non Federally-Regulated | 11/02/2018 |  | 11/19/2019
Intense Lighting | Intense Lighting | MXFG2******L0****RTRD302*30950 | Light Emitting Diode | Inseparable Luminaire | Direct Wired | Reverse Phase Cut Controls | 48.8 | 3000 | 0.001 | 92 | 53 | 457 | 1 | Ambient | 50000 |  |  | 80000 | 0.1 | 18 | 18 | 0.21 | 0.21 | 0.21 | 0.21 | 0.05 | 0.01 | 0.4 | 0.4 | 0.4 | 0.29 | 0.07 | 0.01 | 0.46 | 0.45 | 0.48 | 0.35 | 0.09 | 0.01 | True |  | Non Federally-Regulated | 11/02/2018 |  | 11/19/2019
Intense Lighting | Intense Lighting | MXFG2******L0****RTRD302*30936 | Light Emitting Diode | Inseparable Luminaire | Direct Wired | Reverse Phase Cut Controls | 48.8 | 3000 | 0.001 | 92 | 53 | 457 | 1 | Ambient | 50000 |  |  | 80000 | 0.1 | 18 | 18 | 0.21 | 0.21 | 0.21 | 0.21 | 0.05 | 0.01 | 0.4 | 0.4 | 0.4 | 0.29 | 0.07 | 0.01 | 0.46 | 0.45 | 0.48 | 0.35 | 0.09 | 0.01 | True |  | Non Federally-Regulated | 11/02/2018 |  | 11/19/2019
Intense Lighting | Intense Lighting | MXFG2******L0****RTRD302*30924 | Light Emitting Diode | Inseparable Luminaire | Direct Wired | Reverse Phase Cut Controls | 48.8 | 3000 | 0.001 | 92 | 53 | 457 | 1 | Ambient | 50000 |  |  | 80000 | 0.1 | 18 | 18 | 0.21 | 0.21 | 0.21 | 0.21 | 0.05 | 0.01 | 0.4 | 0.4 | 0.4 | 0.29 | 0.07 | 0.01 | 0.46 | 0.45 | 0.48 | 0.35 | 0.09 | 0.01 | True |  | Non Federally-Regulated | 11/02/2018 |  | 11/19/2019
Intense Lighting | Intense Lighting | MXFG2******L0****RTRD302*30912 | Light Emitting Diode | Inseparable Luminaire | Direct Wired | Reverse Phase Cut Controls | 48.8 | 3000 | 0.001 | 92 | 53 | 457 | 1 | Ambient | 50000 |  |  | 80000 | 0.1 | 18 | 18 | 0.21 | 0.21 | 0.21 | 0.21 | 0.05 | 0.01 | 0.4 | 0.4 | 0.4 | 0.29 | 0.07 | 0.01 | 0.46 | 0.45 | 0.48 | 0.35 | 0.09 | 0.01 | True |  | Non Federally-Regulated | 11/02/2018 |  | 11/19/2019
Intense Lighting | Intense Lighting | MXFG2******L0****RTRD302*35950 | Light Emitting Diode | Inseparable Luminaire | Direct Wired | Reverse Phase Cut Controls | 48.8 | 3500 | 0.001 | 92 | 53 | 457 | 1 | Ambient | 50000 |  |  | 80000 | 0.1 | 18 | 18 | 0.21 | 0.21 | 0.21 | 0.21 | 0.05 | 0.01 | 0.4 | 0.4 | 0.4 | 0.29 | 0.07 | 0.01 | 0.46 | 0.45 | 0.48 | 0.35 | 0.09 | 0.01 | True |  | Non Federally-Regulated | 11/02/2018 |  | 11/19/2019
Intense Lighting | Intense Lighting | MXFG2******L0****RTRD302*35936 | Light Emitting Diode | Inseparable Luminaire | Direct Wired | Reverse Phase Cut Controls | 48.8 | 3500 | 0.001 | 92 | 53 | 457 | 1 | Ambient | 50000 |  |  | 80000 | 0.1 | 18 | 18 | 0.21 | 0.21 | 0.21 | 0.21 | 0.05 | 0.01 | 0.4 | 0.4 | 0.4 | 0.29 | 0.07 | 0.01 | 0.46 | 0.45 | 0.48 | 0.35 | 0.09 | 0.01 | True |  | Non Federally-Regulated | 11/02/2018 |  | 11/19/2019
Intense Lighting | Intense Lighting | MXFG2******L0****RTRD302*35924 | Light Emitting Diode | Inseparable Luminaire | Direct Wired | Reverse Phase Cut Controls | 48.8 | 3500 | 0.001 | 92 | 53 | 457 | 1 | Ambient | 50000 |  |  | 80000 | 0.1 | 18 | 18 | 0.21 | 0.21 | 0.21 | 0.21 | 0.05 | 0.01 | 0.4 | 0.4 | 0.4 | 0.29 | 0.07 | 0.01 | 0.46 | 0.45 | 0.48 | 0.35 | 0.09 | 0.01 | True |  | Non Federally-Regulated | 11/02/2018 |  | 11/19/2019
Intense Lighting | Intense Lighting | MXFG2******L0****RTRD302*35912 | Light Emitting Diode | Inseparable Luminaire | Direct Wired | Reverse Phase Cut Controls | 48.8 | 3500 | 0.001 | 92 | 53 | 457 | 1 | Ambient | 50000 |  |  | 80000 | 0.1 | 18 | 18 | 0.21 | 0.21 | 0.21 | 0.21 | 0.05 | 0.01 | 0.4 | 0.4 | 0.4 | 0.29 | 0.07 | 0.01 | 0.46 | 0.45 | 0.48 | 0.35 | 0.09 | 0.01 | True |  | Non Federally-Regulated | 11/02/2018 |  | 11/19/2019
Intense Lighting | Intense Lighting | MXFG2******L0****RTRD302*40950 | Light Emitting Diode | Inseparable Luminaire | Direct Wired | Reverse Phase Cut Controls | 48.8 | 4000 | 0.001 | 92 | 53 | 457 | 1 | Ambient | 50000 |  |  | 80000 | 0.1 | 18 | 18 | 0.21 | 0.21 | 0.21 | 0.21 | 0.05 | 0.01 | 0.4 | 0.4 | 0.4 | 0.29 | 0.07 | 0.01 | 0.46 | 0.45 | 0.48 | 0.35 | 0.09 | 0.01 | True |  | Non Federally-Regulated | 11/02/2018 |  | 11/19/2019
Intense Lighting | Intense Lighting | MXFG2******L0****RTRD302*40936 | Light Emitting Diode | Inseparable Luminaire | Direct Wired | Reverse Phase Cut Controls | 48.8 | 4000 | 0.001 | 92 | 53 | 457 | 1 | Ambient | 50000 |  |  | 80000 | 0.1 | 18 | 18 | 0.21 | 0.21 | 0.21 | 0.21 | 0.05 | 0.01 | 0.4 | 0.4 | 0.4 | 0.29 | 0.07 | 0.01 | 0.46 | 0.45 | 0.48 | 0.35 | 0.09 | 0.01 | True |  | Non Federally-Regulated | 11/02/2018 |  | 11/19/2019
Intense Lighting | Intense Lighting | MXFG2******L0****RTRD302*40924 | Light Emitting Diode | Inseparable Luminaire | Direct Wired | Reverse Phase Cut Controls | 48.8 | 4000 | 0.001 | 92 | 53 | 457 | 1 | Ambient | 50000 |  |  | 80000 | 0.1 | 18 | 18 | 0.21 | 0.21 | 0.21 | 0.21 | 0.05 | 0.01 | 0.4 | 0.4 | 0.4 | 0.29 | 0.07 | 0.01 | 0.46 | 0.45 | 0.48 | 0.35 | 0.09 | 0.01 | True |  | Non Federally-Regulated | 11/02/2018 |  | 11/19/2019
Intense Lighting | Intense Lighting | MXFG2******L0****RTRD302*40912 | Light Emitting Diode | Inseparable Luminaire | Direct Wired | Reverse Phase Cut Controls | 48.8 | 4000 | 0.001 | 92 | 53 | 457 | 1 | Ambient | 50000 |  |  | 80000 | 0.1 | 18 | 18 | 0.21 | 0.21 | 0.21 | 0.21 | 0.05 | 0.01 | 0.4 | 0.4 | 0.4 | 0.29 | 0.07 | 0.01 | 0.46 | 0.45 | 0.48 | 0.35 | 0.09 | 0.01 | True |  | Non Federally-Regulated | 11/02/2018 |  | 11/19/2019
Intense Lighting | Intense Lighting | MXFG2******L0****RTRD306*27950 | Light Emitting Diode | Inseparable Luminaire | Direct Wired | Reverse Phase Cut Controls | 48.8 | 3000 | 0.001 | 92 | 53 | 457 | 1 | Ambient | 50000 |  |  | 80000 | 0.1 | 18 | 18 | 0.21 | 0.21 | 0.21 | 0.21 | 0.05 | 0.01 | 0.4 | 0.4 | 0.4 | 0.29 | 0.07 | 0.01 | 0.46 | 0.45 | 0.48 | 0.35 | 0.09 | 0.01 | True |  | Non Federally-Regulated | 11/02/2018 |  | 11/19/2019
Intense Lighting | Intense Lighting | MXFG2******L0****RTRD306*27936 | Light Emitting Diode | Inseparable Luminaire | Direct Wired | Reverse Phase Cut Controls | 48.8 | 3000 | 0.001 | 92 | 53 | 457 | 1 | Ambient | 50000 |  |  | 80000 | 0.1 | 18 | 18 | 0.21 | 0.21 | 0.21 | 0.21 | 0.05 | 0.01 | 0.4 | 0.4 | 0.4 | 0.29 | 0.07 | 0.01 | 0.46 | 0.45 | 0.48 | 0.35 | 0.09 | 0.01 | True |  | Non Federally-Regulated | 11/02/2018 |  | 11/19/2019
Intense Lighting | Intense Lighting | MXFG2******L0****RTRD306*27924 | Light Emitting Diode | Inseparable Luminaire | Direct Wired | Reverse Phase Cut Controls | 48.8 | 3000 | 0.001 | 92 | 53 | 457 | 1 | Ambient | 50000 |  |  | 80000 | 0.1 | 18 | 18 | 0.21 | 0.21 | 0.21 | 0.21 | 0.05 | 0.01 | 0.4 | 0.4 | 0.4 | 0.29 | 0.07 | 0.01 | 0.46 | 0.45 | 0.48 | 0.35 | 0.09 | 0.01 | True |  | Non Federally-Regulated | 11/02/2018 |  | 11/19/2019
Intense Lighting | Intense Lighting | MXFG2******L0****RTRD306*27912 | Light Emitting Diode | Inseparable Luminaire | Direct Wired | Reverse Phase Cut Controls | 48.8 | 3000 | 0.001 | 92 | 53 | 457 | 1 | Ambient | 50000 |  |  | 80000 | 0.1 | 18 | 18 | 0.21 | 0.21 | 0.21 | 0.21 | 0.05 | 0.01 | 0.4 | 0.4 | 0.4 | 0.29 | 0.07 | 0.01 | 0.46 | 0.45 | 0.48 | 0.35 | 0.09 | 0.01 | True |  | Non Federally-Regulated | 11/02/2018 |  | 11/19/2019
Intense Lighting | Intense Lighting | MXFG2******L0****RTRD306*30950 | Light Emitting Diode | Inseparable Luminaire | Direct Wired | Reverse Phase Cut Controls | 48.8 | 3000 | 0.001 | 92 | 53 | 457 | 1 | Ambient | 50000 |  |  | 80000 | 0.1 | 18 | 18 | 0.21 | 0.21 | 0.21 | 0.21 | 0.05 | 0.01 | 0.4 | 0.4 | 0.4 | 0.29 | 0.07 | 0.01 | 0.46 | 0.45 | 0.48 | 0.35 | 0.09 | 0.01 | True |  | Non Federally-Regulated | 11/02/2018 |  | 11/19/2019
Intense Lighting | Intense Lighting | MXFG2******L0****RTRD306*30936 | Light Emitting Diode | Inseparable Luminaire | Direct Wired | Reverse Phase Cut Controls | 48.8 | 3000 | 0.001 | 92 | 53 | 457 | 1 | Ambient | 50000 |  |  | 80000 | 0.1 | 18 | 18 | 0.21 | 0.21 | 0.21 | 0.21 | 0.05 | 0.01 | 0.4 | 0.4 | 0.4 | 0.29 | 0.07 | 0.01 | 0.46 | 0.45 | 0.48 | 0.35 | 0.09 | 0.01 | True |  | Non Federally-Regulated | 11/02/2018 |  | 11/19/2019
Intense Lighting | Intense Lighting | MXFG2******L0****RTRD306*30924 | Light Emitting Diode | Inseparable Luminaire | Direct Wired | Reverse Phase Cut Controls | 48.8 | 3000 | 0.001 | 92 | 53 | 457 | 1 | Ambient | 50000 |  |  | 80000 | 0.1 | 18 | 18 | 0.21 | 0.21 | 0.21 | 0.21 | 0.05 | 0.01 | 0.4 | 0.4 | 0.4 | 0.29 | 0.07 | 0.01 | 0.46 | 0.45 | 0.48 | 0.35 | 0.09 | 0.01 | True |  | Non Federally-Regulated | 11/02/2018 |  | 11/19/2019
Intense Lighting | Intense Lighting | MXFG2******L0****RTRD306*30912 | Light Emitting Diode | Inseparable Luminaire | Direct Wired | Reverse Phase Cut Controls | 48.8 | 3000 | 0.001 | 92 | 53 | 457 | 1 | Ambient | 50000 |  |  | 80000 | 0.1 | 18 | 18 | 0.21 | 0.21 | 0.21 | 0.21 | 0.05 | 0.01 | 0.4 | 0.4 | 0.4 | 0.29 | 0.07 | 0.01 | 0.46 | 0.45 | 0.48 | 0.35 | 0.09 | 0.01 | True |  | Non Federally-Regulated | 11/02/2018 |  | 11/19/2019
Intense Lighting | Intense Lighting | MXFG2******L0****RTRD306*35950 | Light Emitting Diode | Inseparable Luminaire | Direct Wired | Reverse Phase Cut Controls | 48.8 | 3500 | 0.001 | 92 | 53 | 457 | 1 | Ambient | 50000 |  |  | 80000 | 0.1 | 18 | 18 | 0.21 | 0.21 | 0.21 | 0.21 | 0.05 | 0.01 | 0.4 | 0.4 | 0.4 | 0.29 | 0.07 | 0.01 | 0.46 | 0.45 | 0.48 | 0.35 | 0.09 | 0.01 | True |  | Non Federally-Regulated | 11/02/2018 |  | 11/19/2019
Intense Lighting | Intense Lighting | MXFG2******L0****RTRD306*35936 | Light Emitting Diode | Inseparable Luminaire | Direct Wired | Reverse Phase Cut Controls | 48.8 | 3500 | 0.001 | 92 | 53 | 457 | 1 | Ambient | 50000 |  |  | 80000 | 0.1 | 18 | 18 | 0.21 | 0.21 | 0.21 | 0.21 | 0.05 | 0.01 | 0.4 | 0.4 | 0.4 | 0.29 | 0.07 | 0.01 | 0.46 | 0.45 | 0.48 | 0.35 | 0.09 | 0.01 | True |  | Non Federally-Regulated | 11/02/2018 |  | 11/19/2019
Intense Lighting | Intense Lighting | MXFG2******L0****RTRD306*35924 | Light Emitting Diode | Inseparable Luminaire | Direct Wired | Reverse Phase Cut Controls | 48.8 | 3500 | 0.001 | 92 | 53 | 457 | 1 | Ambient | 50000 |  |  | 80000 | 0.1 | 18 | 18 | 0.21 | 0.21 | 0.21 | 0.21 | 0.05 | 0.01 | 0.4 | 0.4 | 0.4 | 0.29 | 0.07 | 0.01 | 0.46 | 0.45 | 0.48 | 0.35 | 0.09 | 0.01 | True |  | Non Federally-Regulated | 11/02/2018 |  | 11/19/2019
Intense Lighting | Intense Lighting | MXFG2******L0****RTRD306*35912 | Light Emitting Diode | Inseparable Luminaire | Direct Wired | Reverse Phase Cut Controls | 48.8 | 3500 | 0.001 | 92 | 53 | 457 | 1 | Ambient | 50000 |  |  | 80000 | 0.1 | 18 | 18 | 0.21 | 0.21 | 0.21 | 0.21 | 0.05 | 0.01 | 0.4 | 0.4 | 0.4 | 0.29 | 0.07 | 0.01 | 0.46 | 0.45 | 0.48 | 0.35 | 0.09 | 0.01 | True |  | Non Federally-Regulated | 11/02/2018 |  | 11/19/2019
Intense Lighting | Intense Lighting | MXFG2******L0****RTRD306*40950 | Light Emitting Diode | Inseparable Luminaire | Direct Wired | Reverse Phase Cut Controls | 48.8 | 4000 | 0.001 | 92 | 53 | 457 | 1 | Ambient | 50000 |  |  | 80000 | 0.1 | 18 | 18 | 0.21 | 0.21 | 0.21 | 0.21 | 0.05 | 0.01 | 0.4 | 0.4 | 0.4 | 0.29 | 0.07 | 0.01 | 0.46 | 0.45 | 0.48 | 0.35 | 0.09 | 0.01 | True |  | Non Federally-Regulated | 11/02/2018 |  | 11/19/2019
Intense Lighting | Intense Lighting | MXFG2******L0****RTRD306*40936 | Light Emitting Diode | Inseparable Luminaire | Direct Wired | Reverse Phase Cut Controls | 48.8 | 4000 | 0.001 | 92 | 53 | 457 | 1 | Ambient | 50000 |  |  | 80000 | 0.1 | 18 | 18 | 0.21 | 0.21 | 0.21 | 0.21 | 0.05 | 0.01 | 0.4 | 0.4 | 0.4 | 0.29 | 0.07 | 0.01 | 0.46 | 0.45 | 0.48 | 0.35 | 0.09 | 0.01 | True |  | Non Federally-Regulated | 11/02/2018 |  | 11/19/2019
Intense Lighting | Intense Lighting | MXFG2******L0****RTRD306*40924 | Light Emitting Diode | Inseparable Luminaire | Direct Wired | Reverse Phase Cut Controls | 48.8 | 4000 | 0.001 | 92 | 53 | 457 | 1 | Ambient | 50000 |  |  | 80000 | 0.1 | 18 | 18 | 0.21 | 0.21 | 0.21 | 0.21 | 0.05 | 0.01 | 0.4 | 0.4 | 0.4 | 0.29 | 0.07 | 0.01 | 0.46 | 0.45 | 0.48 | 0.35 | 0.09 | 0.01 | True |  | Non Federally-Regulated | 11/02/2018 |  | 11/19/2019
Intense Lighting | Intense Lighting | MXFG2******L0****RTRD306*40912 | Light Emitting Diode | Inseparable Luminaire | Direct Wired | Reverse Phase Cut Controls | 48.8 | 4000 | 0.001 | 92 | 53 | 457 | 1 | Ambient | 50000 |  |  | 80000 | 0.1 | 18 | 18 | 0.21 | 0.21 | 0.21 | 0.21 | 0.05 | 0.01 | 0.4 | 0.4 | 0.4 | 0.29 | 0.07 | 0.01 | 0.46 | 0.45 | 0.48 | 0.35 | 0.09 | 0.01 | True |  | Non Federally-Regulated | 11/02/2018 |  | 11/19/2019
Intense Lighting | Intense Lighting | MXFG2******L1****RTRD300*27950 | Light Emitting Diode | Inseparable Luminaire | Direct Wired | Reverse Phase Cut Controls | 48.8 | 4000 | 0.001 | 92 | 53 | 457 | 1 | Ambient | 50000 |  |  | 80000 | 0.1 | 18 | 18 | 0.13 | 0.13 | 0.13 | 0.13 | 0.04 | 0.01 | 0.34 | 0.34 | 0.34 | 0.27 | 0.07 | 0.01 | 0.31 | 0.31 | 0.32 | 0.24 | 0.08 | 0.2 | True |  | Non Federally-Regulated | 11/02/2018 |  | 11/19/2019
Intense Lighting | Intense Lighting | MXFG2******L1****RTRD300*27936 | Light Emitting Diode | Inseparable Luminaire | Direct Wired | Reverse Phase Cut Controls | 48.8 | 4000 | 0.001 | 92 | 53 | 457 | 1 | Ambient | 50000 |  |  | 80000 | 0.1 | 18 | 18 | 0.13 | 0.13 | 0.13 | 0.13 | 0.04 | 0.01 | 0.34 | 0.34 | 0.34 | 0.27 | 0.07 | 0.01 | 0.31 | 0.31 | 0.32 | 0.24 | 0.08 | 0.2 | True |  | Non Federally-Regulated | 11/02/2018 |  | 11/19/2019
Intense Lighting | Intense Lighting | MXFG2******L1****RTRD300*27924 | Light Emitting Diode | Inseparable Luminaire | Direct Wired | Reverse Phase Cut Controls | 48.8 | 4000 | 0.001 | 92 | 53 | 457 | 1 | Ambient | 50000 |  |  | 80000 | 0.1 | 18 | 18 | 0.13 | 0.13 | 0.13 | 0.13 | 0.04 | 0.01 | 0.34 | 0.34 | 0.34 | 0.27 | 0.07 | 0.01 | 0.31 | 0.31 | 0.32 | 0.24 | 0.08 | 0.2 | True |  | Non Federally-Regulated | 11/02/2018 |  | 11/19/2019
Intense Lighting | Intense Lighting | MXFG2******L1****RTRD300*27912 | Light Emitting Diode | Inseparable Luminaire | Direct Wired | Reverse Phase Cut Controls | 48.8 | 4000 | 0.001 | 92 | 53 | 457 | 1 | Ambient | 50000 |  |  | 80000 | 0.1 | 18 | 18 | 0.13 | 0.13 | 0.13 | 0.13 | 0.04 | 0.01 | 0.34 | 0.34 | 0.34 | 0.27 | 0.07 | 0.01 | 0.31 | 0.31 | 0.32 | 0.24 | 0.08 | 0.2 | True |  | Non Federally-Regulated | 11/02/2018 |  | 11/19/2019
Intense Lighting | Intense Lighting | MXFG2******L1****RTRD300*30950 | Light Emitting Diode | Inseparable Luminaire | Direct Wired | Reverse Phase Cut Controls | 48.8 | 4000 | 0.001 | 92 | 53 | 457 | 1 | Ambient | 50000 |  |  | 80000 | 0.1 | 18 | 18 | 0.13 | 0.13 | 0.13 | 0.13 | 0.04 | 0.01 | 0.34 | 0.34 | 0.34 | 0.27 | 0.07 | 0.01 | 0.31 | 0.31 | 0.32 | 0.24 | 0.08 | 0.2 | True |  | Non Federally-Regulated | 11/02/2018 |  | 11/19/2019
Intense Lighting | Intense Lighting | MXFG2******L1****RTRD300*30936 | Light Emitting Diode | Inseparable Luminaire | Direct Wired | Reverse Phase Cut Controls | 48.8 | 4000 | 0.001 | 92 | 53 | 457 | 1 | Ambient | 50000 |  |  | 80000 | 0.1 | 18 | 18 | 0.13 | 0.13 | 0.13 | 0.13 | 0.04 | 0.01 | 0.34 | 0.34 | 0.34 | 0.27 | 0.07 | 0.01 | 0.31 | 0.31 | 0.32 | 0.24 | 0.08 | 0.2 | True |  | Non Federally-Regulated | 11/02/2018 |  | 11/19/2019
Intense Lighting | Intense Lighting | MXFG2******L1****RTRD300*30924 | Light Emitting Diode | Inseparable Luminaire | Direct Wired | Reverse Phase Cut Controls | 48.8 | 4000 | 0.001 | 92 | 53 | 457 | 1 | Ambient | 50000 |  |  | 80000 | 0.1 | 18 | 18 | 0.13 | 0.13 | 0.13 | 0.13 | 0.04 | 0.01 | 0.34 | 0.34 | 0.34 | 0.27 | 0.07 | 0.01 | 0.31 | 0.31 | 0.32 | 0.24 | 0.08 | 0.2 | True |  | Non Federally-Regulated | 11/02/2018 |  | 11/19/2019
Intense Lighting | Intense Lighting | MXFG2******L1****RTRD300*30912 | Light Emitting Diode | Inseparable Luminaire | Direct Wired | Reverse Phase Cut Controls | 48.8 | 4000 | 0.001 | 92 | 53 | 457 | 1 | Ambient | 50000 |  |  | 80000 | 0.1 | 18 | 18 | 0.13 | 0.13 | 0.13 | 0.13 | 0.04 | 0.01 | 0.34 | 0.34 | 0.34 | 0.27 | 0.07 | 0.01 | 0.31 | 0.31 | 0.32 | 0.24 | 0.08 | 0.2 | True |  | Non Federally-Regulated | 11/02/2018 |  | 11/19/2019
Intense Lighting | Intense Lighting | MXFG2******L1****RTRD300*35950 | Light Emitting Diode | Inseparable Luminaire | Direct Wired | Reverse Phase Cut Controls | 48.8 | 4000 | 0.001 | 92 | 53 | 457 | 1 | Ambient | 50000 |  |  | 80000 | 0.1 | 18 | 18 | 0.13 | 0.13 | 0.13 | 0.13 | 0.04 | 0.01 | 0.34 | 0.34 | 0.34 | 0.27 | 0.07 | 0.01 | 0.31 | 0.31 | 0.32 | 0.24 | 0.08 | 0.2 | True |  | Non Federally-Regulated | 11/02/2018 |  | 11/19/2019
Intense Lighting | Intense Lighting | MXFG2******L1****RTRD300*35936 | Light Emitting Diode | Inseparable Luminaire | Direct Wired | Reverse Phase Cut Controls | 48.8 | 4000 | 0.001 | 92 | 53 | 457 | 1 | Ambient | 50000 |  |  | 80000 | 0.1 | 18 | 18 | 0.13 | 0.13 | 0.13 | 0.13 | 0.04 | 0.01 | 0.34 | 0.34 | 0.34 | 0.27 | 0.07 | 0.01 | 0.31 | 0.31 | 0.32 | 0.24 | 0.08 | 0.2 | True |  | Non Federally-Regulated | 11/02/2018 |  | 11/19/2019
Intense Lighting | Intense Lighting | MXFG2******L1****RTRD300*35924 | Light Emitting Diode | Inseparable Luminaire | Direct Wired | Reverse Phase Cut Controls | 48.8 | 4000 | 0.001 | 92 | 53 | 457 | 1 | Ambient | 50000 |  |  | 80000 | 0.1 | 18 | 18 | 0.13 | 0.13 | 0.13 | 0.13 | 0.04 | 0.01 | 0.34 | 0.34 | 0.34 | 0.27 | 0.07 | 0.01 | 0.31 | 0.31 | 0.32 | 0.24 | 0.08 | 0.2 | True |  | Non Federally-Regulated | 11/02/2018 |  | 11/19/2019
Intense Lighting | Intense Lighting | MXFG2******L1****RTRD300*35912 | Light Emitting Diode | Inseparable Luminaire | Direct Wired | Reverse Phase Cut Controls | 48.8 | 4000 | 0.001 | 92 | 53 | 457 | 1 | Ambient | 50000 |  |  | 80000 | 0.1 | 18 | 18 | 0.13 | 0.13 | 0.13 | 0.13 | 0.04 | 0.01 | 0.34 | 0.34 | 0.34 | 0.27 | 0.07 | 0.01 | 0.31 | 0.31 | 0.32 | 0.24 | 0.08 | 0.2 | True |  | Non Federally-Regulated | 11/02/2018 |  | 11/19/2019
Intense Lighting | Intense Lighting | MXFG2******L1****RTRD300*40950 | Light Emitting Diode | Inseparable Luminaire | Direct Wired | Reverse Phase Cut Controls | 48.8 | 4000 | 0.001 | 92 | 53 | 457 | 1 | Ambient | 50000 |  |  | 80000 | 0.1 | 18 | 18 | 0.13 | 0.13 | 0.13 | 0.13 | 0.04 | 0.01 | 0.34 | 0.34 | 0.34 | 0.27 | 0.07 | 0.01 | 0.31 | 0.31 | 0.32 | 0.24 | 0.08 | 0.2 | True |  | Non Federally-Regulated | 11/02/2018 |  | 11/19/2019
Intense Lighting | Intense Lighting | MXFG2******L1****RTRD300*40936 | Light Emitting Diode | Inseparable Luminaire | Direct Wired | Reverse Phase Cut Controls | 48.8 | 4000 | 0.001 | 92 | 53 | 457 | 1 | Ambient | 50000 |  |  | 80000 | 0.1 | 18 | 18 | 0.13 | 0.13 | 0.13 | 0.13 | 0.04 | 0.01 | 0.34 | 0.34 | 0.34 | 0.27 | 0.07 | 0.01 | 0.31 | 0.31 | 0.32 | 0.24 | 0.08 | 0.2 | True |  | Non Federally-Regulated | 11/02/2018 |  | 11/19/2019
Intense Lighting | Intense Lighting | MXFG2******L1****RTRD300*40924 | Light Emitting Diode | Inseparable Luminaire | Direct Wired | Reverse Phase Cut Controls | 48.8 | 4000 | 0.001 | 92 | 53 | 457 | 1 | Ambient | 50000 |  |  | 80000 | 0.1 | 18 | 18 | 0.13 | 0.13 | 0.13 | 0.13 | 0.04 | 0.01 | 0.34 | 0.34 | 0.34 | 0.27 | 0.07 | 0.01 | 0.31 | 0.31 | 0.32 | 0.24 | 0.08 | 0.2 | True |  | Non Federally-Regulated | 11/02/2018 |  | 11/19/2019
Intense Lighting | Intense Lighting | MXFG2******L1****RTRD300*40912 | Light Emitting Diode | Inseparable Luminaire | Direct Wired | Reverse Phase Cut Controls | 48.8 | 4000 | 0.001 | 92 | 53 | 457 | 1 | Ambient | 50000 |  |  | 80000 | 0.1 | 18 | 18 | 0.13 | 0.13 | 0.13 | 0.13 | 0.04 | 0.01 | 0.34 | 0.34 | 0.34 | 0.27 | 0.07 | 0.01 | 0.31 | 0.31 | 0.32 | 0.24 | 0.08 | 0.2 | True |  | Non Federally-Regulated | 11/02/2018 |  | 11/19/2019
Intense Lighting | Intense Lighting | MXFG2******L0****STLD300*27950 | Light Emitting Diode | Inseparable Luminaire | Direct Wired | 0-10 VDC Controls | 48.8 | 2985 | 0.001 | 92 | 53 | 457 | 1 | Ambient | 50000 |  | 1 | 80000 | 0.1 | 18 | 18 | 0.17 | 0.17 | 0.17 | 0.17 | 0.04 | 0.01 | 0.25 | 0.25 | 0.25 | 0.23 | 0.07 | 0 | 0.25 | 0.24 | 0.24 | 0.21 | 0.06 | 0 | True | False | Non Federally-Regulated | 10/15/2019 |  | 11/20/2019
Intense Lighting | Intense Lighting | MXFG2******L0****STLD300*27936 | Light Emitting Diode | Inseparable Luminaire | Direct Wired | 0-10 VDC Controls | 48.8 | 2985 | 0.001 | 92 | 53 | 457 | 1 | Ambient | 50000 |  | 1 | 80000 | 0.1 | 18 | 18 | 0.17 | 0.17 | 0.17 | 0.17 | 0.04 | 0.01 | 0.25 | 0.25 | 0.25 | 0.23 | 0.07 | 0 | 0.25 | 0.24 | 0.24 | 0.21 | 0.06 | 0 | True | False | Non Federally-Regulated | 10/15/2019 |  | 11/20/2019
Intense Lighting | Intense Lighting | MXFG2******L0****STLD300*27924 | Light Emitting Diode | Inseparable Luminaire | Direct Wired | 0-10 VDC Controls | 48.8 | 2985 | 0.001 | 92 | 53 | 457 | 1 | Ambient | 50000 |  | 1 | 80000 | 0.1 | 18 | 18 | 0.17 | 0.17 | 0.17 | 0.17 | 0.04 | 0.01 | 0.25 | 0.25 | 0.25 | 0.23 | 0.07 | 0 | 0.25 | 0.24 | 0.24 | 0.21 | 0.06 | 0 | True | False | Non Federally-Regulated | 10/15/2019 |  | 11/20/2019
Intense Lighting | Intense Lighting | MXFG2******L0****STLD300*27912 | Light Emitting Diode | Inseparable Luminaire | Direct Wired | 0-10 VDC Controls | 48.8 | 2985 | 0.001 | 92 | 53 | 457 | 1 | Ambient | 50000 |  | 1 | 80000 | 0.1 | 18 | 18 | 0.17 | 0.17 | 0.17 | 0.17 | 0.04 | 0.01 | 0.25 | 0.25 | 0.25 | 0.23 | 0.07 | 0 | 0.25 | 0.24 | 0.24 | 0.21 | 0.06 | 0 | True | False | Non Federally-Regulated | 10/15/2019 |  | 11/20/2019
Intense Lighting | Intense Lighting | MXFG2******L0****STLD300*30950 | Light Emitting Diode | Inseparable Luminaire | Direct Wired | 0-10 VDC Controls | 48.8 | 2985 | 0.001 | 92 | 53 | 457 | 1 | Ambient | 50000 |  | 1 | 80000 | 0.1 | 18 | 18 | 0.17 | 0.17 | 0.17 | 0.17 | 0.04 | 0.01 | 0.25 | 0.25 | 0.25 | 0.23 | 0.07 | 0 | 0.25 | 0.24 | 0.24 | 0.21 | 0.06 | 0 | True | False | Non Federally-Regulated | 10/15/2019 |  | 11/20/2019
Intense Lighting | Intense Lighting | MXFG2******L0****STLD300*30936 | Light Emitting Diode | Inseparable Luminaire | Direct Wired | 0-10 VDC Controls | 48.8 | 2985 | 0.001 | 92 | 53 | 457 | 1 | Ambient | 50000 |  | 1 | 80000 | 0.1 | 18 | 18 | 0.17 | 0.17 | 0.17 | 0.17 | 0.04 | 0.01 | 0.25 | 0.25 | 0.25 | 0.23 | 0.07 | 0 | 0.25 | 0.24 | 0.24 | 0.21 | 0.06 | 0 | True | False | Non Federally-Regulated | 10/15/2019 |  | 11/20/2019
Intense Lighting | Intense Lighting | MXFG2******L0****STLD300*30924 | Light Emitting Diode | Inseparable Luminaire | Direct Wired | 0-10 VDC Controls | 48.8 | 2985 | 0.001 | 92 | 53 | 457 | 1 | Ambient | 50000 |  | 1 | 80000 | 0.1 | 18 | 18 | 0.17 | 0.17 | 0.17 | 0.17 | 0.04 | 0.01 | 0.25 | 0.25 | 0.25 | 0.23 | 0.07 | 0 | 0.25 | 0.24 | 0.24 | 0.21 | 0.06 | 0 | True | False | Non Federally-Regulated | 10/15/2019 |  | 11/20/2019
Intense Lighting | Intense Lighting | MXFG2******L0****STLD300*30912 | Light Emitting Diode | Inseparable Luminaire | Direct Wired | 0-10 VDC Controls | 48.8 | 2985 | 0.001 | 92 | 53 | 457 | 1 | Ambient | 50000 |  | 1 | 80000 | 0.1 | 18 | 18 | 0.17 | 0.17 | 0.17 | 0.17 | 0.04 | 0.01 | 0.25 | 0.25 | 0.25 | 0.23 | 0.07 | 0 | 0.25 | 0.24 | 0.24 | 0.21 | 0.06 | 0 | True | False | Non Federally-Regulated | 10/15/2019 |  | 11/20/2019
Intense Lighting | Intense Lighting | MXFG2******L0****STLD300*35950 | Light Emitting Diode | Inseparable Luminaire | Direct Wired | 0-10 VDC Controls | 48.8 | 3500 | 0.001 | 92 | 53 | 457 | 1 | Ambient | 50000 |  | 1 | 80000 | 0.1 | 18 | 18 | 0.17 | 0.17 | 0.17 | 0.17 | 0.04 | 0.01 | 0.25 | 0.25 | 0.25 | 0.23 | 0.07 | 0 | 0.25 | 0.24 | 0.24 | 0.21 | 0.06 | 0 | True | False | Non Federally-Regulated | 10/15/2019 |  | 11/20/2019
Intense Lighting | Intense Lighting | MXFG2******L0****STLD300*35936 | Light Emitting Diode | Inseparable Luminaire | Direct Wired | 0-10 VDC Controls | 48.8 | 3500 | 0.001 | 92 | 53 | 457 | 1 | Ambient | 50000 |  | 1 | 80000 | 0.1 | 18 | 18 | 0.17 | 0.17 | 0.17 | 0.17 | 0.04 | 0.01 | 0.25 | 0.25 | 0.25 | 0.23 | 0.07 | 0 | 0.25 | 0.24 | 0.24 | 0.21 | 0.06 | 0 | True | False | Non Federally-Regulated | 10/15/2019 |  | 11/20/2019
Intense Lighting | Intense Lighting | MXFG2******L0****STLD300*35924 | Light Emitting Diode | Inseparable Luminaire | Direct Wired | 0-10 VDC Controls | 48.8 | 3500 | 0.001 | 92 | 53 | 457 | 1 | Ambient | 50000 |  | 1 | 80000 | 0.1 | 18 | 18 | 0.17 | 0.17 | 0.17 | 0.17 | 0.04 | 0.01 | 0.25 | 0.25 | 0.25 | 0.23 | 0.07 | 0 | 0.25 | 0.24 | 0.24 | 0.21 | 0.06 | 0 | True | False | Non Federally-Regulated | 10/15/2019 |  | 11/20/2019
Intense Lighting | Intense Lighting | MXFG2******L0****STLD300*35912 | Light Emitting Diode | Inseparable Luminaire | Direct Wired | 0-10 VDC Controls | 48.8 | 3500 | 0.001 | 92 | 53 | 457 | 1 | Ambient | 50000 |  | 1 | 80000 | 0.1 | 18 | 18 | 0.17 | 0.17 | 0.17 | 0.17 | 0.04 | 0.01 | 0.25 | 0.25 | 0.25 | 0.23 | 0.07 | 0 | 0.25 | 0.24 | 0.24 | 0.21 | 0.06 | 0 | True | False | Non Federally-Regulated | 10/15/2019 |  | 11/20/2019
Intense Lighting | Intense Lighting | MXFG2******L0****STLD300*40950 | Light Emitting Diode | Inseparable Luminaire | Direct Wired | 0-10 VDC Controls | 48.8 | 4000 | 0.001 | 92 | 53 | 457 | 1 | Ambient | 50000 |  | 1 | 80000 | 0.1 | 18 | 18 | 0.17 | 0.17 | 0.17 | 0.17 | 0.04 | 0.01 | 0.25 | 0.25 | 0.25 | 0.23 | 0.07 | 0 | 0.25 | 0.24 | 0.24 | 0.21 | 0.06 | 0 | True | False | Non Federally-Regulated | 10/15/2019 |  | 11/20/2019
Intense Lighting | Intense Lighting | MXFG2******L0****STLD300*40936 | Light Emitting Diode | Inseparable Luminaire | Direct Wired | 0-10 VDC Controls | 48.8 | 4000 | 0.001 | 92 | 53 | 457 | 1 | Ambient | 50000 |  | 1 | 80000 | 0.1 | 18 | 18 | 0.17 | 0.17 | 0.17 | 0.17 | 0.04 | 0.01 | 0.25 | 0.25 | 0.25 | 0.23 | 0.07 | 0 | 0.25 | 0.24 | 0.24 | 0.21 | 0.06 | 0 | True | False | Non Federally-Regulated | 10/15/2019 |  | 11/20/2019
Intense Lighting | Intense Lighting | MXFG2******L0****STLD300*40924 | Light Emitting Diode | Inseparable Luminaire | Direct Wired | 0-10 VDC Controls | 48.8 | 4000 | 0.001 | 92 | 53 | 457 | 1 | Ambient | 50000 |  | 1 | 80000 | 0.1 | 18 | 18 | 0.17 | 0.17 | 0.17 | 0.17 | 0.04 | 0.01 | 0.25 | 0.25 | 0.25 | 0.23 | 0.07 | 0 | 0.25 | 0.24 | 0.24 | 0.21 | 0.06 | 0 | True | False | Non Federally-Regulated | 10/15/2019 |  | 11/20/2019
Intense Lighting | Intense Lighting | MXFG2******L0****STLD300*40912 | Light Emitting Diode | Inseparable Luminaire | Direct Wired | 0-10 VDC Controls | 48.8 | 4000 | 0.001 | 92 | 53 | 457 | 1 | Ambient | 50000 |  | 1 | 80000 | 0.1 | 18 | 18 | 0.17 | 0.17 | 0.17 | 0.17 | 0.04 | 0.01 | 0.25 | 0.25 | 0.25 | 0.23 | 0.07 | 0 | 0.25 | 0.24 | 0.24 | 0.21 | 0.06 | 0 | True | False | Non Federally-Regulated | 10/15/2019 |  | 11/20/2019
Intense Lighting | Intense Lighting | MXFG2******L0****STLD302*27936 | Light Emitting Diode | Inseparable Luminaire | Direct Wired | 0-10 VDC Controls | 48.8 | 3500 | 0.001 | 92 | 53 | 457 | 1 | Ambient | 50000 |  | 1 | 80000 | 0.1 | 18 | 18 | 0.17 | 0.17 | 0.17 | 0.17 | 0.04 | 0.01 | 0.25 | 0.25 | 0.25 | 0.23 | 0.07 | 0 | 0.25 | 0.24 | 0.24 | 0.21 | 0.06 | 0 | True | False | Non Federally-Regulated | 10/15/2019 |  | 11/20/2019
Intense Lighting | Intense Lighting | MXFG2******L0****STLD302*27924 | Light Emitting Diode | Inseparable Luminaire | Direct Wired | 0-10 VDC Controls | 48.8 | 3500 | 0.001 | 92 | 53 | 457 | 1 | Ambient | 50000 |  | 1 | 80000 | 0.1 | 18 | 18 | 0.17 | 0.17 | 0.17 | 0.17 | 0.04 | 0.01 | 0.25 | 0.25 | 0.25 | 0.23 | 0.07 | 0 | 0.25 | 0.24 | 0.24 | 0.21 | 0.06 | 0 | True | False | Non Federally-Regulated | 10/15/2019 |  | 11/20/2019
Intense Lighting | Intense Lighting | MXFG2******L0****STLD302*27912 | Light Emitting Diode | Inseparable Luminaire | Direct Wired | 0-10 VDC Controls | 48.8 | 3500 | 0.001 | 92 | 53 | 457 | 1 | Ambient | 50000 |  | 1 | 80000 | 0.1 | 18 | 18 | 0.17 | 0.17 | 0.17 | 0.17 | 0.04 | 0.01 | 0.25 | 0.25 | 0.25 | 0.23 | 0.07 | 0 | 0.25 | 0.24 | 0.24 | 0.21 | 0.06 | 0 | True | False | Non Federally-Regulated | 10/15/2019 |  | 11/20/2019
Intense Lighting | Intense Lighting | MXFG2******L0****STLD302*30936 | Light Emitting Diode | Inseparable Luminaire | Direct Wired | 0-10 VDC Controls | 48.8 | 3000 | 0.001 | 92 | 53 | 457 | 1 | Ambient | 50000 |  | 1 | 80000 | 0.1 | 18 | 18 | 0.17 | 0.17 | 0.17 | 0.17 | 0.04 | 0.01 | 0.25 | 0.25 | 0.25 | 0.23 | 0.07 | 0 | 0.25 | 0.24 | 0.24 | 0.21 | 0.06 | 0 | True | False | Non Federally-Regulated | 10/15/2019 |  | 11/20/2019
Intense Lighting | Intense Lighting | MXFG2******L0****STLD302*30924 | Light Emitting Diode | Inseparable Luminaire | Direct Wired | 0-10 VDC Controls | 48.8 | 3000 | 0.001 | 92 | 53 | 457 | 1 | Ambient | 50000 |  | 1 | 80000 | 0.1 | 18 | 18 | 0.17 | 0.17 | 0.17 | 0.17 | 0.04 | 0.01 | 0.25 | 0.25 | 0.25 | 0.23 | 0.07 | 0 | 0.25 | 0.24 | 0.24 | 0.21 | 0.06 | 0 | True | False | Non Federally-Regulated | 10/15/2019 |  | 11/20/2019
Intense Lighting | Intense Lighting | MXFG2******L0****STLD302*30912 | Light Emitting Diode | Inseparable Luminaire | Direct Wired | 0-10 VDC Controls | 48.8 | 3000 | 0.001 | 92 | 53 | 457 | 1 | Ambient | 50000 |  | 1 | 80000 | 0.1 | 18 | 18 | 0.17 | 0.17 | 0.17 | 0.17 | 0.04 | 0.01 | 0.25 | 0.25 | 0.25 | 0.23 | 0.07 | 0 | 0.25 | 0.24 | 0.24 | 0.21 | 0.06 | 0 | True | False | Non Federally-Regulated | 10/15/2019 |  | 11/20/2019
Intense Lighting | Intense Lighting | MXFG2******L0****STLD302*35936 | Light Emitting Diode | Inseparable Luminaire | Direct Wired | 0-10 VDC Controls | 48.8 | 3500 | 0.001 | 92 | 53 | 457 | 1 | Ambient | 50000 |  | 1 | 80000 | 0.1 | 18 | 18 | 0.17 | 0.17 | 0.17 | 0.17 | 0.04 | 0.01 | 0.25 | 0.25 | 0.25 | 0.23 | 0.07 | 0 | 0.25 | 0.24 | 0.24 | 0.21 | 0.06 | 0 | True | False | Non Federally-Regulated | 10/15/2019 |  | 11/20/2019
Intense Lighting | Intense Lighting | MXFG2******L0****STLD302*35924 | Light Emitting Diode | Inseparable Luminaire | Direct Wired | 0-10 VDC Controls | 48.8 | 3500 | 0.001 | 92 | 53 | 457 | 1 | Ambient | 50000 |  | 1 | 80000 | 0.1 | 18 | 18 | 0.17 | 0.17 | 0.17 | 0.17 | 0.04 | 0.01 | 0.25 | 0.25 | 0.25 | 0.23 | 0.07 | 0 | 0.25 | 0.24 | 0.24 | 0.21 | 0.06 | 0 | True | False | Non Federally-Regulated | 10/15/2019 |  | 11/20/2019
Intense Lighting | Intense Lighting | MXFG2******L0****STLD302*35912 | Light Emitting Diode | Inseparable Luminaire | Direct Wired | 0-10 VDC Controls | 48.8 | 3500 | 0.001 | 92 | 53 | 457 | 1 | Ambient | 50000 |  | 1 | 80000 | 0.1 | 18 | 18 | 0.17 | 0.17 | 0.17 | 0.17 | 0.04 | 0.01 | 0.25 | 0.25 | 0.25 | 0.23 | 0.07 | 0 | 0.25 | 0.24 | 0.24 | 0.21 | 0.06 | 0 | True | False | Non Federally-Regulated | 10/15/2019 |  | 11/20/2019
Intense Lighting | Intense Lighting | MXFG2******L0****STLD302*40936 | Light Emitting Diode | Inseparable Luminaire | Direct Wired | 0-10 VDC Controls | 48.8 | 4000 | 0.001 | 92 | 53 | 457 | 1 | Ambient | 50000 |  | 1 | 80000 | 0.1 | 18 | 18 | 0.17 | 0.17 | 0.17 | 0.17 | 0.04 | 0.01 | 0.25 | 0.25 | 0.25 | 0.23 | 0.07 | 0 | 0.25 | 0.24 | 0.24 | 0.21 | 0.06 | 0 | True | False | Non Federally-Regulated | 10/15/2019 |  | 11/20/2019
Intense Lighting | Intense Lighting | MXFG2******L0****STLD302*40924 | Light Emitting Diode | Inseparable Luminaire | Direct Wired | 0-10 VDC Controls | 48.8 | 4000 | 0.001 | 92 | 53 | 457 | 1 | Ambient | 50000 |  | 1 | 80000 | 0.1 | 18 | 18 | 0.17 | 0.17 | 0.17 | 0.17 | 0.04 | 0.01 | 0.25 | 0.25 | 0.25 | 0.23 | 0.07 | 0 | 0.25 | 0.24 | 0.24 | 0.21 | 0.06 | 0 | True | False | Non Federally-Regulated | 10/15/2019 |  | 11/20/2019
Intense Lighting | Intense Lighting | MXFG2******L0****STLD302*40912 | Light Emitting Diode | Inseparable Luminaire | Direct Wired | 0-10 VDC Controls | 48.8 | 4000 | 0.001 | 92 | 53 | 457 | 1 | Ambient | 50000 |  | 1 | 80000 | 0.1 | 18 | 18 | 0.17 | 0.17 | 0.17 | 0.17 | 0.04 | 0.01 | 0.25 | 0.25 | 0.25 | 0.23 | 0.07 | 0 | 0.25 | 0.24 | 0.24 | 0.21 | 0.06 | 0 | True | False | Non Federally-Regulated | 10/15/2019 |  | 11/20/2019
Intense Lighting | Intense Lighting | MXFG2******L0****STLD306*27936 | Light Emitting Diode | Inseparable Luminaire | Direct Wired | 0-10 VDC Controls | 48.8 | 3000 | 0.001 | 92 | 53 | 457 | 1 | Ambient | 50000 |  | 1 | 80000 | 0.1 | 18 | 18 | 0.17 | 0.17 | 0.17 | 0.17 | 0.04 | 0.01 | 0.25 | 0.25 | 0.25 | 0.23 | 0.07 | 0 | 0.25 | 0.24 | 0.24 | 0.21 | 0.06 | 0 | True | False | Non Federally-Regulated | 10/15/2019 |  | 11/20/2019
Intense Lighting | Intense Lighting | MXFG2******L0****STLD306*27924 | Light Emitting Diode | Inseparable Luminaire | Direct Wired | 0-10 VDC Controls | 48.8 | 3000 | 0.001 | 92 | 53 | 457 | 1 | Ambient | 50000 |  | 1 | 80000 | 0.1 | 18 | 18 | 0.17 | 0.17 | 0.17 | 0.17 | 0.04 | 0.01 | 0.25 | 0.25 | 0.25 | 0.23 | 0.07 | 0 | 0.25 | 0.24 | 0.24 | 0.21 | 0.06 | 0 | True | False | Non Federally-Regulated | 10/15/2019 |  | 11/20/2019
Intense Lighting | Intense Lighting | MXFG2******L0****STLD306*27912 | Light Emitting Diode | Inseparable Luminaire | Direct Wired | 0-10 VDC Controls | 48.8 | 3000 | 0.001 | 92 | 53 | 457 | 1 | Ambient | 50000 |  | 1 | 80000 | 0.1 | 18 | 18 | 0.17 | 0.17 | 0.17 | 0.17 | 0.04 | 0.01 | 0.25 | 0.25 | 0.25 | 0.23 | 0.07 | 0 | 0.25 | 0.24 | 0.24 | 0.21 | 0.06 | 0 | True | False | Non Federally-Regulated | 10/15/2019 |  | 11/20/2019
Intense Lighting | Intense Lighting | MXFG2******L0****STLD306*30936 | Light Emitting Diode | Inseparable Luminaire | Direct Wired | 0-10 VDC Controls | 48.8 | 3000 | 0.001 | 92 | 53 | 457 | 1 | Ambient | 50000 |  | 1 | 80000 | 0.1 | 18 | 18 | 0.17 | 0.17 | 0.17 | 0.17 | 0.04 | 0.01 | 0.25 | 0.25 | 0.25 | 0.23 | 0.07 | 0 | 0.25 | 0.24 | 0.24 | 0.21 | 0.06 | 0 | True | False | Non Federally-Regulated | 10/15/2019 |  | 11/20/2019
Intense Lighting | Intense Lighting | MXFG2******L0****STLD306*30924 | Light Emitting Diode | Inseparable Luminaire | Direct Wired | 0-10 VDC Controls | 48.8 | 3000 | 0.001 | 92 | 53 | 457 | 1 | Ambient | 50000 |  | 1 | 80000 | 0.1 | 18 | 18 | 0.17 | 0.17 | 0.17 | 0.17 | 0.04 | 0.01 | 0.25 | 0.25 | 0.25 | 0.23 | 0.07 | 0 | 0.25 | 0.24 | 0.24 | 0.21 | 0.06 | 0 | True | False | Non Federally-Regulated | 10/15/2019 |  | 11/20/2019
Intense Lighting | Intense Lighting | MXFG2******L0****STLD306*30912 | Light Emitting Diode | Inseparable Luminaire | Direct Wired | 0-10 VDC Controls | 48.8 | 3000 | 0.001 | 92 | 53 | 457 | 1 | Ambient | 50000 |  | 1 | 80000 | 0.1 | 18 | 18 | 0.17 | 0.17 | 0.17 | 0.17 | 0.04 | 0.01 | 0.25 | 0.25 | 0.25 | 0.23 | 0.07 | 0 | 0.25 | 0.24 | 0.24 | 0.21 | 0.06 | 0 | True | False | Non Federally-Regulated | 10/15/2019 |  | 11/20/2019
Intense Lighting | Intense Lighting | MXFG2******L0****STLD306*35936 | Light Emitting Diode | Inseparable Luminaire | Direct Wired | 0-10 VDC Controls | 48.8 | 3500 | 0.001 | 92 | 53 | 457 | 1 | Ambient | 50000 |  | 1 | 80000 | 0.1 | 18 | 18 | 0.17 | 0.17 | 0.17 | 0.17 | 0.04 | 0.01 | 0.25 | 0.25 | 0.25 | 0.23 | 0.07 | 0 | 0.25 | 0.24 | 0.24 | 0.21 | 0.06 | 0 | True | False | Non Federally-Regulated | 10/15/2019 |  | 11/20/2019
Intense Lighting | Intense Lighting | MXFG2******L0****STLD306*35924 | Light Emitting Diode | Inseparable Luminaire | Direct Wired | 0-10 VDC Controls | 48.8 | 3500 | 0.001 | 92 | 53 | 457 | 1 | Ambient | 50000 |  | 1 | 80000 | 0.1 | 18 | 18 | 0.17 | 0.17 | 0.17 | 0.17 | 0.04 | 0.01 | 0.25 | 0.25 | 0.25 | 0.23 | 0.07 | 0 | 0.25 | 0.24 | 0.24 | 0.21 | 0.06 | 0 | True | False | Non Federally-Regulated | 10/15/2019 |  | 11/20/2019
Intense Lighting | Intense Lighting | MXFG2******L0****STLD306*35912 | Light Emitting Diode | Inseparable Luminaire | Direct Wired | 0-10 VDC Controls | 48.8 | 3500 | 0.001 | 92 | 53 | 457 | 1 | Ambient | 50000 |  | 1 | 80000 | 0.1 | 18 | 18 | 0.17 | 0.17 | 0.17 | 0.17 | 0.04 | 0.01 | 0.25 | 0.25 | 0.25 | 0.23 | 0.07 | 0 | 0.25 | 0.24 | 0.24 | 0.21 | 0.06 | 0 | True | False | Non Federally-Regulated | 10/15/2019 |  | 11/20/2019
Intense Lighting | Intense Lighting | MXFG2******L0****STLD306*40936 | Light Emitting Diode | Inseparable Luminaire | Direct Wired | 0-10 VDC Controls | 48.8 | 4000 | 0.001 | 92 | 53 | 457 | 1 | Ambient | 50000 |  | 1 | 80000 | 0.1 | 18 | 18 | 0.17 | 0.17 | 0.17 | 0.17 | 0.04 | 0.01 | 0.25 | 0.25 | 0.25 | 0.23 | 0.07 | 0 | 0.25 | 0.24 | 0.24 | 0.21 | 0.06 | 0 | True | False | Non Federally-Regulated | 10/15/2019 |  | 11/20/2019
Intense Lighting | Intense Lighting | MXFG2******L0****STLD306*40924 | Light Emitting Diode | Inseparable Luminaire | Direct Wired | 0-10 VDC Controls | 48.8 | 4000 | 0.001 | 92 | 53 | 457 | 1 | Ambient | 50000 |  | 1 | 80000 | 0.1 | 18 | 18 | 0.17 | 0.17 | 0.17 | 0.17 | 0.04 | 0.01 | 0.25 | 0.25 | 0.25 | 0.23 | 0.07 | 0 | 0.25 | 0.24 | 0.24 | 0.21 | 0.06 | 0 | True | False | Non Federally-Regulated | 10/15/2019 |  | 11/20/2019
Intense Lighting | Intense Lighting | MXFG2******L0****STLD306*40912 | Light Emitting Diode | Inseparable Luminaire | Direct Wired | 0-10 VDC Controls | 48.8 | 4000 | 0.001 | 92 | 53 | 457 | 1 | Ambient | 50000 |  | 1 | 80000 | 0.1 | 18 | 18 | 0.17 | 0.17 | 0.17 | 0.17 | 0.04 | 0.01 | 0.25 | 0.25 | 0.25 | 0.23 | 0.07 | 0 | 0.25 | 0.24 | 0.24 | 0.21 | 0.06 | 0 | True | False | Non Federally-Regulated | 10/15/2019 |  | 11/20/2019
Intense Lighting | Intense Lighting | MXFG2******L1****STLD300*27936 | Light Emitting Diode | Inseparable Luminaire | Direct Wired | 0-10 VDC Controls | 48.8 | 4000 | 0.001 | 92 | 53 | 457 | 1 | Ambient | 50000 |  | 1 | 80000 | 0.1 | 18 | 18 | 0.17 | 0.17 | 0.17 | 0.17 | 0.04 | 0.01 | 0.25 | 0.25 | 0.25 | 0.23 | 0.07 | 0 | 0.25 | 0.24 | 0.24 | 0.21 | 0.06 | 0 | True | False | Non Federally-Regulated | 10/15/2019 |  | 11/20/2019
Intense Lighting | Intense Lighting | MXFG2******L1****STLD300*27924 | Light Emitting Diode | Inseparable Luminaire | Direct Wired | 0-10 VDC Controls | 48.8 | 4000 | 0.001 | 92 | 53 | 457 | 1 | Ambient | 50000 |  | 1 | 80000 | 0.1 | 18 | 18 | 0.17 | 0.17 | 0.17 | 0.17 | 0.04 | 0.01 | 0.25 | 0.25 | 0.25 | 0.23 | 0.07 | 0 | 0.25 | 0.24 | 0.24 | 0.21 | 0.06 | 0 | True | False | Non Federally-Regulated | 10/15/2019 |  | 11/20/2019
Intense Lighting | Intense Lighting | MXFG2******L1****STLD300*27912 | Light Emitting Diode | Inseparable Luminaire | Direct Wired | 0-10 VDC Controls | 48.8 | 4000 | 0.001 | 92 | 53 | 457 | 1 | Ambient | 50000 |  | 1 | 80000 | 0.1 | 18 | 18 | 0.17 | 0.17 | 0.17 | 0.17 | 0.04 | 0.01 | 0.25 | 0.25 | 0.25 | 0.23 | 0.07 | 0 | 0.25 | 0.24 | 0.24 | 0.21 | 0.06 | 0 | True | False | Non Federally-Regulated | 10/15/2019 |  | 11/20/2019
Intense Lighting | Intense Lighting | MXFG2******L1****STLD300*30936 | Light Emitting Diode | Inseparable Luminaire | Direct Wired | 0-10 VDC Controls | 48.8 | 4000 | 0.001 | 92 | 53 | 457 | 1 | Ambient | 50000 |  | 1 | 80000 | 0.1 | 18 | 18 | 0.17 | 0.17 | 0.17 | 0.17 | 0.04 | 0.01 | 0.25 | 0.25 | 0.25 | 0.23 | 0.07 | 0 | 0.25 | 0.24 | 0.24 | 0.21 | 0.06 | 0 | True | False | Non Federally-Regulated | 10/15/2019 |  | 11/20/2019
Intense Lighting | Intense Lighting | MXFG2******L1****STLD300*30924 | Light Emitting Diode | Inseparable Luminaire | Direct Wired | 0-10 VDC Controls | 48.8 | 4000 | 0.001 | 92 | 53 | 457 | 1 | Ambient | 50000 |  | 1 | 80000 | 0.1 | 18 | 18 | 0.17 | 0.17 | 0.17 | 0.17 | 0.04 | 0.01 | 0.25 | 0.25 | 0.25 | 0.23 | 0.07 | 0 | 0.25 | 0.24 | 0.24 | 0.21 | 0.06 | 0 | True | False | Non Federally-Regulated | 10/15/2019 |  | 11/20/2019
Intense Lighting | Intense Lighting | MXFG2******L1****STLD300*30912 | Light Emitting Diode | Inseparable Luminaire | Direct Wired | 0-10 VDC Controls | 48.8 | 4000 | 0.001 | 92 | 53 | 457 | 1 | Ambient | 50000 |  | 1 | 80000 | 0.1 | 18 | 18 | 0.17 | 0.17 | 0.17 | 0.17 | 0.04 | 0.01 | 0.25 | 0.25 | 0.25 | 0.23 | 0.07 | 0 | 0.25 | 0.24 | 0.24 | 0.21 | 0.06 | 0 | True | False | Non Federally-Regulated | 10/15/2019 |  | 11/20/2019
Intense Lighting | Intense Lighting | MXFG2******L1****STLD300*35936 | Light Emitting Diode | Inseparable Luminaire | Direct Wired | 0-10 VDC Controls | 48.8 | 4000 | 0.001 | 92 | 53 | 457 | 1 | Ambient | 50000 |  | 1 | 80000 | 0.1 | 18 | 18 | 0.17 | 0.17 | 0.17 | 0.17 | 0.04 | 0.01 | 0.25 | 0.25 | 0.25 | 0.23 | 0.07 | 0 | 0.25 | 0.24 | 0.24 | 0.21 | 0.06 | 0 | True | False | Non Federally-Regulated | 10/15/2019 |  | 11/20/2019
Intense Lighting | Intense Lighting | MXFG2******L1****STLD300*35924 | Light Emitting Diode | Inseparable Luminaire | Direct Wired | 0-10 VDC Controls | 48.8 | 4000 | 0.001 | 92 | 53 | 457 | 1 | Ambient | 50000 |  | 1 | 80000 | 0.1 | 18 | 18 | 0.17 | 0.17 | 0.17 | 0.17 | 0.04 | 0.01 | 0.25 | 0.25 | 0.25 | 0.23 | 0.07 | 0 | 0.25 | 0.24 | 0.24 | 0.21 | 0.06 | 0 | True | False | Non Federally-Regulated | 10/15/2019 |  | 11/20/2019
Intense Lighting | Intense Lighting | MXFG2******L1****STLD300*35912 | Light Emitting Diode | Inseparable Luminaire | Direct Wired | 0-10 VDC Controls | 48.8 | 4000 | 0.001 | 92 | 53 | 457 | 1 | Ambient | 50000 |  | 1 | 80000 | 0.1 | 18 | 18 | 0.17 | 0.17 | 0.17 | 0.17 | 0.04 | 0.01 | 0.25 | 0.25 | 0.25 | 0.23 | 0.07 | 0 | 0.25 | 0.24 | 0.24 | 0.21 | 0.06 | 0 | True | False | Non Federally-Regulated | 10/15/2019 |  | 11/20/2019
Intense Lighting | Intense Lighting | MXFG2******L1****STLD300*40936 | Light Emitting Diode | Inseparable Luminaire | Direct Wired | 0-10 VDC Controls | 48.8 | 4000 | 0.001 | 92 | 53 | 457 | 1 | Ambient | 50000 |  | 1 | 80000 | 0.1 | 18 | 18 | 0.17 | 0.17 | 0.17 | 0.17 | 0.04 | 0.01 | 0.25 | 0.25 | 0.25 | 0.23 | 0.07 | 0 | 0.25 | 0.24 | 0.24 | 0.21 | 0.06 | 0 | True | False | Non Federally-Regulated | 10/15/2019 |  | 11/20/2019
Intense Lighting | Intense Lighting | MXFG2******L1****STLD300*40924 | Light Emitting Diode | Inseparable Luminaire | Direct Wired | 0-10 VDC Controls | 48.8 | 4000 | 0.001 | 92 | 53 | 457 | 1 | Ambient | 50000 |  | 1 | 80000 | 0.1 | 18 | 18 | 0.17 | 0.17 | 0.17 | 0.17 | 0.04 | 0.01 | 0.25 | 0.25 | 0.25 | 0.23 | 0.07 | 0 | 0.25 | 0.24 | 0.24 | 0.21 | 0.06 | 0 | True | False | Non Federally-Regulated | 10/15/2019 |  | 11/20/2019
Intense Lighting | Intense Lighting | MXFG2******L1****STLD300*40912 | Light Emitting Diode | Inseparable Luminaire | Direct Wired | 0-10 VDC Controls | 48.8 | 4000 | 0.001 | 92 | 53 | 457 | 1 | Ambient | 50000 |  | 1 | 80000 | 0.1 | 18 | 18 | 0.17 | 0.17 | 0.17 | 0.17 | 0.04 | 0.01 | 0.25 | 0.25 | 0.25 | 0.23 | 0.07 | 0 | 0.25 | 0.24 | 0.24 | 0.21 | 0.06 | 0 | True | False | Non Federally-Regulated | 10/15/2019 |  | 11/20/2019
Intense Lighting | Intense Lighting | MXFG2******L0****STLD300*27950 | Light Emitting Diode | Inseparable Luminaire | Direct Wired | Reverse Phase Cut Controls | 48.8 | 2985 | 0.001 | 92 | 53 | 457 | 1 | Ambient | 50000 |  | 1 | 80000 | 0.1 | 18 | 18 | 0.17 | 0.17 | 0.17 | 0.17 | 0.04 | 0.01 | 0.25 | 0.25 | 0.25 | 0.23 | 0.07 | 0 | 0.25 | 0.24 | 0.24 | 0.21 | 0.06 | 0 | True | False | Non Federally-Regulated | 10/15/2019 |  | 11/20/2019
Intense Lighting | Intense Lighting | MXFG2******L0****STLD300*27936 | Light Emitting Diode | Inseparable Luminaire | Direct Wired | Reverse Phase Cut Controls | 48.8 | 2985 | 0.001 | 92 | 53 | 457 | 1 | Ambient | 50000 |  | 1 | 80000 | 0.1 | 18 | 18 | 0.17 | 0.17 | 0.17 | 0.17 | 0.04 | 0.01 | 0.25 | 0.25 | 0.25 | 0.23 | 0.07 | 0 | 0.25 | 0.24 | 0.24 | 0.21 | 0.06 | 0 | True | False | Non Federally-Regulated | 10/15/2019 |  | 11/20/2019
Intense Lighting | Intense Lighting | MXFG2******L0****STLD300*27924 | Light Emitting Diode | Inseparable Luminaire | Direct Wired | Reverse Phase Cut Controls | 48.8 | 2985 | 0.001 | 92 | 53 | 457 | 1 | Ambient | 50000 |  | 1 | 80000 | 0.1 | 18 | 18 | 0.17 | 0.17 | 0.17 | 0.17 | 0.04 | 0.01 | 0.25 | 0.25 | 0.25 | 0.23 | 0.07 | 0 | 0.25 | 0.24 | 0.24 | 0.21 | 0.06 | 0 | True | False | Non Federally-Regulated | 10/15/2019 |  | 11/20/2019
Intense Lighting | Intense Lighting | MXFG2******L0****STLD300*27912 | Light Emitting Diode | Inseparable Luminaire | Direct Wired | Reverse Phase Cut Controls | 48.8 | 2985 | 0.001 | 92 | 53 | 457 | 1 | Ambient | 50000 |  | 1 | 80000 | 0.1 | 18 | 18 | 0.17 | 0.17 | 0.17 | 0.17 | 0.04 | 0.01 | 0.25 | 0.25 | 0.25 | 0.23 | 0.07 | 0 | 0.25 | 0.24 | 0.24 | 0.21 | 0.06 | 0 | True | False | Non Federally-Regulated | 10/15/2019 |  | 11/20/2019
Intense Lighting | Intense Lighting | MXFG2******L0****STLD300*30950 | Light Emitting Diode | Inseparable Luminaire | Direct Wired | Reverse Phase Cut Controls | 48.8 | 2985 | 0.001 | 92 | 53 | 457 | 1 | Ambient | 50000 |  | 1 | 80000 | 0.1 | 18 | 18 | 0.17 | 0.17 | 0.17 | 0.17 | 0.04 | 0.01 | 0.25 | 0.25 | 0.25 | 0.23 | 0.07 | 0 | 0.25 | 0.24 | 0.24 | 0.21 | 0.06 | 0 | True | False | Non Federally-Regulated | 10/15/2019 |  | 11/20/2019
Intense Lighting | Intense Lighting | MXFG2******L0****STLD300*30936 | Light Emitting Diode | Inseparable Luminaire | Direct Wired | Reverse Phase Cut Controls | 48.8 | 2985 | 0.001 | 92 | 53 | 457 | 1 | Ambient | 50000 |  | 1 | 80000 | 0.1 | 18 | 18 | 0.17 | 0.17 | 0.17 | 0.17 | 0.04 | 0.01 | 0.25 | 0.25 | 0.25 | 0.23 | 0.07 | 0 | 0.25 | 0.24 | 0.24 | 0.21 | 0.06 | 0 | True | False | Non Federally-Regulated | 10/15/2019 |  | 11/20/2019
Intense Lighting | Intense Lighting | MXFG2******L0****STLD300*30924 | Light Emitting Diode | Inseparable Luminaire | Direct Wired | Reverse Phase Cut Controls | 48.8 | 2985 | 0.001 | 92 | 53 | 457 | 1 | Ambient | 50000 |  | 1 | 80000 | 0.1 | 18 | 18 | 0.17 | 0.17 | 0.17 | 0.17 | 0.04 | 0.01 | 0.25 | 0.25 | 0.25 | 0.23 | 0.07 | 0 | 0.25 | 0.24 | 0.24 | 0.21 | 0.06 | 0 | True | False | Non Federally-Regulated | 10/15/2019 |  | 11/20/2019
Intense Lighting | Intense Lighting | MXFG2******L0****STLD300*30912 | Light Emitting Diode | Inseparable Luminaire | Direct Wired | Reverse Phase Cut Controls | 48.8 | 2985 | 0.001 | 92 | 53 | 457 | 1 | Ambient | 50000 |  | 1 | 80000 | 0.1 | 18 | 18 | 0.17 | 0.17 | 0.17 | 0.17 | 0.04 | 0.01 | 0.25 | 0.25 | 0.25 | 0.23 | 0.07 | 0 | 0.25 | 0.24 | 0.24 | 0.21 | 0.06 | 0 | True | False | Non Federally-Regulated | 10/15/2019 |  | 11/20/2019
Intense Lighting | Intense Lighting | MXFG2******L0****STLD300*35950 | Light Emitting Diode | Inseparable Luminaire | Direct Wired | Reverse Phase Cut Controls | 48.8 | 3500 | 0.001 | 92 | 53 | 457 | 1 | Ambient | 50000 |  | 1 | 80000 | 0.1 | 18 | 18 | 0.17 | 0.17 | 0.17 | 0.17 | 0.04 | 0.01 | 0.25 | 0.25 | 0.25 | 0.23 | 0.07 | 0 | 0.25 | 0.24 | 0.24 | 0.21 | 0.06 | 0 | True | False | Non Federally-Regulated | 10/15/2019 |  | 11/20/2019
Intense Lighting | Intense Lighting | MXFG2******L0****STLD300*35936 | Light Emitting Diode | Inseparable Luminaire | Direct Wired | Reverse Phase Cut Controls | 48.8 | 3500 | 0.001 | 92 | 53 | 457 | 1 | Ambient | 50000 |  | 1 | 80000 | 0.1 | 18 | 18 | 0.17 | 0.17 | 0.17 | 0.17 | 0.04 | 0.01 | 0.25 | 0.25 | 0.25 | 0.23 | 0.07 | 0 | 0.25 | 0.24 | 0.24 | 0.21 | 0.06 | 0 | True | False | Non Federally-Regulated | 10/15/2019 |  | 11/20/2019
Intense Lighting | Intense Lighting | MXFG2******L0****STLD300*35924 | Light Emitting Diode | Inseparable Luminaire | Direct Wired | Reverse Phase Cut Controls | 48.8 | 3500 | 0.001 | 92 | 53 | 457 | 1 | Ambient | 50000 |  | 1 | 80000 | 0.1 | 18 | 18 | 0.17 | 0.17 | 0.17 | 0.17 | 0.04 | 0.01 | 0.25 | 0.25 | 0.25 | 0.23 | 0.07 | 0 | 0.25 | 0.24 | 0.24 | 0.21 | 0.06 | 0 | True | False | Non Federally-Regulated | 10/15/2019 |  | 11/20/2019
Intense Lighting | Intense Lighting | MXFG2******L0****STLD300*35912 | Light Emitting Diode | Inseparable Luminaire | Direct Wired | Reverse Phase Cut Controls | 48.8 | 3500 | 0.001 | 92 | 53 | 457 | 1 | Ambient | 50000 |  | 1 | 80000 | 0.1 | 18 | 18 | 0.17 | 0.17 | 0.17 | 0.17 | 0.04 | 0.01 | 0.25 | 0.25 | 0.25 | 0.23 | 0.07 | 0 | 0.25 | 0.24 | 0.24 | 0.21 | 0.06 | 0 | True | False | Non Federally-Regulated | 10/15/2019 |  | 11/20/2019
Intense Lighting | Intense Lighting | MXFG2******L0****STLD300*40950 | Light Emitting Diode | Inseparable Luminaire | Direct Wired | Reverse Phase Cut Controls | 48.8 | 4000 | 0.001 | 92 | 53 | 457 | 1 | Ambient | 50000 |  | 1 | 80000 | 0.1 | 18 | 18 | 0.17 | 0.17 | 0.17 | 0.17 | 0.04 | 0.01 | 0.25 | 0.25 | 0.25 | 0.23 | 0.07 | 0 | 0.25 | 0.24 | 0.24 | 0.21 | 0.06 | 0 | True | False | Non Federally-Regulated | 10/15/2019 |  | 11/20/2019
Intense Lighting | Intense Lighting | MXFG2******L0****STLD300*40936 | Light Emitting Diode | Inseparable Luminaire | Direct Wired | Reverse Phase Cut Controls | 48.8 | 4000 | 0.001 | 92 | 53 | 457 | 1 | Ambient | 50000 |  | 1 | 80000 | 0.1 | 18 | 18 | 0.17 | 0.17 | 0.17 | 0.17 | 0.04 | 0.01 | 0.25 | 0.25 | 0.25 | 0.23 | 0.07 | 0 | 0.25 | 0.24 | 0.24 | 0.21 | 0.06 | 0 | True | False | Non Federally-Regulated | 10/15/2019 |  | 11/20/2019
Intense Lighting | Intense Lighting | MXFG2******L0****STLD300*40924 | Light Emitting Diode | Inseparable Luminaire | Direct Wired | Reverse Phase Cut Controls | 48.8 | 4000 | 0.001 | 92 | 53 | 457 | 1 | Ambient | 50000 |  | 1 | 80000 | 0.1 | 18 | 18 | 0.17 | 0.17 | 0.17 | 0.17 | 0.04 | 0.01 | 0.25 | 0.25 | 0.25 | 0.23 | 0.07 | 0 | 0.25 | 0.24 | 0.24 | 0.21 | 0.06 | 0 | True | False | Non Federally-Regulated | 10/15/2019 |  | 11/20/2019
Intense Lighting | Intense Lighting | MXFG2******L0****STLD300*40912 | Light Emitting Diode | Inseparable Luminaire | Direct Wired | Reverse Phase Cut Controls | 48.8 | 4000 | 0.001 | 92 | 53 | 457 | 1 | Ambient | 50000 |  | 1 | 80000 | 0.1 | 18 | 18 | 0.17 | 0.17 | 0.17 | 0.17 | 0.04 | 0.01 | 0.25 | 0.25 | 0.25 | 0.23 | 0.07 | 0 | 0.25 | 0.24 | 0.24 | 0.21 | 0.06 | 0 | True | False | Non Federally-Regulated | 10/15/2019 |  | 11/20/2019
Intense Lighting | Intense Lighting | MXFG2******L0****STLD302*27936 | Light Emitting Diode | Inseparable Luminaire | Direct Wired | Reverse Phase Cut Controls | 48.8 | 3500 | 0.001 | 92 | 53 | 457 | 1 | Ambient | 50000 |  | 1 | 80000 | 0.1 | 18 | 18 | 0.17 | 0.17 | 0.17 | 0.17 | 0.04 | 0.01 | 0.25 | 0.25 | 0.25 | 0.23 | 0.07 | 0 | 0.25 | 0.24 | 0.24 | 0.21 | 0.06 | 0 | True | False | Non Federally-Regulated | 10/15/2019 |  | 11/20/2019
Intense Lighting | Intense Lighting | MXFG2******L0****STLD302*27924 | Light Emitting Diode | Inseparable Luminaire | Direct Wired | Reverse Phase Cut Controls | 48.8 | 3500 | 0.001 | 92 | 53 | 457 | 1 | Ambient | 50000 |  | 1 | 80000 | 0.1 | 18 | 18 | 0.17 | 0.17 | 0.17 | 0.17 | 0.04 | 0.01 | 0.25 | 0.25 | 0.25 | 0.23 | 0.07 | 0 | 0.25 | 0.24 | 0.24 | 0.21 | 0.06 | 0 | True | False | Non Federally-Regulated | 10/15/2019 |  | 11/20/2019
Intense Lighting | Intense Lighting | MXFG2******L0****STLD302*27912 | Light Emitting Diode | Inseparable Luminaire | Direct Wired | Reverse Phase Cut Controls | 48.8 | 3500 | 0.001 | 92 | 53 | 457 | 1 | Ambient | 50000 |  | 1 | 80000 | 0.1 | 18 | 18 | 0.17 | 0.17 | 0.17 | 0.17 | 0.04 | 0.01 | 0.25 | 0.25 | 0.25 | 0.23 | 0.07 | 0 | 0.25 | 0.24 | 0.24 | 0.21 | 0.06 | 0 | True | False | Non Federally-Regulated | 10/15/2019 |  | 11/20/2019
Intense Lighting | Intense Lighting | MXFG2******L0****STLD302*30936 | Light Emitting Diode | Inseparable Luminaire | Direct Wired | Reverse Phase Cut Controls | 48.8 | 3000 | 0.001 | 92 | 53 | 457 | 1 | Ambient | 50000 |  | 1 | 80000 | 0.1 | 18 | 18 | 0.17 | 0.17 | 0.17 | 0.17 | 0.04 | 0.01 | 0.25 | 0.25 | 0.25 | 0.23 | 0.07 | 0 | 0.25 | 0.24 | 0.24 | 0.21 | 0.06 | 0 | True | False | Non Federally-Regulated | 10/15/2019 |  | 11/20/2019
Intense Lighting | Intense Lighting | MXFG2******L0****STLD302*30924 | Light Emitting Diode | Inseparable Luminaire | Direct Wired | Reverse Phase Cut Controls | 48.8 | 3000 | 0.001 | 92 | 53 | 457 | 1 | Ambient | 50000 |  | 1 | 80000 | 0.1 | 18 | 18 | 0.17 | 0.17 | 0.17 | 0.17 | 0.04 | 0.01 | 0.25 | 0.25 | 0.25 | 0.23 | 0.07 | 0 | 0.25 | 0.24 | 0.24 | 0.21 | 0.06 | 0 | True | False | Non Federally-Regulated | 10/15/2019 |  | 11/20/2019
Intense Lighting | Intense Lighting | MXFG2******L0****STLD302*30912 | Light Emitting Diode | Inseparable Luminaire | Direct Wired | Reverse Phase Cut Controls | 48.8 | 3000 | 0.001 | 92 | 53 | 457 | 1 | Ambient | 50000 |  | 1 | 80000 | 0.1 | 18 | 18 | 0.17 | 0.17 | 0.17 | 0.17 | 0.04 | 0.01 | 0.25 | 0.25 | 0.25 | 0.23 | 0.07 | 0 | 0.25 | 0.24 | 0.24 | 0.21 | 0.06 | 0 | True | False | Non Federally-Regulated | 10/15/2019 |  | 11/20/2019
Intense Lighting | Intense Lighting | MXFG2******L0****STLD302*35936 | Light Emitting Diode | Inseparable Luminaire | Direct Wired | Reverse Phase Cut Controls | 48.8 | 3500 | 0.001 | 92 | 53 | 457 | 1 | Ambient | 50000 |  | 1 | 80000 | 0.1 | 18 | 18 | 0.17 | 0.17 | 0.17 | 0.17 | 0.04 | 0.01 | 0.25 | 0.25 | 0.25 | 0.23 | 0.07 | 0 | 0.25 | 0.24 | 0.24 | 0.21 | 0.06 | 0 | True | False | Non Federally-Regulated | 10/15/2019 |  | 11/20/2019
Intense Lighting | Intense Lighting | MXFG2******L0****STLD302*35924 | Light Emitting Diode | Inseparable Luminaire | Direct Wired | Reverse Phase Cut Controls | 48.8 | 3500 | 0.001 | 92 | 53 | 457 | 1 | Ambient | 50000 |  | 1 | 80000 | 0.1 | 18 | 18 | 0.17 | 0.17 | 0.17 | 0.17 | 0.04 | 0.01 | 0.25 | 0.25 | 0.25 | 0.23 | 0.07 | 0 | 0.25 | 0.24 | 0.24 | 0.21 | 0.06 | 0 | True | False | Non Federally-Regulated | 10/15/2019 |  | 11/20/2019
Intense Lighting | Intense Lighting | MXFG2******L0****STLD302*35912 | Light Emitting Diode | Inseparable Luminaire | Direct Wired | Reverse Phase Cut Controls | 48.8 | 3500 | 0.001 | 92 | 53 | 457 | 1 | Ambient | 50000 |  | 1 | 80000 | 0.1 | 18 | 18 | 0.17 | 0.17 | 0.17 | 0.17 | 0.04 | 0.01 | 0.25 | 0.25 | 0.25 | 0.23 | 0.07 | 0 | 0.25 | 0.24 | 0.24 | 0.21 | 0.06 | 0 | True | False | Non Federally-Regulated | 10/15/2019 |  | 11/20/2019
Intense Lighting | Intense Lighting | MXFG2******L0****STLD302*40936 | Light Emitting Diode | Inseparable Luminaire | Direct Wired | Reverse Phase Cut Controls | 48.8 | 4000 | 0.001 | 92 | 53 | 457 | 1 | Ambient | 50000 |  | 1 | 80000 | 0.1 | 18 | 18 | 0.17 | 0.17 | 0.17 | 0.17 | 0.04 | 0.01 | 0.25 | 0.25 | 0.25 | 0.23 | 0.07 | 0 | 0.25 | 0.24 | 0.24 | 0.21 | 0.06 | 0 | True | False | Non Federally-Regulated | 10/15/2019 |  | 11/20/2019
Intense Lighting | Intense Lighting | MXFG2******L0****STLD302*40924 | Light Emitting Diode | Inseparable Luminaire | Direct Wired | Reverse Phase Cut Controls | 48.8 | 4000 | 0.001 | 92 | 53 | 457 | 1 | Ambient | 50000 |  | 1 | 80000 | 0.1 | 18 | 18 | 0.17 | 0.17 | 0.17 | 0.17 | 0.04 | 0.01 | 0.25 | 0.25 | 0.25 | 0.23 | 0.07 | 0 | 0.25 | 0.24 | 0.24 | 0.21 | 0.06 | 0 | True | False | Non Federally-Regulated | 10/15/2019 |  | 11/20/2019
Intense Lighting | Intense Lighting | MXFG2******L0****STLD302*40912 | Light Emitting Diode | Inseparable Luminaire | Direct Wired | Reverse Phase Cut Controls | 48.8 | 4000 | 0.001 | 92 | 53 | 457 | 1 | Ambient | 50000 |  | 1 | 80000 | 0.1 | 18 | 18 | 0.17 | 0.17 | 0.17 | 0.17 | 0.04 | 0.01 | 0.25 | 0.25 | 0.25 | 0.23 | 0.07 | 0 | 0.25 | 0.24 | 0.24 | 0.21 | 0.06 | 0 | True | False | Non Federally-Regulated | 10/15/2019 |  | 11/20/2019
Intense Lighting | Intense Lighting | MXFG2******L0****STLD306*27936 | Light Emitting Diode | Inseparable Luminaire | Direct Wired | Reverse Phase Cut Controls | 48.8 | 3000 | 0.001 | 92 | 53 | 457 | 1 | Ambient | 50000 |  | 1 | 80000 | 0.1 | 18 | 18 | 0.17 | 0.17 | 0.17 | 0.17 | 0.04 | 0.01 | 0.25 | 0.25 | 0.25 | 0.23 | 0.07 | 0 | 0.25 | 0.24 | 0.24 | 0.21 | 0.06 | 0 | True | False | Non Federally-Regulated | 10/15/2019 |  | 11/20/2019
Intense Lighting | Intense Lighting | MXFG2******L0****STLD306*27924 | Light Emitting Diode | Inseparable Luminaire | Direct Wired | Reverse Phase Cut Controls | 48.8 | 3000 | 0.001 | 92 | 53 | 457 | 1 | Ambient | 50000 |  | 1 | 80000 | 0.1 | 18 | 18 | 0.17 | 0.17 | 0.17 | 0.17 | 0.04 | 0.01 | 0.25 | 0.25 | 0.25 | 0.23 | 0.07 | 0 | 0.25 | 0.24 | 0.24 | 0.21 | 0.06 | 0 | True | False | Non Federally-Regulated | 10/15/2019 |  | 11/20/2019
Intense Lighting | Intense Lighting | MXFG2******L0****STLD306*27912 | Light Emitting Diode | Inseparable Luminaire | Direct Wired | Reverse Phase Cut Controls | 48.8 | 3000 | 0.001 | 92 | 53 | 457 | 1 | Ambient | 50000 |  | 1 | 80000 | 0.1 | 18 | 18 | 0.17 | 0.17 | 0.17 | 0.17 | 0.04 | 0.01 | 0.25 | 0.25 | 0.25 | 0.23 | 0.07 | 0 | 0.25 | 0.24 | 0.24 | 0.21 | 0.06 | 0 | True | False | Non Federally-Regulated | 10/15/2019 |  | 11/20/2019
Intense Lighting | Intense Lighting | MXFG2******L0****STLD306*30936 | Light Emitting Diode | Inseparable Luminaire | Direct Wired | Reverse Phase Cut Controls | 48.8 | 3000 | 0.001 | 92 | 53 | 457 | 1 | Ambient | 50000 |  | 1 | 80000 | 0.1 | 18 | 18 | 0.17 | 0.17 | 0.17 | 0.17 | 0.04 | 0.01 | 0.25 | 0.25 | 0.25 | 0.23 | 0.07 | 0 | 0.25 | 0.24 | 0.24 | 0.21 | 0.06 | 0 | True | False | Non Federally-Regulated | 10/15/2019 |  | 11/20/2019
Intense Lighting | Intense Lighting | MXFG2******L0****STLD306*30924 | Light Emitting Diode | Inseparable Luminaire | Direct Wired | Reverse Phase Cut Controls | 48.8 | 3000 | 0.001 | 92 | 53 | 457 | 1 | Ambient | 50000 |  | 1 | 80000 | 0.1 | 18 | 18 | 0.17 | 0.17 | 0.17 | 0.17 | 0.04 | 0.01 | 0.25 | 0.25 | 0.25 | 0.23 | 0.07 | 0 | 0.25 | 0.24 | 0.24 | 0.21 | 0.06 | 0 | True | False | Non Federally-Regulated | 10/15/2019 |  | 11/20/2019
Intense Lighting | Intense Lighting | MXFG2******L0****STLD306*30912 | Light Emitting Diode | Inseparable Luminaire | Direct Wired | Reverse Phase Cut Controls | 48.8 | 3000 | 0.001 | 92 | 53 | 457 | 1 | Ambient | 50000 |  | 1 | 80000 | 0.1 | 18 | 18 | 0.17 | 0.17 | 0.17 | 0.17 | 0.04 | 0.01 | 0.25 | 0.25 | 0.25 | 0.23 | 0.07 | 0 | 0.25 | 0.24 | 0.24 | 0.21 | 0.06 | 0 | True | False | Non Federally-Regulated | 10/15/2019 |  | 11/20/2019
Intense Lighting | Intense Lighting | MXFG2******L0****STLD306*35936 | Light Emitting Diode | Inseparable Luminaire | Direct Wired | Reverse Phase Cut Controls | 48.8 | 3500 | 0.001 | 92 | 53 | 457 | 1 | Ambient | 50000 |  | 1 | 80000 | 0.1 | 18 | 18 | 0.17 | 0.17 | 0.17 | 0.17 | 0.04 | 0.01 | 0.25 | 0.25 | 0.25 | 0.23 | 0.07 | 0 | 0.25 | 0.24 | 0.24 | 0.21 | 0.06 | 0 | True | False | Non Federally-Regulated | 10/15/2019 |  | 11/20/2019
Intense Lighting | Intense Lighting | MXFG2******L0****STLD306*35924 | Light Emitting Diode | Inseparable Luminaire | Direct Wired | Reverse Phase Cut Controls | 48.8 | 3500 | 0.001 | 92 | 53 | 457 | 1 | Ambient | 50000 |  | 1 | 80000 | 0.1 | 18 | 18 | 0.17 | 0.17 | 0.17 | 0.17 | 0.04 | 0.01 | 0.25 | 0.25 | 0.25 | 0.23 | 0.07 | 0 | 0.25 | 0.24 | 0.24 | 0.21 | 0.06 | 0 | True | False | Non Federally-Regulated | 10/15/2019 |  | 11/20/2019
Intense Lighting | Intense Lighting | MXFG2******L0****STLD306*35912 | Light Emitting Diode | Inseparable Luminaire | Direct Wired | Reverse Phase Cut Controls | 48.8 | 3500 | 0.001 | 92 | 53 | 457 | 1 | Ambient | 50000 |  | 1 | 80000 | 0.1 | 18 | 18 | 0.17 | 0.17 | 0.17 | 0.17 | 0.04 | 0.01 | 0.25 | 0.25 | 0.25 | 0.23 | 0.07 | 0 | 0.25 | 0.24 | 0.24 | 0.21 | 0.06 | 0 | True | False | Non Federally-Regulated | 10/15/2019 |  | 11/20/2019
Intense Lighting | Intense Lighting | MXFG2******L0****STLD306*40936 | Light Emitting Diode | Inseparable Luminaire | Direct Wired | Reverse Phase Cut Controls | 48.8 | 4000 | 0.001 | 92 | 53 | 457 | 1 | Ambient | 50000 |  | 1 | 80000 | 0.1 | 18 | 18 | 0.17 | 0.17 | 0.17 | 0.17 | 0.04 | 0.01 | 0.25 | 0.25 | 0.25 | 0.23 | 0.07 | 0 | 0.25 | 0.24 | 0.24 | 0.21 | 0.06 | 0 | True | False | Non Federally-Regulated | 10/15/2019 |  | 11/20/2019
Intense Lighting | Intense Lighting | MXFG2******L0****STLD306*40924 | Light Emitting Diode | Inseparable Luminaire | Direct Wired | Reverse Phase Cut Controls | 48.8 | 4000 | 0.001 | 92 | 53 | 457 | 1 | Ambient | 50000 |  | 1 | 80000 | 0.1 | 18 | 18 | 0.17 | 0.17 | 0.17 | 0.17 | 0.04 | 0.01 | 0.25 | 0.25 | 0.25 | 0.23 | 0.07 | 0 | 0.25 | 0.24 | 0.24 | 0.21 | 0.06 | 0 | True | False | Non Federally-Regulated | 10/15/2019 |  | 11/20/2019
Intense Lighting | Intense Lighting | MXFG2******L0****STLD306*40912 | Light Emitting Diode | Inseparable Luminaire | Direct Wired | Reverse Phase Cut Controls | 48.8 | 4000 | 0.001 | 92 | 53 | 457 | 1 | Ambient | 50000 |  | 1 | 80000 | 0.1 | 18 | 18 | 0.17 | 0.17 | 0.17 | 0.17 | 0.04 | 0.01 | 0.25 | 0.25 | 0.25 | 0.23 | 0.07 | 0 | 0.25 | 0.24 | 0.24 | 0.21 | 0.06 | 0 | True | False | Non Federally-Regulated | 10/15/2019 |  | 11/20/2019
Intense Lighting | Intense Lighting | MXFG2******L1****STLD300*27936 | Light Emitting Diode | Inseparable Luminaire | Direct Wired | Reverse Phase Cut Controls | 48.8 | 4000 | 0.001 | 92 | 53 | 457 | 1 | Ambient | 50000 |  | 1 | 80000 | 0.1 | 18 | 18 | 0.17 | 0.17 | 0.17 | 0.17 | 0.04 | 0.01 | 0.25 | 0.25 | 0.25 | 0.23 | 0.07 | 0 | 0.25 | 0.24 | 0.24 | 0.21 | 0.06 | 0 | True | False | Non Federally-Regulated | 10/15/2019 |  | 11/20/2019
Intense Lighting | Intense Lighting | MXFG2******L1****STLD300*27924 | Light Emitting Diode | Inseparable Luminaire | Direct Wired | Reverse Phase Cut Controls | 48.8 | 4000 | 0.001 | 92 | 53 | 457 | 1 | Ambient | 50000 |  | 1 | 80000 | 0.1 | 18 | 18 | 0.17 | 0.17 | 0.17 | 0.17 | 0.04 | 0.01 | 0.25 | 0.25 | 0.25 | 0.23 | 0.07 | 0 | 0.25 | 0.24 | 0.24 | 0.21 | 0.06 | 0 | True | False | Non Federally-Regulated | 10/15/2019 |  | 11/20/2019
Intense Lighting | Intense Lighting | MXFG2******L1****STLD300*27912 | Light Emitting Diode | Inseparable Luminaire | Direct Wired | Reverse Phase Cut Controls | 48.8 | 4000 | 0.001 | 92 | 53 | 457 | 1 | Ambient | 50000 |  | 1 | 80000 | 0.1 | 18 | 18 | 0.17 | 0.17 | 0.17 | 0.17 | 0.04 | 0.01 | 0.25 | 0.25 | 0.25 | 0.23 | 0.07 | 0 | 0.25 | 0.24 | 0.24 | 0.21 | 0.06 | 0 | True | False | Non Federally-Regulated | 10/15/2019 |  | 11/20/2019
Intense Lighting | Intense Lighting | MXFG2******L1****STLD300*30936 | Light Emitting Diode | Inseparable Luminaire | Direct Wired | Reverse Phase Cut Controls | 48.8 | 4000 | 0.001 | 92 | 53 | 457 | 1 | Ambient | 50000 |  | 1 | 80000 | 0.1 | 18 | 18 | 0.17 | 0.17 | 0.17 | 0.17 | 0.04 | 0.01 | 0.25 | 0.25 | 0.25 | 0.23 | 0.07 | 0 | 0.25 | 0.24 | 0.24 | 0.21 | 0.06 | 0 | True | False | Non Federally-Regulated | 10/15/2019 |  | 11/20/2019
Intense Lighting | Intense Lighting | MXFG2******L1****STLD300*30924 | Light Emitting Diode | Inseparable Luminaire | Direct Wired | Reverse Phase Cut Controls | 48.8 | 4000 | 0.001 | 92 | 53 | 457 | 1 | Ambient | 50000 |  | 1 | 80000 | 0.1 | 18 | 18 | 0.17 | 0.17 | 0.17 | 0.17 | 0.04 | 0.01 | 0.25 | 0.25 | 0.25 | 0.23 | 0.07 | 0 | 0.25 | 0.24 | 0.24 | 0.21 | 0.06 | 0 | True | False | Non Federally-Regulated | 10/15/2019 |  | 11/20/2019
Intense Lighting | Intense Lighting | MXFG2******L1****STLD300*30912 | Light Emitting Diode | Inseparable Luminaire | Direct Wired | Reverse Phase Cut Controls | 48.8 | 4000 | 0.001 | 92 | 53 | 457 | 1 | Ambient | 50000 |  | 1 | 80000 | 0.1 | 18 | 18 | 0.17 | 0.17 | 0.17 | 0.17 | 0.04 | 0.01 | 0.25 | 0.25 | 0.25 | 0.23 | 0.07 | 0 | 0.25 | 0.24 | 0.24 | 0.21 | 0.06 | 0 | True | False | Non Federally-Regulated | 10/15/2019 |  | 11/20/2019
Intense Lighting | Intense Lighting | MXFG2******L1****STLD300*35936 | Light Emitting Diode | Inseparable Luminaire | Direct Wired | Reverse Phase Cut Controls | 48.8 | 4000 | 0.001 | 92 | 53 | 457 | 1 | Ambient | 50000 |  | 1 | 80000 | 0.1 | 18 | 18 | 0.17 | 0.17 | 0.17 | 0.17 | 0.04 | 0.01 | 0.25 | 0.25 | 0.25 | 0.23 | 0.07 | 0 | 0.25 | 0.24 | 0.24 | 0.21 | 0.06 | 0 | True | False | Non Federally-Regulated | 10/15/2019 |  | 11/20/2019
Intense Lighting | Intense Lighting | MXFG2******L1****STLD300*35924 | Light Emitting Diode | Inseparable Luminaire | Direct Wired | Reverse Phase Cut Controls | 48.8 | 4000 | 0.001 | 92 | 53 | 457 | 1 | Ambient | 50000 |  | 1 | 80000 | 0.1 | 18 | 18 | 0.17 | 0.17 | 0.17 | 0.17 | 0.04 | 0.01 | 0.25 | 0.25 | 0.25 | 0.23 | 0.07 | 0 | 0.25 | 0.24 | 0.24 | 0.21 | 0.06 | 0 | True | False | Non Federally-Regulated | 10/15/2019 |  | 11/20/2019
Intense Lighting | Intense Lighting | MXFG2******L1****STLD300*35912 | Light Emitting Diode | Inseparable Luminaire | Direct Wired | Reverse Phase Cut Controls | 48.8 | 4000 | 0.001 | 92 | 53 | 457 | 1 | Ambient | 50000 |  | 1 | 80000 | 0.1 | 18 | 18 | 0.17 | 0.17 | 0.17 | 0.17 | 0.04 | 0.01 | 0.25 | 0.25 | 0.25 | 0.23 | 0.07 | 0 | 0.25 | 0.24 | 0.24 | 0.21 | 0.06 | 0 | True | False | Non Federally-Regulated | 10/15/2019 |  | 11/20/2019
Intense Lighting | Intense Lighting | MXFG2******L1****STLD300*40936 | Light Emitting Diode | Inseparable Luminaire | Direct Wired | Reverse Phase Cut Controls | 48.8 | 4000 | 0.001 | 92 | 53 | 457 | 1 | Ambient | 50000 |  | 1 | 80000 | 0.1 | 18 | 18 | 0.17 | 0.17 | 0.17 | 0.17 | 0.04 | 0.01 | 0.25 | 0.25 | 0.25 | 0.23 | 0.07 | 0 | 0.25 | 0.24 | 0.24 | 0.21 | 0.06 | 0 | True | False | Non Federally-Regulated | 10/15/2019 |  | 11/20/2019
Intense Lighting | Intense Lighting | MXFG2******L1****STLD300*40924 | Light Emitting Diode | Inseparable Luminaire | Direct Wired | Reverse Phase Cut Controls | 48.8 | 4000 | 0.001 | 92 | 53 | 457 | 1 | Ambient | 50000 |  | 1 | 80000 | 0.1 | 18 | 18 | 0.17 | 0.17 | 0.17 | 0.17 | 0.04 | 0.01 | 0.25 | 0.25 | 0.25 | 0.23 | 0.07 | 0 | 0.25 | 0.24 | 0.24 | 0.21 | 0.06 | 0 | True | False | Non Federally-Regulated | 10/15/2019 |  | 11/20/2019
Intense Lighting | Intense Lighting | MXFG2******L1****STLD300*40912 | Light Emitting Diode | Inseparable Luminaire | Direct Wired | Reverse Phase Cut Controls | 48.8 | 4000 | 0.001 | 92 | 53 | 457 | 1 | Ambient | 50000 |  | 1 | 80000 | 0.1 | 18 | 18 | 0.17 | 0.17 | 0.17 | 0.17 | 0.04 | 0.01 | 0.25 | 0.25 | 0.25 | 0.23 | 0.07 | 0 | 0.25 | 0.24 | 0.24 | 0.21 | 0.06 | 0 | True | False | Non Federally-Regulated | 10/15/2019 |  | 11/20/2019
Intense Lighting | Intense Lighting | MXFG2******L0****STRD300*27950 | Light Emitting Diode | Inseparable Luminaire | Direct Wired | 0-10 VDC Controls | 48.8 | 2985 | 0.001 | 92 | 53 | 457 | 1 | Ambient | 50000 |  |  | 80000 | 0.1 | 18 | 18 | 0.17 | 0.17 | 0.17 | 0.17 | 0.04 | 0.01 | 0.25 | 0.25 | 0.25 | 0.23 | 0.07 | 0 | 0.25 | 0.24 | 0.24 | 0.21 | 0.06 | 0 | True |  | Non Federally-Regulated | 11/02/2018 |  | 11/20/2019
Intense Lighting | Intense Lighting | MXFG2******L0****STRD300*27936 | Light Emitting Diode | Inseparable Luminaire | Direct Wired | 0-10 VDC Controls | 48.8 | 2985 | 0.001 | 92 | 53 | 457 | 1 | Ambient | 50000 |  |  | 80000 | 0.1 | 18 | 18 | 0.17 | 0.17 | 0.17 | 0.17 | 0.04 | 0.01 | 0.25 | 0.25 | 0.25 | 0.23 | 0.07 | 0 | 0.25 | 0.24 | 0.24 | 0.21 | 0.06 | 0 | True |  | Non Federally-Regulated | 11/02/2018 |  | 11/20/2019
Intense Lighting | Intense Lighting | MXFG2******L0****STRD300*27924 | Light Emitting Diode | Inseparable Luminaire | Direct Wired | 0-10 VDC Controls | 48.8 | 2985 | 0.001 | 92 | 53 | 457 | 1 | Ambient | 50000 |  |  | 80000 | 0.1 | 18 | 18 | 0.17 | 0.17 | 0.17 | 0.17 | 0.04 | 0.01 | 0.25 | 0.25 | 0.25 | 0.23 | 0.07 | 0 | 0.25 | 0.24 | 0.24 | 0.21 | 0.06 | 0 | True |  | Non Federally-Regulated | 11/02/2018 |  | 11/20/2019
Intense Lighting | Intense Lighting | MXFG2******L0****STRD300*27912 | Light Emitting Diode | Inseparable Luminaire | Direct Wired | 0-10 VDC Controls | 48.8 | 2985 | 0.001 | 92 | 53 | 457 | 1 | Ambient | 50000 |  |  | 80000 | 0.1 | 18 | 18 | 0.17 | 0.17 | 0.17 | 0.17 | 0.04 | 0.01 | 0.25 | 0.25 | 0.25 | 0.23 | 0.07 | 0 | 0.25 | 0.24 | 0.24 | 0.21 | 0.06 | 0 | True |  | Non Federally-Regulated | 11/02/2018 |  | 11/20/2019
Intense Lighting | Intense Lighting | MXFG2******L0****STRD300*30950 | Light Emitting Diode | Inseparable Luminaire | Direct Wired | 0-10 VDC Controls | 48.8 | 2985 | 0.001 | 92 | 53 | 457 | 1 | Ambient | 50000 |  |  | 80000 | 0.1 | 18 | 18 | 0.17 | 0.17 | 0.17 | 0.17 | 0.04 | 0.01 | 0.25 | 0.25 | 0.25 | 0.23 | 0.07 | 0 | 0.25 | 0.24 | 0.24 | 0.21 | 0.06 | 0 | True |  | Non Federally-Regulated | 11/02/2018 |  | 11/20/2019
Intense Lighting | Intense Lighting | MXFG2******L0****STRD300*30936 | Light Emitting Diode | Inseparable Luminaire | Direct Wired | 0-10 VDC Controls | 48.8 | 2985 | 0.001 | 92 | 53 | 457 | 1 | Ambient | 50000 |  |  | 80000 | 0.1 | 18 | 18 | 0.17 | 0.17 | 0.17 | 0.17 | 0.04 | 0.01 | 0.25 | 0.25 | 0.25 | 0.23 | 0.07 | 0 | 0.25 | 0.24 | 0.24 | 0.21 | 0.06 | 0 | True |  | Non Federally-Regulated | 11/02/2018 |  | 11/20/2019
Intense Lighting | Intense Lighting | MXFG2******L0****STRD300*30924 | Light Emitting Diode | Inseparable Luminaire | Direct Wired | 0-10 VDC Controls | 48.8 | 2985 | 0.001 | 92 | 53 | 457 | 1 | Ambient | 50000 |  |  | 80000 | 0.1 | 18 | 18 | 0.17 | 0.17 | 0.17 | 0.17 | 0.04 | 0.01 | 0.25 | 0.25 | 0.25 | 0.23 | 0.07 | 0 | 0.25 | 0.24 | 0.24 | 0.21 | 0.06 | 0 | True |  | Non Federally-Regulated | 11/02/2018 |  | 11/20/2019
Intense Lighting | Intense Lighting | MXFG2******L0****STRD300*30912 | Light Emitting Diode | Inseparable Luminaire | Direct Wired | 0-10 VDC Controls | 48.8 | 2985 | 0.001 | 92 | 53 | 457 | 1 | Ambient | 50000 |  |  | 80000 | 0.1 | 18 | 18 | 0.17 | 0.17 | 0.17 | 0.17 | 0.04 | 0.01 | 0.25 | 0.25 | 0.25 | 0.23 | 0.07 | 0 | 0.25 | 0.24 | 0.24 | 0.21 | 0.06 | 0 | True |  | Non Federally-Regulated | 11/02/2018 |  | 11/20/2019
Intense Lighting | Intense Lighting | MXFG2******L0****STRD300*35950 | Light Emitting Diode | Inseparable Luminaire | Direct Wired | 0-10 VDC Controls | 48.8 | 3500 | 0.001 | 92 | 53 | 457 | 1 | Ambient | 50000 |  |  | 80000 | 0.1 | 18 | 18 | 0.17 | 0.17 | 0.17 | 0.17 | 0.04 | 0.01 | 0.25 | 0.25 | 0.25 | 0.23 | 0.07 | 0 | 0.25 | 0.24 | 0.24 | 0.21 | 0.06 | 0 | True |  | Non Federally-Regulated | 11/02/2018 |  | 11/20/2019
Intense Lighting | Intense Lighting | MXFG2******L0****STRD300*35936 | Light Emitting Diode | Inseparable Luminaire | Direct Wired | 0-10 VDC Controls | 48.8 | 3500 | 0.001 | 92 | 53 | 457 | 1 | Ambient | 50000 |  |  | 80000 | 0.1 | 18 | 18 | 0.17 | 0.17 | 0.17 | 0.17 | 0.04 | 0.01 | 0.25 | 0.25 | 0.25 | 0.23 | 0.07 | 0 | 0.25 | 0.24 | 0.24 | 0.21 | 0.06 | 0 | True |  | Non Federally-Regulated | 11/02/2018 |  | 11/20/2019
Intense Lighting | Intense Lighting | MXFG2******L0****STRD300*35924 | Light Emitting Diode | Inseparable Luminaire | Direct Wired | 0-10 VDC Controls | 48.8 | 3500 | 0.001 | 92 | 53 | 457 | 1 | Ambient | 50000 |  |  | 80000 | 0.1 | 18 | 18 | 0.17 | 0.17 | 0.17 | 0.17 | 0.04 | 0.01 | 0.25 | 0.25 | 0.25 | 0.23 | 0.07 | 0 | 0.25 | 0.24 | 0.24 | 0.21 | 0.06 | 0 | True |  | Non Federally-Regulated | 11/02/2018 |  | 11/20/2019
Intense Lighting | Intense Lighting | MXFG2******L0****STRD300*35912 | Light Emitting Diode | Inseparable Luminaire | Direct Wired | 0-10 VDC Controls | 48.8 | 3500 | 0.001 | 92 | 53 | 457 | 1 | Ambient | 50000 |  |  | 80000 | 0.1 | 18 | 18 | 0.17 | 0.17 | 0.17 | 0.17 | 0.04 | 0.01 | 0.25 | 0.25 | 0.25 | 0.23 | 0.07 | 0 | 0.25 | 0.24 | 0.24 | 0.21 | 0.06 | 0 | True |  | Non Federally-Regulated | 11/02/2018 |  | 11/20/2019
Intense Lighting | Intense Lighting | MXFG2******L0****STRD300*40950 | Light Emitting Diode | Inseparable Luminaire | Direct Wired | 0-10 VDC Controls | 48.8 | 4000 | 0.001 | 92 | 53 | 457 | 1 | Ambient | 50000 |  |  | 80000 | 0.1 | 18 | 18 | 0.17 | 0.17 | 0.17 | 0.17 | 0.04 | 0.01 | 0.25 | 0.25 | 0.25 | 0.23 | 0.07 | 0 | 0.25 | 0.24 | 0.24 | 0.21 | 0.06 | 0 | True |  | Non Federally-Regulated | 11/02/2018 |  | 11/20/2019
Intense Lighting | Intense Lighting | MXFG2******L0****STRD300*40936 | Light Emitting Diode | Inseparable Luminaire | Direct Wired | 0-10 VDC Controls | 48.8 | 4000 | 0.001 | 92 | 53 | 457 | 1 | Ambient | 50000 |  |  | 80000 | 0.1 | 18 | 18 | 0.17 | 0.17 | 0.17 | 0.17 | 0.04 | 0.01 | 0.25 | 0.25 | 0.25 | 0.23 | 0.07 | 0 | 0.25 | 0.24 | 0.24 | 0.21 | 0.06 | 0 | True |  | Non Federally-Regulated | 11/02/2018 |  | 11/20/2019
Intense Lighting | Intense Lighting | MXFG2******L0****STRD300*40924 | Light Emitting Diode | Inseparable Luminaire | Direct Wired | 0-10 VDC Controls | 48.8 | 4000 | 0.001 | 92 | 53 | 457 | 1 | Ambient | 50000 |  |  | 80000 | 0.1 | 18 | 18 | 0.17 | 0.17 | 0.17 | 0.17 | 0.04 | 0.01 | 0.25 | 0.25 | 0.25 | 0.23 | 0.07 | 0 | 0.25 | 0.24 | 0.24 | 0.21 | 0.06 | 0 | True |  | Non Federally-Regulated | 11/02/2018 |  | 11/20/2019
Intense Lighting | Intense Lighting | MXFG2******L0****STRD300*40912 | Light Emitting Diode | Inseparable Luminaire | Direct Wired | 0-10 VDC Controls | 48.8 | 4000 | 0.001 | 92 | 53 | 457 | 1 | Ambient | 50000 |  |  | 80000 | 0.1 | 18 | 18 | 0.17 | 0.17 | 0.17 | 0.17 | 0.04 | 0.01 | 0.25 | 0.25 | 0.25 | 0.23 | 0.07 | 0 | 0.25 | 0.24 | 0.24 | 0.21 | 0.06 | 0 | True |  | Non Federally-Regulated | 11/02/2018 |  | 11/20/2019
Intense Lighting | Intense Lighting | MXFG2******L0****STRD302*27936 | Light Emitting Diode | Inseparable Luminaire | Direct Wired | 0-10 VDC Controls | 48.8 | 3500 | 0.001 | 92 | 53 | 457 | 1 | Ambient | 50000 |  |  | 80000 | 0.1 | 18 | 18 | 0.17 | 0.17 | 0.17 | 0.17 | 0.04 | 0.01 | 0.25 | 0.25 | 0.25 | 0.23 | 0.07 | 0 | 0.25 | 0.24 | 0.24 | 0.21 | 0.06 | 0 | True |  | Non Federally-Regulated | 11/02/2018 |  | 11/20/2019
Intense Lighting | Intense Lighting | MXFG2******L0****STRD302*27924 | Light Emitting Diode | Inseparable Luminaire | Direct Wired | 0-10 VDC Controls | 48.8 | 3500 | 0.001 | 92 | 53 | 457 | 1 | Ambient | 50000 |  |  | 80000 | 0.1 | 18 | 18 | 0.17 | 0.17 | 0.17 | 0.17 | 0.04 | 0.01 | 0.25 | 0.25 | 0.25 | 0.23 | 0.07 | 0 | 0.25 | 0.24 | 0.24 | 0.21 | 0.06 | 0 | True |  | Non Federally-Regulated | 11/02/2018 |  | 11/20/2019
Intense Lighting | Intense Lighting | MXFG2******L0****STRD302*27912 | Light Emitting Diode | Inseparable Luminaire | Direct Wired | 0-10 VDC Controls | 48.8 | 3500 | 0.001 | 92 | 53 | 457 | 1 | Ambient | 50000 |  |  | 80000 | 0.1 | 18 | 18 | 0.17 | 0.17 | 0.17 | 0.17 | 0.04 | 0.01 | 0.25 | 0.25 | 0.25 | 0.23 | 0.07 | 0 | 0.25 | 0.24 | 0.24 | 0.21 | 0.06 | 0 | True |  | Non Federally-Regulated | 11/02/2018 |  | 11/20/2019
Intense Lighting | Intense Lighting | MXFG2******L0****STRD302*30936 | Light Emitting Diode | Inseparable Luminaire | Direct Wired | 0-10 VDC Controls | 48.8 | 3000 | 0.001 | 92 | 53 | 457 | 1 | Ambient | 50000 |  |  | 80000 | 0.1 | 18 | 18 | 0.17 | 0.17 | 0.17 | 0.17 | 0.04 | 0.01 | 0.25 | 0.25 | 0.25 | 0.23 | 0.07 | 0 | 0.25 | 0.24 | 0.24 | 0.21 | 0.06 | 0 | True |  | Non Federally-Regulated | 11/02/2018 |  | 11/20/2019
Intense Lighting | Intense Lighting | MXFG2******L0****STRD302*30924 | Light Emitting Diode | Inseparable Luminaire | Direct Wired | 0-10 VDC Controls | 48.8 | 3000 | 0.001 | 92 | 53 | 457 | 1 | Ambient | 50000 |  |  | 80000 | 0.1 | 18 | 18 | 0.17 | 0.17 | 0.17 | 0.17 | 0.04 | 0.01 | 0.25 | 0.25 | 0.25 | 0.23 | 0.07 | 0 | 0.25 | 0.24 | 0.24 | 0.21 | 0.06 | 0 | True |  | Non Federally-Regulated | 11/02/2018 |  | 11/20/2019
Intense Lighting | Intense Lighting | MXFG2******L0****STRD302*30912 | Light Emitting Diode | Inseparable Luminaire | Direct Wired | 0-10 VDC Controls | 48.8 | 3000 | 0.001 | 92 | 53 | 457 | 1 | Ambient | 50000 |  |  | 80000 | 0.1 | 18 | 18 | 0.17 | 0.17 | 0.17 | 0.17 | 0.04 | 0.01 | 0.25 | 0.25 | 0.25 | 0.23 | 0.07 | 0 | 0.25 | 0.24 | 0.24 | 0.21 | 0.06 | 0 | True |  | Non Federally-Regulated | 11/02/2018 |  | 11/20/2019
Intense Lighting | Intense Lighting | MXFG2******L0****STRD302*35936 | Light Emitting Diode | Inseparable Luminaire | Direct Wired | 0-10 VDC Controls | 48.8 | 3500 | 0.001 | 92 | 53 | 457 | 1 | Ambient | 50000 |  |  | 80000 | 0.1 | 18 | 18 | 0.17 | 0.17 | 0.17 | 0.17 | 0.04 | 0.01 | 0.25 | 0.25 | 0.25 | 0.23 | 0.07 | 0 | 0.25 | 0.24 | 0.24 | 0.21 | 0.06 | 0 | True |  | Non Federally-Regulated | 11/02/2018 |  | 11/20/2019
Intense Lighting | Intense Lighting | MXFG2******L0****STRD302*35924 | Light Emitting Diode | Inseparable Luminaire | Direct Wired | 0-10 VDC Controls | 48.8 | 3500 | 0.001 | 92 | 53 | 457 | 1 | Ambient | 50000 |  |  | 80000 | 0.1 | 18 | 18 | 0.17 | 0.17 | 0.17 | 0.17 | 0.04 | 0.01 | 0.25 | 0.25 | 0.25 | 0.23 | 0.07 | 0 | 0.25 | 0.24 | 0.24 | 0.21 | 0.06 | 0 | True |  | Non Federally-Regulated | 11/02/2018 |  | 11/20/2019
Intense Lighting | Intense Lighting | MXFG2******L0****STRD302*35912 | Light Emitting Diode | Inseparable Luminaire | Direct Wired | 0-10 VDC Controls | 48.8 | 3500 | 0.001 | 92 | 53 | 457 | 1 | Ambient | 50000 |  |  | 80000 | 0.1 | 18 | 18 | 0.17 | 0.17 | 0.17 | 0.17 | 0.04 | 0.01 | 0.25 | 0.25 | 0.25 | 0.23 | 0.07 | 0 | 0.25 | 0.24 | 0.24 | 0.21 | 0.06 | 0 | True |  | Non Federally-Regulated | 11/02/2018 |  | 11/20/2019
Intense Lighting | Intense Lighting | MXFG2******L0****STRD302*40936 | Light Emitting Diode | Inseparable Luminaire | Direct Wired | 0-10 VDC Controls | 48.8 | 4000 | 0.001 | 92 | 53 | 457 | 1 | Ambient | 50000 |  |  | 80000 | 0.1 | 18 | 18 | 0.17 | 0.17 | 0.17 | 0.17 | 0.04 | 0.01 | 0.25 | 0.25 | 0.25 | 0.23 | 0.07 | 0 | 0.25 | 0.24 | 0.24 | 0.21 | 0.06 | 0 | True |  | Non Federally-Regulated | 11/02/2018 |  | 11/20/2019
Intense Lighting | Intense Lighting | MXFG2******L0****STRD302*40924 | Light Emitting Diode | Inseparable Luminaire | Direct Wired | 0-10 VDC Controls | 48.8 | 4000 | 0.001 | 92 | 53 | 457 | 1 | Ambient | 50000 |  |  | 80000 | 0.1 | 18 | 18 | 0.17 | 0.17 | 0.17 | 0.17 | 0.04 | 0.01 | 0.25 | 0.25 | 0.25 | 0.23 | 0.07 | 0 | 0.25 | 0.24 | 0.24 | 0.21 | 0.06 | 0 | True |  | Non Federally-Regulated | 11/02/2018 |  | 11/20/2019
Intense Lighting | Intense Lighting | MXFG2******L0****STRD302*40912 | Light Emitting Diode | Inseparable Luminaire | Direct Wired | 0-10 VDC Controls | 48.8 | 4000 | 0.001 | 92 | 53 | 457 | 1 | Ambient | 50000 |  |  | 80000 | 0.1 | 18 | 18 | 0.17 | 0.17 | 0.17 | 0.17 | 0.04 | 0.01 | 0.25 | 0.25 | 0.25 | 0.23 | 0.07 | 0 | 0.25 | 0.24 | 0.24 | 0.21 | 0.06 | 0 | True |  | Non Federally-Regulated | 11/02/2018 |  | 11/20/2019
Intense Lighting | Intense Lighting | MXFG2******L0****STRD306*27936 | Light Emitting Diode | Inseparable Luminaire | Direct Wired | 0-10 VDC Controls | 48.8 | 3000 | 0.001 | 92 | 53 | 457 | 1 | Ambient | 50000 |  |  | 80000 | 0.1 | 18 | 18 | 0.17 | 0.17 | 0.17 | 0.17 | 0.04 | 0.01 | 0.25 | 0.25 | 0.25 | 0.23 | 0.07 | 0 | 0.25 | 0.24 | 0.24 | 0.21 | 0.06 | 0 | True |  | Non Federally-Regulated | 11/02/2018 |  | 11/20/2019
Intense Lighting | Intense Lighting | MXFG2******L0****STRD306*27924 | Light Emitting Diode | Inseparable Luminaire | Direct Wired | 0-10 VDC Controls | 48.8 | 3000 | 0.001 | 92 | 53 | 457 | 1 | Ambient | 50000 |  |  | 80000 | 0.1 | 18 | 18 | 0.17 | 0.17 | 0.17 | 0.17 | 0.04 | 0.01 | 0.25 | 0.25 | 0.25 | 0.23 | 0.07 | 0 | 0.25 | 0.24 | 0.24 | 0.21 | 0.06 | 0 | True |  | Non Federally-Regulated | 11/02/2018 |  | 11/20/2019
Intense Lighting | Intense Lighting | MXFG2******L0****STRD306*27912 | Light Emitting Diode | Inseparable Luminaire | Direct Wired | 0-10 VDC Controls | 48.8 | 3000 | 0.001 | 92 | 53 | 457 | 1 | Ambient | 50000 |  |  | 80000 | 0.1 | 18 | 18 | 0.17 | 0.17 | 0.17 | 0.17 | 0.04 | 0.01 | 0.25 | 0.25 | 0.25 | 0.23 | 0.07 | 0 | 0.25 | 0.24 | 0.24 | 0.21 | 0.06 | 0 | True |  | Non Federally-Regulated | 11/02/2018 |  | 11/20/2019
Intense Lighting | Intense Lighting | MXFG2******L0****STRD306*30936 | Light Emitting Diode | Inseparable Luminaire | Direct Wired | 0-10 VDC Controls | 48.8 | 3000 | 0.001 | 92 | 53 | 457 | 1 | Ambient | 50000 |  |  | 80000 | 0.1 | 18 | 18 | 0.17 | 0.17 | 0.17 | 0.17 | 0.04 | 0.01 | 0.25 | 0.25 | 0.25 | 0.23 | 0.07 | 0 | 0.25 | 0.24 | 0.24 | 0.21 | 0.06 | 0 | True |  | Non Federally-Regulated | 11/02/2018 |  | 11/20/2019
Intense Lighting | Intense Lighting | MXFG2******L0****STRD306*30924 | Light Emitting Diode | Inseparable Luminaire | Direct Wired | 0-10 VDC Controls | 48.8 | 3000 | 0.001 | 92 | 53 | 457 | 1 | Ambient | 50000 |  |  | 80000 | 0.1 | 18 | 18 | 0.17 | 0.17 | 0.17 | 0.17 | 0.04 | 0.01 | 0.25 | 0.25 | 0.25 | 0.23 | 0.07 | 0 | 0.25 | 0.24 | 0.24 | 0.21 | 0.06 | 0 | True |  | Non Federally-Regulated | 11/02/2018 |  | 11/20/2019
Intense Lighting | Intense Lighting | MXFG2******L0****STRD306*30912 | Light Emitting Diode | Inseparable Luminaire | Direct Wired | 0-10 VDC Controls | 48.8 | 3000 | 0.001 | 92 | 53 | 457 | 1 | Ambient | 50000 |  |  | 80000 | 0.1 | 18 | 18 | 0.17 | 0.17 | 0.17 | 0.17 | 0.04 | 0.01 | 0.25 | 0.25 | 0.25 | 0.23 | 0.07 | 0 | 0.25 | 0.24 | 0.24 | 0.21 | 0.06 | 0 | True |  | Non Federally-Regulated | 11/02/2018 |  | 11/20/2019
Intense Lighting | Intense Lighting | MXFG2******L0****STRD306*35936 | Light Emitting Diode | Inseparable Luminaire | Direct Wired | 0-10 VDC Controls | 48.8 | 3500 | 0.001 | 92 | 53 | 457 | 1 | Ambient | 50000 |  |  | 80000 | 0.1 | 18 | 18 | 0.17 | 0.17 | 0.17 | 0.17 | 0.04 | 0.01 | 0.25 | 0.25 | 0.25 | 0.23 | 0.07 | 0 | 0.25 | 0.24 | 0.24 | 0.21 | 0.06 | 0 | True |  | Non Federally-Regulated | 11/02/2018 |  | 11/20/2019
Intense Lighting | Intense Lighting | MXFG2******L0****STRD306*35924 | Light Emitting Diode | Inseparable Luminaire | Direct Wired | 0-10 VDC Controls | 48.8 | 3500 | 0.001 | 92 | 53 | 457 | 1 | Ambient | 50000 |  |  | 80000 | 0.1 | 18 | 18 | 0.17 | 0.17 | 0.17 | 0.17 | 0.04 | 0.01 | 0.25 | 0.25 | 0.25 | 0.23 | 0.07 | 0 | 0.25 | 0.24 | 0.24 | 0.21 | 0.06 | 0 | True |  | Non Federally-Regulated | 11/02/2018 |  | 11/20/2019
Intense Lighting | Intense Lighting | MXFG2******L0****STRD306*35912 | Light Emitting Diode | Inseparable Luminaire | Direct Wired | 0-10 VDC Controls | 48.8 | 3500 | 0.001 | 92 | 53 | 457 | 1 | Ambient | 50000 |  |  | 80000 | 0.1 | 18 | 18 | 0.17 | 0.17 | 0.17 | 0.17 | 0.04 | 0.01 | 0.25 | 0.25 | 0.25 | 0.23 | 0.07 | 0 | 0.25 | 0.24 | 0.24 | 0.21 | 0.06 | 0 | True |  | Non Federally-Regulated | 11/02/2018 |  | 11/20/2019
Intense Lighting | Intense Lighting | MXFG2******L0****STRD306*40936 | Light Emitting Diode | Inseparable Luminaire | Direct Wired | 0-10 VDC Controls | 48.8 | 4000 | 0.001 | 92 | 53 | 457 | 1 | Ambient | 50000 |  |  | 80000 | 0.1 | 18 | 18 | 0.17 | 0.17 | 0.17 | 0.17 | 0.04 | 0.01 | 0.25 | 0.25 | 0.25 | 0.23 | 0.07 | 0 | 0.25 | 0.24 | 0.24 | 0.21 | 0.06 | 0 | True |  | Non Federally-Regulated | 11/02/2018 |  | 11/20/2019
Intense Lighting | Intense Lighting | MXFG2******L0****STRD306*40924 | Light Emitting Diode | Inseparable Luminaire | Direct Wired | 0-10 VDC Controls | 48.8 | 4000 | 0.001 | 92 | 53 | 457 | 1 | Ambient | 50000 |  |  | 80000 | 0.1 | 18 | 18 | 0.17 | 0.17 | 0.17 | 0.17 | 0.04 | 0.01 | 0.25 | 0.25 | 0.25 | 0.23 | 0.07 | 0 | 0.25 | 0.24 | 0.24 | 0.21 | 0.06 | 0 | True |  | Non Federally-Regulated | 11/02/2018 |  | 11/20/2019
Intense Lighting | Intense Lighting | MXFG2******L0****STRD306*40912 | Light Emitting Diode | Inseparable Luminaire | Direct Wired | 0-10 VDC Controls | 48.8 | 4000 | 0.001 | 92 | 53 | 457 | 1 | Ambient | 50000 |  |  | 80000 | 0.1 | 18 | 18 | 0.17 | 0.17 | 0.17 | 0.17 | 0.04 | 0.01 | 0.25 | 0.25 | 0.25 | 0.23 | 0.07 | 0 | 0.25 | 0.24 | 0.24 | 0.21 | 0.06 | 0 | True |  | Non Federally-Regulated | 11/02/2018 |  | 11/20/2019
Intense Lighting | Intense Lighting | MXFG2******L1****STRD300*27936 | Light Emitting Diode | Inseparable Luminaire | Direct Wired | 0-10 VDC Controls | 48.8 | 4000 | 0.001 | 92 | 53 | 457 | 1 | Ambient | 50000 |  |  | 80000 | 0.1 | 18 | 18 | 0.17 | 0.17 | 0.17 | 0.17 | 0.04 | 0.01 | 0.25 | 0.25 | 0.25 | 0.23 | 0.07 | 0 | 0.25 | 0.24 | 0.24 | 0.21 | 0.06 | 0 | True |  | Non Federally-Regulated | 11/02/2018 |  | 11/20/2019
Intense Lighting | Intense Lighting | MXFG2******L1****STRD300*27924 | Light Emitting Diode | Inseparable Luminaire | Direct Wired | 0-10 VDC Controls | 48.8 | 4000 | 0.001 | 92 | 53 | 457 | 1 | Ambient | 50000 |  |  | 80000 | 0.1 | 18 | 18 | 0.17 | 0.17 | 0.17 | 0.17 | 0.04 | 0.01 | 0.25 | 0.25 | 0.25 | 0.23 | 0.07 | 0 | 0.25 | 0.24 | 0.24 | 0.21 | 0.06 | 0 | True |  | Non Federally-Regulated | 11/02/2018 |  | 11/20/2019
Intense Lighting | Intense Lighting | MXFG2******L1****STRD300*27912 | Light Emitting Diode | Inseparable Luminaire | Direct Wired | 0-10 VDC Controls | 48.8 | 4000 | 0.001 | 92 | 53 | 457 | 1 | Ambient | 50000 |  |  | 80000 | 0.1 | 18 | 18 | 0.17 | 0.17 | 0.17 | 0.17 | 0.04 | 0.01 | 0.25 | 0.25 | 0.25 | 0.23 | 0.07 | 0 | 0.25 | 0.24 | 0.24 | 0.21 | 0.06 | 0 | True |  | Non Federally-Regulated | 11/02/2018 |  | 11/20/2019
Intense Lighting | Intense Lighting | MXFG2******L1****STRD300*30936 | Light Emitting Diode | Inseparable Luminaire | Direct Wired | 0-10 VDC Controls | 48.8 | 4000 | 0.001 | 92 | 53 | 457 | 1 | Ambient | 50000 |  |  | 80000 | 0.1 | 18 | 18 | 0.17 | 0.17 | 0.17 | 0.17 | 0.04 | 0.01 | 0.25 | 0.25 | 0.25 | 0.23 | 0.07 | 0 | 0.25 | 0.24 | 0.24 | 0.21 | 0.06 | 0 | True |  | Non Federally-Regulated | 11/02/2018 |  | 11/20/2019
Intense Lighting | Intense Lighting | MXFG2******L1****STRD300*30924 | Light Emitting Diode | Inseparable Luminaire | Direct Wired | 0-10 VDC Controls | 48.8 | 4000 | 0.001 | 92 | 53 | 457 | 1 | Ambient | 50000 |  |  | 80000 | 0.1 | 18 | 18 | 0.17 | 0.17 | 0.17 | 0.17 | 0.04 | 0.01 | 0.25 | 0.25 | 0.25 | 0.23 | 0.07 | 0 | 0.25 | 0.24 | 0.24 | 0.21 | 0.06 | 0 | True |  | Non Federally-Regulated | 11/02/2018 |  | 11/20/2019
Intense Lighting | Intense Lighting | MXFG2******L1****STRD300*30912 | Light Emitting Diode | Inseparable Luminaire | Direct Wired | 0-10 VDC Controls | 48.8 | 4000 | 0.001 | 92 | 53 | 457 | 1 | Ambient | 50000 |  |  | 80000 | 0.1 | 18 | 18 | 0.17 | 0.17 | 0.17 | 0.17 | 0.04 | 0.01 | 0.25 | 0.25 | 0.25 | 0.23 | 0.07 | 0 | 0.25 | 0.24 | 0.24 | 0.21 | 0.06 | 0 | True |  | Non Federally-Regulated | 11/02/2018 |  | 11/20/2019
Intense Lighting | Intense Lighting | MXFG2******L1****STRD300*35936 | Light Emitting Diode | Inseparable Luminaire | Direct Wired | 0-10 VDC Controls | 48.8 | 4000 | 0.001 | 92 | 53 | 457 | 1 | Ambient | 50000 |  |  | 80000 | 0.1 | 18 | 18 | 0.17 | 0.17 | 0.17 | 0.17 | 0.04 | 0.01 | 0.25 | 0.25 | 0.25 | 0.23 | 0.07 | 0 | 0.25 | 0.24 | 0.24 | 0.21 | 0.06 | 0 | True |  | Non Federally-Regulated | 11/02/2018 |  | 11/20/2019
Intense Lighting | Intense Lighting | MXFG2******L1****STRD300*35924 | Light Emitting Diode | Inseparable Luminaire | Direct Wired | 0-10 VDC Controls | 48.8 | 4000 | 0.001 | 92 | 53 | 457 | 1 | Ambient | 50000 |  |  | 80000 | 0.1 | 18 | 18 | 0.17 | 0.17 | 0.17 | 0.17 | 0.04 | 0.01 | 0.25 | 0.25 | 0.25 | 0.23 | 0.07 | 0 | 0.25 | 0.24 | 0.24 | 0.21 | 0.06 | 0 | True |  | Non Federally-Regulated | 11/02/2018 |  | 11/20/2019
Intense Lighting | Intense Lighting | MXFG2******L1****STRD300*35912 | Light Emitting Diode | Inseparable Luminaire | Direct Wired | 0-10 VDC Controls | 48.8 | 4000 | 0.001 | 92 | 53 | 457 | 1 | Ambient | 50000 |  |  | 80000 | 0.1 | 18 | 18 | 0.17 | 0.17 | 0.17 | 0.17 | 0.04 | 0.01 | 0.25 | 0.25 | 0.25 | 0.23 | 0.07 | 0 | 0.25 | 0.24 | 0.24 | 0.21 | 0.06 | 0 | True |  | Non Federally-Regulated | 11/02/2018 |  | 11/20/2019
Intense Lighting | Intense Lighting | MXFG2******L1****STRD300*40936 | Light Emitting Diode | Inseparable Luminaire | Direct Wired | 0-10 VDC Controls | 48.8 | 4000 | 0.001 | 92 | 53 | 457 | 1 | Ambient | 50000 |  |  | 80000 | 0.1 | 18 | 18 | 0.17 | 0.17 | 0.17 | 0.17 | 0.04 | 0.01 | 0.25 | 0.25 | 0.25 | 0.23 | 0.07 | 0 | 0.25 | 0.24 | 0.24 | 0.21 | 0.06 | 0 | True |  | Non Federally-Regulated | 11/02/2018 |  | 11/20/2019
Intense Lighting | Intense Lighting | MXFG2******L1****STRD300*40924 | Light Emitting Diode | Inseparable Luminaire | Direct Wired | 0-10 VDC Controls | 48.8 | 4000 | 0.001 | 92 | 53 | 457 | 1 | Ambient | 50000 |  |  | 80000 | 0.1 | 18 | 18 | 0.17 | 0.17 | 0.17 | 0.17 | 0.04 | 0.01 | 0.25 | 0.25 | 0.25 | 0.23 | 0.07 | 0 | 0.25 | 0.24 | 0.24 | 0.21 | 0.06 | 0 | True |  | Non Federally-Regulated | 11/02/2018 |  | 11/20/2019
Intense Lighting | Intense Lighting | MXFG2******L1****STRD300*40912 | Light Emitting Diode | Inseparable Luminaire | Direct Wired | 0-10 VDC Controls | 48.8 | 4000 | 0.001 | 92 | 53 | 457 | 1 | Ambient | 50000 |  |  | 80000 | 0.1 | 18 | 18 | 0.17 | 0.17 | 0.17 | 0.17 | 0.04 | 0.01 | 0.25 | 0.25 | 0.25 | 0.23 | 0.07 | 0 | 0.25 | 0.24 | 0.24 | 0.21 | 0.06 | 0 | True |  | Non Federally-Regulated | 11/02/2018 |  | 11/20/2019
Intense Lighting | Intense Lighting | MXFG2******L0****STRD300*27950 | Light Emitting Diode | Inseparable Luminaire | Direct Wired | Reverse Phase Cut Controls | 48.8 | 2985 | 0.001 | 92 | 53 | 457 | 1 | Ambient | 50000 |  |  | 80000 | 0.1 | 18 | 18 | 0.21 | 0.21 | 0.21 | 0.21 | 0.05 | 0.01 | 0.4 | 0.4 | 0.4 | 0.29 | 0.07 | 0.01 | 0.46 | 0.45 | 0.48 | 0.35 | 0.09 | 0.01 | True |  | Non Federally-Regulated | 11/02/2018 |  | 11/20/2019
Intense Lighting | Intense Lighting | MXFG2******L0****STRD300*27936 | Light Emitting Diode | Inseparable Luminaire | Direct Wired | Reverse Phase Cut Controls | 48.8 | 2985 | 0.001 | 92 | 53 | 457 | 1 | Ambient | 50000 |  |  | 80000 | 0.1 | 18 | 18 | 0.21 | 0.21 | 0.21 | 0.21 | 0.05 | 0.01 | 0.4 | 0.4 | 0.4 | 0.29 | 0.07 | 0.01 | 0.46 | 0.45 | 0.48 | 0.35 | 0.09 | 0.01 | True |  | Non Federally-Regulated | 11/02/2018 |  | 11/20/2019
Intense Lighting | Intense Lighting | MXFG2******L0****STRD300*27924 | Light Emitting Diode | Inseparable Luminaire | Direct Wired | Reverse Phase Cut Controls | 48.8 | 2985 | 0.001 | 92 | 53 | 457 | 1 | Ambient | 50000 |  |  | 80000 | 0.1 | 18 | 18 | 0.21 | 0.21 | 0.21 | 0.21 | 0.05 | 0.01 | 0.4 | 0.4 | 0.4 | 0.29 | 0.07 | 0.01 | 0.46 | 0.45 | 0.48 | 0.35 | 0.09 | 0.01 | True |  | Non Federally-Regulated | 11/02/2018 |  | 11/20/2019
Intense Lighting | Intense Lighting | MXFG2******L0****STRD300*27912 | Light Emitting Diode | Inseparable Luminaire | Direct Wired | Reverse Phase Cut Controls | 48.8 | 2985 | 0.001 | 92 | 53 | 457 | 1 | Ambient | 50000 |  |  | 80000 | 0.1 | 18 | 18 | 0.21 | 0.21 | 0.21 | 0.21 | 0.05 | 0.01 | 0.4 | 0.4 | 0.4 | 0.29 | 0.07 | 0.01 | 0.46 | 0.45 | 0.48 | 0.35 | 0.09 | 0.01 | True |  | Non Federally-Regulated | 11/02/2018 |  | 11/20/2019
Intense Lighting | Intense Lighting | MXFG2******L0****STRD300*30950 | Light Emitting Diode | Inseparable Luminaire | Direct Wired | Reverse Phase Cut Controls | 48.8 | 2985 | 0.001 | 92 | 53 | 457 | 1 | Ambient | 50000 |  |  | 80000 | 0.1 | 18 | 18 | 0.21 | 0.21 | 0.21 | 0.21 | 0.05 | 0.01 | 0.4 | 0.4 | 0.4 | 0.29 | 0.07 | 0.01 | 0.46 | 0.45 | 0.48 | 0.35 | 0.09 | 0.01 | True |  | Non Federally-Regulated | 11/02/2018 |  | 11/20/2019
Intense Lighting | Intense Lighting | MXFG2******L0****STRD300*30936 | Light Emitting Diode | Inseparable Luminaire | Direct Wired | Reverse Phase Cut Controls | 48.8 | 2985 | 0.001 | 92 | 53 | 457 | 1 | Ambient | 50000 |  |  | 80000 | 0.1 | 18 | 18 | 0.21 | 0.21 | 0.21 | 0.21 | 0.05 | 0.01 | 0.4 | 0.4 | 0.4 | 0.29 | 0.07 | 0.01 | 0.46 | 0.45 | 0.48 | 0.35 | 0.09 | 0.01 | True |  | Non Federally-Regulated | 11/02/2018 |  | 11/20/2019
Intense Lighting | Intense Lighting | MXFG2******L0****STRD300*30924 | Light Emitting Diode | Inseparable Luminaire | Direct Wired | Reverse Phase Cut Controls | 48.8 | 2985 | 0.001 | 92 | 53 | 457 | 1 | Ambient | 50000 |  |  | 80000 | 0.1 | 18 | 18 | 0.21 | 0.21 | 0.21 | 0.21 | 0.05 | 0.01 | 0.4 | 0.4 | 0.4 | 0.29 | 0.07 | 0.01 | 0.46 | 0.45 | 0.48 | 0.35 | 0.09 | 0.01 | True |  | Non Federally-Regulated | 11/02/2018 |  | 11/20/2019
Intense Lighting | Intense Lighting | MXFG2******L0****STRD300*30912 | Light Emitting Diode | Inseparable Luminaire | Direct Wired | Reverse Phase Cut Controls | 48.8 | 2985 | 0.001 | 92 | 53 | 457 | 1 | Ambient | 50000 |  |  | 80000 | 0.1 | 18 | 18 | 0.21 | 0.21 | 0.21 | 0.21 | 0.05 | 0.01 | 0.4 | 0.4 | 0.4 | 0.29 | 0.07 | 0.01 | 0.46 | 0.45 | 0.48 | 0.35 | 0.09 | 0.01 | True |  | Non Federally-Regulated | 11/02/2018 |  | 11/20/2019
Intense Lighting | Intense Lighting | MXFG2******L0****STRD300*35950 | Light Emitting Diode | Inseparable Luminaire | Direct Wired | Reverse Phase Cut Controls | 48.8 | 3500 | 0.001 | 92 | 53 | 457 | 1 | Ambient | 50000 |  |  | 80000 | 0.1 | 18 | 18 | 0.21 | 0.21 | 0.21 | 0.21 | 0.05 | 0.01 | 0.4 | 0.4 | 0.4 | 0.29 | 0.07 | 0.01 | 0.46 | 0.45 | 0.48 | 0.35 | 0.09 | 0.01 | True |  | Non Federally-Regulated | 11/02/2018 |  | 11/20/2019
Intense Lighting | Intense Lighting | MXFG2******L0****STRD300*35936 | Light Emitting Diode | Inseparable Luminaire | Direct Wired | Reverse Phase Cut Controls | 48.8 | 3500 | 0.001 | 92 | 53 | 457 | 1 | Ambient | 50000 |  |  | 80000 | 0.1 | 18 | 18 | 0.21 | 0.21 | 0.21 | 0.21 | 0.05 | 0.01 | 0.4 | 0.4 | 0.4 | 0.29 | 0.07 | 0.01 | 0.46 | 0.45 | 0.48 | 0.35 | 0.09 | 0.01 | True |  | Non Federally-Regulated | 11/02/2018 |  | 11/20/2019
Intense Lighting | Intense Lighting | MXFG2******L0****STRD300*35924 | Light Emitting Diode | Inseparable Luminaire | Direct Wired | Reverse Phase Cut Controls | 48.8 | 3500 | 0.001 | 92 | 53 | 457 | 1 | Ambient | 50000 |  |  | 80000 | 0.1 | 18 | 18 | 0.21 | 0.21 | 0.21 | 0.21 | 0.05 | 0.01 | 0.4 | 0.4 | 0.4 | 0.29 | 0.07 | 0.01 | 0.46 | 0.45 | 0.48 | 0.35 | 0.09 | 0.01 | True |  | Non Federally-Regulated | 11/02/2018 |  | 11/20/2019
Intense Lighting | Intense Lighting | MXFG2******L0****STRD300*35912 | Light Emitting Diode | Inseparable Luminaire | Direct Wired | Reverse Phase Cut Controls | 48.8 | 3500 | 0.001 | 92 | 53 | 457 | 1 | Ambient | 50000 |  |  | 80000 | 0.1 | 18 | 18 | 0.21 | 0.21 | 0.21 | 0.21 | 0.05 | 0.01 | 0.4 | 0.4 | 0.4 | 0.29 | 0.07 | 0.01 | 0.46 | 0.45 | 0.48 | 0.35 | 0.09 | 0.01 | True |  | Non Federally-Regulated | 11/02/2018 |  | 11/20/2019
Intense Lighting | Intense Lighting | MXFG2******L0****STRD300*40950 | Light Emitting Diode | Inseparable Luminaire | Direct Wired | Reverse Phase Cut Controls | 48.8 | 4000 | 0.001 | 92 | 53 | 457 | 1 | Ambient | 50000 |  |  | 80000 | 0.1 | 18 | 18 | 0.21 | 0.21 | 0.21 | 0.21 | 0.05 | 0.01 | 0.4 | 0.4 | 0.4 | 0.29 | 0.07 | 0.01 | 0.46 | 0.45 | 0.48 | 0.35 | 0.09 | 0.01 | True |  | Non Federally-Regulated | 11/02/2018 |  | 11/20/2019
Intense Lighting | Intense Lighting | MXFG2******L0****STRD300*40936 | Light Emitting Diode | Inseparable Luminaire | Direct Wired | Reverse Phase Cut Controls | 48.8 | 4000 | 0.001 | 92 | 53 | 457 | 1 | Ambient | 50000 |  |  | 80000 | 0.1 | 18 | 18 | 0.21 | 0.21 | 0.21 | 0.21 | 0.05 | 0.01 | 0.4 | 0.4 | 0.4 | 0.29 | 0.07 | 0.01 | 0.46 | 0.45 | 0.48 | 0.35 | 0.09 | 0.01 | True |  | Non Federally-Regulated | 11/02/2018 |  | 11/20/2019
Intense Lighting | Intense Lighting | MXFG2******L0****STRD300*40924 | Light Emitting Diode | Inseparable Luminaire | Direct Wired | Reverse Phase Cut Controls | 48.8 | 4000 | 0.001 | 92 | 53 | 457 | 1 | Ambient | 50000 |  |  | 80000 | 0.1 | 18 | 18 | 0.21 | 0.21 | 0.21 | 0.21 | 0.05 | 0.01 | 0.4 | 0.4 | 0.4 | 0.29 | 0.07 | 0.01 | 0.46 | 0.45 | 0.48 | 0.35 | 0.09 | 0.01 | True |  | Non Federally-Regulated | 11/02/2018 |  | 11/20/2019
Intense Lighting | Intense Lighting | MXFG2******L0****STRD300*40912 | Light Emitting Diode | Inseparable Luminaire | Direct Wired | Reverse Phase Cut Controls | 48.8 | 4000 | 0.001 | 92 | 53 | 457 | 1 | Ambient | 50000 |  |  | 80000 | 0.1 | 18 | 18 | 0.21 | 0.21 | 0.21 | 0.21 | 0.05 | 0.01 | 0.4 | 0.4 | 0.4 | 0.29 | 0.07 | 0.01 | 0.46 | 0.45 | 0.48 | 0.35 | 0.09 | 0.01 | True |  | Non Federally-Regulated | 11/02/2018 |  | 11/20/2019
Intense Lighting | Intense Lighting | MXFG2******L0****STRD302*27936 | Light Emitting Diode | Inseparable Luminaire | Direct Wired | Reverse Phase Cut Controls | 48.8 | 3500 | 0.001 | 92 | 53 | 457 | 1 | Ambient | 50000 |  |  | 80000 | 0.1 | 18 | 18 | 0.21 | 0.21 | 0.21 | 0.21 | 0.05 | 0.01 | 0.4 | 0.4 | 0.4 | 0.29 | 0.07 | 0.01 | 0.46 | 0.45 | 0.48 | 0.35 | 0.09 | 0.01 | True |  | Non Federally-Regulated | 11/02/2018 |  | 11/20/2019
Intense Lighting | Intense Lighting | MXFG2******L0****STRD302*27924 | Light Emitting Diode | Inseparable Luminaire | Direct Wired | Reverse Phase Cut Controls | 48.8 | 3500 | 0.001 | 92 | 53 | 457 | 1 | Ambient | 50000 |  |  | 80000 | 0.1 | 18 | 18 | 0.21 | 0.21 | 0.21 | 0.21 | 0.05 | 0.01 | 0.4 | 0.4 | 0.4 | 0.29 | 0.07 | 0.01 | 0.46 | 0.45 | 0.48 | 0.35 | 0.09 | 0.01 | True |  | Non Federally-Regulated | 11/02/2018 |  | 11/20/2019
Intense Lighting | Intense Lighting | MXFG2******L0****STRD302*27912 | Light Emitting Diode | Inseparable Luminaire | Direct Wired | Reverse Phase Cut Controls | 48.8 | 3500 | 0.001 | 92 | 53 | 457 | 1 | Ambient | 50000 |  |  | 80000 | 0.1 | 18 | 18 | 0.21 | 0.21 | 0.21 | 0.21 | 0.05 | 0.01 | 0.4 | 0.4 | 0.4 | 0.29 | 0.07 | 0.01 | 0.46 | 0.45 | 0.48 | 0.35 | 0.09 | 0.01 | True |  | Non Federally-Regulated | 11/02/2018 |  | 11/20/2019
Intense Lighting | Intense Lighting | MXFG2******L0****STRD302*30936 | Light Emitting Diode | Inseparable Luminaire | Direct Wired | Reverse Phase Cut Controls | 48.8 | 3000 | 0.001 | 92 | 53 | 457 | 1 | Ambient | 50000 |  |  | 80000 | 0.1 | 18 | 18 | 0.21 | 0.21 | 0.21 | 0.21 | 0.05 | 0.01 | 0.4 | 0.4 | 0.4 | 0.29 | 0.07 | 0.01 | 0.46 | 0.45 | 0.48 | 0.35 | 0.09 | 0.01 | True |  | Non Federally-Regulated | 11/02/2018 |  | 11/20/2019
Intense Lighting | Intense Lighting | MXFG2******L0****STRD302*30924 | Light Emitting Diode | Inseparable Luminaire | Direct Wired | Reverse Phase Cut Controls | 48.8 | 3000 | 0.001 | 92 | 53 | 457 | 1 | Ambient | 50000 |  |  | 80000 | 0.1 | 18 | 18 | 0.21 | 0.21 | 0.21 | 0.21 | 0.05 | 0.01 | 0.4 | 0.4 | 0.4 | 0.29 | 0.07 | 0.01 | 0.46 | 0.45 | 0.48 | 0.35 | 0.09 | 0.01 | True |  | Non Federally-Regulated | 11/02/2018 |  | 11/20/2019
Intense Lighting | Intense Lighting | MXFG2******L0****STRD302*30912 | Light Emitting Diode | Inseparable Luminaire | Direct Wired | Reverse Phase Cut Controls | 48.8 | 3000 | 0.001 | 92 | 53 | 457 | 1 | Ambient | 50000 |  |  | 80000 | 0.1 | 18 | 18 | 0.21 | 0.21 | 0.21 | 0.21 | 0.05 | 0.01 | 0.4 | 0.4 | 0.4 | 0.29 | 0.07 | 0.01 | 0.46 | 0.45 | 0.48 | 0.35 | 0.09 | 0.01 | True |  | Non Federally-Regulated | 11/02/2018 |  | 11/20/2019
Intense Lighting | Intense Lighting | MXFG2******L0****STRD302*35936 | Light Emitting Diode | Inseparable Luminaire | Direct Wired | Reverse Phase Cut Controls | 48.8 | 3500 | 0.001 | 92 | 53 | 457 | 1 | Ambient | 50000 |  |  | 80000 | 0.1 | 18 | 18 | 0.21 | 0.21 | 0.21 | 0.21 | 0.05 | 0.01 | 0.4 | 0.4 | 0.4 | 0.29 | 0.07 | 0.01 | 0.46 | 0.45 | 0.48 | 0.35 | 0.09 | 0.01 | True |  | Non Federally-Regulated | 11/02/2018 |  | 11/20/2019
Intense Lighting | Intense Lighting | MXFG2******L0****STRD302*35924 | Light Emitting Diode | Inseparable Luminaire | Direct Wired | Reverse Phase Cut Controls | 48.8 | 3500 | 0.001 | 92 | 53 | 457 | 1 | Ambient | 50000 |  |  | 80000 | 0.1 | 18 | 18 | 0.21 | 0.21 | 0.21 | 0.21 | 0.05 | 0.01 | 0.4 | 0.4 | 0.4 | 0.29 | 0.07 | 0.01 | 0.46 | 0.45 | 0.48 | 0.35 | 0.09 | 0.01 | True |  | Non Federally-Regulated | 11/02/2018 |  | 11/20/2019
Intense Lighting | Intense Lighting | MXFG2******L0****STRD302*35912 | Light Emitting Diode | Inseparable Luminaire | Direct Wired | Reverse Phase Cut Controls | 48.8 | 3500 | 0.001 | 92 | 53 | 457 | 1 | Ambient | 50000 |  |  | 80000 | 0.1 | 18 | 18 | 0.21 | 0.21 | 0.21 | 0.21 | 0.05 | 0.01 | 0.4 | 0.4 | 0.4 | 0.29 | 0.07 | 0.01 | 0.46 | 0.45 | 0.48 | 0.35 | 0.09 | 0.01 | True |  | Non Federally-Regulated | 11/02/2018 |  | 11/20/2019
Intense Lighting | Intense Lighting | MXFG2******L0****STRD302*40936 | Light Emitting Diode | Inseparable Luminaire | Direct Wired | Reverse Phase Cut Controls | 48.8 | 4000 | 0.001 | 92 | 53 | 457 | 1 | Ambient | 50000 |  |  | 80000 | 0.1 | 18 | 18 | 0.21 | 0.21 | 0.21 | 0.21 | 0.05 | 0.01 | 0.4 | 0.4 | 0.4 | 0.29 | 0.07 | 0.01 | 0.46 | 0.45 | 0.48 | 0.35 | 0.09 | 0.01 | True |  | Non Federally-Regulated | 11/02/2018 |  | 11/20/2019
Intense Lighting | Intense Lighting | MXFG2******L0****STRD302*40924 | Light Emitting Diode | Inseparable Luminaire | Direct Wired | Reverse Phase Cut Controls | 48.8 | 4000 | 0.001 | 92 | 53 | 457 | 1 | Ambient | 50000 |  |  | 80000 | 0.1 | 18 | 18 | 0.21 | 0.21 | 0.21 | 0.21 | 0.05 | 0.01 | 0.4 | 0.4 | 0.4 | 0.29 | 0.07 | 0.01 | 0.46 | 0.45 | 0.48 | 0.35 | 0.09 | 0.01 | True |  | Non Federally-Regulated | 11/02/2018 |  | 11/20/2019
Intense Lighting | Intense Lighting | MXFG2******L0****STRD302*40912 | Light Emitting Diode | Inseparable Luminaire | Direct Wired | Reverse Phase Cut Controls | 48.8 | 4000 | 0.001 | 92 | 53 | 457 | 1 | Ambient | 50000 |  |  | 80000 | 0.1 | 18 | 18 | 0.21 | 0.21 | 0.21 | 0.21 | 0.05 | 0.01 | 0.4 | 0.4 | 0.4 | 0.29 | 0.07 | 0.01 | 0.46 | 0.45 | 0.48 | 0.35 | 0.09 | 0.01 | True |  | Non Federally-Regulated | 11/02/2018 |  | 11/20/2019
Intense Lighting | Intense Lighting | MXFG2******L0****STRD306*27936 | Light Emitting Diode | Inseparable Luminaire | Direct Wired | Reverse Phase Cut Controls | 48.8 | 3000 | 0.001 | 92 | 53 | 457 | 1 | Ambient | 50000 |  |  | 80000 | 0.1 | 18 | 18 | 0.21 | 0.21 | 0.21 | 0.21 | 0.05 | 0.01 | 0.4 | 0.4 | 0.4 | 0.29 | 0.07 | 0.01 | 0.46 | 0.45 | 0.48 | 0.35 | 0.09 | 0.01 | True |  | Non Federally-Regulated | 11/02/2018 |  | 11/20/2019
Intense Lighting | Intense Lighting | MXFG2******L0****STRD306*27924 | Light Emitting Diode | Inseparable Luminaire | Direct Wired | Reverse Phase Cut Controls | 48.8 | 3000 | 0.001 | 92 | 53 | 457 | 1 | Ambient | 50000 |  |  | 80000 | 0.1 | 18 | 18 | 0.21 | 0.21 | 0.21 | 0.21 | 0.05 | 0.01 | 0.4 | 0.4 | 0.4 | 0.29 | 0.07 | 0.01 | 0.46 | 0.45 | 0.48 | 0.35 | 0.09 | 0.01 | True |  | Non Federally-Regulated | 11/02/2018 |  | 11/20/2019
Intense Lighting | Intense Lighting | MXFG2******L0****STRD306*27912 | Light Emitting Diode | Inseparable Luminaire | Direct Wired | Reverse Phase Cut Controls | 48.8 | 3000 | 0.001 | 92 | 53 | 457 | 1 | Ambient | 50000 |  |  | 80000 | 0.1 | 18 | 18 | 0.21 | 0.21 | 0.21 | 0.21 | 0.05 | 0.01 | 0.4 | 0.4 | 0.4 | 0.29 | 0.07 | 0.01 | 0.46 | 0.45 | 0.48 | 0.35 | 0.09 | 0.01 | True |  | Non Federally-Regulated | 11/02/2018 |  | 11/20/2019
Intense Lighting | Intense Lighting | MXFG2******L0****STRD306*30936 | Light Emitting Diode | Inseparable Luminaire | Direct Wired | Reverse Phase Cut Controls | 48.8 | 3000 | 0.001 | 92 | 53 | 457 | 1 | Ambient | 50000 |  |  | 80000 | 0.1 | 18 | 18 | 0.21 | 0.21 | 0.21 | 0.21 | 0.05 | 0.01 | 0.4 | 0.4 | 0.4 | 0.29 | 0.07 | 0.01 | 0.46 | 0.45 | 0.48 | 0.35 | 0.09 | 0.01 | True |  | Non Federally-Regulated | 11/02/2018 |  | 11/20/2019
Intense Lighting | Intense Lighting | MXFG2******L0****STRD306*30924 | Light Emitting Diode | Inseparable Luminaire | Direct Wired | Reverse Phase Cut Controls | 48.8 | 3000 | 0.001 | 92 | 53 | 457 | 1 | Ambient | 50000 |  |  | 80000 | 0.1 | 18 | 18 | 0.21 | 0.21 | 0.21 | 0.21 | 0.05 | 0.01 | 0.4 | 0.4 | 0.4 | 0.29 | 0.07 | 0.01 | 0.46 | 0.45 | 0.48 | 0.35 | 0.09 | 0.01 | True |  | Non Federally-Regulated | 11/02/2018 |  | 11/20/2019
Intense Lighting | Intense Lighting | MXFG2******L0****STRD306*30912 | Light Emitting Diode | Inseparable Luminaire | Direct Wired | Reverse Phase Cut Controls | 48.8 | 3000 | 0.001 | 92 | 53 | 457 | 1 | Ambient | 50000 |  |  | 80000 | 0.1 | 18 | 18 | 0.21 | 0.21 | 0.21 | 0.21 | 0.05 | 0.01 | 0.4 | 0.4 | 0.4 | 0.29 | 0.07 | 0.01 | 0.46 | 0.45 | 0.48 | 0.35 | 0.09 | 0.01 | True |  | Non Federally-Regulated | 11/02/2018 |  | 11/20/2019
Intense Lighting | Intense Lighting | MXFG2******L0****STRD306*35936 | Light Emitting Diode | Inseparable Luminaire | Direct Wired | Reverse Phase Cut Controls | 48.8 | 3500 | 0.001 | 92 | 53 | 457 | 1 | Ambient | 50000 |  |  | 80000 | 0.1 | 18 | 18 | 0.21 | 0.21 | 0.21 | 0.21 | 0.05 | 0.01 | 0.4 | 0.4 | 0.4 | 0.29 | 0.07 | 0.01 | 0.46 | 0.45 | 0.48 | 0.35 | 0.09 | 0.01 | True |  | Non Federally-Regulated | 11/02/2018 |  | 11/20/2019
Intense Lighting | Intense Lighting | MXFG2******L0****STRD306*35924 | Light Emitting Diode | Inseparable Luminaire | Direct Wired | Reverse Phase Cut Controls | 48.8 | 3500 | 0.001 | 92 | 53 | 457 | 1 | Ambient | 50000 |  |  | 80000 | 0.1 | 18 | 18 | 0.21 | 0.21 | 0.21 | 0.21 | 0.05 | 0.01 | 0.4 | 0.4 | 0.4 | 0.29 | 0.07 | 0.01 | 0.46 | 0.45 | 0.48 | 0.35 | 0.09 | 0.01 | True |  | Non Federally-Regulated | 11/02/2018 |  | 11/20/2019
Intense Lighting | Intense Lighting | MXFG2******L0****STRD306*35912 | Light Emitting Diode | Inseparable Luminaire | Direct Wired | Reverse Phase Cut Controls | 48.8 | 3500 | 0.001 | 92 | 53 | 457 | 1 | Ambient | 50000 |  |  | 80000 | 0.1 | 18 | 18 | 0.21 | 0.21 | 0.21 | 0.21 | 0.05 | 0.01 | 0.4 | 0.4 | 0.4 | 0.29 | 0.07 | 0.01 | 0.46 | 0.45 | 0.48 | 0.35 | 0.09 | 0.01 | True |  | Non Federally-Regulated | 11/02/2018 |  | 11/20/2019
Intense Lighting | Intense Lighting | MXFG2******L0****STRD306*40936 | Light Emitting Diode | Inseparable Luminaire | Direct Wired | Reverse Phase Cut Controls | 48.8 | 4000 | 0.001 | 92 | 53 | 457 | 1 | Ambient | 50000 |  |  | 80000 | 0.1 | 18 | 18 | 0.21 | 0.21 | 0.21 | 0.21 | 0.05 | 0.01 | 0.4 | 0.4 | 0.4 | 0.29 | 0.07 | 0.01 | 0.46 | 0.45 | 0.48 | 0.35 | 0.09 | 0.01 | True |  | Non Federally-Regulated | 11/02/2018 |  | 11/20/2019
Intense Lighting | Intense Lighting | MXFG2******L0****STRD306*40924 | Light Emitting Diode | Inseparable Luminaire | Direct Wired | Reverse Phase Cut Controls | 48.8 | 4000 | 0.001 | 92 | 53 | 457 | 1 | Ambient | 50000 |  |  | 80000 | 0.1 | 18 | 18 | 0.21 | 0.21 | 0.21 | 0.21 | 0.05 | 0.01 | 0.4 | 0.4 | 0.4 | 0.29 | 0.07 | 0.01 | 0.46 | 0.45 | 0.48 | 0.35 | 0.09 | 0.01 | True |  | Non Federally-Regulated | 11/02/2018 |  | 11/20/2019
Intense Lighting | Intense Lighting | MXFG2******L0****STRD306*40912 | Light Emitting Diode | Inseparable Luminaire | Direct Wired | Reverse Phase Cut Controls | 48.8 | 4000 | 0.001 | 92 | 53 | 457 | 1 | Ambient | 50000 |  |  | 80000 | 0.1 | 18 | 18 | 0.21 | 0.21 | 0.21 | 0.21 | 0.05 | 0.01 | 0.4 | 0.4 | 0.4 | 0.29 | 0.07 | 0.01 | 0.46 | 0.45 | 0.48 | 0.35 | 0.09 | 0.01 | True |  | Non Federally-Regulated | 11/02/2018 |  | 11/20/2019
Intense Lighting | Intense Lighting | MXFG2******L1****STRD300*27936 | Light Emitting Diode | Inseparable Luminaire | Direct Wired | Reverse Phase Cut Controls | 48.8 | 4000 | 0.001 | 92 | 53 | 457 | 1 | Ambient | 50000 |  |  | 80000 | 0.1 | 18 | 18 | 0.13 | 0.13 | 0.13 | 0.13 | 0.04 | 0.01 | 0.34 | 0.34 | 0.34 | 0.27 | 0.07 | 0.01 | 0.31 | 0.31 | 0.32 | 0.24 | 0.08 | 0.2 | True |  | Non Federally-Regulated | 11/02/2018 |  | 11/20/2019
Intense Lighting | Intense Lighting | MXFG2******L1****STRD300*27924 | Light Emitting Diode | Inseparable Luminaire | Direct Wired | Reverse Phase Cut Controls | 48.8 | 4000 | 0.001 | 92 | 53 | 457 | 1 | Ambient | 50000 |  |  | 80000 | 0.1 | 18 | 18 | 0.13 | 0.13 | 0.13 | 0.13 | 0.04 | 0.01 | 0.34 | 0.34 | 0.34 | 0.27 | 0.07 | 0.01 | 0.31 | 0.31 | 0.32 | 0.24 | 0.08 | 0.2 | True |  | Non Federally-Regulated | 11/02/2018 |  | 11/20/2019
Intense Lighting | Intense Lighting | MXFG2******L1****STRD300*27912 | Light Emitting Diode | Inseparable Luminaire | Direct Wired | Reverse Phase Cut Controls | 48.8 | 4000 | 0.001 | 92 | 53 | 457 | 1 | Ambient | 50000 |  |  | 80000 | 0.1 | 18 | 18 | 0.13 | 0.13 | 0.13 | 0.13 | 0.04 | 0.01 | 0.34 | 0.34 | 0.34 | 0.27 | 0.07 | 0.01 | 0.31 | 0.31 | 0.32 | 0.24 | 0.08 | 0.2 | True |  | Non Federally-Regulated | 11/02/2018 |  | 11/20/2019
Intense Lighting | Intense Lighting | MXFG2******L1****STRD300*30936 | Light Emitting Diode | Inseparable Luminaire | Direct Wired | Reverse Phase Cut Controls | 48.8 | 4000 | 0.001 | 92 | 53 | 457 | 1 | Ambient | 50000 |  |  | 80000 | 0.1 | 18 | 18 | 0.13 | 0.13 | 0.13 | 0.13 | 0.04 | 0.01 | 0.34 | 0.34 | 0.34 | 0.27 | 0.07 | 0.01 | 0.31 | 0.31 | 0.32 | 0.24 | 0.08 | 0.2 | True |  | Non Federally-Regulated | 11/02/2018 |  | 11/20/2019
Intense Lighting | Intense Lighting | MXFG2******L1****STRD300*30924 | Light Emitting Diode | Inseparable Luminaire | Direct Wired | Reverse Phase Cut Controls | 48.8 | 4000 | 0.001 | 92 | 53 | 457 | 1 | Ambient | 50000 |  |  | 80000 | 0.1 | 18 | 18 | 0.13 | 0.13 | 0.13 | 0.13 | 0.04 | 0.01 | 0.34 | 0.34 | 0.34 | 0.27 | 0.07 | 0.01 | 0.31 | 0.31 | 0.32 | 0.24 | 0.08 | 0.2 | True |  | Non Federally-Regulated | 11/02/2018 |  | 11/20/2019
Intense Lighting | Intense Lighting | MXFG2******L1****STRD300*30912 | Light Emitting Diode | Inseparable Luminaire | Direct Wired | Reverse Phase Cut Controls | 48.8 | 4000 | 0.001 | 92 | 53 | 457 | 1 | Ambient | 50000 |  |  | 80000 | 0.1 | 18 | 18 | 0.13 | 0.13 | 0.13 | 0.13 | 0.04 | 0.01 | 0.34 | 0.34 | 0.34 | 0.27 | 0.07 | 0.01 | 0.31 | 0.31 | 0.32 | 0.24 | 0.08 | 0.2 | True |  | Non Federally-Regulated | 11/02/2018 |  | 11/20/2019
Intense Lighting | Intense Lighting | MXFG2******L1****STRD300*35936 | Light Emitting Diode | Inseparable Luminaire | Direct Wired | Reverse Phase Cut Controls | 48.8 | 4000 | 0.001 | 92 | 53 | 457 | 1 | Ambient | 50000 |  |  | 80000 | 0.1 | 18 | 18 | 0.13 | 0.13 | 0.13 | 0.13 | 0.04 | 0.01 | 0.34 | 0.34 | 0.34 | 0.27 | 0.07 | 0.01 | 0.31 | 0.31 | 0.32 | 0.24 | 0.08 | 0.2 | True |  | Non Federally-Regulated | 11/02/2018 |  | 11/20/2019
Intense Lighting | Intense Lighting | MXFG2******L1****STRD300*35924 | Light Emitting Diode | Inseparable Luminaire | Direct Wired | Reverse Phase Cut Controls | 48.8 | 4000 | 0.001 | 92 | 53 | 457 | 1 | Ambient | 50000 |  |  | 80000 | 0.1 | 18 | 18 | 0.13 | 0.13 | 0.13 | 0.13 | 0.04 | 0.01 | 0.34 | 0.34 | 0.34 | 0.27 | 0.07 | 0.01 | 0.31 | 0.31 | 0.32 | 0.24 | 0.08 | 0.2 | True |  | Non Federally-Regulated | 11/02/2018 |  | 11/20/2019
Intense Lighting | Intense Lighting | MXFG2******L1****STRD300*35912 | Light Emitting Diode | Inseparable Luminaire | Direct Wired | Reverse Phase Cut Controls | 48.8 | 4000 | 0.001 | 92 | 53 | 457 | 1 | Ambient | 50000 |  |  | 80000 | 0.1 | 18 | 18 | 0.13 | 0.13 | 0.13 | 0.13 | 0.04 | 0.01 | 0.34 | 0.34 | 0.34 | 0.27 | 0.07 | 0.01 | 0.31 | 0.31 | 0.32 | 0.24 | 0.08 | 0.2 | True |  | Non Federally-Regulated | 11/02/2018 |  | 11/20/2019
Intense Lighting | Intense Lighting | MXFG2******L1****STRD300*40936 | Light Emitting Diode | Inseparable Luminaire | Direct Wired | Reverse Phase Cut Controls | 48.8 | 4000 | 0.001 | 92 | 53 | 457 | 1 | Ambient | 50000 |  |  | 80000 | 0.1 | 18 | 18 | 0.13 | 0.13 | 0.13 | 0.13 | 0.04 | 0.01 | 0.34 | 0.34 | 0.34 | 0.27 | 0.07 | 0.01 | 0.31 | 0.31 | 0.32 | 0.24 | 0.08 | 0.2 | True |  | Non Federally-Regulated | 11/02/2018 |  | 11/20/2019
Intense Lighting | Intense Lighting | MXFG2******L1****STRD300*40924 | Light Emitting Diode | Inseparable Luminaire | Direct Wired | Reverse Phase Cut Controls | 48.8 | 4000 | 0.001 | 92 | 53 | 457 | 1 | Ambient | 50000 |  |  | 80000 | 0.1 | 18 | 18 | 0.13 | 0.13 | 0.13 | 0.13 | 0.04 | 0.01 | 0.34 | 0.34 | 0.34 | 0.27 | 0.07 | 0.01 | 0.31 | 0.31 | 0.32 | 0.24 | 0.08 | 0.2 | True |  | Non Federally-Regulated | 11/02/2018 |  | 11/20/2019
Intense Lighting | Intense Lighting | MXFG2******L1****STRD300*40912 | Light Emitting Diode | Inseparable Luminaire | Direct Wired | Reverse Phase Cut Controls | 48.8 | 4000 | 0.001 | 92 | 53 | 457 | 1 | Ambient | 50000 |  |  | 80000 | 0.1 | 18 | 18 | 0.13 | 0.13 | 0.13 | 0.13 | 0.04 | 0.01 | 0.34 | 0.34 | 0.34 | 0.27 | 0.07 | 0.01 | 0.31 | 0.31 | 0.32 | 0.24 | 0.08 | 0.2 | True |  | Non Federally-Regulated | 11/02/2018 |  | 11/20/2019
Feit Electric Company, Inc. | FEIT | CEBR30/927/6(N) | Light Emitting Diode | Directional Lamp | Edison Screw Base | Forward Phase Cut Controls | 92.4 | 2700 | 0.0007 | 93 | 55 | 256 | 0.96 | Elevated | 15000 | 0.881 | 1 |  | 0.05 | 21 | 21 | 0.2 | 0.19 | 0.19 | 0.17 | 0 | 0 | 0.24 | 0.24 | 0.24 | 0.19 | 0 | 0 | 0.17 | 0.17 | 0.16 | 0.11 | 0.01 | 0.01 | True | True | Non Federally-Regulated | 10/25/2019 |  | 11/26/2019
Feit Electric Company, Inc. | FEIT | OM60DM/930CA/3 (N) | Light Emitting Diode | Omnidirectional Lamp | Edison Screw Base | Forward Phase Cut Controls | 103.5 | 3000 | 0.0002 | 93 | 58 | 232 | 0.95 | Elevated | 25000 | 0.936 | 1 |  | 0.05 | 19 | 19 | 0.28 | 0.27 | 0.26 | 0.24 | 0 | 0 | 0.31 | 0.31 | 0.31 | 0.25 | 0.02 | 0.02 | 0.15 | 0.14 | 0.13 | 0.09 | 0.01 | 0.01 | True | True | Non Federally-Regulated | 10/25/2019 |  | 11/26/2019
SAVE ENERGY LED AUTHORITY CORPORATION | 90+ Lighting | SE-RCU02.1111-B | Light Emitting Diode | Directional Lamp | Edison Screw Base | Forward Phase Cut Controls | 83.1 | 2700 | 0.001 | 92 | 57 | 55 | 1 | Elevated | 25000 | 0.93 | 1 |  | 0.1 | 20 | 23 | 0.26 | 0.26 | 0.25 | 0.24 | 0.03 | 0.73 | 0.23 | 0.24 | 0.24 | 0.19 | 0.03 | 0.01 | 0.17 | 0.17 | 0.18 | 0.14 | 0.03 | 0.01 | True |  | Non Federally-Regulated | 10/11/2018 |  | 12/03/2019
WAC Lighting Co. | WAC Lighting | PD-82010-T24-** | Light Emitting Diode | Inseparable Luminaire | Direct Wired | Reverse Phase Cut Controls | 60.4 | 3022 | -0.0003 | 91 | 52 | 480 | 0.99 | Ambient | 49500 | 0.97 | 1 |  | 0 | 23 | 21 | 0 | 0 | 0 | 0 | 0 | 0 | 0.04 | 0.01 | 0.01 | 0.01 | 0 | 0 | 0 | 0 | 0 | 0 | 0 | 0 | True | False | Non Federally-Regulated | 11/22/2019 |  | 12/13/2019
Globe Electric Co., Inc. | Commercial Electric | 91457 | Light Emitting Diode | Inseparable Luminaire | Direct Wired | Forward Phase Cut Controls | 56 | 2803 | -0.0005 | 92 | 54 | 225 | 0.95 | Ambient | 50000 |  | 1 | 54000 | 0.1 | 20 | 20 | 0.12 | 0.11 | 0.11 | 0.1 | 0 | 0 | 0.15 | 0.14 | 0.14 | 0.11 | 0 | 0 | 0.09 | 0.08 | 0.08 | 0.06 | 0 | 0 | True |  | Non Federally-Regulated | 09/18/2019 |  | 12/30/2019
Globe Electric Co., Inc. | Commercial Electric | 91458 | Light Emitting Diode | Inseparable Luminaire | Direct Wired | Forward Phase Cut Controls | 64 | 2725 |  | 92 | 53 | 229 | 0.97 | Ambient | 50000 |  | 1 | 54000 | 0.1 | 21 | 21 | 0.17 | 0.16 | 0.15 | 0.15 | 0 | 0 | 0.21 | 0.2 | 0.2 | 0.16 | 0 | 0 | 0.12 | 0.12 | 0.11 | 0.08 | 0 | 0 | True |  | Non Federally-Regulated | 09/18/2019 |  | 12/30/2019
WAC Lighting Co. | Modern Forms | WS-W1917-** | Light Emitting Diode | Inseparable Luminaire | Direct Wired | Reverse Phase Cut Controls | 60.7 | 3020 | 0.0001 | 92 | 56 | 264 | 0.99 | Ambient | 49500 | 0.97 | 1 |  | 0.04 | 22 | 23 | 0.01 | 0.01 | 0.01 | 0 | 0 | 0 | 0.05 | 0.02 | 0.02 | 0.01 | 0 | 0 | 0.04 | 0.01 | 0.01 | 0.01 | 0 | 0 | True |  | Non Federally-Regulated | 03/30/2018 |  | 01/06/2020
Kohler Company | Sterling | 1370870 | Light Emitting Diode | Inseparable Luminaire | Direct Wired | Forward Phase Cut Controls | 45 | 4000 | 0.0001 | 90 | 50 | 392 | 0.9 | Ambient | 50000 |  |  | 54000 | 0.03 | 21 | 21 | 0.01 | 0.01 | 0.01 | 0.01 | 0.01 | 0.01 | 0.01 | 0.01 | 0.01 | 0.01 | 0.01 | 0.01 | 0.01 | 0.01 | 0.01 | 0.01 | 0.01 | 0.01 | True |  | Non Federally-Regulated | 01/10/2019 |  | 01/07/2020
Kohler Company | Sterling | 1370871 | Light Emitting Diode | Inseparable Luminaire | Direct Wired | Forward Phase Cut Controls | 45 | 4000 | 0.0011 | 90 | 50 | 296 | 0.9 | Ambient | 50000 |  |  | 54000 | 0.03 | 20 | 22 | 0.03 | 0.03 | 0.02 | 0.01 | 0.01 | 0.01 | 0.01 | 0.01 | 0.01 | 0.01 | 0.01 | 0.01 | 0.01 | 0.01 | 0.01 | 0.01 | 0.01 | 0.01 | True |  | Non Federally-Regulated | 01/10/2019 |  | 01/07/2020
Kohler Company | Sterling | 1370873 | Light Emitting Diode | Inseparable Luminaire | Direct Wired | Forward Phase Cut Controls | 45 | 4000 | 0.0017 | 90 | 50 | 364 | 0.9 | Ambient | 50000 |  |  | 54000 | 0.04 | 21 | 21 | 0.03 | 0.03 | 0.02 | 0.01 | 0.01 | 0.01 | 0.01 | 0.01 | 0.01 | 0.01 | 0.01 | 0.01 | 0.01 | 0.01 | 0.01 | 0.01 | 0.01 | 0.01 | True |  | Non Federally-Regulated | 01/10/2019 |  | 01/07/2020
Kohler Company | Sterling | 1370872 | Light Emitting Diode | Inseparable Luminaire | Direct Wired | Forward Phase Cut Controls | 45 | 4000 | 0.0008 | 90 | 50 | 288 | 0.9 | Ambient | 50000 |  |  | 54000 | 0.04 | 22 | 21 | 0.02 | 0.02 | 0.01 | 0.01 | 0.01 | 0.01 | 0.01 | 0.01 | 0.01 | 0.01 | 0.01 | 0.01 | 0.01 | 0.01 | 0.01 | 0.01 | 0.01 | 0.01 | True |  | Non Federally-Regulated | 01/11/2019 |  | 01/07/2020
Wuxi seastar lighting co.,ltd | Seastar | CDX206-19-9273550-YY | Light Emitting Diode | Inseparable Luminaire | Direct Wired | 0-10 VDC Controls | 86.9 | 2700 | 0 | 92 | 66 | 167 | 0.99 | Ambient | 50000 |  | 1 | 54000 | 0.1 | 14 | 14 | 0.2 | 0.2 | 0.2 | 0.2 | 0 | 0 | 0.03 | 0.03 | 0.02 | 0.03 | 0 | 0 | 0.02 | 0.02 | 0.02 | 0.02 | 0 | 0 | True | False | Non Federally-Regulated | 11/27/2019 |  | 01/16/2020
Wuxi seastar lighting co.,ltd | Seastar | CDX206-19-9303540-YY | Light Emitting Diode | Inseparable Luminaire | Direct Wired | 0-10 VDC Controls | 86.9 | 3000 | 0 | 92 | 66 | 167 | 0.99 | Ambient | 50000 |  | 1 | 54000 | 0.1 | 14 | 14 | 0.2 | 0.2 | 0.2 | 0.2 | 0 | 0 | 0.03 | 0.03 | 0.02 | 0.03 | 0 | 0 | 0.02 | 0.02 | 0.02 | 0.02 | 0 | 0 | True | False | Non Federally-Regulated | 11/27/2019 |  | 01/16/2020
Wuxi seastar lighting co.,ltd | Seastar | CDX208-29-9273550-YY | Light Emitting Diode | Inseparable Luminaire | Direct Wired | 0-10 VDC Controls | 87.7 | 2700 | 0.0003 | 93 | 68 | 173 | 0.99 | Ambient | 50000 |  | 1 | 54000 | 0.1 | 15 | 15 | 0.2 | 0.2 | 0.2 | 0.2 | 0 | 0 | 0.03 | 0.02 | 0.02 | 0.02 | 0 | 0 | 0.02 | 0.2 | 0.19 | 0.19 | 0.17 | 0.05 | True | False | Non Federally-Regulated | 11/27/2019 |  | 01/16/2020
Wuxi seastar lighting co.,ltd | Seastar | CDX208-29-9303540-YY | Light Emitting Diode | Inseparable Luminaire | Direct Wired | 0-10 VDC Controls | 87.7 | 3000 | 0.0003 | 93 | 68 | 173 | 0.99 | Ambient | 50000 |  | 1 | 54000 | 0.1 | 15 | 15 | 0.2 | 0.2 | 0.2 | 0.2 | 0 | 0 | 0.03 | 0.02 | 0.02 | 0.02 | 0 | 0 | 0.02 | 0.2 | 0.19 | 0.19 | 0.17 | 0.05 | True | False | Non Federally-Regulated | 11/27/2019 |  | 01/16/2020
Wuxi seastar lighting co.,ltd | Seastar | CDX210-37.5-9273550-YY | Light Emitting Diode | Inseparable Luminaire | Direct Wired | 0-10 VDC Controls | 87.6 | 2700 | 0 | 92 | 65 | 178 | 0.99 | Ambient | 50000 |  | 1 | 54000 | 0.1 | 16 | 15 | 0.25 | 0.25 | 0.25 | 0.25 | 0 | 0 | 0.04 | 0.04 | 0.04 | 0.04 | 0 | 0 | 0.03 | 0.03 | 0.03 | 0.03 | 0 | 0 | True | False | Non Federally-Regulated | 11/27/2019 |  | 01/16/2020
Wuxi seastar lighting co.,ltd | Seastar | CDX210-37.5-9303540-YY | Light Emitting Diode | Inseparable Luminaire | Direct Wired | 0-10 VDC Controls | 87.6 | 3000 | 0 | 92 | 65 | 178 | 0.99 | Ambient | 50000 |  | 1 | 54000 | 0.1 | 16 | 15 | 0.25 | 0.25 | 0.25 | 0.25 | 0 | 0 | 0.04 | 0.04 | 0.04 | 0.04 | 0 | 0 | 0.03 | 0.03 | 0.03 | 0.03 | 0 | 0 | True | False | Non Federally-Regulated | 11/27/2019 |  | 01/16/2020
Shenzhen GuoYing Optoelectronics Co., Ltd. | Everstar | ES-HS305627*-84HF-120V-** | Light Emitting Diode | Inseparable Luminaire | Direct Wired | Forward Phase Cut Controls | 74 | 2700 | -0.0003 | 95 | 83 | 34 | 0.94 | Ambient | 30000 |  | 1 | 42000 | 0.1 | 21 | 22 | 0.03 | 0.01 | 0.01 | 0.01 | 0 | 0 | 0 | 0.05 | 0.04 | 0.04 | 0.02 | 0.01 | 0 | 0.01 | 0.01 | 0.01 | 0 | 0 | True | False | Non Federally-Regulated | 10/11/2019 |  | 01/27/2020
KLUS | KLUS | FN-3528A-60-24-W9-A8W22 | Light Emitting Diode | Inseparable Luminaire | Direct Wired | 0-10 VDC Controls | 53.6 | 2200 | -0.0004 | 92 | 57 | 406 | 0.98 | Ambient | 21900 |  | 1 | 54000 | 0.1 | 20 | 21 | 0 | 0 | 0 | 0 | 0 | 0 | 1 | 0.29 | 0.08 | 0.04 | 0.02 | 0 | 1 | 0.41 | 0.12 | 0.06 | 0.02 | 0.01 | True | False | Non Federally-Regulated | 02/09/2020 |  | 02/11/2020
KLUS | KLUS | FN-3528A-60-24-W9-A8W25 | Light Emitting Diode | Inseparable Luminaire | Direct Wired | 0-10 VDC Controls | 53.6 | 2500 | -0.0004 | 92 | 57 | 406 | 0.98 | Ambient | 21900 |  | 1 | 54000 | 0.1 | 20 | 21 | 0 | 0 | 0 | 0 | 0 | 0 | 1 | 0.29 | 0.08 | 0.04 | 0.02 | 0 | 1 | 0.41 | 0.12 | 0.06 | 0.02 | 0.01 | True | False | Non Federally-Regulated | 02/09/2020 |  | 02/11/2020
KLUS | KLUS | FN-3528A-60-24-W9-A8W27 | Light Emitting Diode | Inseparable Luminaire | Direct Wired | 0-10 VDC Controls | 53.6 | 2700 | -0.0004 | 92 | 57 | 406 | 0.98 | Ambient | 21900 |  | 1 | 54000 | 0.1 | 20 | 21 | 0 | 0 | 0 | 0 | 0 | 0 | 1 | 0.29 | 0.08 | 0.04 | 0.02 | 0 | 1 | 0.41 | 0.12 | 0.06 | 0.02 | 0.01 | True | False | Non Federally-Regulated | 02/09/2020 |  | 02/11/2020
KLUS | KLUS | FN-3528A-60-24-W9-A8W30 | Light Emitting Diode | Inseparable Luminaire | Direct Wired | 0-10 VDC Controls | 53.6 | 3000 | -0.0004 | 92 | 57 | 406 | 0.98 | Ambient | 21900 |  | 1 | 54000 | 0.1 | 20 | 21 | 0 | 0 | 0 | 0 | 0 | 0 | 1 | 0.29 | 0.08 | 0.04 | 0.02 | 0 | 1 | 0.41 | 0.12 | 0.06 | 0.02 | 0.01 | True | False | Non Federally-Regulated | 02/09/2020 |  | 02/11/2020
KLUS | KLUS | FN-3528A-60-24-W9-A8W35 | Light Emitting Diode | Inseparable Luminaire | Direct Wired | 0-10 VDC Controls | 53.6 | 3500 | -0.0004 | 92 | 57 | 406 | 0.98 | Ambient | 21900 |  | 1 | 54000 | 0.1 | 20 | 21 | 0 | 0 | 0 | 0 | 0 | 0 | 1 | 0.29 | 0.08 | 0.04 | 0.02 | 0 | 1 | 0.41 | 0.12 | 0.06 | 0.02 | 0.01 | True | False | Non Federally-Regulated | 02/09/2020 |  | 02/11/2020
KLUS | KLUS | FN-3528A-60-24-W9-A8W40 | Light Emitting Diode | Inseparable Luminaire | Direct Wired | 0-10 VDC Controls | 53.6 | 4000 | -0.0004 | 92 | 57 | 406 | 0.98 | Ambient | 21900 |  | 1 | 54000 | 0.1 | 20 | 21 | 0 | 0 | 0 | 0 | 0 | 0 | 1 | 0.29 | 0.08 | 0.04 | 0.02 | 0 | 1 | 0.41 | 0.12 | 0.06 | 0.02 | 0.01 | True | False | Non Federally-Regulated | 02/09/2020 |  | 02/11/2020
KLUS | KLUS | FN-2016A-266-24-W22@10mA | Light Emitting Diode | Inseparable Luminaire | Direct Wired | 0-10 VDC Controls | 70.1 | 2200 | -0.0014 | 92 | 59 | 414 | 0.98 | Ambient | 21900 |  | 1 | 54000 | 0.1 | 21 | 21 | 0 | 0 | 0 | 0 | 0 | 0 | 1 | 0.99 | 0.25 | 0.12 | 0.05 | 0.02 | 1 | 0.42 | 0.12 | 0.08 | 0.02 | 0.01 | True | False | Non Federally-Regulated | 02/09/2020 |  | 02/11/2020
KLUS | KLUS | FN-2016A-266-24-W25@10mA | Light Emitting Diode | Inseparable Luminaire | Direct Wired | 0-10 VDC Controls | 70.1 | 2500 | -0.0014 | 92 | 59 | 414 | 0.98 | Ambient | 21900 |  | 1 | 54000 | 0.1 | 21 | 21 | 0 | 0 | 0 | 0 | 0 | 0 | 1 | 0.99 | 0.25 | 0.12 | 0.05 | 0.02 | 1 | 0.42 | 0.12 | 0.08 | 0.02 | 0.01 | True | False | Non Federally-Regulated | 02/09/2020 |  | 02/11/2020
KLUS | KLUS | FN-2016A-266-24-W27@10mA | Light Emitting Diode | Inseparable Luminaire | Direct Wired | 0-10 VDC Controls | 70.1 | 2700 | -0.0014 | 92 | 59 | 414 | 0.98 | Ambient | 21900 |  | 1 | 54000 | 0.1 | 21 | 21 | 0 | 0 | 0 | 0 | 0 | 0 | 1 | 0.99 | 0.25 | 0.12 | 0.05 | 0.02 | 1 | 0.42 | 0.12 | 0.08 | 0.02 | 0.01 | True | False | Non Federally-Regulated | 02/09/2020 |  | 02/11/2020
KLUS | KLUS | FN-2016A-266-24-W30@10mA | Light Emitting Diode | Inseparable Luminaire | Direct Wired | 0-10 VDC Controls | 70.1 | 3000 | -0.0014 | 92 | 59 | 414 | 0.98 | Ambient | 21900 |  | 1 | 54000 | 0.1 | 21 | 21 | 0 | 0 | 0 | 0 | 0 | 0 | 1 | 0.99 | 0.25 | 0.12 | 0.05 | 0.02 | 1 | 0.42 | 0.12 | 0.08 | 0.02 | 0.01 | True | False | Non Federally-Regulated | 02/09/2020 |  | 02/11/2020
KLUS | KLUS | FN-2016A-266-24-W35@10mA | Light Emitting Diode | Inseparable Luminaire | Direct Wired | 0-10 VDC Controls | 70.1 | 3500 | -0.0014 | 92 | 59 | 414 | 0.98 | Ambient | 21900 |  | 1 | 54000 | 0.1 | 21 | 21 | 0 | 0 | 0 | 0 | 0 | 0 | 1 | 0.99 | 0.25 | 0.12 | 0.05 | 0.02 | 1 | 0.42 | 0.12 | 0.08 | 0.02 | 0.01 | True | False | Non Federally-Regulated | 02/09/2020 |  | 02/11/2020
KLUS | KLUS | FN-2016A-266-24-W40@10mA | Light Emitting Diode | Inseparable Luminaire | Direct Wired | 0-10 VDC Controls | 70.1 | 4000 | -0.0014 | 92 | 59 | 414 | 0.98 | Ambient | 21900 |  | 1 | 54000 | 0.1 | 21 | 21 | 0 | 0 | 0 | 0 | 0 | 0 | 1 | 0.99 | 0.25 | 0.12 | 0.05 | 0.02 | 1 | 0.42 | 0.12 | 0.08 | 0.02 | 0.01 | True | False | Non Federally-Regulated | 02/09/2020 |  | 02/11/2020
KLUS | KLUS | FN-3528A-120-24-W9-A8W22 | Light Emitting Diode | Inseparable Luminaire | Direct Wired | 0-10 VDC Controls | 52.9 | 2200 | -0.0009 | 92 | 58 | 398 | 0.98 | Ambient | 21900 |  | 1 | 54000 | 0.1 | 20 | 21 | 0 | 0 | 0 | 0 | 0 | 0 | 1 | 0.31 | 0.03 | 0.02 | 0.01 | 0 | 1 | 0.38 | 0.11 | 0.08 | 0.01 | 0.01 | True | False | Non Federally-Regulated | 02/09/2020 |  | 02/11/2020
KLUS | KLUS | FN-3528A-120-24-W9-A8W25 | Light Emitting Diode | Inseparable Luminaire | Direct Wired | 0-10 VDC Controls | 52.9 | 2500 | -0.0009 | 92 | 58 | 398 | 0.98 | Ambient | 21900 |  | 1 | 54000 | 0.1 | 20 | 21 | 0 | 0 | 0 | 0 | 0 | 0 | 1 | 0.31 | 0.03 | 0.02 | 0.01 | 0 | 1 | 0.38 | 0.11 | 0.08 | 0.01 | 0.01 | True | False | Non Federally-Regulated | 02/09/2020 |  | 02/11/2020
KLUS | KLUS | FN-3528A-120-24-W9-A8W27 | Light Emitting Diode | Inseparable Luminaire | Direct Wired | 0-10 VDC Controls | 52.9 | 2700 | -0.0009 | 92 | 58 | 398 | 0.98 | Ambient | 21900 |  | 1 | 54000 | 0.1 | 20 | 21 | 0 | 0 | 0 | 0 | 0 | 0 | 1 | 0.31 | 0.03 | 0.02 | 0.01 | 0 | 1 | 0.38 | 0.11 | 0.08 | 0.01 | 0.01 | True | False | Non Federally-Regulated | 02/09/2020 |  | 02/11/2020
KLUS | KLUS | FN-3528A-120-24-W9-A8W30 | Light Emitting Diode | Inseparable Luminaire | Direct Wired | 0-10 VDC Controls | 52.9 | 3000 | -0.0009 | 92 | 58 | 398 | 0.98 | Ambient | 21900 |  | 1 | 54000 | 0.1 | 20 | 21 | 0 | 0 | 0 | 0 | 0 | 0 | 1 | 0.31 | 0.03 | 0.02 | 0.01 | 0 | 1 | 0.38 | 0.11 | 0.08 | 0.01 | 0.01 | True | False | Non Federally-Regulated | 02/09/2020 |  | 02/11/2020
KLUS | KLUS | FN-3528A-120-24-W9-A8W35 | Light Emitting Diode | Inseparable Luminaire | Direct Wired | 0-10 VDC Controls | 52.9 | 3500 | -0.0009 | 92 | 58 | 398 | 0.98 | Ambient | 21900 |  | 1 | 54000 | 0.1 | 20 | 21 | 0 | 0 | 0 | 0 | 0 | 0 | 1 | 0.31 | 0.03 | 0.02 | 0.01 | 0 | 1 | 0.38 | 0.11 | 0.08 | 0.01 | 0.01 | True | False | Non Federally-Regulated | 02/09/2020 |  | 02/11/2020
KLUS | KLUS | FN-3528A-120-24-W9-A8W40 | Light Emitting Diode | Inseparable Luminaire | Direct Wired | 0-10 VDC Controls | 52.9 | 4000 | -0.0009 | 92 | 58 | 398 | 0.98 | Ambient | 21900 |  | 1 | 54000 | 0.1 | 20 | 21 | 0 | 0 | 0 | 0 | 0 | 0 | 1 | 0.31 | 0.03 | 0.02 | 0.01 | 0 | 1 | 0.38 | 0.11 | 0.08 | 0.01 | 0.01 | True | False | Non Federally-Regulated | 02/09/2020 |  | 02/11/2020
KLUS | KLUS | FN-2835A-120-24-W9-A8W22 | Light Emitting Diode | Inseparable Luminaire | Direct Wired | 0-10 VDC Controls | 62 | 2200 | -0.0012 | 92 | 55 | 418 | 0.99 | Ambient | 21900 |  | 1 | 54000 | 0.1 | 20 | 21 | 0 | 0 | 0 | 0 | 0 | 0 | 1 | 0.43 | 0.1 | 0.06 | 0.02 | 0 | 1 | 0.47 | 0.18 | 0.09 | 0.02 | 0.01 | True | False | Non Federally-Regulated | 02/09/2020 |  | 02/11/2020
KLUS | KLUS | FN-2835A-120-24-W9-A8W25 | Light Emitting Diode | Inseparable Luminaire | Direct Wired | 0-10 VDC Controls | 62 | 2500 | -0.0012 | 92 | 55 | 418 | 0.99 | Ambient | 21900 |  | 1 | 54000 | 0.1 | 20 | 21 | 0 | 0 | 0 | 0 | 0 | 0 | 1 | 0.43 | 0.1 | 0.06 | 0.02 | 0 | 1 | 0.47 | 0.18 | 0.09 | 0.02 | 0.01 | True | False | Non Federally-Regulated | 02/09/2020 |  | 02/11/2020
KLUS | KLUS | FN-2835A-120-24-W9-A8W27 | Light Emitting Diode | Inseparable Luminaire | Direct Wired | 0-10 VDC Controls | 62 | 2700 | -0.0012 | 92 | 55 | 418 | 0.99 | Ambient | 21900 |  | 1 | 54000 | 0.1 | 20 | 21 | 0 | 0 | 0 | 0 | 0 | 0 | 1 | 0.43 | 0.1 | 0.06 | 0.02 | 0 | 1 | 0.47 | 0.18 | 0.09 | 0.02 | 0.01 | True | False | Non Federally-Regulated | 02/09/2020 |  | 02/11/2020
KLUS | KLUS | FN-2835A-120-24-W9-A8W30 | Light Emitting Diode | Inseparable Luminaire | Direct Wired | 0-10 VDC Controls | 62 | 3000 | -0.0012 | 92 | 55 | 418 | 0.99 | Ambient | 21900 |  | 1 | 54000 | 0.1 | 20 | 21 | 0 | 0 | 0 | 0 | 0 | 0 | 1 | 0.43 | 0.1 | 0.06 | 0.02 | 0 | 1 | 0.47 | 0.18 | 0.09 | 0.02 | 0.01 | True | False | Non Federally-Regulated | 02/09/2020 |  | 02/11/2020
KLUS | KLUS | FN-2835A-120-24-W9-A8W35 | Light Emitting Diode | Inseparable Luminaire | Direct Wired | 0-10 VDC Controls | 62 | 3500 | -0.0012 | 92 | 55 | 418 | 0.99 | Ambient | 21900 |  | 1 | 54000 | 0.1 | 20 | 21 | 0 | 0 | 0 | 0 | 0 | 0 | 1 | 0.43 | 0.1 | 0.06 | 0.02 | 0 | 1 | 0.47 | 0.18 | 0.09 | 0.02 | 0.01 | True | False | Non Federally-Regulated | 02/09/2020 |  | 02/11/2020
KLUS | KLUS | FN-2835A-120-24-W9-A8W40 | Light Emitting Diode | Inseparable Luminaire | Direct Wired | 0-10 VDC Controls | 62 | 4000 | -0.0012 | 92 | 55 | 418 | 0.99 | Ambient | 21900 |  | 1 | 54000 | 0.1 | 20 | 21 | 0 | 0 | 0 | 0 | 0 | 0 | 1 | 0.43 | 0.1 | 0.06 | 0.02 | 0 | 1 | 0.47 | 0.18 | 0.09 | 0.02 | 0.01 | True | False | Non Federally-Regulated | 02/09/2020 |  | 02/11/2020
KLUS | KLUS | FN-2016A-266-24-W22@18mA | Light Emitting Diode | Inseparable Luminaire | Direct Wired | 0-10 VDC Controls | 68.8 | 2200 | -0.0013 | 92 | 57 | 410 | 0.99 | Ambient | 21900 |  | 1 | 54000 | 0.1 | 20 | 21 | 0 | 0 | 0 | 0 | 0 | 0 | 1 | 0.27 | 0.04 | 0.03 | 0 | 0 | 1 | 0.53 | 0.17 | 0.11 | 0.04 | 0.02 | True | False | Non Federally-Regulated | 02/09/2020 |  | 02/11/2020
KLUS | KLUS | FN-2016A-266-24-W25@18mA | Light Emitting Diode | Inseparable Luminaire | Direct Wired | 0-10 VDC Controls | 68.8 | 2500 | -0.0013 | 92 | 57 | 410 | 0.99 | Ambient | 21900 |  | 1 | 54000 | 0.1 | 20 | 21 | 0 | 0 | 0 | 0 | 0 | 0 | 1 | 0.27 | 0.04 | 0.03 | 0 | 0 | 1 | 0.53 | 0.17 | 0.11 | 0.04 | 0.02 | True | False | Non Federally-Regulated | 02/09/2020 |  | 02/11/2020
KLUS | KLUS | FN-2016A-266-24-W27@18mA | Light Emitting Diode | Inseparable Luminaire | Direct Wired | 0-10 VDC Controls | 68.8 | 2700 | -0.0013 | 92 | 57 | 410 | 0.99 | Ambient | 21900 |  | 1 | 54000 | 0.1 | 20 | 21 | 0 | 0 | 0 | 0 | 0 | 0 | 1 | 0.27 | 0.04 | 0.03 | 0 | 0 | 1 | 0.53 | 0.17 | 0.11 | 0.04 | 0.02 | True | False | Non Federally-Regulated | 02/09/2020 |  | 02/11/2020
KLUS | KLUS | FN-2016A-266-24-W30@18mA | Light Emitting Diode | Inseparable Luminaire | Direct Wired | 0-10 VDC Controls | 68.8 | 3000 | -0.0013 | 92 | 57 | 410 | 0.99 | Ambient | 21900 |  | 1 | 54000 | 0.1 | 20 | 21 | 0 | 0 | 0 | 0 | 0 | 0 | 1 | 0.27 | 0.04 | 0.03 | 0 | 0 | 1 | 0.53 | 0.17 | 0.11 | 0.04 | 0.02 | True | False | Non Federally-Regulated | 02/09/2020 |  | 02/11/2020
KLUS | KLUS | FN-2016A-266-24-W35@18mA | Light Emitting Diode | Inseparable Luminaire | Direct Wired | 0-10 VDC Controls | 68.8 | 3500 | -0.0013 | 92 | 57 | 410 | 0.99 | Ambient | 21900 |  | 1 | 54000 | 0.1 | 20 | 21 | 0 | 0 | 0 | 0 | 0 | 0 | 1 | 0.27 | 0.04 | 0.03 | 0 | 0 | 1 | 0.53 | 0.17 | 0.11 | 0.04 | 0.02 | True | False | Non Federally-Regulated | 02/09/2020 |  | 02/11/2020
KLUS | KLUS | FN-2016A-266-24-W40@18mA | Light Emitting Diode | Inseparable Luminaire | Direct Wired | 0-10 VDC Controls | 68.8 | 4000 | -0.0013 | 92 | 57 | 410 | 0.99 | Ambient | 21900 |  | 1 | 54000 | 0.1 | 20 | 21 | 0 | 0 | 0 | 0 | 0 | 0 | 1 | 0.27 | 0.04 | 0.03 | 0 | 0 | 1 | 0.53 | 0.17 | 0.11 | 0.04 | 0.02 | True | False | Non Federally-Regulated | 02/09/2020 |  | 02/11/2020
Eaton (formerly Cooper Industries) | Halo | ML4D09NFL927E** | Light Emitting Diode | Inseparable Luminaire | Quick Connect | Reverse Phase Cut Controls | 70.1 | 2676 | -0.0004 | 93 | 65 | 62 | 1 | Elevated | 50000 |  |  | 50000 | 0.05 | 21 | 21 | 0.14 | 0.14 | 0.14 | 0.13 | 0.03 | 0 | 0.16 | 0.16 | 0.15 | 0.13 | 0.03 | 0 | 0.16 | 0.15 | 0.16 | 0.12 | 0.02 | 0 | True |  | Non Federally-Regulated | 12/08/2016 |  | 02/12/2020
Eaton (formerly Cooper Industries) | Halo | ML4D09NFL930E** | Light Emitting Diode | Inseparable Luminaire | Quick Connect | Reverse Phase Cut Controls | 70.1 | 3000 | -0.0004 | 93 | 65 | 62 | 1 | Elevated | 50000 |  |  | 50000 | 0.05 | 21 | 21 | 0.14 | 0.14 | 0.14 | 0.13 | 0.03 | 0 | 0.16 | 0.16 | 0.15 | 0.13 | 0.03 | 0 | 0.16 | 0.15 | 0.16 | 0.12 | 0.02 | 0 | True |  | Non Federally-Regulated | 12/08/2016 |  | 02/12/2020
Eaton (formerly Cooper Industries) | Halo | ML4D09NFL935E** | Light Emitting Diode | Inseparable Luminaire | Quick Connect | Reverse Phase Cut Controls | 70.1 | 3500 | -0.0004 | 93 | 65 | 62 | 1 | Elevated | 50000 |  |  | 50000 | 0.05 | 21 | 21 | 0.14 | 0.14 | 0.14 | 0.13 | 0.03 | 0 | 0.16 | 0.16 | 0.15 | 0.13 | 0.03 | 0 | 0.16 | 0.15 | 0.16 | 0.12 | 0.02 | 0 | True |  | Non Federally-Regulated | 12/08/2016 |  | 02/12/2020
Eaton (formerly Cooper Industries) | Halo | ML4D09NFL940E** | Light Emitting Diode | Inseparable Luminaire | Quick Connect | Reverse Phase Cut Controls | 70.1 | 4000 | -0.0004 | 93 | 65 | 62 | 1 | Elevated | 50000 |  |  | 50000 | 0.05 | 21 | 21 | 0.14 | 0.14 | 0.14 | 0.13 | 0.03 | 0 | 0.16 | 0.16 | 0.15 | 0.13 | 0.03 | 0 | 0.16 | 0.15 | 0.16 | 0.12 | 0.02 | 0 | True |  | Non Federally-Regulated | 12/08/2016 |  | 02/12/2020
Eaton (formerly Cooper Industries) | Halo | SLD612927** | Light Emitting Diode | Inseparable Luminaire | Quick Connect | Reverse Phase Cut Controls | 65.8 | 2704 | -0.0018 | 94 | 62 | 77 | 1 | Elevated | 50000 |  |  | 50000 | 0.05 | 20 | 22 | 0.03 | 0.03 | 0.03 | 0.03 | 0.01 | 0 | 0.18 | 0.18 | 0.17 | 0.15 | 0.03 | 0 | 0.18 | 0.17 | 0.18 | 0.14 | 0.03 | 0 | True |  | Non Federally-Regulated | 12/12/2016 |  | 02/12/2020
Eaton (formerly Cooper Industries) | Halo | SLD612930** | Light Emitting Diode | Inseparable Luminaire | Quick Connect | Reverse Phase Cut Controls | 65.8 | 3000 | -0.0018 | 94 | 62 | 77 | 1 | Elevated | 50000 |  |  | 50000 | 0.05 | 20 | 22 | 0.03 | 0.03 | 0.03 | 0.03 | 0.01 | 0 | 0.18 | 0.18 | 0.17 | 0.15 | 0.03 | 0 | 0.18 | 0.17 | 0.18 | 0.14 | 0.03 | 0 | True |  | Non Federally-Regulated | 12/12/2016 |  | 02/12/2020
Eaton (formerly Cooper Industries) | Halo | SLD612935** | Light Emitting Diode | Inseparable Luminaire | Quick Connect | Reverse Phase Cut Controls | 65.8 | 3500 | -0.0018 | 94 | 62 | 77 | 1 | Elevated | 50000 |  |  | 50000 | 0.05 | 20 | 22 | 0.03 | 0.03 | 0.03 | 0.03 | 0.01 | 0 | 0.18 | 0.18 | 0.17 | 0.15 | 0.03 | 0 | 0.18 | 0.17 | 0.18 | 0.14 | 0.03 | 0 | True |  | Non Federally-Regulated | 12/12/2016 |  | 02/12/2020
Eaton (formerly Cooper Industries) | Halo | SLD612940** | Light Emitting Diode | Inseparable Luminaire | Quick Connect | Reverse Phase Cut Controls | 65.8 | 4000 | -0.0018 | 94 | 62 | 77 | 1 | Elevated | 50000 |  |  | 50000 | 0.05 | 20 | 22 | 0.03 | 0.03 | 0.03 | 0.03 | 0.01 | 0 | 0.18 | 0.18 | 0.17 | 0.15 | 0.03 | 0 | 0.18 | 0.17 | 0.18 | 0.14 | 0.03 | 0 | True |  | Non Federally-Regulated | 12/12/2016 |  | 02/12/2020
Eaton (formerly Cooper Industries) | Halo | RL560WH6927** | Light Emitting Diode | Inseparable Luminaire | Quick Connect | Reverse Phase Cut Controls | 65.2 | 2762 | -0.0005 | 93 | 66 | 122 | 1 | Elevated | 50000 |  |  | 50000 | 0.05 | 22 | 22 | 0.14 | 0.13 | 0.13 | 0.09 | 0.02 | 0 | 0.16 | 0.15 | 0.14 | 0.11 | 0.02 | 0 | 0.15 | 0.14 | 0.14 | 0.09 | 0.01 | 0 | True |  | Non Federally-Regulated | 12/12/2016 |  | 02/12/2020
Eaton (formerly Cooper Industries) | Halo | RL560WH6930** | Light Emitting Diode | Inseparable Luminaire | Quick Connect | Reverse Phase Cut Controls | 65.2 | 3000 | -0.0005 | 93 | 66 | 122 | 1 | Elevated | 50000 |  |  | 50000 | 0.05 | 22 | 22 | 0.14 | 0.13 | 0.13 | 0.09 | 0.02 | 0 | 0.16 | 0.15 | 0.14 | 0.11 | 0.02 | 0 | 0.15 | 0.14 | 0.14 | 0.09 | 0.01 | 0 | True |  | Non Federally-Regulated | 12/12/2016 |  | 02/12/2020
Eaton (formerly Cooper Industries) | Halo | RL560WH6935** | Light Emitting Diode | Inseparable Luminaire | Quick Connect | Reverse Phase Cut Controls | 65.2 | 3500 | -0.0005 | 93 | 66 | 122 | 1 | Elevated | 50000 |  |  | 50000 | 0.05 | 22 | 22 | 0.14 | 0.13 | 0.13 | 0.09 | 0.02 | 0 | 0.16 | 0.15 | 0.14 | 0.11 | 0.02 | 0 | 0.15 | 0.14 | 0.14 | 0.09 | 0.01 | 0 | True |  | Non Federally-Regulated | 12/12/2016 |  | 02/12/2020
Eaton (formerly Cooper Industries) | Halo | ML5609D2W930**** | Light Emitting Diode | Inseparable Luminaire | Quick Connect | Reverse Phase Cut Controls | 56.2 | 3029 | -0.0016 | 94 | 64 | 150 | 1 | Elevated | 50000 |  |  | 50000 | 0.05 | 19 | 21 | 0.06 | 0.06 | 0.05 | 0.05 | 0.01 | 0 | 0.09 | 0.08 | 0.08 | 0.07 | 0.02 | 0 | 0.06 | 0.06 | 0.05 | 0.04 | 0 | 0 | True |  | Non Federally-Regulated | 12/22/2016 |  | 02/12/2020
Eaton (formerly Cooper Industries) | Halo | ML5612D2W930**** | Light Emitting Diode | Inseparable Luminaire | Quick Connect | Reverse Phase Cut Controls | 50.9 | 2971 | -0.0019 | 93 | 61 | 100 | 1 | Elevated | 50000 |  |  | 50000 | 0.05 | 19 | 21 | 0.03 | 0.03 | 0.03 | 0.03 | 0 | 0 | 0.07 | 0.07 | 0.07 | 0.06 | 0.01 | 0 | 0.04 | 0.03 | 0.03 | 0.02 | 0 | 0 | True |  | Non Federally-Regulated | 12/22/2016 |  | 02/12/2020
Eaton (formerly Cooper Industries) | Halo | HL612ICAT HLM6927**** | Light Emitting Diode | Inseparable Luminaire | Direct Wired | Reverse Phase Cut Controls | 68.8 | 2713 | 0.0001 | 93 | 69 | 160 | 1 | Elevated | 50000 |  |  | 50000 | 0.05 | 19 | 21 | 0.04 | 0.04 | 0.04 | 0.04 | 0.01 | 0 | 0.11 | 0.11 | 0.11 | 0.1 | 0.02 | 0 | 0.15 | 0.15 | 0.15 | 0.12 | 0.02 | 0 | True |  | Non Federally-Regulated | 12/22/2016 |  | 02/12/2020
Eaton (formerly Cooper Industries) | Halo | HL612ICAT HLM6930**** | Light Emitting Diode | Inseparable Luminaire | Direct Wired | Reverse Phase Cut Controls | 68.8 | 3000 | 0.0001 | 93 | 69 | 160 | 1 | Elevated | 50000 |  |  | 50000 | 0.05 | 19 | 21 | 0.04 | 0.04 | 0.04 | 0.04 | 0.01 | 0 | 0.11 | 0.11 | 0.11 | 0.1 | 0.02 | 0 | 0.15 | 0.15 | 0.15 | 0.12 | 0.02 | 0 | True |  | Non Federally-Regulated | 12/22/2016 |  | 02/12/2020
Eaton (formerly Cooper Industries) | Halo | HL612ICAT HLM6935**** | Light Emitting Diode | Inseparable Luminaire | Direct Wired | Reverse Phase Cut Controls | 68.8 | 3500 | 0.0001 | 93 | 69 | 160 | 1 | Elevated | 50000 |  |  | 50000 | 0.05 | 19 | 21 | 0.04 | 0.04 | 0.04 | 0.04 | 0.01 | 0 | 0.11 | 0.11 | 0.11 | 0.1 | 0.02 | 0 | 0.15 | 0.15 | 0.15 | 0.12 | 0.02 | 0 | True |  | Non Federally-Regulated | 12/22/2016 |  | 02/12/2020
Eaton (formerly Cooper Industries) | Halo | HL612ICAT HLM6940**** | Light Emitting Diode | Inseparable Luminaire | Direct Wired | Reverse Phase Cut Controls | 68.8 | 4000 | 0.0001 | 93 | 69 | 160 | 1 | Elevated | 50000 |  |  | 50000 | 0.05 | 19 | 21 | 0.04 | 0.04 | 0.04 | 0.04 | 0.01 | 0 | 0.11 | 0.11 | 0.11 | 0.1 | 0.02 | 0 | 0.15 | 0.15 | 0.15 | 0.12 | 0.02 | 0 | True |  | Non Federally-Regulated | 12/22/2016 |  | 02/12/2020
Eaton (formerly Cooper Industries) | Halo | HU1024D927** | Light Emitting Diode | Inseparable Luminaire | Direct Wired | Reverse Phase Cut Controls | 56.2 | 2756 | 0.0002 | 95 | 68 | 92 | 1 | Ambient | 50000 |  |  | 50000 | 0.05 | 20 | 19 | 0.11 | 0.11 | 0.11 | 0.1 | 0.02 | 0 | 0.4 | 0.41 | 0.39 | 0.29 | 0.07 | 0 | 0.29 | 0.3 | 0.29 | 0.2 | 0.04 | 0 | True |  | Non Federally-Regulated | 12/22/2016 |  | 02/12/2020
Eaton (formerly Cooper Industries) | Halo | HU1024D930** | Light Emitting Diode | Inseparable Luminaire | Direct Wired | Reverse Phase Cut Controls | 56.2 | 3000 | 0.0002 | 95 | 68 | 92 | 1 | Ambient | 50000 |  |  | 50000 | 0.05 | 20 | 19 | 0.11 | 0.11 | 0.11 | 0.1 | 0.02 | 0 | 0.4 | 0.41 | 0.39 | 0.29 | 0.07 | 0 | 0.29 | 0.3 | 0.29 | 0.2 | 0.04 | 0 | True |  | Non Federally-Regulated | 12/22/2016 |  | 02/12/2020
Eaton (formerly Cooper Industries) | Halo | HU1024D940** | Light Emitting Diode | Inseparable Luminaire | Direct Wired | Reverse Phase Cut Controls | 56.2 | 4000 | 0.0002 | 95 | 68 | 92 | 1 | Ambient | 50000 |  |  | 50000 | 0.05 | 20 | 19 | 0.11 | 0.11 | 0.11 | 0.1 | 0.02 | 0 | 0.4 | 0.41 | 0.39 | 0.29 | 0.07 | 0 | 0.29 | 0.3 | 0.29 | 0.2 | 0.04 | 0 | True |  | Non Federally-Regulated | 12/22/2016 |  | 02/12/2020
Eaton (formerly Cooper Industries) | Halo | HU1036D927** | Light Emitting Diode | Inseparable Luminaire | Direct Wired | Reverse Phase Cut Controls | 55.6 | 2773 | -0.0005 | 96 | 70 | 102 | 1 | Ambient | 50000 |  |  | 50000 | 0.05 | 21 | 22 | 0.07 | 0.06 | 0.06 | 0.06 | 0.01 | 0 | 0.28 | 0.28 | 0.27 | 0.22 | 0.04 | 0 | 0.19 | 0.19 | 0.17 | 0.11 | 0.02 | 0 | True |  | Non Federally-Regulated | 12/22/2016 |  | 02/12/2020
Eaton (formerly Cooper Industries) | Halo | HU1036D930** | Light Emitting Diode | Inseparable Luminaire | Direct Wired | Reverse Phase Cut Controls | 55.6 | 3000 | -0.0005 | 96 | 70 | 102 | 1 | Ambient | 50000 |  |  | 50000 | 0.05 | 21 | 22 | 0.07 | 0.06 | 0.06 | 0.06 | 0.01 | 0 | 0.28 | 0.28 | 0.27 | 0.22 | 0.04 | 0 | 0.19 | 0.19 | 0.17 | 0.11 | 0.02 | 0 | True |  | Non Federally-Regulated | 12/22/2016 |  | 02/12/2020
Eaton (formerly Cooper Industries) | Halo | HU1036D940** | Light Emitting Diode | Inseparable Luminaire | Direct Wired | Reverse Phase Cut Controls | 55.6 | 4000 | -0.0005 | 96 | 70 | 102 | 1 | Ambient | 50000 |  |  | 50000 | 0.05 | 21 | 22 | 0.07 | 0.06 | 0.06 | 0.06 | 0.01 | 0 | 0.28 | 0.28 | 0.27 | 0.22 | 0.04 | 0 | 0.19 | 0.19 | 0.17 | 0.11 | 0.02 | 0 | True |  | Non Federally-Regulated | 12/22/2016 |  | 02/12/2020
Eaton (formerly Cooper Industries) | Halo | HU1048D927** | Light Emitting Diode | Inseparable Luminaire | Direct Wired | Reverse Phase Cut Controls | 53.8 | 2739 | -0.0005 | 95 | 67 | 106 | 1 | Ambient | 50000 |  |  | 50000 | 0.05 | 21 | 21 | 0.08 | 0.08 | 0.08 | 0.07 | 0.02 | 0 | 0.37 | 0.37 | 0.36 | 0.29 | 0.07 | 0 | 0.27 | 0.26 | 0.26 | 0.19 | 0.04 | 0 | True |  | Non Federally-Regulated | 12/22/2016 |  | 02/12/2020
Eaton (formerly Cooper Industries) | Halo | HU1048D930** | Light Emitting Diode | Inseparable Luminaire | Direct Wired | Reverse Phase Cut Controls | 53.8 | 3000 | -0.0005 | 95 | 67 | 106 | 1 | Ambient | 50000 |  |  | 50000 | 0.05 | 21 | 21 | 0.08 | 0.08 | 0.08 | 0.07 | 0.02 | 0 | 0.37 | 0.37 | 0.36 | 0.29 | 0.07 | 0 | 0.27 | 0.26 | 0.26 | 0.19 | 0.04 | 0 | True |  | Non Federally-Regulated | 12/22/2016 |  | 02/12/2020
Eaton (formerly Cooper Industries) | Halo | HU1048D940** | Light Emitting Diode | Inseparable Luminaire | Direct Wired | Reverse Phase Cut Controls | 53.8 | 4000 | -0.0005 | 95 | 67 | 106 | 1 | Ambient | 50000 |  |  | 50000 | 0.05 | 21 | 21 | 0.08 | 0.08 | 0.08 | 0.07 | 0.02 | 0 | 0.37 | 0.37 | 0.36 | 0.29 | 0.07 | 0 | 0.27 | 0.26 | 0.26 | 0.19 | 0.04 | 0 | True |  | Non Federally-Regulated | 12/22/2016 |  | 02/12/2020
Eaton (formerly Cooper Industries) | Halo | SLD612927WHUNVJB** | Light Emitting Diode | Inseparable Luminaire | Quick Connect | Reverse Phase Cut Controls | 66.3 | 2715 | -0.0015 | 94 | 62 | 110 | 1 | Elevated | 50000 |  |  | 50000 | 0.05 | 19 | 20 | 0.03 | 0.03 | 0.03 | 0.03 | 0.01 | 0 | 0.15 | 0.15 | 0.15 | 0.12 | 0.03 | 0 | 0.12 | 0.11 | 0.12 | 0.09 | 0.02 | 0 | True |  | Non Federally-Regulated | 12/22/2016 |  | 02/12/2020
Eaton (formerly Cooper Industries) | Halo | SLD612930WHUNVJB** | Light Emitting Diode | Inseparable Luminaire | Quick Connect | Reverse Phase Cut Controls | 66.3 | 3000 | -0.0015 | 94 | 62 | 110 | 1 | Elevated | 50000 |  |  | 50000 | 0.05 | 19 | 20 | 0.03 | 0.03 | 0.03 | 0.03 | 0.01 | 0 | 0.15 | 0.15 | 0.15 | 0.12 | 0.03 | 0 | 0.12 | 0.11 | 0.12 | 0.09 | 0.02 | 0 | True |  | Non Federally-Regulated | 12/22/2016 |  | 02/12/2020
Eaton (formerly Cooper Industries) | Halo | SLD612935WHUNVJB** | Light Emitting Diode | Inseparable Luminaire | Quick Connect | Reverse Phase Cut Controls | 66.3 | 3500 | -0.0015 | 94 | 62 | 110 | 1 | Elevated | 50000 |  |  | 50000 | 0.05 | 19 | 20 | 0.03 | 0.03 | 0.03 | 0.03 | 0.01 | 0 | 0.15 | 0.15 | 0.15 | 0.12 | 0.03 | 0 | 0.12 | 0.11 | 0.12 | 0.09 | 0.02 | 0 | True |  | Non Federally-Regulated | 12/22/2016 |  | 02/12/2020
Eaton (formerly Cooper Industries) | Halo | SLD612940WHUNVJB** | Light Emitting Diode | Inseparable Luminaire | Quick Connect | Reverse Phase Cut Controls | 66.3 | 4000 | -0.0015 | 94 | 62 | 110 | 1 | Elevated | 50000 |  |  | 50000 | 0.05 | 19 | 20 | 0.03 | 0.03 | 0.03 | 0.03 | 0.01 | 0 | 0.15 | 0.15 | 0.15 | 0.12 | 0.03 | 0 | 0.12 | 0.11 | 0.12 | 0.09 | 0.02 | 0 | True |  | Non Federally-Regulated | 12/22/2016 |  | 02/12/2020
Eaton (formerly Cooper Industries) | Halo | HU1018D927** | Light Emitting Diode | Inseparable Luminaire | Direct Wired | Reverse Phase Cut Controls | 56.1 | 2764 | -0.0002 | 95 | 68 | 119 | 1 | Ambient | 50000 |  |  | 50000 | 0.05 | 20 | 21 | 0.02 | 0.02 | 0.02 | 0.01 | 0 | 0 | 0.32 | 0.32 | 0.32 | 0.25 | 0.05 | 0.02 | 0.25 | 0.23 | 0.21 | 0.13 | 0 | 0 | True |  | Non Federally-Regulated | 12/22/2016 |  | 02/12/2020
Eaton (formerly Cooper Industries) | Halo | HU1018D930** | Light Emitting Diode | Inseparable Luminaire | Direct Wired | Reverse Phase Cut Controls | 56.1 | 3000 | -0.0002 | 95 | 68 | 119 | 1 | Ambient | 50000 |  |  | 50000 | 0.05 | 20 | 21 | 0.02 | 0.02 | 0.02 | 0.01 | 0 | 0 | 0.32 | 0.32 | 0.32 | 0.25 | 0.05 | 0.02 | 0.25 | 0.23 | 0.21 | 0.13 | 0 | 0 | True |  | Non Federally-Regulated | 12/22/2016 |  | 02/12/2020
Eaton (formerly Cooper Industries) | Halo | HU1018D940** | Light Emitting Diode | Inseparable Luminaire | Direct Wired | Reverse Phase Cut Controls | 56.1 | 4000 | -0.0002 | 95 | 68 | 119 | 1 | Ambient | 50000 |  |  | 50000 | 0.05 | 20 | 21 | 0.02 | 0.02 | 0.02 | 0.01 | 0 | 0 | 0.32 | 0.32 | 0.32 | 0.25 | 0.05 | 0.02 | 0.25 | 0.23 | 0.21 | 0.13 | 0 | 0 | True |  | Non Federally-Regulated | 12/22/2016 |  | 02/12/2020
Eaton (formerly Cooper Industries) | Halo | HU1009D927** | Light Emitting Diode | Inseparable Luminaire | Direct Wired | Reverse Phase Cut Controls | 49.5 | 2722 | -0.0002 | 95 | 68 | 120 | 1 | Ambient | 50000 |  |  | 50000 | 0.05 | 21 | 21 | 0.11 | 0.11 | 0.11 | 0.1 | 0.02 | 0 | 0.18 | 0.17 | 0.16 | 0.11 | 0.02 | 0 | 0.23 | 0.23 | 0.19 | 0.05 | 0 | 0 | True |  | Non Federally-Regulated | 12/22/2016 |  | 02/12/2020
Eaton (formerly Cooper Industries) | Halo | HU1009D930** | Light Emitting Diode | Inseparable Luminaire | Direct Wired | Reverse Phase Cut Controls | 49.5 | 3000 | -0.0002 | 95 | 68 | 120 | 1 | Ambient | 50000 |  |  | 50000 | 0.05 | 21 | 21 | 0.11 | 0.11 | 0.11 | 0.1 | 0.02 | 0 | 0.18 | 0.17 | 0.16 | 0.11 | 0.02 | 0 | 0.23 | 0.23 | 0.19 | 0.05 | 0 | 0 | True |  | Non Federally-Regulated | 12/22/2016 |  | 02/12/2020
Eaton (formerly Cooper Industries) | Halo | HU1009D940** | Light Emitting Diode | Inseparable Luminaire | Direct Wired | Reverse Phase Cut Controls | 49.5 | 4000 | -0.0002 | 95 | 68 | 120 | 1 | Ambient | 50000 |  |  | 50000 | 0.05 | 21 | 21 | 0.11 | 0.11 | 0.11 | 0.1 | 0.02 | 0 | 0.18 | 0.17 | 0.16 | 0.11 | 0.02 | 0 | 0.23 | 0.23 | 0.19 | 0.05 | 0 | 0 | True |  | Non Federally-Regulated | 12/22/2016 |  | 02/12/2020
Eaton (formerly Cooper Industries) | Halo | RA406927***** | Light Emitting Diode | Inseparable Luminaire | Quick Connect | Reverse Phase Cut Controls | 59 | 2682 | 0.0001 | 95 | 76 | 74 | 1 | Elevated | 50000 |  |  | 50000 | 0.05 | 19 | 22 | 0.06 | 0.06 | 0.06 | 0.05 | 0.01 | 0 | 0.16 | 0.15 | 0.15 | 0.14 | 0.03 | 0 | 0.17 | 0.16 | 0.16 | 0.13 | 0.03 | 0 | True |  | Non Federally-Regulated | 12/22/2016 |  | 02/12/2020
Eaton (formerly Cooper Industries) | Halo | RA406930***** | Light Emitting Diode | Inseparable Luminaire | Quick Connect | Reverse Phase Cut Controls | 59 | 3000 | 0.0001 | 95 | 76 | 74 | 1 | Elevated | 50000 |  |  | 50000 | 0.05 | 19 | 22 | 0.06 | 0.06 | 0.06 | 0.05 | 0.01 | 0 | 0.16 | 0.15 | 0.15 | 0.14 | 0.03 | 0 | 0.17 | 0.16 | 0.16 | 0.13 | 0.03 | 0 | True |  | Non Federally-Regulated | 12/22/2016 |  | 02/12/2020
Eaton (formerly Cooper Industries) | Halo | RA5606927***** | Light Emitting Diode | Inseparable Luminaire | Quick Connect | Reverse Phase Cut Controls | 65.9 | 2682 | 0.0001 | 95 | 77 | 74 | 1 | Elevated | 50000 |  |  | 50000 | 0.05 | 19 | 22 | 0.06 | 0.05 | 0.05 | 0.05 | 0.01 | 0 | 0.17 | 0.17 | 0.17 | 0.15 | 0.03 | 0 | 0.18 | 0.18 | 0.18 | 0.14 | 0.03 | 0 | True |  | Non Federally-Regulated | 12/22/2016 |  | 02/12/2020
Eaton (formerly Cooper Industries) | Halo | RA5606930***** | Light Emitting Diode | Inseparable Luminaire | Quick Connect | Reverse Phase Cut Controls | 65.9 | 3000 | 0.0001 | 95 | 77 | 74 | 1 | Elevated | 50000 |  |  | 50000 | 0.05 | 19 | 22 | 0.06 | 0.05 | 0.05 | 0.05 | 0.01 | 0 | 0.17 | 0.17 | 0.17 | 0.15 | 0.03 | 0 | 0.18 | 0.18 | 0.18 | 0.14 | 0.03 | 0 | True |  | Non Federally-Regulated | 12/22/2016 |  | 02/12/2020
Eaton (formerly Cooper Industries) | Halo | RL460WH927** | Light Emitting Diode | Inseparable Luminaire | Quick Connect | Reverse Phase Cut Controls | 62.3 | 2762 | -0.0004 | 93 | 64 | 318 | 1 | Elevated | 50000 |  |  | 50000 | 0.05 | 20 | 22 | 0.15 | 0.15 | 0.14 | 0.13 | 0.03 | 0 | 0.16 | 0.16 | 0.15 | 0.12 | 0.02 | 0 | 0.15 | 0.15 | 0.15 | 0.1 | 0.02 | 0 | True |  | Non Federally-Regulated | 12/22/2016 |  | 02/12/2020
Eaton (formerly Cooper Industries) | Halo | RL460WH930** | Light Emitting Diode | Inseparable Luminaire | Quick Connect | Reverse Phase Cut Controls | 62.3 | 3000 | -0.0004 | 93 | 64 | 318 | 1 | Elevated | 50000 |  |  | 50000 | 0.05 | 20 | 22 | 0.15 | 0.15 | 0.14 | 0.13 | 0.03 | 0 | 0.16 | 0.16 | 0.15 | 0.12 | 0.02 | 0 | 0.15 | 0.15 | 0.15 | 0.1 | 0.02 | 0 | True |  | Non Federally-Regulated | 12/22/2016 |  | 02/12/2020
Eaton (formerly Cooper Industries) | Halo | RL460WH935** | Light Emitting Diode | Inseparable Luminaire | Quick Connect | Reverse Phase Cut Controls | 62.3 | 3500 | -0.0004 | 93 | 64 | 318 | 1 | Elevated | 50000 |  |  | 50000 | 0.05 | 20 | 22 | 0.15 | 0.15 | 0.14 | 0.13 | 0.03 | 0 | 0.16 | 0.16 | 0.15 | 0.12 | 0.02 | 0 | 0.15 | 0.15 | 0.15 | 0.1 | 0.02 | 0 | True |  | Non Federally-Regulated | 12/22/2016 |  | 02/12/2020
Eaton (formerly Cooper Industries) | Halo | RL460WH940** | Light Emitting Diode | Inseparable Luminaire | Quick Connect | Reverse Phase Cut Controls | 62.3 | 4000 | -0.0004 | 93 | 64 | 318 | 1 | Elevated | 50000 |  |  | 50000 | 0.05 | 20 | 22 | 0.15 | 0.15 | 0.14 | 0.13 | 0.03 | 0 | 0.16 | 0.16 | 0.15 | 0.12 | 0.02 | 0 | 0.15 | 0.15 | 0.15 | 0.1 | 0.02 | 0 | True |  | Non Federally-Regulated | 12/22/2016 |  | 02/12/2020
Eaton (formerly Cooper Industries) | Halo | RL560WH6940** | Light Emitting Diode | Inseparable Luminaire | Quick Connect | Reverse Phase Cut Controls | 65.2 | 4000 | -0.0005 | 93 | 66 | 122 | 1 | Elevated | 50000 |  |  | 50000 | 0.05 | 22 | 22 | 0.14 | 0.13 | 0.13 | 0.09 | 0.02 | 0 | 0.16 | 0.15 | 0.14 | 0.11 | 0.02 | 0 | 0.15 | 0.14 | 0.14 | 0.09 | 0.01 | 0 | True |  | Non Federally-Regulated | 12/22/2016 |  | 02/12/2020
Eaton (formerly Cooper Industries) | Halo | SMD6R6927**** | Light Emitting Diode | Inseparable Luminaire | Quick Connect | Reverse Phase Cut Controls | 80.2 | 2657 | -0.002 | 94 | 70 | 136 | 1 | Elevated | 50000 |  |  | 50000 | 0.05 | 20 | 20 | 0.14 | 0.14 | 0.14 | 0.14 | 0.03 | 0.16 | 0.16 | 0.16 | 0.16 | 0.12 | 0.02 | 0.01 | 0.15 | 0.15 | 0.15 | 0.11 | 0.02 | 0 | True |  | Non Federally-Regulated | 12/22/2016 |  | 02/12/2020
Eaton (formerly Cooper Industries) | Halo | SMD6R6930**** | Light Emitting Diode | Inseparable Luminaire | Quick Connect | Reverse Phase Cut Controls | 80.2 | 3000 | -0.002 | 94 | 70 | 136 | 1 | Elevated | 50000 |  |  | 50000 | 0.05 | 20 | 20 | 0.14 | 0.14 | 0.14 | 0.14 | 0.03 | 0.16 | 0.16 | 0.16 | 0.16 | 0.12 | 0.02 | 0.01 | 0.15 | 0.15 | 0.15 | 0.11 | 0.02 | 0 | True |  | Non Federally-Regulated | 12/22/2016 |  | 02/12/2020
Eaton (formerly Cooper Industries) | Halo | SMD6R6935**** | Light Emitting Diode | Inseparable Luminaire | Quick Connect | Reverse Phase Cut Controls | 80.2 | 3500 | -0.002 | 94 | 70 | 136 | 1 | Elevated | 50000 |  |  | 50000 | 0.05 | 20 | 20 | 0.14 | 0.14 | 0.14 | 0.14 | 0.03 | 0.16 | 0.16 | 0.16 | 0.16 | 0.12 | 0.02 | 0.01 | 0.15 | 0.15 | 0.15 | 0.11 | 0.02 | 0 | True |  | Non Federally-Regulated | 12/22/2016 |  | 02/12/2020
Eaton (formerly Cooper Industries) | Halo | SMD6R6940**** | Light Emitting Diode | Inseparable Luminaire | Quick Connect | Reverse Phase Cut Controls | 80.2 | 4000 | -0.002 | 94 | 70 | 136 | 1 | Elevated | 50000 |  |  | 50000 | 0.05 | 20 | 20 | 0.14 | 0.14 | 0.14 | 0.14 | 0.03 | 0.16 | 0.16 | 0.16 | 0.16 | 0.12 | 0.02 | 0.01 | 0.15 | 0.15 | 0.15 | 0.11 | 0.02 | 0 | True |  | Non Federally-Regulated | 12/22/2016 |  | 02/12/2020
Eaton (formerly Cooper Industries) | Halo | SMD4R6927**** | Light Emitting Diode | Inseparable Luminaire | Quick Connect | Forward Phase Cut Controls | 67.5 | 2660 | -0.002 | 93 | 68 | 106 | 0.9 | Elevated | 50000 |  |  | 50000 | 0.05 | 20 | 20 | 0.13 | 0.13 | 0.12 | 0.11 | 0.02 | 0.01 | 0.37 | 0.37 | 0.37 | 0.28 | 0.1 | 0.02 | 0.23 | 0.24 | 0.24 | 0.18 | 0.05 | 0.01 | True |  | Non Federally-Regulated | 12/22/2016 |  | 02/12/2020
Eaton (formerly Cooper Industries) | Halo | SMD4R6930**** | Light Emitting Diode | Inseparable Luminaire | Quick Connect | Forward Phase Cut Controls | 67.5 | 3000 | -0.002 | 93 | 68 | 106 | 0.9 | Elevated | 50000 |  |  | 50000 | 0.05 | 20 | 20 | 0.13 | 0.13 | 0.12 | 0.11 | 0.02 | 0.01 | 0.37 | 0.37 | 0.37 | 0.28 | 0.1 | 0.02 | 0.23 | 0.24 | 0.24 | 0.18 | 0.05 | 0.01 | True |  | Non Federally-Regulated | 12/22/2016 |  | 02/12/2020
Eaton (formerly Cooper Industries) | Halo | SMD4R6935**** | Light Emitting Diode | Inseparable Luminaire | Quick Connect | Forward Phase Cut Controls | 67.5 | 3500 | -0.002 | 93 | 68 | 106 | 0.9 | Elevated | 50000 |  |  | 50000 | 0.05 | 20 | 20 | 0.13 | 0.13 | 0.12 | 0.11 | 0.02 | 0.01 | 0.37 | 0.37 | 0.37 | 0.28 | 0.1 | 0.02 | 0.23 | 0.24 | 0.24 | 0.18 | 0.05 | 0.01 | True |  | Non Federally-Regulated | 12/22/2016 |  | 02/12/2020
Eaton (formerly Cooper Industries) | Halo | SMD4R6940**** | Light Emitting Diode | Inseparable Luminaire | Quick Connect | Forward Phase Cut Controls | 67.5 | 4000 | -0.002 | 93 | 68 | 106 | 0.9 | Elevated | 50000 |  |  | 50000 | 0.05 | 20 | 20 | 0.13 | 0.13 | 0.12 | 0.11 | 0.02 | 0.01 | 0.37 | 0.37 | 0.37 | 0.28 | 0.1 | 0.02 | 0.23 | 0.24 | 0.24 | 0.18 | 0.05 | 0.01 | True |  | Non Federally-Regulated | 12/22/2016 |  | 02/12/2020
Eaton (formerly Cooper Industries) | Halo | SMD4R6927**** | Light Emitting Diode | Inseparable Luminaire | Quick Connect | Reverse Phase Cut Controls | 67.5 | 2660 | -0.002 | 93 | 68 | 106 | 0.9 | Elevated | 50000 |  |  | 50000 | 0.05 | 20 | 20 | 0.13 | 0.13 | 0.12 | 0.11 | 0.03 | 0.01 | 0.37 | 0.37 | 0.38 | 0.28 | 0.08 | 0.01 | 0.21 | 0.2 | 0.22 | 0.17 | 0.04 | 0.01 | True |  | Non Federally-Regulated | 12/22/2016 |  | 02/12/2020
Eaton (formerly Cooper Industries) | Halo | SMD4R6930**** | Light Emitting Diode | Inseparable Luminaire | Quick Connect | Reverse Phase Cut Controls | 67.5 | 3000 | -0.002 | 93 | 68 | 106 | 0.9 | Elevated | 50000 |  |  | 50000 | 0.05 | 20 | 20 | 0.13 | 0.13 | 0.12 | 0.11 | 0.03 | 0.01 | 0.37 | 0.37 | 0.38 | 0.28 | 0.08 | 0.01 | 0.21 | 0.2 | 0.22 | 0.17 | 0.04 | 0.01 | True |  | Non Federally-Regulated | 12/22/2016 |  | 02/12/2020
Eaton (formerly Cooper Industries) | Halo | SMD4R6935**** | Light Emitting Diode | Inseparable Luminaire | Quick Connect | Reverse Phase Cut Controls | 67.5 | 3500 | -0.002 | 93 | 68 | 106 | 0.9 | Elevated | 50000 |  |  | 50000 | 0.05 | 20 | 20 | 0.13 | 0.13 | 0.12 | 0.11 | 0.03 | 0.01 | 0.37 | 0.37 | 0.38 | 0.28 | 0.08 | 0.01 | 0.21 | 0.2 | 0.22 | 0.17 | 0.04 | 0.01 | True |  | Non Federally-Regulated | 12/22/2016 |  | 02/12/2020
Eaton (formerly Cooper Industries) | Halo | SMD4R6940**** | Light Emitting Diode | Inseparable Luminaire | Quick Connect | Reverse Phase Cut Controls | 67.5 | 4000 | -0.002 | 93 | 68 | 106 | 0.9 | Elevated | 50000 |  |  | 50000 | 0.05 | 20 | 20 | 0.13 | 0.13 | 0.12 | 0.11 | 0.03 | 0.01 | 0.37 | 0.37 | 0.38 | 0.28 | 0.08 | 0.01 | 0.21 | 0.2 | 0.22 | 0.17 | 0.04 | 0.01 | True |  | Non Federally-Regulated | 12/22/2016 |  | 02/12/2020
Eaton (formerly Cooper Industries) | Halo | SMD6S6927**** | Light Emitting Diode | Inseparable Luminaire | Quick Connect | Reverse Phase Cut Controls | 70.7 | 2728 | -0.001 | 93 | 68 | 122 | 1 | Elevated | 50000 |  |  | 50000 | 0.05 | 20 | 20 | 0.09 | 0.09 | 0.08 | 0.08 | 0.02 | 0 | 0.28 | 0.28 | 0.29 | 0.22 | 0.05 | 0 | 0.18 | 0.18 | 0.19 | 0.14 | 0.03 | 0 | True |  | Non Federally-Regulated | 12/28/2016 |  | 02/12/2020
Eaton (formerly Cooper Industries) | Halo | SMD6S6930**** | Light Emitting Diode | Inseparable Luminaire | Quick Connect | Reverse Phase Cut Controls | 70.7 | 3000 | -0.001 | 93 | 68 | 122 | 1 | Elevated | 50000 |  |  | 50000 | 0.05 | 20 | 20 | 0.09 | 0.09 | 0.08 | 0.08 | 0.02 | 0 | 0.28 | 0.28 | 0.29 | 0.22 | 0.05 | 0 | 0.18 | 0.18 | 0.19 | 0.14 | 0.03 | 0.01 | True |  | Non Federally-Regulated | 12/28/2016 |  | 02/12/2020
Eaton (formerly Cooper Industries) | Halo | SMD6S6935**** | Light Emitting Diode | Inseparable Luminaire | Quick Connect | Reverse Phase Cut Controls | 70.7 | 3500 | -0.001 | 93 | 68 | 122 | 1 | Elevated | 50000 |  |  | 50000 | 0.05 | 20 | 20 | 0.09 | 0.09 | 0.08 | 0.08 | 0.02 | 0 | 0.28 | 0.28 | 0.29 | 0.22 | 0.05 | 0 | 0.18 | 0.18 | 0.19 | 0.14 | 0.03 | 0.01 | True |  | Non Federally-Regulated | 12/28/2016 |  | 02/12/2020
Eaton (formerly Cooper Industries) | Halo | SMD6S6940**** | Light Emitting Diode | Inseparable Luminaire | Quick Connect | Reverse Phase Cut Controls | 70.7 | 4000 | -0.001 | 93 | 68 | 122 | 1 | Elevated | 50000 |  |  | 50000 | 0.05 | 20 | 20 | 0.09 | 0.09 | 0.08 | 0.08 | 0.02 | 0 | 0.28 | 0.28 | 0.29 | 0.22 | 0.05 | 0 | 0.18 | 0.18 | 0.19 | 0.14 | 0.03 | 0.01 | True |  | Non Federally-Regulated | 12/28/2016 |  | 02/12/2020
Eaton (formerly Cooper Industries) | Halo | SMD4S6927**** | Light Emitting Diode | Inseparable Luminaire | Quick Connect | Reverse Phase Cut Controls | 66.6 | 2700 | -0.0013 | 93 | 66 | 122 | 1 | Elevated | 50000 |  |  | 50000 | 0.05 | 20 | 20 | 0.09 | 0.09 | 0.08 | 0.08 | 0.02 | 0 | 0.28 | 0.28 | 0.29 | 0.22 | 0.05 | 0 | 0.18 | 0.18 | 0.19 | 0.14 | 0.03 | 0 | True |  | Non Federally-Regulated | 12/28/2016 |  | 02/12/2020
Eaton (formerly Cooper Industries) | Halo | SMD4S6930**** | Light Emitting Diode | Inseparable Luminaire | Quick Connect | Reverse Phase Cut Controls | 66.6 | 3000 | -0.0013 | 93 | 66 | 122 | 1 | Elevated | 50000 |  |  | 50000 | 0.05 | 20 | 20 | 0.09 | 0.09 | 0.08 | 0.08 | 0.02 | 0 | 0.28 | 0.28 | 0.29 | 0.22 | 0.05 | 0 | 0.18 | 0.18 | 0.19 | 0.14 | 0.03 | 0.01 | True |  | Non Federally-Regulated | 12/28/2016 |  | 02/12/2020
Eaton (formerly Cooper Industries) | Halo | SMD4S6935**** | Light Emitting Diode | Inseparable Luminaire | Quick Connect | Reverse Phase Cut Controls | 66.6 | 3500 | -0.0013 | 93 | 66 | 122 | 1 | Elevated | 50000 |  |  | 50000 | 0.05 | 20 | 20 | 0.09 | 0.09 | 0.08 | 0.08 | 0.02 | 0 | 0.28 | 0.28 | 0.29 | 0.22 | 0.05 | 0 | 0.18 | 0.18 | 0.19 | 0.14 | 0.03 | 0.01 | True |  | Non Federally-Regulated | 12/28/2016 |  | 02/12/2020
Eaton (formerly Cooper Industries) | Halo | SMD4S6940**** | Light Emitting Diode | Inseparable Luminaire | Quick Connect | Reverse Phase Cut Controls | 66.6 | 4000 | -0.0013 | 93 | 66 | 122 | 1 | Elevated | 50000 |  |  | 50000 | 0.05 | 20 | 20 | 0.09 | 0.09 | 0.08 | 0.08 | 0.02 | 0 | 0.28 | 0.28 | 0.29 | 0.22 | 0.05 | 0 | 0.18 | 0.18 | 0.19 | 0.14 | 0.03 | 0.01 | True |  | Non Federally-Regulated | 12/28/2016 |  | 02/12/2020
Eaton (formerly Cooper Industries) | Halo | ML5606D2W930**** | Light Emitting Diode | Inseparable Luminaire | Quick Connect | Reverse Phase Cut Controls | 52.2 | 3038 | -0.0005 | 95 | 66 | 180 | 1 | Elevated | 50000 |  |  | 50000 | 0.05 | 19 | 20 | 0.06 | 0.06 | 0.05 | 0.05 | 0.01 | 0 | 0.08 | 0.07 | 0.07 | 0.06 | 0.01 | 0 | 0.08 | 0.06 | 0.06 | 0.02 | 0 | 0 | True |  | Non Federally-Regulated | 01/04/2017 |  | 02/12/2020
Eaton (formerly Cooper Industries) | Halo | ML5606927** | Light Emitting Diode | Inseparable Luminaire | Quick Connect | Reverse Phase Cut Controls | 58.2 | 2602 | -0.0009 | 94 | 74 | 137 | 1 | Elevated | 50000 |  |  | 50000 | 0.05 | 22 | 21 | 0.05 | 0.05 | 0.05 | 0.05 | 0.01 | 0 | 0.19 | 0.18 | 0.18 | 0.15 | 0.03 | 0 | 0.13 | 0.13 | 0.11 | 0.07 | 0.01 | 0 | True |  | Non Federally-Regulated | 01/04/2017 |  | 02/12/2020
Eaton (formerly Cooper Industries) | Halo | ML5606930** | Light Emitting Diode | Inseparable Luminaire | Quick Connect | Reverse Phase Cut Controls | 58.2 | 3000 | -0.0009 | 94 | 74 | 137 | 1 | Elevated | 50000 |  |  | 50000 | 0.05 | 22 | 21 | 0.05 | 0.05 | 0.05 | 0.05 | 0.01 | 0 | 0.19 | 0.18 | 0.18 | 0.15 | 0.03 | 0 | 0.13 | 0.13 | 0.11 | 0.07 | 0.01 | 0 | True |  | Non Federally-Regulated | 01/04/2017 |  | 02/12/2020
Eaton (formerly Cooper Industries) | Halo | ML5606935** | Light Emitting Diode | Inseparable Luminaire | Quick Connect | Reverse Phase Cut Controls | 58.2 | 3500 | -0.0009 | 94 | 74 | 137 | 1 | Elevated | 50000 |  |  | 50000 | 0.05 | 22 | 21 | 0.05 | 0.05 | 0.05 | 0.05 | 0.01 | 0 | 0.19 | 0.18 | 0.18 | 0.15 | 0.03 | 0 | 0.13 | 0.13 | 0.11 | 0.07 | 0.01 | 0 | True |  | Non Federally-Regulated | 01/04/2017 |  | 02/12/2020
Eaton (formerly Cooper Industries) | Halo | ML5606940** | Light Emitting Diode | Inseparable Luminaire | Quick Connect | Reverse Phase Cut Controls | 58.2 | 4000 | -0.0009 | 94 | 74 | 137 | 1 | Elevated | 50000 |  |  | 50000 | 0.05 | 22 | 21 | 0.05 | 0.05 | 0.05 | 0.05 | 0.01 | 0 | 0.19 | 0.18 | 0.18 | 0.15 | 0.03 | 0 | 0.13 | 0.13 | 0.11 | 0.07 | 0.01 | 0 | True |  | Non Federally-Regulated | 01/04/2017 |  | 02/12/2020
Eaton (formerly Cooper Industries) | Halo | ML5609927** | Light Emitting Diode | Inseparable Luminaire | Quick Connect | Reverse Phase Cut Controls | 56.3 | 2621 | -0.0012 | 94 | 73 | 128 | 1 | Elevated | 50000 |  |  | 50000 | 0.05 | 21 | 20 | 0.05 | 0.05 | 0.05 | 0.04 | 0.01 | 0 | 0.21 | 0.21 | 0.2 | 0.17 | 0.04 | 0 | 0.14 | 0.15 | 0.14 | 0.09 | 0.02 | 0 | True |  | Non Federally-Regulated | 01/04/2017 |  | 02/12/2020
Eaton (formerly Cooper Industries) | Halo | ML5609930** | Light Emitting Diode | Inseparable Luminaire | Quick Connect | Reverse Phase Cut Controls | 56.3 | 3000 | -0.0012 | 94 | 73 | 128 | 1 | Elevated | 50000 |  |  | 50000 | 0.05 | 21 | 20 | 0.05 | 0.05 | 0.05 | 0.04 | 0.01 | 0 | 0.21 | 0.21 | 0.2 | 0.17 | 0.04 | 0 | 0.14 | 0.15 | 0.14 | 0.09 | 0.02 | 0 | True |  | Non Federally-Regulated | 01/04/2017 |  | 02/12/2020
Eaton (formerly Cooper Industries) | Halo | ML5609935** | Light Emitting Diode | Inseparable Luminaire | Quick Connect | Reverse Phase Cut Controls | 56.3 | 3500 | -0.0012 | 94 | 73 | 128 | 1 | Elevated | 50000 |  |  | 50000 | 0.05 | 21 | 20 | 0.05 | 0.05 | 0.05 | 0.04 | 0.01 | 0 | 0.21 | 0.21 | 0.2 | 0.17 | 0.04 | 0 | 0.14 | 0.15 | 0.14 | 0.09 | 0.02 | 0 | True |  | Non Federally-Regulated | 01/04/2017 |  | 02/12/2020
Eaton (formerly Cooper Industries) | Halo | ML5609940** | Light Emitting Diode | Inseparable Luminaire | Quick Connect | Reverse Phase Cut Controls | 56.3 | 4000 | -0.0012 | 94 | 73 | 128 | 1 | Elevated | 50000 |  |  | 50000 | 0.05 | 21 | 20 | 0.05 | 0.05 | 0.05 | 0.04 | 0.01 | 0 | 0.21 | 0.21 | 0.2 | 0.17 | 0.04 | 0 | 0.14 | 0.15 | 0.14 | 0.09 | 0.02 | 0 | True |  | Non Federally-Regulated | 01/04/2017 |  | 02/12/2020
Eaton (formerly Cooper Industries) | Halo | ML5612927** | Light Emitting Diode | Inseparable Luminaire | Quick Connect | Reverse Phase Cut Controls | 61 | 2594 | -0.0013 | 93 | 74 | 81 | 1 | Elevated | 50000 |  |  | 50000 | 0.05 | 21 | 22 | 0.07 | 0.07 | 0.07 | 0.06 | 0.01 | 0 | 0.18 | 0.18 | 0.18 | 0.16 | 0.03 | 0 | 0.14 | 0.14 | 0.14 | 0.11 | 0.02 | 0 | True |  | Non Federally-Regulated | 01/04/2017 |  | 02/12/2020
Eaton (formerly Cooper Industries) | Halo | ML5612930** | Light Emitting Diode | Inseparable Luminaire | Quick Connect | Reverse Phase Cut Controls | 61 | 3000 | -0.0013 | 93 | 74 | 81 | 1 | Elevated | 50000 |  |  | 50000 | 0.05 | 21 | 22 | 0.07 | 0.07 | 0.07 | 0.06 | 0.01 | 0 | 0.18 | 0.18 | 0.18 | 0.16 | 0.03 | 0 | 0.14 | 0.14 | 0.14 | 0.11 | 0.02 | 0 | True |  | Non Federally-Regulated | 01/04/2017 |  | 02/12/2020
Eaton (formerly Cooper Industries) | Halo | ML5612935** | Light Emitting Diode | Inseparable Luminaire | Quick Connect | Reverse Phase Cut Controls | 61 | 3500 | -0.0013 | 93 | 74 | 81 | 1 | Elevated | 50000 |  |  | 50000 | 0.05 | 21 | 22 | 0.07 | 0.07 | 0.07 | 0.06 | 0.01 | 0 | 0.18 | 0.18 | 0.18 | 0.16 | 0.03 | 0 | 0.14 | 0.14 | 0.14 | 0.11 | 0.02 | 0 | True |  | Non Federally-Regulated | 01/04/2017 |  | 02/12/2020
Eaton (formerly Cooper Industries) | Halo | ML5612940** | Light Emitting Diode | Inseparable Luminaire | Quick Connect | Reverse Phase Cut Controls | 61 | 4000 | -0.0013 | 93 | 74 | 81 | 1 | Elevated | 50000 |  |  | 50000 | 0.05 | 21 | 22 | 0.07 | 0.07 | 0.07 | 0.06 | 0.01 | 0 | 0.18 | 0.18 | 0.18 | 0.16 | 0.03 | 0 | 0.14 | 0.14 | 0.14 | 0.11 | 0.02 | 0 | True |  | Non Federally-Regulated | 01/04/2017 |  | 02/12/2020
Eaton (formerly Cooper Industries) | Halo | H457TATE010 EL406927 | Light Emitting Diode | Inseparable Luminaire | Direct Wired | Reverse Phase Cut Controls | 53.2 | 2684 | -0.0002 | 95 | 77 | 76 | 1 | Elevated | 50000 |  |  | 50000 | 0.05 | 19 | 19 | 0.03 | 0.03 | 0.03 | 0.03 | 0.01 | 0 | 0.16 | 0.16 | 0.16 | 0.14 | 0.03 | 0 | 0.14 | 0.13 | 0.13 | 0.1 | 0.02 | 0 | True |  | Non Federally-Regulated | 01/19/2017 |  | 02/12/2020
Eaton (formerly Cooper Industries) | Halo | H457TATE010 EL406930 | Light Emitting Diode | Inseparable Luminaire | Direct Wired | Reverse Phase Cut Controls | 53.2 | 3000 | -0.0002 | 95 | 77 | 76 | 1 | Elevated | 50000 |  |  | 50000 | 0.05 | 19 | 19 | 0.03 | 0.03 | 0.03 | 0.03 | 0.01 | 0 | 0.16 | 0.16 | 0.16 | 0.14 | 0.03 | 0 | 0.14 | 0.13 | 0.13 | 0.1 | 0.02 | 0 | True |  | Non Federally-Regulated | 01/19/2017 |  | 02/12/2020
Eaton (formerly Cooper Industries) | Halo | H457TATE010 EL406935 | Light Emitting Diode | Inseparable Luminaire | Direct Wired | Reverse Phase Cut Controls | 53.2 | 3500 | -0.0002 | 95 | 77 | 76 | 1 | Elevated | 50000 |  |  | 50000 | 0.05 | 19 | 19 | 0.03 | 0.03 | 0.03 | 0.03 | 0.01 | 0 | 0.16 | 0.16 | 0.16 | 0.14 | 0.03 | 0 | 0.14 | 0.13 | 0.13 | 0.1 | 0.02 | 0 | True |  | Non Federally-Regulated | 01/19/2017 |  | 02/12/2020
Eaton (formerly Cooper Industries) | Halo | H457TATE010 EL406940 | Light Emitting Diode | Inseparable Luminaire | Direct Wired | Reverse Phase Cut Controls | 53.2 | 4000 | -0.0002 | 95 | 77 | 76 | 1 | Elevated | 50000 |  |  | 50000 | 0.05 | 19 | 19 | 0.03 | 0.03 | 0.03 | 0.03 | 0.01 | 0 | 0.16 | 0.16 | 0.16 | 0.14 | 0.03 | 0 | 0.14 | 0.13 | 0.13 | 0.1 | 0.02 | 0 | True |  | Non Federally-Regulated | 01/19/2017 |  | 02/12/2020
Eaton (formerly Cooper Industries) | Halo | H457RTATE010 EL406927 | Light Emitting Diode | Inseparable Luminaire | Direct Wired | Reverse Phase Cut Controls | 53.2 | 2684 | -0.0002 | 95 | 77 | 168 | 1 | Elevated | 50000 |  |  | 50000 | 0.05 | 19 | 19 | 0.03 | 0.03 | 0.03 | 0.03 | 0.01 | 0 | 0.16 | 0.16 | 0.16 | 0.14 | 0.03 | 0 | 0.14 | 0.13 | 0.13 | 0.1 | 0.02 | 0 | True |  | Non Federally-Regulated | 01/19/2017 |  | 02/12/2020
Eaton (formerly Cooper Industries) | Halo | H457RTATE010 EL406930 | Light Emitting Diode | Inseparable Luminaire | Direct Wired | Reverse Phase Cut Controls | 53.2 | 3000 | -0.0002 | 95 | 77 | 168 | 1 | Elevated | 50000 |  |  | 50000 | 0.05 | 19 | 19 | 0.03 | 0.03 | 0.03 | 0.03 | 0.01 | 0 | 0.16 | 0.16 | 0.16 | 0.14 | 0.03 | 0 | 0.14 | 0.13 | 0.13 | 0.1 | 0.02 | 0 | True |  | Non Federally-Regulated | 01/19/2017 |  | 02/12/2020
Eaton (formerly Cooper Industries) | Halo | H457RTATE010 EL406935 | Light Emitting Diode | Inseparable Luminaire | Direct Wired | Reverse Phase Cut Controls | 53.2 | 3500 | -0.0002 | 95 | 77 | 168 | 1 | Elevated | 50000 |  |  | 50000 | 0.05 | 19 | 19 | 0.03 | 0.03 | 0.03 | 0.03 | 0.01 | 0 | 0.16 | 0.16 | 0.16 | 0.14 | 0.03 | 0 | 0.14 | 0.13 | 0.13 | 0.1 | 0.02 | 0 | True |  | Non Federally-Regulated | 01/19/2017 |  | 02/12/2020
Eaton (formerly Cooper Industries) | Halo | H457RTATE010 EL406940 | Light Emitting Diode | Inseparable Luminaire | Direct Wired | Reverse Phase Cut Controls | 53.2 | 4000 | -0.0002 | 95 | 77 | 168 | 1 | Elevated | 50000 |  |  | 50000 | 0.05 | 19 | 19 | 0.03 | 0.03 | 0.03 | 0.03 | 0.01 | 0 | 0.16 | 0.16 | 0.16 | 0.14 | 0.03 | 0 | 0.14 | 0.13 | 0.13 | 0.1 | 0.02 | 0 | True |  | Non Federally-Regulated | 01/19/2017 |  | 02/12/2020
Eaton (formerly Cooper Industries) | Halo | H457TCPE010 EL406927 | Light Emitting Diode | Inseparable Luminaire | Direct Wired | Reverse Phase Cut Controls | 53.2 | 2684 | -0.0002 | 95 | 77 | 168 | 1 | Elevated | 50000 |  |  | 50000 | 0.05 | 19 | 19 | 0.03 | 0.03 | 0.03 | 0.03 | 0.01 | 0 | 0.16 | 0.16 | 0.16 | 0.14 | 0.03 | 0 | 0.14 | 0.13 | 0.13 | 0.1 | 0.02 | 0 | True |  | Non Federally-Regulated | 01/19/2017 |  | 02/12/2020
Eaton (formerly Cooper Industries) | Halo | H457TCPE010 EL406930 | Light Emitting Diode | Inseparable Luminaire | Direct Wired | Reverse Phase Cut Controls | 53.2 | 3000 | -0.0002 | 95 | 77 | 168 | 1 | Elevated | 50000 |  |  | 50000 | 0.05 | 19 | 19 | 0.03 | 0.03 | 0.03 | 0.03 | 0.01 | 0 | 0.16 | 0.16 | 0.16 | 0.14 | 0.03 | 0 | 0.14 | 0.13 | 0.13 | 0.1 | 0.02 | 0 | True |  | Non Federally-Regulated | 01/19/2017 |  | 02/12/2020
Eaton (formerly Cooper Industries) | Halo | H457TCPE010 EL406935 | Light Emitting Diode | Inseparable Luminaire | Direct Wired | Reverse Phase Cut Controls | 53.2 | 3500 | -0.0002 | 95 | 77 | 168 | 1 | Elevated | 50000 |  |  | 50000 | 0.05 | 19 | 19 | 0.03 | 0.03 | 0.03 | 0.03 | 0.01 | 0 | 0.16 | 0.16 | 0.16 | 0.14 | 0.03 | 0 | 0.14 | 0.13 | 0.13 | 0.1 | 0.02 | 0 | True |  | Non Federally-Regulated | 01/19/2017 |  | 02/12/2020
Eaton (formerly Cooper Industries) | Halo | H457TCPE010 EL406940 | Light Emitting Diode | Inseparable Luminaire | Direct Wired | Reverse Phase Cut Controls | 53.2 | 4000 | -0.0002 | 95 | 77 | 168 | 1 | Elevated | 50000 |  |  | 50000 | 0.05 | 19 | 19 | 0.03 | 0.03 | 0.03 | 0.03 | 0.01 | 0 | 0.16 | 0.16 | 0.16 | 0.14 | 0.03 | 0 | 0.14 | 0.13 | 0.13 | 0.1 | 0.02 | 0 | True |  | Non Federally-Regulated | 01/19/2017 |  | 02/12/2020
Eaton (formerly Cooper Industries) | Halo | H457TATE010 ELG406927 | Light Emitting Diode | Inseparable Luminaire | Direct Wired | Reverse Phase Cut Controls | 53.2 | 2684 | -0.0002 | 95 | 77 | 168 | 1 | Elevated | 50000 |  |  | 50000 | 0.05 | 19 | 19 | 0.03 | 0.03 | 0.03 | 0.03 | 0.01 | 0 | 0.16 | 0.16 | 0.16 | 0.14 | 0.03 | 0 | 0.14 | 0.13 | 0.13 | 0.1 | 0.02 | 0 | True |  | Non Federally-Regulated | 01/19/2017 |  | 02/12/2020
Eaton (formerly Cooper Industries) | Halo | H457TATE010 ELG406930 | Light Emitting Diode | Inseparable Luminaire | Direct Wired | Reverse Phase Cut Controls | 53.2 | 3000 | -0.0002 | 95 | 77 | 168 | 1 | Elevated | 50000 |  |  | 50000 | 0.05 | 19 | 19 | 0.03 | 0.03 | 0.03 | 0.03 | 0.01 | 0 | 0.16 | 0.16 | 0.16 | 0.14 | 0.03 | 0 | 0.14 | 0.13 | 0.13 | 0.1 | 0.02 | 0 | True |  | Non Federally-Regulated | 01/19/2017 |  | 02/12/2020
Eaton (formerly Cooper Industries) | Halo | H457TATE010 ELG406935 | Light Emitting Diode | Inseparable Luminaire | Direct Wired | Reverse Phase Cut Controls | 53.2 | 3500 | -0.0002 | 95 | 77 | 168 | 1 | Elevated | 50000 |  |  | 50000 | 0.05 | 19 | 19 | 0.03 | 0.03 | 0.03 | 0.03 | 0.01 | 0 | 0.16 | 0.16 | 0.16 | 0.14 | 0.03 | 0 | 0.14 | 0.13 | 0.13 | 0.1 | 0.02 | 0 | True |  | Non Federally-Regulated | 01/19/2017 |  | 02/12/2020
Eaton (formerly Cooper Industries) | Halo | H457TATE010 ELG406940 | Light Emitting Diode | Inseparable Luminaire | Direct Wired | Reverse Phase Cut Controls | 53.2 | 4000 | -0.0002 | 95 | 77 | 168 | 1 | Elevated | 50000 |  |  | 50000 | 0.05 | 19 | 19 | 0.03 | 0.03 | 0.03 | 0.03 | 0.01 | 0 | 0.16 | 0.16 | 0.16 | 0.14 | 0.03 | 0 | 0.14 | 0.13 | 0.13 | 0.1 | 0.02 | 0 | True |  | Non Federally-Regulated | 01/19/2017 |  | 02/12/2020
Eaton (formerly Cooper Industries) | Halo | H457RTATE010 ELG406927 | Light Emitting Diode | Inseparable Luminaire | Direct Wired | Reverse Phase Cut Controls | 53.2 | 2684 | -0.0002 | 95 | 77 | 168 | 1 | Elevated | 50000 |  |  | 50000 | 0.05 | 19 | 19 | 0.03 | 0.03 | 0.03 | 0.03 | 0.01 | 0 | 0.16 | 0.16 | 0.16 | 0.14 | 0.03 | 0 | 0.14 | 0.13 | 0.13 | 0.1 | 0.02 | 0 | True |  | Non Federally-Regulated | 01/19/2017 |  | 02/12/2020
Eaton (formerly Cooper Industries) | Halo | H457RTATE010 ELG406930 | Light Emitting Diode | Inseparable Luminaire | Direct Wired | Reverse Phase Cut Controls | 53.2 | 3000 | -0.0002 | 95 | 77 | 168 | 1 | Elevated | 50000 |  |  | 50000 | 0.05 | 19 | 19 | 0.03 | 0.03 | 0.03 | 0.03 | 0.01 | 0 | 0.16 | 0.16 | 0.16 | 0.14 | 0.03 | 0 | 0.14 | 0.13 | 0.13 | 0.1 | 0.02 | 0 | True |  | Non Federally-Regulated | 01/19/2017 |  | 02/12/2020
Eaton (formerly Cooper Industries) | Halo | H457RTATE010 ELG406935 | Light Emitting Diode | Inseparable Luminaire | Direct Wired | Reverse Phase Cut Controls | 53.2 | 3500 | -0.0002 | 95 | 77 | 168 | 1 | Elevated | 50000 |  |  | 50000 | 0.05 | 19 | 19 | 0.03 | 0.03 | 0.03 | 0.03 | 0.01 | 0 | 0.16 | 0.16 | 0.16 | 0.14 | 0.03 | 0 | 0.14 | 0.13 | 0.13 | 0.1 | 0.02 | 0 | True |  | Non Federally-Regulated | 01/19/2017 |  | 02/12/2020
Eaton (formerly Cooper Industries) | Halo | H457RTATE010 ELG406940 | Light Emitting Diode | Inseparable Luminaire | Direct Wired | Reverse Phase Cut Controls | 53.2 | 4000 | -0.0002 | 95 | 77 | 168 | 1 | Elevated | 50000 |  |  | 50000 | 0.05 | 19 | 19 | 0.03 | 0.03 | 0.03 | 0.03 | 0.01 | 0 | 0.16 | 0.16 | 0.16 | 0.14 | 0.03 | 0 | 0.14 | 0.13 | 0.13 | 0.1 | 0.02 | 0 | True |  | Non Federally-Regulated | 01/19/2017 |  | 02/12/2020
Eaton (formerly Cooper Industries) | Halo | H457TCPE010 ELG406927 | Light Emitting Diode | Inseparable Luminaire | Direct Wired | Reverse Phase Cut Controls | 53.2 | 2684 | -0.0002 | 95 | 77 | 171 | 1 | Elevated | 50000 |  |  | 50000 | 0.05 | 19 | 19 | 0.03 | 0.03 | 0.03 | 0.03 | 0.01 | 0 | 0.16 | 0.16 | 0.16 | 0.14 | 0.03 | 0 | 0.14 | 0.13 | 0.13 | 0.1 | 0.02 | 0 | True |  | Non Federally-Regulated | 01/19/2017 |  | 02/12/2020
Eaton (formerly Cooper Industries) | Halo | H457TCPE010 ELG406930 | Light Emitting Diode | Inseparable Luminaire | Direct Wired | Reverse Phase Cut Controls | 53.2 | 3000 | -0.0002 | 95 | 77 | 171 | 1 | Elevated | 50000 |  |  | 50000 | 0.05 | 19 | 19 | 0.03 | 0.03 | 0.03 | 0.03 | 0.01 | 0 | 0.16 | 0.16 | 0.16 | 0.14 | 0.03 | 0 | 0.14 | 0.13 | 0.13 | 0.1 | 0.02 | 0 | True |  | Non Federally-Regulated | 01/19/2017 |  | 02/12/2020
Eaton (formerly Cooper Industries) | Halo | H457TCPE010 ELG406935 | Light Emitting Diode | Inseparable Luminaire | Direct Wired | Reverse Phase Cut Controls | 53.2 | 3500 | -0.0002 | 95 | 77 | 171 | 1 | Elevated | 50000 |  |  | 50000 | 0.05 | 19 | 19 | 0.03 | 0.03 | 0.03 | 0.03 | 0.01 | 0 | 0.16 | 0.16 | 0.16 | 0.14 | 0.03 | 0 | 0.14 | 0.13 | 0.13 | 0.1 | 0.02 | 0 | True |  | Non Federally-Regulated | 01/19/2017 |  | 02/12/2020
Eaton (formerly Cooper Industries) | Halo | H457TCPE010 ELG406940 | Light Emitting Diode | Inseparable Luminaire | Direct Wired | Reverse Phase Cut Controls | 53.2 | 4000 | -0.0002 | 95 | 77 | 171 | 1 | Elevated | 50000 |  |  | 50000 | 0.05 | 19 | 19 | 0.03 | 0.03 | 0.03 | 0.03 | 0.01 | 0 | 0.16 | 0.16 | 0.16 | 0.14 | 0.03 | 0 | 0.14 | 0.13 | 0.13 | 0.1 | 0.02 | 0 | True |  | Non Federally-Regulated | 01/19/2017 |  | 02/12/2020
Eaton (formerly Cooper Industries) | Halo | H457TATE010 ELSG406927 | Light Emitting Diode | Inseparable Luminaire | Direct Wired | Reverse Phase Cut Controls | 53.2 | 2684 | -0.0002 | 95 | 77 | 168 | 1 | Elevated | 50000 |  |  | 50000 | 0.05 | 19 | 19 | 0.03 | 0.03 | 0.03 | 0.03 | 0.01 | 0 | 0.16 | 0.16 | 0.16 | 0.14 | 0.03 | 0 | 0.14 | 0.13 | 0.13 | 0.1 | 0.02 | 0 | True |  | Non Federally-Regulated | 01/19/2017 |  | 02/12/2020
Eaton (formerly Cooper Industries) | Halo | H457TATE010 ELSG406930 | Light Emitting Diode | Inseparable Luminaire | Direct Wired | Reverse Phase Cut Controls | 53.2 | 3000 | -0.0002 | 95 | 77 | 168 | 1 | Elevated | 50000 |  |  | 50000 | 0.05 | 19 | 19 | 0.03 | 0.03 | 0.03 | 0.03 | 0.01 | 0 | 0.16 | 0.16 | 0.16 | 0.14 | 0.03 | 0 | 0.14 | 0.13 | 0.13 | 0.1 | 0.02 | 0 | True |  | Non Federally-Regulated | 01/19/2017 |  | 02/12/2020
Eaton (formerly Cooper Industries) | Halo | H457TATE010 ELSG406935 | Light Emitting Diode | Inseparable Luminaire | Direct Wired | Reverse Phase Cut Controls | 53.2 | 3500 | -0.0002 | 95 | 77 | 168 | 1 | Elevated | 50000 |  |  | 50000 | 0.05 | 19 | 19 | 0.03 | 0.03 | 0.03 | 0.03 | 0.01 | 0 | 0.16 | 0.16 | 0.16 | 0.14 | 0.03 | 0 | 0.14 | 0.13 | 0.13 | 0.1 | 0.02 | 0 | True |  | Non Federally-Regulated | 01/19/2017 |  | 02/12/2020
Eaton (formerly Cooper Industries) | Halo | H457TATE010 ELSG406940 | Light Emitting Diode | Inseparable Luminaire | Direct Wired | Reverse Phase Cut Controls | 53.2 | 4000 | -0.0002 | 95 | 77 | 168 | 1 | Elevated | 50000 |  |  | 50000 | 0.05 | 19 | 19 | 0.03 | 0.03 | 0.03 | 0.03 | 0.01 | 0 | 0.16 | 0.16 | 0.16 | 0.14 | 0.03 | 0 | 0.14 | 0.13 | 0.13 | 0.1 | 0.02 | 0 | True |  | Non Federally-Regulated | 01/19/2017 |  | 02/12/2020
Eaton (formerly Cooper Industries) | Halo | H457RTATE010 ELSG406927 | Light Emitting Diode | Inseparable Luminaire | Direct Wired | Reverse Phase Cut Controls | 53.2 | 2684 | -0.0002 | 95 | 77 | 168 | 1 | Elevated | 50000 |  |  | 50000 | 0.05 | 19 | 19 | 0.03 | 0.03 | 0.03 | 0.03 | 0.01 | 0 | 0.16 | 0.16 | 0.16 | 0.14 | 0.03 | 0 | 0.14 | 0.13 | 0.13 | 0.1 | 0.02 | 0 | True |  | Non Federally-Regulated | 01/19/2017 |  | 02/12/2020
Eaton (formerly Cooper Industries) | Halo | H457RTATE010 ELSG406930 | Light Emitting Diode | Inseparable Luminaire | Direct Wired | Reverse Phase Cut Controls | 53.2 | 3000 | -0.0002 | 95 | 77 | 168 | 1 | Elevated | 50000 |  |  | 50000 | 0.05 | 19 | 19 | 0.03 | 0.03 | 0.03 | 0.03 | 0.01 | 0 | 0.16 | 0.16 | 0.16 | 0.14 | 0.03 | 0 | 0.14 | 0.13 | 0.13 | 0.1 | 0.02 | 0 | True |  | Non Federally-Regulated | 01/19/2017 |  | 02/12/2020
Eaton (formerly Cooper Industries) | Halo | H457RTATE010 ELSG406935 | Light Emitting Diode | Inseparable Luminaire | Direct Wired | Reverse Phase Cut Controls | 53.2 | 3500 | -0.0002 | 95 | 77 | 168 | 1 | Elevated | 50000 |  |  | 50000 | 0.05 | 19 | 19 | 0.03 | 0.03 | 0.03 | 0.03 | 0.01 | 0 | 0.16 | 0.16 | 0.16 | 0.14 | 0.03 | 0 | 0.14 | 0.13 | 0.13 | 0.1 | 0.02 | 0 | True |  | Non Federally-Regulated | 01/19/2017 |  | 02/12/2020
Eaton (formerly Cooper Industries) | Halo | H457RTATE010 ELSG406940 | Light Emitting Diode | Inseparable Luminaire | Direct Wired | Reverse Phase Cut Controls | 53.2 | 4000 | -0.0002 | 95 | 77 | 168 | 1 | Elevated | 50000 |  |  | 50000 | 0.05 | 19 | 19 | 0.03 | 0.03 | 0.03 | 0.03 | 0.01 | 0 | 0.16 | 0.16 | 0.16 | 0.14 | 0.03 | 0 | 0.14 | 0.13 | 0.13 | 0.1 | 0.02 | 0 | True |  | Non Federally-Regulated | 01/19/2017 |  | 02/12/2020
Eaton (formerly Cooper Industries) | Halo | H457TCPE010 ELSG406927 | Light Emitting Diode | Inseparable Luminaire | Direct Wired | Reverse Phase Cut Controls | 53.2 | 2684 | -0.0002 | 95 | 77 | 171 | 1 | Elevated | 50000 |  |  | 50000 | 0.05 | 19 | 19 | 0.03 | 0.03 | 0.03 | 0.03 | 0.01 | 0 | 0.16 | 0.16 | 0.16 | 0.14 | 0.03 | 0 | 0.14 | 0.13 | 0.13 | 0.1 | 0.02 | 0 | True |  | Non Federally-Regulated | 01/19/2017 |  | 02/12/2020
Eaton (formerly Cooper Industries) | Halo | H457TCPE010 ELSG406930 | Light Emitting Diode | Inseparable Luminaire | Direct Wired | Reverse Phase Cut Controls | 53.2 | 3000 | -0.0002 | 95 | 77 | 171 | 1 | Elevated | 50000 |  |  | 50000 | 0.05 | 19 | 19 | 0.03 | 0.03 | 0.03 | 0.03 | 0.01 | 0 | 0.16 | 0.16 | 0.16 | 0.14 | 0.03 | 0 | 0.14 | 0.13 | 0.13 | 0.1 | 0.02 | 0 | True |  | Non Federally-Regulated | 01/19/2017 |  | 02/12/2020
Eaton (formerly Cooper Industries) | Halo | H457TCPE010 ELSG406935 | Light Emitting Diode | Inseparable Luminaire | Direct Wired | Reverse Phase Cut Controls | 53.2 | 3500 | -0.0002 | 95 | 77 | 171 | 1 | Elevated | 50000 |  |  | 50000 | 0.05 | 19 | 19 | 0.03 | 0.03 | 0.03 | 0.03 | 0.01 | 0 | 0.16 | 0.16 | 0.16 | 0.14 | 0.03 | 0 | 0.14 | 0.13 | 0.13 | 0.1 | 0.02 | 0 | True |  | Non Federally-Regulated | 01/19/2017 |  | 02/12/2020
Eaton (formerly Cooper Industries) | Halo | H457TCPE010 ELSG406940 | Light Emitting Diode | Inseparable Luminaire | Direct Wired | Reverse Phase Cut Controls | 53.2 | 4000 | -0.0002 | 95 | 77 | 171 | 1 | Elevated | 50000 |  |  | 50000 | 0.05 | 19 | 19 | 0.03 | 0.03 | 0.03 | 0.03 | 0.01 | 0 | 0.16 | 0.16 | 0.16 | 0.14 | 0.03 | 0 | 0.14 | 0.13 | 0.13 | 0.1 | 0.02 | 0 | True |  | Non Federally-Regulated | 01/19/2017 |  | 02/12/2020
Eaton (formerly Cooper Industries) | Halo | SLD612927WHUNVJB** | Light Emitting Diode | Inseparable Luminaire | Quick Connect | 0-10 VDC Controls | 66.3 | 2715 | -0.0015 | 94 | 62 | 110 | 1 | Elevated | 50000 |  |  | 50000 | 0.05 | 19 | 20 | 0.02 | 0.02 | 0.02 | 0.02 | 0.01 | 0 | 0.09 | 0.09 | 0.09 | 0.08 | 0.02 | 0 | 0.08 | 0.08 | 0.08 | 0.08 | 0.02 | 0 | True |  | Non Federally-Regulated | 02/01/2017 |  | 02/12/2020
Eaton (formerly Cooper Industries) | Halo | SLD612930WHUNVJB** | Light Emitting Diode | Inseparable Luminaire | Quick Connect | 0-10 VDC Controls | 66.3 | 3000 | -0.0015 | 94 | 62 | 110 | 1 | Elevated | 50000 |  |  | 50000 | 0.05 | 19 | 20 | 0.02 | 0.02 | 0.02 | 0.02 | 0.01 | 0 | 0.09 | 0.09 | 0.09 | 0.08 | 0.02 | 0 | 0.08 | 0.08 | 0.08 | 0.08 | 0.02 | 0 | True |  | Non Federally-Regulated | 02/01/2017 |  | 02/12/2020
Eaton (formerly Cooper Industries) | Halo | SLD612935WHUNVJB** | Light Emitting Diode | Inseparable Luminaire | Quick Connect | 0-10 VDC Controls | 66.3 | 3500 | -0.0015 | 94 | 62 | 110 | 1 | Elevated | 50000 |  |  | 50000 | 0.05 | 19 | 20 | 0.02 | 0.02 | 0.02 | 0.02 | 0.01 | 0 | 0.09 | 0.09 | 0.09 | 0.08 | 0.02 | 0 | 0.08 | 0.08 | 0.08 | 0.08 | 0.02 | 0 | True |  | Non Federally-Regulated | 02/01/2017 |  | 02/12/2020
Eaton (formerly Cooper Industries) | Halo | SLD612940WHUNVJB** | Light Emitting Diode | Inseparable Luminaire | Quick Connect | 0-10 VDC Controls | 66.3 | 4000 | -0.0015 | 94 | 62 | 110 | 1 | Elevated | 50000 |  |  | 50000 | 0.05 | 19 | 20 | 0.02 | 0.02 | 0.02 | 0.02 | 0.01 | 0 | 0.09 | 0.09 | 0.09 | 0.08 | 0.02 | 0 | 0.08 | 0.08 | 0.08 | 0.08 | 0.02 | 0 | True |  | Non Federally-Regulated | 02/01/2017 |  | 02/12/2020
Eaton (formerly Cooper Industries) | Halo | H457ICAT1E EL406927 | Light Emitting Diode | Inseparable Luminaire | Direct Wired | Reverse Phase Cut Controls | 54.2 | 2680 | -0.0002 | 94 | 76 | 81 | 1 | Elevated | 50000 |  |  | 50000 | 0.05 | 19 | 19 | 0.07 | 0.07 | 0.06 | 0.06 | 0.01 | 0 | 0.29 | 0.29 | 0.29 | 0.25 | 0.05 | 0 | 0.18 | 0.18 | 0.18 | 0.14 | 0.03 | 0 | True |  | Non Federally-Regulated | 02/01/2017 |  | 02/12/2020
Eaton (formerly Cooper Industries) | Halo | H457ICAT1E EL406930 | Light Emitting Diode | Inseparable Luminaire | Direct Wired | Reverse Phase Cut Controls | 54.2 | 3000 | -0.0002 | 94 | 76 | 81 | 1 | Elevated | 50000 |  |  | 50000 | 0.05 | 19 | 19 | 0.07 | 0.07 | 0.06 | 0.06 | 0.01 | 0 | 0.29 | 0.29 | 0.29 | 0.25 | 0.05 | 0 | 0.18 | 0.18 | 0.18 | 0.14 | 0.03 | 0 | True |  | Non Federally-Regulated | 02/01/2017 |  | 02/12/2020
Eaton (formerly Cooper Industries) | Halo | H457ICAT1E EL406935 | Light Emitting Diode | Inseparable Luminaire | Direct Wired | Reverse Phase Cut Controls | 54.2 | 3500 | -0.0002 | 94 | 76 | 81 | 1 | Elevated | 50000 |  |  | 50000 | 0.05 | 19 | 19 | 0.07 | 0.07 | 0.06 | 0.06 | 0.01 | 0 | 0.29 | 0.29 | 0.29 | 0.25 | 0.05 | 0 | 0.18 | 0.18 | 0.18 | 0.14 | 0.03 | 0 | True |  | Non Federally-Regulated | 02/01/2017 |  | 02/12/2020
Eaton (formerly Cooper Industries) | Halo | H457ICAT1E EL406940 | Light Emitting Diode | Inseparable Luminaire | Direct Wired | Reverse Phase Cut Controls | 54.2 | 4000 | -0.0002 | 94 | 76 | 81 | 1 | Elevated | 50000 |  |  | 50000 | 0.05 | 19 | 19 | 0.07 | 0.07 | 0.06 | 0.06 | 0.01 | 0 | 0.29 | 0.29 | 0.29 | 0.25 | 0.05 | 0 | 0.18 | 0.18 | 0.18 | 0.14 | 0.03 | 0 | True |  | Non Federally-Regulated | 02/01/2017 |  | 02/12/2020
Eaton (formerly Cooper Industries) | Halo | H457ICAT1E ELG406927 | Light Emitting Diode | Inseparable Luminaire | Direct Wired | Reverse Phase Cut Controls | 54.2 | 2680 | -0.0002 | 94 | 76 | 81 | 1 | Elevated | 50000 |  |  | 50000 | 0.05 | 19 | 19 | 0.07 | 0.07 | 0.06 | 0.06 | 0.01 | 0 | 0.29 | 0.29 | 0.29 | 0.25 | 0.05 | 0 | 0.18 | 0.18 | 0.18 | 0.14 | 0.03 | 0 | True |  | Non Federally-Regulated | 02/01/2017 |  | 02/12/2020
Eaton (formerly Cooper Industries) | Halo | H457ICAT1E ELG406930 | Light Emitting Diode | Inseparable Luminaire | Direct Wired | Reverse Phase Cut Controls | 54.2 | 3000 | -0.0002 | 94 | 76 | 81 | 1 | Elevated | 50000 |  |  | 50000 | 0.05 | 19 | 19 | 0.07 | 0.07 | 0.06 | 0.06 | 0.01 | 0 | 0.29 | 0.29 | 0.29 | 0.25 | 0.05 | 0 | 0.18 | 0.18 | 0.18 | 0.14 | 0.03 | 0 | True |  | Non Federally-Regulated | 02/01/2017 |  | 02/12/2020
Eaton (formerly Cooper Industries) | Halo | H457ICAT1E ELG406935 | Light Emitting Diode | Inseparable Luminaire | Direct Wired | Reverse Phase Cut Controls | 54.2 | 3500 | -0.0002 | 94 | 76 | 81 | 1 | Elevated | 50000 |  |  | 50000 | 0.05 | 19 | 19 | 0.07 | 0.07 | 0.06 | 0.06 | 0.01 | 0 | 0.29 | 0.29 | 0.29 | 0.25 | 0.05 | 0 | 0.18 | 0.18 | 0.18 | 0.14 | 0.03 | 0 | True |  | Non Federally-Regulated | 02/01/2017 |  | 02/12/2020
Eaton (formerly Cooper Industries) | Halo | H457ICAT1E ELG406940 | Light Emitting Diode | Inseparable Luminaire | Direct Wired | Reverse Phase Cut Controls | 54.2 | 4000 | -0.0002 | 94 | 76 | 81 | 1 | Elevated | 50000 |  |  | 50000 | 0.05 | 19 | 19 | 0.07 | 0.07 | 0.06 | 0.06 | 0.01 | 0 | 0.29 | 0.29 | 0.29 | 0.25 | 0.05 | 0 | 0.18 | 0.18 | 0.18 | 0.14 | 0.03 | 0 | True |  | Non Federally-Regulated | 02/01/2017 |  | 02/12/2020
Eaton (formerly Cooper Industries) | Halo | H457ICAT1E ELSG406927 | Light Emitting Diode | Inseparable Luminaire | Direct Wired | Reverse Phase Cut Controls | 54.2 | 2680 | -0.0002 | 94 | 76 | 81 | 1 | Elevated | 50000 |  |  | 50000 | 0.05 | 19 | 19 | 0.07 | 0.07 | 0.06 | 0.06 | 0.01 | 0 | 0.29 | 0.29 | 0.29 | 0.25 | 0.05 | 0 | 0.18 | 0.18 | 0.18 | 0.14 | 0.03 | 0 | True |  | Non Federally-Regulated | 02/01/2017 |  | 02/12/2020
Eaton (formerly Cooper Industries) | Halo | H457ICAT1E ELSG406930 | Light Emitting Diode | Inseparable Luminaire | Direct Wired | Reverse Phase Cut Controls | 54.2 | 3000 | -0.0002 | 94 | 76 | 81 | 1 | Elevated | 50000 |  |  | 50000 | 0.05 | 19 | 19 | 0.07 | 0.07 | 0.06 | 0.06 | 0.01 | 0 | 0.29 | 0.29 | 0.29 | 0.25 | 0.05 | 0 | 0.18 | 0.18 | 0.18 | 0.14 | 0.03 | 0 | True |  | Non Federally-Regulated | 02/01/2017 |  | 02/12/2020
Eaton (formerly Cooper Industries) | Halo | H457ICAT1E ELSG406935 | Light Emitting Diode | Inseparable Luminaire | Direct Wired | Reverse Phase Cut Controls | 54.2 | 3500 | -0.0002 | 94 | 76 | 81 | 1 | Elevated | 50000 |  |  | 50000 | 0.05 | 19 | 19 | 0.07 | 0.07 | 0.06 | 0.06 | 0.01 | 0 | 0.29 | 0.29 | 0.29 | 0.25 | 0.05 | 0 | 0.18 | 0.18 | 0.18 | 0.14 | 0.03 | 0 | True |  | Non Federally-Regulated | 02/01/2017 |  | 02/12/2020
Eaton (formerly Cooper Industries) | Halo | H457ICAT1E ELSG406940 | Light Emitting Diode | Inseparable Luminaire | Direct Wired | Reverse Phase Cut Controls | 54.2 | 4000 | -0.0002 | 94 | 76 | 81 | 1 | Elevated | 50000 |  |  | 50000 | 0.05 | 19 | 19 | 0.07 | 0.07 | 0.06 | 0.06 | 0.01 | 0 | 0.29 | 0.29 | 0.29 | 0.25 | 0.05 | 0 | 0.18 | 0.18 | 0.18 | 0.14 | 0.03 | 0 | True |  | Non Federally-Regulated | 02/01/2017 |  | 02/12/2020
Eaton (formerly Cooper Industries) | Halo | H457RICAT1E EL406927 | Light Emitting Diode | Inseparable Luminaire | Direct Wired | Reverse Phase Cut Controls | 54.2 | 2680 | -0.0002 | 94 | 76 | 81 | 1 | Elevated | 50000 |  |  | 50000 | 0.05 | 19 | 19 | 0.07 | 0.07 | 0.06 | 0.06 | 0.01 | 0 | 0.29 | 0.29 | 0.29 | 0.25 | 0.05 | 0 | 0.18 | 0.18 | 0.18 | 0.14 | 0.03 | 0 | True |  | Non Federally-Regulated | 02/01/2017 |  | 02/12/2020
Eaton (formerly Cooper Industries) | Halo | H457RICAT1E EL406930 | Light Emitting Diode | Inseparable Luminaire | Direct Wired | Reverse Phase Cut Controls | 54.2 | 3000 | -0.0002 | 94 | 76 | 81 | 1 | Elevated | 50000 |  |  | 50000 | 0.05 | 19 | 19 | 0.07 | 0.07 | 0.06 | 0.06 | 0.01 | 0 | 0.29 | 0.29 | 0.29 | 0.25 | 0.05 | 0 | 0.18 | 0.18 | 0.18 | 0.14 | 0.03 | 0 | True |  | Non Federally-Regulated | 02/01/2017 |  | 02/12/2020
Eaton (formerly Cooper Industries) | Halo | H457RICAT1E EL406935 | Light Emitting Diode | Inseparable Luminaire | Direct Wired | Reverse Phase Cut Controls | 54.2 | 3500 | -0.0002 | 94 | 76 | 81 | 1 | Elevated | 50000 |  |  | 50000 | 0.05 | 19 | 19 | 0.07 | 0.07 | 0.06 | 0.06 | 0.01 | 0 | 0.29 | 0.29 | 0.29 | 0.25 | 0.05 | 0 | 0.18 | 0.18 | 0.18 | 0.14 | 0.03 | 0 | True |  | Non Federally-Regulated | 02/01/2017 |  | 02/12/2020
Eaton (formerly Cooper Industries) | Halo | H457RICAT1E EL406940 | Light Emitting Diode | Inseparable Luminaire | Direct Wired | Reverse Phase Cut Controls | 54.2 | 4000 | -0.0002 | 94 | 76 | 81 | 1 | Elevated | 50000 |  |  | 50000 | 0.05 | 19 | 19 | 0.07 | 0.07 | 0.06 | 0.06 | 0.01 | 0 | 0.29 | 0.29 | 0.29 | 0.25 | 0.05 | 0 | 0.18 | 0.18 | 0.18 | 0.14 | 0.03 | 0 | True |  | Non Federally-Regulated | 02/01/2017 |  | 02/12/2020
Eaton (formerly Cooper Industries) | Halo | H457RICAT1E ELG406927 | Light Emitting Diode | Inseparable Luminaire | Direct Wired | Reverse Phase Cut Controls | 54.2 | 2680 | -0.0002 | 94 | 76 | 81 | 1 | Elevated | 50000 |  |  | 50000 | 0.05 | 19 | 19 | 0.07 | 0.07 | 0.06 | 0.06 | 0.01 | 0 | 0.29 | 0.29 | 0.29 | 0.25 | 0.05 | 0 | 0.18 | 0.18 | 0.18 | 0.14 | 0.03 | 0 | True |  | Non Federally-Regulated | 02/01/2017 |  | 02/12/2020
Eaton (formerly Cooper Industries) | Halo | H457RICAT1E ELG406930 | Light Emitting Diode | Inseparable Luminaire | Direct Wired | Reverse Phase Cut Controls | 54.2 | 3000 | -0.0002 | 94 | 76 | 81 | 1 | Elevated | 50000 |  |  | 50000 | 0.05 | 19 | 19 | 0.07 | 0.07 | 0.06 | 0.06 | 0.01 | 0 | 0.29 | 0.29 | 0.29 | 0.25 | 0.05 | 0 | 0.18 | 0.18 | 0.18 | 0.14 | 0.03 | 0 | True |  | Non Federally-Regulated | 02/01/2017 |  | 02/12/2020
Eaton (formerly Cooper Industries) | Halo | H457RICAT1E ELG406935 | Light Emitting Diode | Inseparable Luminaire | Direct Wired | Reverse Phase Cut Controls | 54.2 | 3500 | -0.0002 | 94 | 76 | 81 | 1 | Elevated | 50000 |  |  | 50000 | 0.05 | 19 | 19 | 0.07 | 0.07 | 0.06 | 0.06 | 0.01 | 0 | 0.29 | 0.29 | 0.29 | 0.25 | 0.05 | 0 | 0.18 | 0.18 | 0.18 | 0.14 | 0.03 | 0 | True |  | Non Federally-Regulated | 02/01/2017 |  | 02/12/2020
Eaton (formerly Cooper Industries) | Halo | H457RICAT1E ELG406940 | Light Emitting Diode | Inseparable Luminaire | Direct Wired | Reverse Phase Cut Controls | 54.2 | 4000 | -0.0002 | 94 | 76 | 81 | 1 | Elevated | 50000 |  |  | 50000 | 0.05 | 19 | 19 | 0.07 | 0.07 | 0.06 | 0.06 | 0.01 | 0 | 0.29 | 0.29 | 0.29 | 0.25 | 0.05 | 0 | 0.18 | 0.18 | 0.18 | 0.14 | 0.03 | 0 | True |  | Non Federally-Regulated | 02/01/2017 |  | 02/12/2020
Eaton (formerly Cooper Industries) | Halo | H457RICAT1E ELSG406927 | Light Emitting Diode | Inseparable Luminaire | Direct Wired | Reverse Phase Cut Controls | 54.2 | 2680 | -0.0002 | 94 | 76 | 81 | 1 | Elevated | 50000 |  |  | 50000 | 0.05 | 19 | 19 | 0.07 | 0.07 | 0.06 | 0.06 | 0.01 | 0 | 0.29 | 0.29 | 0.29 | 0.25 | 0.05 | 0 | 0.18 | 0.18 | 0.18 | 0.14 | 0.03 | 0 | True |  | Non Federally-Regulated | 02/01/2017 |  | 02/12/2020
Eaton (formerly Cooper Industries) | Halo | H457RICAT1E ELSG406930 | Light Emitting Diode | Inseparable Luminaire | Direct Wired | Reverse Phase Cut Controls | 54.2 | 3000 | -0.0002 | 94 | 76 | 81 | 1 | Elevated | 50000 |  |  | 50000 | 0.05 | 19 | 19 | 0.07 | 0.07 | 0.06 | 0.06 | 0.01 | 0 | 0.29 | 0.29 | 0.29 | 0.25 | 0.05 | 0 | 0.18 | 0.18 | 0.18 | 0.14 | 0.03 | 0 | True |  | Non Federally-Regulated | 02/01/2017 |  | 02/12/2020
Eaton (formerly Cooper Industries) | Halo | H457RICAT1E ELSG406935 | Light Emitting Diode | Inseparable Luminaire | Direct Wired | Reverse Phase Cut Controls | 54.2 | 3500 | -0.0002 | 94 | 76 | 81 | 1 | Elevated | 50000 |  |  | 50000 | 0.05 | 19 | 19 | 0.07 | 0.07 | 0.06 | 0.06 | 0.01 | 0 | 0.29 | 0.29 | 0.29 | 0.25 | 0.05 | 0 | 0.18 | 0.18 | 0.18 | 0.14 | 0.03 | 0 | True |  | Non Federally-Regulated | 02/01/2017 |  | 02/12/2020
Eaton (formerly Cooper Industries) | Halo | H457RICAT1E ELSG406940 | Light Emitting Diode | Inseparable Luminaire | Direct Wired | Reverse Phase Cut Controls | 54.2 | 4000 | -0.0002 | 94 | 76 | 81 | 1 | Elevated | 50000 |  |  | 50000 | 0.05 | 19 | 19 | 0.07 | 0.07 | 0.06 | 0.06 | 0.01 | 0 | 0.29 | 0.29 | 0.29 | 0.25 | 0.05 | 0 | 0.18 | 0.18 | 0.18 | 0.14 | 0.03 | 0 | True |  | Non Federally-Regulated | 02/01/2017 |  | 02/12/2020
Eaton (formerly Cooper Industries) | Halo | RL560WH12927** | Light Emitting Diode | Inseparable Luminaire | Quick Connect | Reverse Phase Cut Controls | 77.8 | 2694 | -0.0012 | 93 | 64 | 110 | 1 | Elevated | 50000 |  |  | 50000 | 0.05 | 21 | 22 | 0.01 | 0.01 | 0.01 | 0.01 | 0 | 0 | 0.08 | 0.08 | 0.08 | 0.06 | 0.01 | 0 | 0.07 | 0.07 | 0.08 | 0.06 | 0.01 | 0 | True |  | Non Federally-Regulated | 02/07/2017 |  | 02/12/2020
Eaton (formerly Cooper Industries) | Halo | RL560WH12930** | Light Emitting Diode | Inseparable Luminaire | Quick Connect | Reverse Phase Cut Controls | 77.8 | 3000 | -0.0012 | 93 | 64 | 110 | 1 | Elevated | 50000 |  |  | 50000 | 0.05 | 21 | 22 | 0.01 | 0.01 | 0.01 | 0.01 | 0 | 0 | 0.08 | 0.08 | 0.08 | 0.06 | 0.01 | 0 | 0.07 | 0.07 | 0.08 | 0.06 | 0.01 | 0 | True |  | Non Federally-Regulated | 02/07/2017 |  | 02/12/2020
Eaton (formerly Cooper Industries) | Halo | RL560WH12935** | Light Emitting Diode | Inseparable Luminaire | Quick Connect | Reverse Phase Cut Controls | 77.8 | 3500 | -0.0012 | 93 | 64 | 110 | 1 | Elevated | 50000 |  |  | 50000 | 0.05 | 21 | 22 | 0.01 | 0.01 | 0.01 | 0.01 | 0 | 0 | 0.08 | 0.08 | 0.08 | 0.06 | 0.01 | 0 | 0.07 | 0.07 | 0.08 | 0.06 | 0.01 | 0 | True |  | Non Federally-Regulated | 02/07/2017 |  | 02/12/2020
Eaton (formerly Cooper Industries) | Halo | RL560WH12940** | Light Emitting Diode | Inseparable Luminaire | Quick Connect | Reverse Phase Cut Controls | 77.8 | 4000 | -0.0012 | 93 | 64 | 110 | 1 | Elevated | 50000 |  |  | 50000 | 0.05 | 21 | 22 | 0.01 | 0.01 | 0.01 | 0.01 | 0 | 0 | 0.08 | 0.08 | 0.08 | 0.06 | 0.01 | 0 | 0.07 | 0.07 | 0.08 | 0.06 | 0.01 | 0 | True |  | Non Federally-Regulated | 02/07/2017 |  | 02/12/2020
Eaton (formerly Cooper Industries) | Halo | LT560WH6927* | Light Emitting Diode | Inseparable Luminaire | Quick Connect | Reverse Phase Cut Controls | 70.6 | 2693 | -0.002 | 92 | 57 | 203 | 1 | Elevated | 35000 |  |  | 35000 | 0.05 | 18 | 19 | 0.02 | 0.02 | 0.02 | 0.02 | 0 | 0 | 0.13 | 0.14 | 0.14 | 0.11 | 0.03 | 0 | 0.12 | 0.12 | 0.13 | 0.1 | 0.02 | 0 | True |  | Non Federally-Regulated | 02/27/2017 |  | 02/12/2020
Eaton (formerly Cooper Industries) | Halo | LT560WH6930* | Light Emitting Diode | Inseparable Luminaire | Quick Connect | Reverse Phase Cut Controls | 70.6 | 3014 | -0.001 | 92 | 57 | 203 | 1 | Elevated | 35000 |  |  | 35000 | 0.05 | 18 | 19 | 0.02 | 0.02 | 0.02 | 0.02 | 0 | 0 | 0.13 | 0.14 | 0.14 | 0.11 | 0.03 | 0 | 0.12 | 0.12 | 0.13 | 0.1 | 0.02 | 0 | True |  | Non Federally-Regulated | 02/27/2017 |  | 02/12/2020
Eaton (formerly Cooper Industries) | Halo | LT560WH6935* | Light Emitting Diode | Inseparable Luminaire | Quick Connect | Reverse Phase Cut Controls | 70.6 | 3451 | -0.0011 | 92 | 57 | 203 | 1 | Elevated | 35000 |  |  | 35000 | 0.05 | 18 | 19 | 0.02 | 0.02 | 0.02 | 0.02 | 0 | 0 | 0.13 | 0.14 | 0.14 | 0.11 | 0.03 | 0 | 0.12 | 0.12 | 0.13 | 0.1 | 0.02 | 0 | True |  | Non Federally-Regulated | 02/27/2017 |  | 02/12/2020
Eaton (formerly Cooper Industries) | Halo | LT560WH6940* | Light Emitting Diode | Inseparable Luminaire | Quick Connect | Reverse Phase Cut Controls | 70.6 | 3935 | -0.0012 | 92 | 57 | 203 | 1 | Elevated | 35000 |  |  | 35000 | 0.05 | 18 | 19 | 0.02 | 0.02 | 0.02 | 0.02 | 0 | 0 | 0.13 | 0.14 | 0.14 | 0.11 | 0.03 | 0 | 0.12 | 0.12 | 0.13 | 0.1 | 0.02 | 0 | True |  | Non Federally-Regulated | 02/27/2017 |  | 02/12/2020
Eaton (formerly Cooper Industries) | Halo | LT460WH6927* | Light Emitting Diode | Inseparable Luminaire | Quick Connect | Reverse Phase Cut Controls | 60.8 | 2684 | -0.0026 | 92 | 59 | 208 | 1 | Elevated | 35000 |  |  | 35000 | 0.05 | 19 | 19 | 0.02 | 0.02 | 0.02 | 0.02 | 0.01 | 0 | 0.13 | 0.13 | 0.13 | 0.11 | 0.02 | 0 | 0.12 | 0.11 | 0.12 | 0.09 | 0.02 | 0 | True |  | Non Federally-Regulated | 02/27/2017 |  | 02/12/2020
Eaton (formerly Cooper Industries) | Halo | LT460WH6930* | Light Emitting Diode | Inseparable Luminaire | Quick Connect | Reverse Phase Cut Controls | 60.8 | 2999 | -0.0015 | 92 | 59 | 208 | 1 | Elevated | 35000 |  |  | 35000 | 0.05 | 19 | 19 | 0.02 | 0.02 | 0.02 | 0.02 | 0.01 | 0 | 0.13 | 0.13 | 0.13 | 0.11 | 0.02 | 0 | 0.12 | 0.11 | 0.12 | 0.09 | 0.02 | 0 | True |  | Non Federally-Regulated | 02/27/2017 |  | 02/12/2020
Eaton (formerly Cooper Industries) | Halo | LT460WH6935* | Light Emitting Diode | Inseparable Luminaire | Quick Connect | Reverse Phase Cut Controls | 60.8 | 3471 | -0.0015 | 92 | 59 | 208 | 1 | Elevated | 35000 |  |  | 35000 | 0.05 | 19 | 19 | 0.02 | 0.02 | 0.02 | 0.02 | 0.01 | 0 | 0.13 | 0.13 | 0.13 | 0.11 | 0.02 | 0 | 0.12 | 0.11 | 0.12 | 0.09 | 0.02 | 0 | True |  | Non Federally-Regulated | 02/27/2017 |  | 02/12/2020
Eaton (formerly Cooper Industries) | Halo | LT460WH6940* | Light Emitting Diode | Inseparable Luminaire | Quick Connect | Reverse Phase Cut Controls | 60.8 | 4001 | -0.0021 | 92 | 59 | 208 | 1 | Elevated | 35000 |  |  | 35000 | 0.05 | 19 | 19 | 0.02 | 0.02 | 0.02 | 0.02 | 0.01 | 0 | 0.13 | 0.13 | 0.13 | 0.11 | 0.02 | 0 | 0.12 | 0.11 | 0.12 | 0.09 | 0.02 | 0 | True |  | Non Federally-Regulated | 02/27/2017 |  | 02/12/2020
Eaton (formerly Cooper Industries) | Halo | RL560WH6927** | Light Emitting Diode | Inseparable Luminaire | Quick Connect | Forward Phase Cut Controls | 65.2 | 2762 | -0.0005 | 93 | 66 | 122 | 1 | Elevated | 50000 |  |  | 50000 | 0.05 | 22 | 22 | 0.02 | 0.02 | 0.02 | 0.02 | 0 | 0 | 0.07 | 0.07 | 0.07 | 0.06 | 0.01 | 0 | 0.09 | 0.08 | 0.08 | 0.06 | 0.01 | 0 | True |  | Non Federally-Regulated | 03/21/2017 |  | 02/12/2020
Eaton (formerly Cooper Industries) | Halo | RL560WH6930** | Light Emitting Diode | Inseparable Luminaire | Quick Connect | Forward Phase Cut Controls | 65.2 | 3000 | -0.0005 | 93 | 66 | 122 | 1 | Elevated | 50000 |  |  | 50000 | 0.05 | 22 | 22 | 0.02 | 0.02 | 0.02 | 0.02 | 0 | 0 | 0.07 | 0.07 | 0.07 | 0.06 | 0.01 | 0 | 0.09 | 0.08 | 0.08 | 0.06 | 0.01 | 0 | True |  | Non Federally-Regulated | 03/21/2017 |  | 02/12/2020
Eaton (formerly Cooper Industries) | Halo | RL560WH6935** | Light Emitting Diode | Inseparable Luminaire | Quick Connect | Forward Phase Cut Controls | 65.2 | 3500 | -0.0005 | 93 | 66 | 122 | 1 | Elevated | 50000 |  |  | 50000 | 0.05 | 22 | 22 | 0.02 | 0.02 | 0.02 | 0.02 | 0 | 0 | 0.07 | 0.07 | 0.07 | 0.06 | 0.01 | 0 | 0.09 | 0.08 | 0.08 | 0.06 | 0.01 | 0 | True |  | Non Federally-Regulated | 03/21/2017 |  | 02/12/2020
Eaton (formerly Cooper Industries) | Halo | RL560WH6940** | Light Emitting Diode | Inseparable Luminaire | Quick Connect | Forward Phase Cut Controls | 65.2 | 4000 | -0.0005 | 93 | 66 | 122 | 1 | Elevated | 50000 |  |  | 50000 | 0.05 | 22 | 22 | 0.02 | 0.02 | 0.02 | 0.02 | 0 | 0 | 0.07 | 0.07 | 0.07 | 0.06 | 0.01 | 0 | 0.09 | 0.08 | 0.08 | 0.06 | 0.01 | 0 | True |  | Non Federally-Regulated | 03/21/2017 |  | 02/12/2020
Eaton (formerly Cooper Industries) | Halo | RL560WH12927** | Light Emitting Diode | Inseparable Luminaire | Quick Connect | Forward Phase Cut Controls | 77.8 | 2694 | -0.0012 | 93 | 64 | 110 | 1 | Elevated | 50000 |  |  | 50000 | 0.05 | 21 | 22 | 0.04 | 0.04 | 0.04 | 0.03 | 0.01 | 0 | 0.26 | 0.26 | 0.26 | 0.21 | 0.05 | 0 | 0.21 | 0.21 | 0.21 | 0.16 | 0.04 | 0 | True |  | Non Federally-Regulated | 03/21/2017 |  | 02/12/2020
Eaton (formerly Cooper Industries) | Halo | RL560WH12930** | Light Emitting Diode | Inseparable Luminaire | Quick Connect | Forward Phase Cut Controls | 77.8 | 3000 | -0.0012 | 93 | 64 | 110 | 1 | Elevated | 50000 |  |  | 50000 | 0.05 | 21 | 22 | 0.04 | 0.04 | 0.04 | 0.03 | 0.01 | 0 | 0.26 | 0.26 | 0.26 | 0.21 | 0.05 | 0 | 0.21 | 0.21 | 0.21 | 0.16 | 0.04 | 0 | True |  | Non Federally-Regulated | 03/21/2017 |  | 02/12/2020
Eaton (formerly Cooper Industries) | Halo | RL560WH12935** | Light Emitting Diode | Inseparable Luminaire | Quick Connect | Forward Phase Cut Controls | 77.8 | 3500 | -0.0012 | 93 | 64 | 110 | 1 | Elevated | 50000 |  |  | 50000 | 0.05 | 21 | 22 | 0.04 | 0.04 | 0.04 | 0.03 | 0.01 | 0 | 0.26 | 0.26 | 0.26 | 0.21 | 0.05 | 0 | 0.21 | 0.21 | 0.21 | 0.16 | 0.04 | 0 | True |  | Non Federally-Regulated | 03/21/2017 |  | 02/12/2020
Eaton (formerly Cooper Industries) | Halo | RL560WH12940** | Light Emitting Diode | Inseparable Luminaire | Quick Connect | Forward Phase Cut Controls | 77.8 | 4000 | -0.0012 | 93 | 64 | 110 | 1 | Elevated | 50000 |  |  | 50000 | 0.05 | 21 | 22 | 0.04 | 0.04 | 0.04 | 0.03 | 0.01 | 0 | 0.26 | 0.26 | 0.26 | 0.21 | 0.05 | 0 | 0.21 | 0.21 | 0.21 | 0.16 | 0.04 | 0 | True |  | Non Federally-Regulated | 03/21/2017 |  | 02/12/2020
Eaton (formerly Cooper Industries) | Halo | RL460WH927** | Light Emitting Diode | Inseparable Luminaire | Quick Connect | Forward Phase Cut Controls | 62.3 | 2762 | -0.0004 | 93 | 64 | 318 | 1 | Elevated | 50000 |  |  | 50000 | 0.05 | 20 | 22 | 0.09 | 0.09 | 0.09 | 0.08 | 0.02 | 0 | 0.31 | 0.31 | 0.31 | 0.24 | 0.05 | 0 | 0.38 | 0.39 | 0.39 | 0.29 | 0.06 | 0 | True |  | Non Federally-Regulated | 03/21/2017 |  | 02/12/2020
Eaton (formerly Cooper Industries) | Halo | RL460WH930** | Light Emitting Diode | Inseparable Luminaire | Quick Connect | Forward Phase Cut Controls | 62.3 | 3000 | -0.0004 | 93 | 64 | 318 | 1 | Elevated | 50000 |  |  | 50000 | 0.05 | 20 | 22 | 0.09 | 0.09 | 0.09 | 0.08 | 0.02 | 0 | 0.31 | 0.31 | 0.31 | 0.24 | 0.05 | 0 | 0.38 | 0.39 | 0.39 | 0.29 | 0.06 | 0 | True |  | Non Federally-Regulated | 03/21/2017 |  | 02/12/2020
Eaton (formerly Cooper Industries) | Halo | RL460WH935** | Light Emitting Diode | Inseparable Luminaire | Quick Connect | Forward Phase Cut Controls | 62.3 | 3500 | -0.0004 | 93 | 64 | 318 | 1 | Elevated | 50000 |  |  | 50000 | 0.05 | 20 | 22 | 0.09 | 0.09 | 0.09 | 0.08 | 0.02 | 0 | 0.31 | 0.31 | 0.31 | 0.24 | 0.05 | 0 | 0.38 | 0.39 | 0.39 | 0.29 | 0.06 | 0 | True |  | Non Federally-Regulated | 03/21/2017 |  | 02/12/2020
Eaton (formerly Cooper Industries) | Halo | RL460WH940** | Light Emitting Diode | Inseparable Luminaire | Quick Connect | Forward Phase Cut Controls | 62.3 | 4000 | -0.0004 | 93 | 64 | 318 | 1 | Elevated | 50000 |  |  | 50000 | 0.05 | 20 | 22 | 0.09 | 0.09 | 0.09 | 0.08 | 0.02 | 0 | 0.31 | 0.31 | 0.31 | 0.24 | 0.05 | 0 | 0.38 | 0.39 | 0.39 | 0.29 | 0.06 | 0 | True |  | Non Federally-Regulated | 03/21/2017 |  | 02/12/2020
Eaton (formerly Cooper Industries) | Halo | ML5609D2W930**** | Light Emitting Diode | Inseparable Luminaire | Quick Connect | Forward Phase Cut Controls | 56.2 | 3029 | -0.0016 | 94 | 64 | 150 | 1 | Elevated | 50000 |  |  | 50000 | 0.05 | 19 | 21 | 0.06 | 0.06 | 0.06 | 0.06 | 0.01 | 0 | 0.12 | 0.12 | 0.12 | 0.11 | 0.02 | 0 | 0.08 | 0.08 | 0.08 | 0.06 | 0.01 | 0 | True |  | Non Federally-Regulated | 03/21/2017 |  | 02/12/2020
Eaton (formerly Cooper Industries) | Halo | SMD6S6927**** | Light Emitting Diode | Inseparable Luminaire | Quick Connect | Forward Phase Cut Controls | 70.7 | 2728 | -0.001 | 93 | 68 | 122 | 1 | Elevated | 50000 |  |  | 50000 | 0.05 | 20 | 20 | 0.08 | 0.08 | 0.07 | 0.07 | 0.01 | 0 | 0.28 | 0.28 | 0.29 | 0.22 | 0.05 | 0 | 0.23 | 0.23 | 0.24 | 0.18 | 0.04 | 0 | True |  | Non Federally-Regulated | 03/22/2017 |  | 02/12/2020
Eaton (formerly Cooper Industries) | Halo | SMD6S6930**** | Light Emitting Diode | Inseparable Luminaire | Quick Connect | Forward Phase Cut Controls | 70.7 | 3000 | -0.001 | 93 | 68 | 122 | 1 | Elevated | 50000 |  |  | 50000 | 0.05 | 20 | 20 | 0.08 | 0.08 | 0.07 | 0.07 | 0.01 | 0 | 0.28 | 0.28 | 0.29 | 0.22 | 0.05 | 0 | 0.23 | 0.23 | 0.24 | 0.18 | 0.04 | 0 | True |  | Non Federally-Regulated | 03/22/2017 |  | 02/12/2020
Eaton (formerly Cooper Industries) | Halo | SMD6S6935**** | Light Emitting Diode | Inseparable Luminaire | Quick Connect | Forward Phase Cut Controls | 70.7 | 3500 | -0.001 | 93 | 68 | 122 | 1 | Elevated | 50000 |  |  | 50000 | 0.05 | 20 | 20 | 0.08 | 0.08 | 0.07 | 0.07 | 0.01 | 0 | 0.28 | 0.28 | 0.29 | 0.22 | 0.05 | 0 | 0.23 | 0.23 | 0.24 | 0.18 | 0.04 | 0 | True |  | Non Federally-Regulated | 03/22/2017 |  | 02/12/2020
Eaton (formerly Cooper Industries) | Halo | SMD6S6940**** | Light Emitting Diode | Inseparable Luminaire | Quick Connect | Forward Phase Cut Controls | 70.7 | 4000 | -0.001 | 93 | 68 | 122 | 1 | Elevated | 50000 |  |  | 50000 | 0.05 | 20 | 20 | 0.08 | 0.08 | 0.07 | 0.07 | 0.01 | 0 | 0.28 | 0.28 | 0.29 | 0.22 | 0.05 | 0 | 0.23 | 0.23 | 0.24 | 0.18 | 0.04 | 0 | True |  | Non Federally-Regulated | 03/22/2017 |  | 02/12/2020
Eaton (formerly Cooper Industries) | Halo | SMD4S6927**** | Light Emitting Diode | Inseparable Luminaire | Quick Connect | Forward Phase Cut Controls | 66.6 | 2700 | -0.0013 | 93 | 66 | 122 | 1 | Elevated | 50000 |  |  | 50000 | 0.05 | 20 | 20 | 0.08 | 0.08 | 0.07 | 0.07 | 0.01 | 0 | 0.28 | 0.28 | 0.29 | 0.22 | 0.05 | 0 | 0.23 | 0.23 | 0.24 | 0.18 | 0.04 | 0 | True |  | Non Federally-Regulated | 03/22/2017 |  | 02/12/2020
Eaton (formerly Cooper Industries) | Halo | SMD4S6930**** | Light Emitting Diode | Inseparable Luminaire | Quick Connect | Forward Phase Cut Controls | 66.6 | 3000 | -0.0013 | 93 | 66 | 122 | 1 | Elevated | 50000 |  |  | 50000 | 0.05 | 20 | 20 | 0.08 | 0.08 | 0.07 | 0.07 | 0.01 | 0 | 0.28 | 0.28 | 0.29 | 0.22 | 0.05 | 0 | 0.23 | 0.23 | 0.24 | 0.18 | 0.04 | 0 | True |  | Non Federally-Regulated | 03/22/2017 |  | 02/12/2020
Eaton (formerly Cooper Industries) | Halo | SMD4S6935**** | Light Emitting Diode | Inseparable Luminaire | Quick Connect | Forward Phase Cut Controls | 66.6 | 3500 | -0.0013 | 93 | 66 | 122 | 1 | Elevated | 50000 |  |  | 50000 | 0.05 | 20 | 20 | 0.08 | 0.08 | 0.07 | 0.07 | 0.01 | 0 | 0.28 | 0.28 | 0.29 | 0.22 | 0.05 | 0 | 0.23 | 0.23 | 0.24 | 0.18 | 0.04 | 0 | True |  | Non Federally-Regulated | 03/22/2017 |  | 02/12/2020
Eaton (formerly Cooper Industries) | Halo | SMD4S6940**** | Light Emitting Diode | Inseparable Luminaire | Quick Connect | Forward Phase Cut Controls | 66.6 | 4000 | -0.0013 | 93 | 66 | 122 | 1 | Elevated | 50000 |  |  | 50000 | 0.05 | 20 | 20 | 0.08 | 0.08 | 0.07 | 0.07 | 0.01 | 0 | 0.28 | 0.28 | 0.29 | 0.22 | 0.05 | 0 | 0.23 | 0.23 | 0.24 | 0.18 | 0.04 | 0 | True |  | Non Federally-Regulated | 03/22/2017 |  | 02/12/2020
Eaton (formerly Cooper Industries) | Halo | SLD612927WHUNVJB** | Light Emitting Diode | Inseparable Luminaire | Quick Connect | Forward Phase Cut Controls | 66.3 | 2715 | -0.0015 | 94 | 62 | 110 | 1 | Elevated | 50000 |  |  | 50000 | 0.05 | 19 | 20 | 0.03 | 0.03 | 0.03 | 0.03 | 0.1 | 0 | 0.1 | 0.1 | 0.1 | 0.09 | 0.02 | 0 | 0.13 | 0.13 | 0.13 | 0.1 | 0.02 | 0 | True |  | Non Federally-Regulated | 03/22/2017 |  | 02/12/2020
Eaton (formerly Cooper Industries) | Halo | SLD612930WHUNVJB** | Light Emitting Diode | Inseparable Luminaire | Quick Connect | Forward Phase Cut Controls | 66.3 | 3000 | -0.0015 | 94 | 62 | 110 | 1 | Elevated | 50000 |  |  | 50000 | 0.05 | 19 | 20 | 0.03 | 0.03 | 0.03 | 0.03 | 0.1 | 0 | 0.1 | 0.1 | 0.1 | 0.09 | 0.02 | 0 | 0.13 | 0.13 | 0.13 | 0.1 | 0.02 | 0 | True |  | Non Federally-Regulated | 03/22/2017 |  | 02/12/2020
Eaton (formerly Cooper Industries) | Halo | SLD612935WHUNVJB** | Light Emitting Diode | Inseparable Luminaire | Quick Connect | Forward Phase Cut Controls | 66.3 | 3500 | -0.0015 | 94 | 62 | 110 | 1 | Elevated | 50000 |  |  | 50000 | 0.05 | 19 | 20 | 0.03 | 0.03 | 0.03 | 0.03 | 0.1 | 0 | 0.1 | 0.1 | 0.1 | 0.09 | 0.02 | 0 | 0.13 | 0.13 | 0.13 | 0.1 | 0.02 | 0 | True |  | Non Federally-Regulated | 03/22/2017 |  | 02/12/2020
Eaton (formerly Cooper Industries) | Halo | SLD612940WHUNVJB** | Light Emitting Diode | Inseparable Luminaire | Quick Connect | Forward Phase Cut Controls | 66.3 | 4000 | -0.0015 | 94 | 62 | 110 | 1 | Elevated | 50000 |  |  | 50000 | 0.05 | 19 | 20 | 0.03 | 0.03 | 0.03 | 0.03 | 0.1 | 0 | 0.1 | 0.1 | 0.1 | 0.09 | 0.02 | 0 | 0.13 | 0.13 | 0.13 | 0.1 | 0.02 | 0 | True |  | Non Federally-Regulated | 03/22/2017 |  | 02/12/2020
Eaton (formerly Cooper Industries) | Halo | SLD612927** | Light Emitting Diode | Inseparable Luminaire | Quick Connect | Forward Phase Cut Controls | 65.8 | 2704 | -0.0018 | 94 | 62 | 77 | 1 | Elevated | 50000 |  |  | 50000 | 0.05 | 20 | 22 | 0.04 | 0.04 | 0.03 | 0.03 | 0.01 | 0 | 0.18 | 0.17 | 0.17 | 0.15 | 0.03 | 0 | 0.16 | 0.15 | 0.16 | 0.12 | 0.03 | 0 | True |  | Non Federally-Regulated | 03/22/2017 |  | 02/12/2020
Eaton (formerly Cooper Industries) | Halo | SLD612930** | Light Emitting Diode | Inseparable Luminaire | Quick Connect | Forward Phase Cut Controls | 65.8 | 3000 | -0.0018 | 94 | 62 | 77 | 1 | Elevated | 50000 |  |  | 50000 | 0.05 | 20 | 22 | 0.04 | 0.04 | 0.03 | 0.03 | 0.01 | 0 | 0.18 | 0.17 | 0.17 | 0.15 | 0.03 | 0 | 0.16 | 0.15 | 0.16 | 0.12 | 0.03 | 0 | True |  | Non Federally-Regulated | 03/22/2017 |  | 02/12/2020
Eaton (formerly Cooper Industries) | Halo | SLD612935** | Light Emitting Diode | Inseparable Luminaire | Quick Connect | Forward Phase Cut Controls | 65.8 | 3500 | -0.0018 | 94 | 62 | 77 | 1 | Elevated | 50000 |  |  | 50000 | 0.05 | 20 | 22 | 0.04 | 0.04 | 0.03 | 0.03 | 0.01 | 0 | 0.18 | 0.17 | 0.17 | 0.15 | 0.03 | 0 | 0.16 | 0.15 | 0.16 | 0.12 | 0.03 | 0 | True |  | Non Federally-Regulated | 03/22/2017 |  | 02/12/2020
Eaton (formerly Cooper Industries) | Halo | SLD612940** | Light Emitting Diode | Inseparable Luminaire | Quick Connect | Forward Phase Cut Controls | 65.8 | 4000 | -0.0018 | 94 | 62 | 77 | 1 | Elevated | 50000 |  |  | 50000 | 0.05 | 20 | 22 | 0.04 | 0.04 | 0.03 | 0.03 | 0.01 | 0 | 0.18 | 0.17 | 0.17 | 0.15 | 0.03 | 0 | 0.16 | 0.15 | 0.16 | 0.12 | 0.03 | 0 | True |  | Non Federally-Regulated | 03/22/2017 |  | 02/12/2020
Eaton (formerly Cooper Industries) | Halo | ML5612D2W930**** | Light Emitting Diode | Inseparable Luminaire | Quick Connect | Forward Phase Cut Controls | 50.9 | 2971 | -0.0019 | 93 | 61 | 100 | 1 | Elevated | 50000 |  |  | 50000 | 0.05 | 19 | 21 | 0.03 | 0.03 | 0.03 | 0.03 | 0.01 | 0 | 0.11 | 0.11 | 0.11 | 0.1 | 0.02 | 0 | 0.05 | 0.05 | 0.05 | 0.04 | 0.01 | 0 | True |  | Non Federally-Regulated | 03/22/2017 |  | 02/12/2020
Eaton (formerly Cooper Industries) | Halo | ML5612927** | Light Emitting Diode | Inseparable Luminaire | Quick Connect | Forward Phase Cut Controls | 61 | 2594 | -0.0013 | 93 | 74 | 81 | 1 | Elevated | 50000 |  |  | 50000 | 0.05 | 21 | 22 | 0.08 | 0.08 | 0.08 | 0.07 | 0.02 | 0 | 0.26 | 0.26 | 0.26 | 0.23 | 0.05 | 0 | 0.16 | 0.16 | 0.16 | 0.13 | 0.03 | 0 | True |  | Non Federally-Regulated | 03/22/2017 |  | 02/12/2020
Eaton (formerly Cooper Industries) | Halo | ML5612930** | Light Emitting Diode | Inseparable Luminaire | Quick Connect | Forward Phase Cut Controls | 61 | 3000 | -0.0013 | 93 | 74 | 81 | 1 | Elevated | 50000 |  |  | 50000 | 0.05 | 21 | 22 | 0.08 | 0.08 | 0.08 | 0.07 | 0.02 | 0 | 0.26 | 0.26 | 0.26 | 0.23 | 0.05 | 0 | 0.16 | 0.16 | 0.16 | 0.13 | 0.03 | 0 | True |  | Non Federally-Regulated | 03/22/2017 |  | 02/12/2020
Eaton (formerly Cooper Industries) | Halo | ML5612935** | Light Emitting Diode | Inseparable Luminaire | Quick Connect | Forward Phase Cut Controls | 61 | 3500 | -0.0013 | 93 | 74 | 81 | 1 | Elevated | 50000 |  |  | 50000 | 0.05 | 21 | 22 | 0.08 | 0.08 | 0.08 | 0.07 | 0.02 | 0 | 0.26 | 0.26 | 0.26 | 0.23 | 0.05 | 0 | 0.16 | 0.16 | 0.16 | 0.13 | 0.03 | 0 | True |  | Non Federally-Regulated | 03/22/2017 |  | 02/12/2020
Eaton (formerly Cooper Industries) | Halo | ML5612940** | Light Emitting Diode | Inseparable Luminaire | Quick Connect | Forward Phase Cut Controls | 61 | 4000 | -0.0013 | 93 | 74 | 81 | 1 | Elevated | 50000 |  |  | 50000 | 0.05 | 21 | 22 | 0.08 | 0.08 | 0.08 | 0.07 | 0.02 | 0 | 0.26 | 0.26 | 0.26 | 0.23 | 0.05 | 0 | 0.16 | 0.16 | 0.16 | 0.13 | 0.03 | 0 | True |  | Non Federally-Regulated | 03/22/2017 |  | 02/12/2020
Eaton (formerly Cooper Industries) | Halo | ML5609927** | Light Emitting Diode | Inseparable Luminaire | Quick Connect | Forward Phase Cut Controls | 56.3 | 2621 | -0.0012 | 94 | 73 | 128 | 1 | Elevated | 50000 |  |  | 50000 | 0.05 | 21 | 20 | 0.06 | 0.06 | 0.06 | 0.05 | 0.01 | 0 | 0.22 | 0.22 | 0.22 | 0.19 | 0.04 | 0 | 0.19 | 0.19 | 0.19 | 0.15 | 0.03 | 0 | True |  | Non Federally-Regulated | 03/22/2017 |  | 02/12/2020
Eaton (formerly Cooper Industries) | Halo | ML5609930** | Light Emitting Diode | Inseparable Luminaire | Quick Connect | Forward Phase Cut Controls | 56.3 | 3000 | -0.0012 | 94 | 73 | 128 | 1 | Elevated | 50000 |  |  | 50000 | 0.05 | 21 | 20 | 0.06 | 0.06 | 0.06 | 0.05 | 0.01 | 0 | 0.22 | 0.22 | 0.22 | 0.19 | 0.04 | 0 | 0.19 | 0.19 | 0.19 | 0.15 | 0.03 | 0 | True |  | Non Federally-Regulated | 03/22/2017 |  | 02/12/2020
Eaton (formerly Cooper Industries) | Halo | ML5609935** | Light Emitting Diode | Inseparable Luminaire | Quick Connect | Forward Phase Cut Controls | 56.3 | 3500 | -0.0012 | 94 | 73 | 128 | 1 | Elevated | 50000 |  |  | 50000 | 0.05 | 21 | 20 | 0.06 | 0.06 | 0.06 | 0.05 | 0.01 | 0 | 0.22 | 0.22 | 0.22 | 0.19 | 0.04 | 0 | 0.19 | 0.19 | 0.19 | 0.15 | 0.03 | 0 | True |  | Non Federally-Regulated | 03/22/2017 |  | 02/12/2020
Eaton (formerly Cooper Industries) | Halo | ML5609940** | Light Emitting Diode | Inseparable Luminaire | Quick Connect | Forward Phase Cut Controls | 56.3 | 4000 | -0.0012 | 94 | 73 | 128 | 1 | Elevated | 50000 |  |  | 50000 | 0.05 | 21 | 20 | 0.06 | 0.06 | 0.06 | 0.05 | 0.01 | 0 | 0.22 | 0.22 | 0.22 | 0.19 | 0.04 | 0 | 0.19 | 0.19 | 0.19 | 0.15 | 0.03 | 0 | True |  | Non Federally-Regulated | 03/22/2017 |  | 02/12/2020
Eaton (formerly Cooper Industries) | Halo | LT560WH6927* | Light Emitting Diode | Inseparable Luminaire | Quick Connect | Forward Phase Cut Controls | 70.6 | 2693 | -0.002 | 92 | 57 | 203 | 1 | Elevated | 35000 |  |  | 35000 | 0.05 | 18 | 19 | 0.03 | 0.03 | 0.03 | 0.03 | 0.01 | 0 | 0.13 | 0.13 | 0.13 | 0.11 | 0.02 | 0 | 0.12 | 0.12 | 0.12 | 0.1 | 0.02 | 0 | True |  | Non Federally-Regulated | 03/22/2017 |  | 02/12/2020
Eaton (formerly Cooper Industries) | Halo | LT560WH6930* | Light Emitting Diode | Inseparable Luminaire | Quick Connect | Forward Phase Cut Controls | 70.6 | 3014 | -0.001 | 92 | 57 | 203 | 1 | Elevated | 35000 |  |  | 35000 | 0.05 | 18 | 19 | 0.03 | 0.03 | 0.03 | 0.03 | 0.01 | 0 | 0.13 | 0.13 | 0.13 | 0.11 | 0.02 | 0 | 0.12 | 0.12 | 0.12 | 0.1 | 0.02 | 0 | True |  | Non Federally-Regulated | 03/22/2017 |  | 02/12/2020
Eaton (formerly Cooper Industries) | Halo | LT560WH6935* | Light Emitting Diode | Inseparable Luminaire | Quick Connect | Forward Phase Cut Controls | 70.6 | 3451 | -0.0011 | 92 | 57 | 203 | 1 | Elevated | 35000 |  |  | 35000 | 0.05 | 18 | 19 | 0.03 | 0.03 | 0.03 | 0.03 | 0.01 | 0 | 0.13 | 0.13 | 0.13 | 0.11 | 0.02 | 0 | 0.12 | 0.12 | 0.12 | 0.1 | 0.02 | 0 | True |  | Non Federally-Regulated | 03/22/2017 |  | 02/12/2020
Eaton (formerly Cooper Industries) | Halo | LT560WH6940* | Light Emitting Diode | Inseparable Luminaire | Quick Connect | Forward Phase Cut Controls | 70.6 | 3935 | -0.0012 | 92 | 57 | 203 | 1 | Elevated | 35000 |  |  | 35000 | 0.05 | 18 | 19 | 0.03 | 0.03 | 0.03 | 0.03 | 0.01 | 0 | 0.13 | 0.13 | 0.13 | 0.11 | 0.02 | 0 | 0.12 | 0.12 | 0.12 | 0.1 | 0.02 | 0 | True |  | Non Federally-Regulated | 03/22/2017 |  | 02/12/2020
Eaton (formerly Cooper Industries) | Halo | LT460WH6927* | Light Emitting Diode | Inseparable Luminaire | Quick Connect | Forward Phase Cut Controls | 60.8 | 2684 | -0.0026 | 92 | 59 | 208 | 1 | Elevated | 35000 |  |  | 35000 | 0.05 | 19 | 19 | 0.03 | 0.03 | 0.03 | 0.03 | 0.01 | 0 | 0.13 | 0.13 | 0.13 | 0.11 | 0.02 | 0 | 0.12 | 0.12 | 0.12 | 0.1 | 0.02 | 0 | True |  | Non Federally-Regulated | 03/22/2017 |  | 02/12/2020
Eaton (formerly Cooper Industries) | Halo | LT460WH6930* | Light Emitting Diode | Inseparable Luminaire | Quick Connect | Forward Phase Cut Controls | 60.8 | 2999 | -0.0015 | 92 | 59 | 208 | 1 | Elevated | 35000 |  |  | 35000 | 0.05 | 19 | 19 | 0.03 | 0.03 | 0.03 | 0.03 | 0.01 | 0 | 0.13 | 0.13 | 0.13 | 0.11 | 0.02 | 0 | 0.12 | 0.12 | 0.12 | 0.1 | 0.02 | 0 | True |  | Non Federally-Regulated | 03/22/2017 |  | 02/12/2020
Eaton (formerly Cooper Industries) | Halo | LT460WH6935* | Light Emitting Diode | Inseparable Luminaire | Quick Connect | Forward Phase Cut Controls | 60.8 | 3471 | -0.0015 | 92 | 59 | 208 | 1 | Elevated | 35000 |  |  | 35000 | 0.05 | 19 | 19 | 0.03 | 0.03 | 0.03 | 0.03 | 0.01 | 0 | 0.13 | 0.13 | 0.13 | 0.11 | 0.02 | 0 | 0.12 | 0.12 | 0.12 | 0.1 | 0.02 | 0 | True |  | Non Federally-Regulated | 03/22/2017 |  | 02/12/2020
Eaton (formerly Cooper Industries) | Halo | LT460WH6940* | Light Emitting Diode | Inseparable Luminaire | Quick Connect | Forward Phase Cut Controls | 60.8 | 4001 | -0.0021 | 92 | 59 | 208 | 1 | Elevated | 35000 |  |  | 35000 | 0.05 | 19 | 19 | 0.03 | 0.03 | 0.03 | 0.03 | 0.01 | 0 | 0.13 | 0.13 | 0.13 | 0.11 | 0.02 | 0 | 0.12 | 0.12 | 0.12 | 0.1 | 0.02 | 0 | True |  | Non Federally-Regulated | 03/22/2017 |  | 02/12/2020
Eaton (formerly Cooper Industries) | Halo | ML4D09NFL927E** | Light Emitting Diode | Inseparable Luminaire | Quick Connect | Forward Phase Cut Controls | 70.1 | 2676 | -0.0004 | 93 | 65 | 62 | 1 | Elevated | 50000 |  |  | 50000 | 0.05 | 21 | 21 | 0.11 | 0.11 | 0.1 | 0.1 | 0.02 | 0 | 0.32 | 0.32 | 0.33 | 0.28 | 0.06 | 0 | 0.24 | 0.24 | 0.24 | 0.2 | 0.04 | 0 | True |  | Non Federally-Regulated | 03/22/2017 |  | 02/12/2020
Eaton (formerly Cooper Industries) | Halo | ML4D09NFL930E** | Light Emitting Diode | Inseparable Luminaire | Quick Connect | Forward Phase Cut Controls | 70.1 | 3000 | -0.0004 | 93 | 65 | 62 | 1 | Elevated | 50000 |  |  | 50000 | 0.05 | 21 | 21 | 0.11 | 0.11 | 0.1 | 0.1 | 0.02 | 0 | 0.32 | 0.32 | 0.33 | 0.28 | 0.06 | 0 | 0.24 | 0.24 | 0.24 | 0.2 | 0.04 | 0 | True |  | Non Federally-Regulated | 03/22/2017 |  | 02/12/2020
Eaton (formerly Cooper Industries) | Halo | ML4D09NFL935E** | Light Emitting Diode | Inseparable Luminaire | Quick Connect | Forward Phase Cut Controls | 70.1 | 3500 | -0.0004 | 93 | 65 | 62 | 1 | Elevated | 50000 |  |  | 50000 | 0.05 | 21 | 21 | 0.11 | 0.11 | 0.1 | 0.1 | 0.02 | 0 | 0.32 | 0.32 | 0.33 | 0.28 | 0.06 | 0 | 0.24 | 0.24 | 0.24 | 0.2 | 0.04 | 0 | True |  | Non Federally-Regulated | 03/22/2017 |  | 02/12/2020
Eaton (formerly Cooper Industries) | Halo | ML4D09NFL940E** | Light Emitting Diode | Inseparable Luminaire | Quick Connect | Forward Phase Cut Controls | 70.1 | 4000 | -0.0004 | 93 | 65 | 62 | 1 | Elevated | 50000 |  |  | 50000 | 0.05 | 21 | 21 | 0.11 | 0.11 | 0.1 | 0.1 | 0.02 | 0 | 0.32 | 0.32 | 0.33 | 0.28 | 0.06 | 0 | 0.24 | 0.24 | 0.24 | 0.2 | 0.04 | 0 | True |  | Non Federally-Regulated | 03/22/2017 |  | 02/12/2020
Eaton (formerly Cooper Industries) | Halo | ML5606927** | Light Emitting Diode | Inseparable Luminaire | Quick Connect | Forward Phase Cut Controls | 58.2 | 2602 | -0.0009 | 94 | 74 | 137 | 1 | Elevated | 50000 |  |  | 50000 | 0.05 | 22 | 21 | 0.07 | 0.07 | 0.07 | 0.06 | 0.01 | 0 | 0.19 | 0.19 | 0.19 | 0.17 | 0.03 | 0 | 0.18 | 0.18 | 0.18 | 0.14 | 0.03 | 0 | True |  | Non Federally-Regulated | 03/22/2017 |  | 02/12/2020
Eaton (formerly Cooper Industries) | Halo | ML5606930** | Light Emitting Diode | Inseparable Luminaire | Quick Connect | Forward Phase Cut Controls | 58.2 | 3000 | -0.0009 | 94 | 74 | 137 | 1 | Elevated | 50000 |  |  | 50000 | 0.05 | 22 | 21 | 0.07 | 0.07 | 0.07 | 0.06 | 0.01 | 0 | 0.19 | 0.19 | 0.19 | 0.17 | 0.03 | 0 | 0.18 | 0.18 | 0.18 | 0.14 | 0.03 | 0 | True |  | Non Federally-Regulated | 03/22/2017 |  | 02/12/2020
Eaton (formerly Cooper Industries) | Halo | ML5606935** | Light Emitting Diode | Inseparable Luminaire | Quick Connect | Forward Phase Cut Controls | 58.2 | 3500 | -0.0009 | 94 | 74 | 137 | 1 | Elevated | 50000 |  |  | 50000 | 0.05 | 22 | 21 | 0.07 | 0.07 | 0.07 | 0.06 | 0.01 | 0 | 0.19 | 0.19 | 0.19 | 0.17 | 0.03 | 0 | 0.18 | 0.18 | 0.18 | 0.14 | 0.03 | 0 | True |  | Non Federally-Regulated | 03/22/2017 |  | 02/12/2020
Eaton (formerly Cooper Industries) | Halo | ML5606940** | Light Emitting Diode | Inseparable Luminaire | Quick Connect | Forward Phase Cut Controls | 58.2 | 4000 | -0.0009 | 94 | 74 | 137 | 1 | Elevated | 50000 |  |  | 50000 | 0.05 | 22 | 21 | 0.07 | 0.07 | 0.07 | 0.06 | 0.01 | 0 | 0.19 | 0.19 | 0.19 | 0.17 | 0.03 | 0 | 0.18 | 0.18 | 0.18 | 0.14 | 0.03 | 0 | True |  | Non Federally-Regulated | 03/22/2017 |  | 02/12/2020
Eaton (formerly Cooper Industries) | Halo | ML5606D2W930**** | Light Emitting Diode | Inseparable Luminaire | Quick Connect | Forward Phase Cut Controls | 52.2 | 3038 | -0.0005 | 95 | 66 | 180 | 1 | Elevated | 50000 |  |  | 50000 | 0.05 | 19 | 20 | 0.06 | 0.06 | 0.06 | 0.06 | 0.01 | 0 | 0.1 | 0.1 | 0.1 | 0.1 | 0.02 | 0 | 0.1 | 0.1 | 0.1 | 0.08 | 0.02 | 0 | True |  | Non Federally-Regulated | 03/22/2017 |  | 02/12/2020
Eaton (formerly Cooper Industries) | Halo | RL560WHZHA69 | Light Emitting Diode | Inseparable Luminaire | Quick Connect | Direct Digital Controls | 70.2 | 2692 | -0.0019 | 92 | 61 | 485 | 0.97 | Elevated | 50000 |  |  | 50000 | 0.05 | 20 | 19 | 0.04 | 0.04 | 0.04 | 0.04 | 0.01 | 0 | 0.06 | 0.06 | 0.06 | 0.05 | 0.01 | 0 | 0.02 | 0.01 | 0.01 | 0.01 | 0 | 0 | True |  | Non Federally-Regulated | 04/03/2017 |  | 02/12/2020
Eaton (formerly Cooper Industries) | Halo | H457ICAT1E EL406927 | Light Emitting Diode | Inseparable Luminaire | Direct Wired | Forward Phase Cut Controls | 54.2 | 2680 | -0.0002 | 94 | 76 | 81 | 1 | Elevated | 50000 |  |  | 50000 | 0.05 | 19 | 19 | 0.11 | 0.11 | 0.1 | 0.1 | 0.02 | 0 | 0.29 | 0.29 | 0.29 | 0.25 | 0.05 | 0 | 0.24 | 0.23 | 0.24 | 0.19 | 0.04 | 0 | True |  | Non Federally-Regulated | 04/04/2017 |  | 02/12/2020
Eaton (formerly Cooper Industries) | Halo | H457ICAT1E EL406930 | Light Emitting Diode | Inseparable Luminaire | Direct Wired | Forward Phase Cut Controls | 54.2 | 3000 | -0.0002 | 94 | 76 | 81 | 1 | Elevated | 50000 |  |  | 50000 | 0.05 | 19 | 19 | 0.11 | 0.11 | 0.1 | 0.1 | 0.02 | 0 | 0.29 | 0.29 | 0.29 | 0.25 | 0.05 | 0 | 0.24 | 0.23 | 0.24 | 0.19 | 0.04 | 0 | True |  | Non Federally-Regulated | 04/04/2017 |  | 02/12/2020
Eaton (formerly Cooper Industries) | Halo | H457ICAT1E EL406935 | Light Emitting Diode | Inseparable Luminaire | Direct Wired | Forward Phase Cut Controls | 54.2 | 3500 | -0.0002 | 94 | 76 | 81 | 1 | Elevated | 50000 |  |  | 50000 | 0.05 | 19 | 19 | 0.11 | 0.11 | 0.1 | 0.1 | 0.02 | 0 | 0.29 | 0.29 | 0.29 | 0.25 | 0.05 | 0 | 0.24 | 0.23 | 0.24 | 0.19 | 0.04 | 0 | True |  | Non Federally-Regulated | 04/04/2017 |  | 02/12/2020
Eaton (formerly Cooper Industries) | Halo | H457ICAT1E EL406940 | Light Emitting Diode | Inseparable Luminaire | Direct Wired | Forward Phase Cut Controls | 54.2 | 4000 | -0.0002 | 94 | 76 | 81 | 1 | Elevated | 50000 |  |  | 50000 | 0.05 | 19 | 19 | 0.11 | 0.11 | 0.1 | 0.1 | 0.02 | 0 | 0.29 | 0.29 | 0.29 | 0.25 | 0.05 | 0 | 0.24 | 0.23 | 0.24 | 0.19 | 0.04 | 0 | True |  | Non Federally-Regulated | 04/04/2017 |  | 02/12/2020
Eaton (formerly Cooper Industries) | Halo | H457ICAT1E ELG406927 | Light Emitting Diode | Inseparable Luminaire | Direct Wired | Forward Phase Cut Controls | 54.2 | 2680 | -0.0002 | 94 | 76 | 81 | 1 | Elevated | 50000 |  |  | 50000 | 0.05 | 19 | 19 | 0.11 | 0.11 | 0.1 | 0.1 | 0.02 | 0 | 0.29 | 0.29 | 0.29 | 0.25 | 0.05 | 0 | 0.24 | 0.23 | 0.24 | 0.19 | 0.04 | 0 | True |  | Non Federally-Regulated | 04/04/2017 |  | 02/12/2020
Eaton (formerly Cooper Industries) | Halo | H457ICAT1E ELG406930 | Light Emitting Diode | Inseparable Luminaire | Direct Wired | Forward Phase Cut Controls | 54.2 | 3000 | -0.0002 | 94 | 76 | 81 | 1 | Elevated | 50000 |  |  | 50000 | 0.05 | 19 | 19 | 0.11 | 0.11 | 0.1 | 0.1 | 0.02 | 0 | 0.29 | 0.29 | 0.29 | 0.25 | 0.05 | 0 | 0.24 | 0.23 | 0.24 | 0.19 | 0.04 | 0 | True |  | Non Federally-Regulated | 04/04/2017 |  | 02/12/2020
Eaton (formerly Cooper Industries) | Halo | H457ICAT1E ELG406935 | Light Emitting Diode | Inseparable Luminaire | Direct Wired | Forward Phase Cut Controls | 54.2 | 3500 | -0.0002 | 94 | 76 | 81 | 1 | Elevated | 50000 |  |  | 50000 | 0.05 | 19 | 19 | 0.11 | 0.11 | 0.1 | 0.1 | 0.02 | 0 | 0.29 | 0.29 | 0.29 | 0.25 | 0.05 | 0 | 0.24 | 0.23 | 0.24 | 0.19 | 0.04 | 0 | True |  | Non Federally-Regulated | 04/04/2017 |  | 02/12/2020
Eaton (formerly Cooper Industries) | Halo | H457ICAT1E ELG406940 | Light Emitting Diode | Inseparable Luminaire | Direct Wired | Forward Phase Cut Controls | 54.2 | 4000 | -0.0002 | 94 | 76 | 81 | 1 | Elevated | 50000 |  |  | 50000 | 0.05 | 19 | 19 | 0.11 | 0.11 | 0.1 | 0.1 | 0.02 | 0 | 0.29 | 0.29 | 0.29 | 0.25 | 0.05 | 0 | 0.24 | 0.23 | 0.24 | 0.19 | 0.04 | 0 | True |  | Non Federally-Regulated | 04/04/2017 |  | 02/12/2020
Eaton (formerly Cooper Industries) | Halo | H457ICAT1E ELSG406927 | Light Emitting Diode | Inseparable Luminaire | Direct Wired | Forward Phase Cut Controls | 54.2 | 2680 | -0.0002 | 94 | 76 | 81 | 1 | Elevated | 50000 |  |  | 50000 | 0.05 | 19 | 19 | 0.11 | 0.11 | 0.1 | 0.1 | 0.02 | 0 | 0.29 | 0.29 | 0.29 | 0.25 | 0.05 | 0 | 0.24 | 0.23 | 0.24 | 0.19 | 0.04 | 0 | True |  | Non Federally-Regulated | 04/04/2017 |  | 02/12/2020
Eaton (formerly Cooper Industries) | Halo | H457ICAT1E ELSG406930 | Light Emitting Diode | Inseparable Luminaire | Direct Wired | Forward Phase Cut Controls | 54.2 | 3000 | -0.0002 | 94 | 76 | 81 | 1 | Elevated | 50000 |  |  | 50000 | 0.05 | 19 | 19 | 0.11 | 0.11 | 0.1 | 0.1 | 0.02 | 0 | 0.29 | 0.29 | 0.29 | 0.25 | 0.05 | 0 | 0.24 | 0.23 | 0.24 | 0.19 | 0.04 | 0 | True |  | Non Federally-Regulated | 04/04/2017 |  | 02/12/2020
Eaton (formerly Cooper Industries) | Halo | H457ICAT1E ELSG406935 | Light Emitting Diode | Inseparable Luminaire | Direct Wired | Forward Phase Cut Controls | 54.2 | 3500 | -0.0002 | 94 | 76 | 81 | 1 | Elevated | 50000 |  |  | 50000 | 0.05 | 19 | 19 | 0.11 | 0.11 | 0.1 | 0.1 | 0.02 | 0 | 0.29 | 0.29 | 0.29 | 0.25 | 0.05 | 0 | 0.24 | 0.23 | 0.24 | 0.19 | 0.04 | 0 | True |  | Non Federally-Regulated | 04/04/2017 |  | 02/12/2020
Eaton (formerly Cooper Industries) | Halo | H457ICAT1E ELSG406940 | Light Emitting Diode | Inseparable Luminaire | Direct Wired | Forward Phase Cut Controls | 54.2 | 4000 | -0.0002 | 94 | 76 | 81 | 1 | Elevated | 50000 |  |  | 50000 | 0.05 | 19 | 19 | 0.11 | 0.11 | 0.1 | 0.1 | 0.02 | 0 | 0.29 | 0.29 | 0.29 | 0.25 | 0.05 | 0 | 0.24 | 0.23 | 0.24 | 0.19 | 0.04 | 0 | True |  | Non Federally-Regulated | 04/04/2017 |  | 02/12/2020
Eaton (formerly Cooper Industries) | Halo | H457RICAT1E EL406927 | Light Emitting Diode | Inseparable Luminaire | Direct Wired | Forward Phase Cut Controls | 54.2 | 2680 | -0.0002 | 94 | 76 | 81 | 1 | Elevated | 50000 |  |  | 50000 | 0.05 | 19 | 19 | 0.11 | 0.11 | 0.1 | 0.1 | 0.02 | 0 | 0.29 | 0.29 | 0.29 | 0.25 | 0.05 | 0 | 0.24 | 0.23 | 0.24 | 0.19 | 0.04 | 0 | True |  | Non Federally-Regulated | 04/04/2017 |  | 02/12/2020
Eaton (formerly Cooper Industries) | Halo | H457RICAT1E EL406930 | Light Emitting Diode | Inseparable Luminaire | Direct Wired | Forward Phase Cut Controls | 54.2 | 3000 | -0.0002 | 94 | 76 | 81 | 1 | Elevated | 50000 |  |  | 50000 | 0.05 | 19 | 19 | 0.11 | 0.11 | 0.1 | 0.1 | 0.02 | 0 | 0.29 | 0.29 | 0.29 | 0.25 | 0.05 | 0 | 0.24 | 0.23 | 0.24 | 0.19 | 0.04 | 0 | True |  | Non Federally-Regulated | 04/04/2017 |  | 02/12/2020
Eaton (formerly Cooper Industries) | Halo | H457RICAT1E EL406935 | Light Emitting Diode | Inseparable Luminaire | Direct Wired | Forward Phase Cut Controls | 54.2 | 3500 | -0.0002 | 94 | 76 | 81 | 1 | Elevated | 50000 |  |  | 50000 | 0.05 | 19 | 19 | 0.11 | 0.11 | 0.1 | 0.1 | 0.02 | 0 | 0.29 | 0.29 | 0.29 | 0.25 | 0.05 | 0 | 0.24 | 0.23 | 0.24 | 0.19 | 0.04 | 0 | True |  | Non Federally-Regulated | 04/04/2017 |  | 02/12/2020
Eaton (formerly Cooper Industries) | Halo | H457RICAT1E EL406940 | Light Emitting Diode | Inseparable Luminaire | Direct Wired | Forward Phase Cut Controls | 54.2 | 4000 | -0.0002 | 94 | 76 | 81 | 1 | Elevated | 50000 |  |  | 50000 | 0.05 | 19 | 19 | 0.11 | 0.11 | 0.1 | 0.1 | 0.02 | 0 | 0.29 | 0.29 | 0.29 | 0.25 | 0.05 | 0 | 0.24 | 0.23 | 0.24 | 0.19 | 0.04 | 0 | True |  | Non Federally-Regulated | 04/04/2017 |  | 02/12/2020
Eaton (formerly Cooper Industries) | Halo | H457RICAT1E ELG406927 | Light Emitting Diode | Inseparable Luminaire | Direct Wired | Forward Phase Cut Controls | 54.2 | 2680 | -0.0002 | 94 | 76 | 81 | 1 | Elevated | 50000 |  |  | 50000 | 0.05 | 19 | 19 | 0.11 | 0.11 | 0.1 | 0.1 | 0.02 | 0 | 0.29 | 0.29 | 0.29 | 0.25 | 0.05 | 0 | 0.24 | 0.23 | 0.24 | 0.19 | 0.04 | 0 | True |  | Non Federally-Regulated | 04/04/2017 |  | 02/12/2020
Eaton (formerly Cooper Industries) | Halo | H457RICAT1E ELG406930 | Light Emitting Diode | Inseparable Luminaire | Direct Wired | Forward Phase Cut Controls | 54.2 | 3000 | -0.0002 | 94 | 76 | 81 | 1 | Elevated | 50000 |  |  | 50000 | 0.05 | 19 | 19 | 0.11 | 0.11 | 0.1 | 0.1 | 0.02 | 0 | 0.29 | 0.29 | 0.29 | 0.25 | 0.05 | 0 | 0.24 | 0.23 | 0.24 | 0.19 | 0.04 | 0 | True |  | Non Federally-Regulated | 04/04/2017 |  | 02/12/2020
Eaton (formerly Cooper Industries) | Halo | H457RICAT1E ELG406935 | Light Emitting Diode | Inseparable Luminaire | Direct Wired | Forward Phase Cut Controls | 54.2 | 3500 | -0.0002 | 94 | 76 | 81 | 1 | Elevated | 50000 |  |  | 50000 | 0.05 | 19 | 19 | 0.11 | 0.11 | 0.1 | 0.1 | 0.02 | 0 | 0.29 | 0.29 | 0.29 | 0.25 | 0.05 | 0 | 0.24 | 0.23 | 0.24 | 0.19 | 0.04 | 0 | True |  | Non Federally-Regulated | 04/04/2017 |  | 02/12/2020
Eaton (formerly Cooper Industries) | Halo | H457RICAT1E ELG406940 | Light Emitting Diode | Inseparable Luminaire | Direct Wired | Forward Phase Cut Controls | 54.2 | 4000 | -0.0002 | 94 | 76 | 81 | 1 | Elevated | 50000 |  |  | 50000 | 0.05 | 19 | 19 | 0.11 | 0.11 | 0.1 | 0.1 | 0.02 | 0 | 0.29 | 0.29 | 0.29 | 0.25 | 0.05 | 0 | 0.24 | 0.23 | 0.24 | 0.19 | 0.04 | 0 | True |  | Non Federally-Regulated | 04/04/2017 |  | 02/12/2020
Eaton (formerly Cooper Industries) | Halo | H457RICAT1E ELSG406927 | Light Emitting Diode | Inseparable Luminaire | Direct Wired | Forward Phase Cut Controls | 54.2 | 2680 | -0.0002 | 94 | 76 | 81 | 1 | Elevated | 50000 |  |  | 50000 | 0.05 | 19 | 19 | 0.11 | 0.11 | 0.1 | 0.1 | 0.02 | 0 | 0.29 | 0.29 | 0.29 | 0.25 | 0.05 | 0 | 0.24 | 0.23 | 0.24 | 0.19 | 0.04 | 0 | True |  | Non Federally-Regulated | 04/04/2017 |  | 02/12/2020
Eaton (formerly Cooper Industries) | Halo | H457RICAT1E ELSG406930 | Light Emitting Diode | Inseparable Luminaire | Direct Wired | Forward Phase Cut Controls | 54.2 | 3000 | -0.0002 | 94 | 76 | 81 | 1 | Elevated | 50000 |  |  | 50000 | 0.05 | 19 | 19 | 0.11 | 0.11 | 0.1 | 0.1 | 0.02 | 0 | 0.29 | 0.29 | 0.29 | 0.25 | 0.05 | 0 | 0.24 | 0.23 | 0.24 | 0.19 | 0.04 | 0 | True |  | Non Federally-Regulated | 04/04/2017 |  | 02/12/2020
Eaton (formerly Cooper Industries) | Halo | H457RICAT1E ELSG406935 | Light Emitting Diode | Inseparable Luminaire | Direct Wired | Forward Phase Cut Controls | 54.2 | 3500 | -0.0002 | 94 | 76 | 81 | 1 | Elevated | 50000 |  |  | 50000 | 0.05 | 19 | 19 | 0.11 | 0.11 | 0.1 | 0.1 | 0.02 | 0 | 0.29 | 0.29 | 0.29 | 0.25 | 0.05 | 0 | 0.24 | 0.23 | 0.24 | 0.19 | 0.04 | 0 | True |  | Non Federally-Regulated | 04/04/2017 |  | 02/12/2020
Eaton (formerly Cooper Industries) | Halo | H457RICAT1E ELSG406940 | Light Emitting Diode | Inseparable Luminaire | Direct Wired | Forward Phase Cut Controls | 54.2 | 4000 | -0.0002 | 94 | 76 | 81 | 1 | Elevated | 50000 |  |  | 50000 | 0.05 | 19 | 19 | 0.11 | 0.11 | 0.1 | 0.1 | 0.02 | 0 | 0.29 | 0.29 | 0.29 | 0.25 | 0.05 | 0 | 0.24 | 0.23 | 0.24 | 0.19 | 0.04 | 0 | True |  | Non Federally-Regulated | 04/04/2017 |  | 02/12/2020
Eaton (formerly Cooper Industries) | Halo | H457TATE010 EL406927 | Light Emitting Diode | Inseparable Luminaire | Direct Wired | Forward Phase Cut Controls | 53.2 | 2684 | -0.0002 | 95 | 77 | 76 | 1 | Elevated | 50000 |  |  | 50000 | 0.05 | 19 | 19 | 0.05 | 0.05 | 0.05 | 0.05 | 0.01 | 0 | 0.17 | 0.17 | 0.17 | 0.15 | 0.03 | 0 | 0.22 | 0.21 | 0.21 | 0.17 | 0.04 | 0 | True |  | Non Federally-Regulated | 04/04/2017 |  | 02/12/2020
Eaton (formerly Cooper Industries) | Halo | H457TATE010 EL406930 | Light Emitting Diode | Inseparable Luminaire | Direct Wired | Forward Phase Cut Controls | 53.2 | 3000 | -0.0002 | 95 | 77 | 76 | 1 | Elevated | 50000 |  |  | 50000 | 0.05 | 19 | 19 | 0.05 | 0.05 | 0.05 | 0.05 | 0.01 | 0 | 0.17 | 0.17 | 0.17 | 0.15 | 0.03 | 0 | 0.22 | 0.21 | 0.21 | 0.17 | 0.04 | 0 | True |  | Non Federally-Regulated | 04/04/2017 |  | 02/12/2020
Eaton (formerly Cooper Industries) | Halo | H457TATE010 EL406935 | Light Emitting Diode | Inseparable Luminaire | Direct Wired | Forward Phase Cut Controls | 53.2 | 3500 | -0.0002 | 95 | 77 | 76 | 1 | Elevated | 50000 |  |  | 50000 | 0.05 | 19 | 19 | 0.05 | 0.05 | 0.05 | 0.05 | 0.01 | 0 | 0.17 | 0.17 | 0.17 | 0.15 | 0.03 | 0 | 0.22 | 0.21 | 0.21 | 0.17 | 0.04 | 0 | True |  | Non Federally-Regulated | 04/04/2017 |  | 02/12/2020
Eaton (formerly Cooper Industries) | Halo | H457TATE010 EL406940 | Light Emitting Diode | Inseparable Luminaire | Direct Wired | Forward Phase Cut Controls | 53.2 | 4000 | -0.0002 | 95 | 77 | 76 | 1 | Elevated | 50000 |  |  | 50000 | 0.05 | 19 | 19 | 0.05 | 0.05 | 0.05 | 0.05 | 0.01 | 0 | 0.17 | 0.17 | 0.17 | 0.15 | 0.03 | 0 | 0.22 | 0.21 | 0.21 | 0.17 | 0.04 | 0 | True |  | Non Federally-Regulated | 04/04/2017 |  | 02/12/2020
Eaton (formerly Cooper Industries) | Halo | H457RTATE010 EL406927 | Light Emitting Diode | Inseparable Luminaire | Direct Wired | Forward Phase Cut Controls | 53.2 | 2684 | -0.0002 | 95 | 77 | 168 | 1 | Elevated | 50000 |  |  | 50000 | 0.05 | 19 | 19 | 0.05 | 0.05 | 0.05 | 0.05 | 0.01 | 0 | 0.17 | 0.17 | 0.17 | 0.15 | 0.03 | 0 | 0.22 | 0.21 | 0.21 | 0.17 | 0.04 | 0 | True |  | Non Federally-Regulated | 04/04/2017 |  | 02/12/2020
Eaton (formerly Cooper Industries) | Halo | H457RTATE010 EL406930 | Light Emitting Diode | Inseparable Luminaire | Direct Wired | Forward Phase Cut Controls | 53.2 | 3000 | -0.0002 | 95 | 77 | 168 | 1 | Elevated | 50000 |  |  | 50000 | 0.05 | 19 | 19 | 0.05 | 0.05 | 0.05 | 0.05 | 0.01 | 0 | 0.17 | 0.17 | 0.17 | 0.15 | 0.03 | 0 | 0.22 | 0.21 | 0.21 | 0.17 | 0.04 | 0 | True |  | Non Federally-Regulated | 04/04/2017 |  | 02/12/2020
Eaton (formerly Cooper Industries) | Halo | H457RTATE010 EL406935 | Light Emitting Diode | Inseparable Luminaire | Direct Wired | Forward Phase Cut Controls | 53.2 | 3500 | -0.0002 | 95 | 77 | 168 | 1 | Elevated | 50000 |  |  | 50000 | 0.05 | 19 | 19 | 0.05 | 0.05 | 0.05 | 0.05 | 0.01 | 0 | 0.17 | 0.17 | 0.17 | 0.15 | 0.03 | 0 | 0.22 | 0.21 | 0.21 | 0.17 | 0.04 | 0 | True |  | Non Federally-Regulated | 04/04/2017 |  | 02/12/2020
Eaton (formerly Cooper Industries) | Halo | H457RTATE010 EL406940 | Light Emitting Diode | Inseparable Luminaire | Direct Wired | Forward Phase Cut Controls | 53.2 | 4000 | -0.0002 | 95 | 77 | 168 | 1 | Elevated | 50000 |  |  | 50000 | 0.05 | 19 | 19 | 0.05 | 0.05 | 0.05 | 0.05 | 0.01 | 0 | 0.17 | 0.17 | 0.17 | 0.15 | 0.03 | 0 | 0.22 | 0.21 | 0.21 | 0.17 | 0.04 | 0 | True |  | Non Federally-Regulated | 04/04/2017 |  | 02/12/2020
Eaton (formerly Cooper Industries) | Halo | H457TCPE010 EL406927 | Light Emitting Diode | Inseparable Luminaire | Direct Wired | Forward Phase Cut Controls | 53.2 | 2684 | -0.0002 | 95 | 77 | 168 | 1 | Elevated | 50000 |  |  | 50000 | 0.05 | 19 | 19 | 0.05 | 0.05 | 0.05 | 0.05 | 0.01 | 0 | 0.17 | 0.17 | 0.17 | 0.15 | 0.03 | 0 | 0.22 | 0.21 | 0.21 | 0.17 | 0.04 | 0 | True |  | Non Federally-Regulated | 04/04/2017 |  | 02/12/2020
Eaton (formerly Cooper Industries) | Halo | H457TCPE010 EL406930 | Light Emitting Diode | Inseparable Luminaire | Direct Wired | Forward Phase Cut Controls | 53.2 | 3000 | -0.0002 | 95 | 77 | 168 | 1 | Elevated | 50000 |  |  | 50000 | 0.05 | 19 | 19 | 0.05 | 0.05 | 0.05 | 0.05 | 0.01 | 0 | 0.17 | 0.17 | 0.17 | 0.15 | 0.03 | 0 | 0.22 | 0.21 | 0.21 | 0.17 | 0.04 | 0 | True |  | Non Federally-Regulated | 04/04/2017 |  | 02/12/2020
Eaton (formerly Cooper Industries) | Halo | H457TCPE010 EL406935 | Light Emitting Diode | Inseparable Luminaire | Direct Wired | Forward Phase Cut Controls | 53.2 | 3500 | -0.0002 | 95 | 77 | 168 | 1 | Elevated | 50000 |  |  | 50000 | 0.05 | 19 | 19 | 0.05 | 0.05 | 0.05 | 0.05 | 0.01 | 0 | 0.17 | 0.17 | 0.17 | 0.15 | 0.03 | 0 | 0.22 | 0.21 | 0.21 | 0.17 | 0.04 | 0 | True |  | Non Federally-Regulated | 04/04/2017 |  | 02/12/2020
Eaton (formerly Cooper Industries) | Halo | H457TCPE010 EL406940 | Light Emitting Diode | Inseparable Luminaire | Direct Wired | Forward Phase Cut Controls | 53.2 | 4000 | -0.0002 | 95 | 77 | 168 | 1 | Elevated | 50000 |  |  | 50000 | 0.05 | 19 | 19 | 0.05 | 0.05 | 0.05 | 0.05 | 0.01 | 0 | 0.17 | 0.17 | 0.17 | 0.15 | 0.03 | 0 | 0.22 | 0.21 | 0.21 | 0.17 | 0.04 | 0 | True |  | Non Federally-Regulated | 04/04/2017 |  | 02/12/2020
Eaton (formerly Cooper Industries) | Halo | H457TATE010 ELG406927 | Light Emitting Diode | Inseparable Luminaire | Direct Wired | Forward Phase Cut Controls | 53.2 | 2684 | -0.0002 | 95 | 77 | 168 | 1 | Elevated | 50000 |  |  | 50000 | 0.05 | 19 | 19 | 0.05 | 0.05 | 0.05 | 0.05 | 0.01 | 0 | 0.17 | 0.17 | 0.17 | 0.15 | 0.03 | 0 | 0.22 | 0.21 | 0.21 | 0.17 | 0.04 | 0 | True |  | Non Federally-Regulated | 04/04/2017 |  | 02/12/2020
Eaton (formerly Cooper Industries) | Halo | H457TATE010 ELG406930 | Light Emitting Diode | Inseparable Luminaire | Direct Wired | Forward Phase Cut Controls | 53.2 | 3000 | -0.0002 | 95 | 77 | 168 | 1 | Elevated | 50000 |  |  | 50000 | 0.05 | 19 | 19 | 0.05 | 0.05 | 0.05 | 0.05 | 0.01 | 0 | 0.17 | 0.17 | 0.17 | 0.15 | 0.03 | 0 | 0.22 | 0.21 | 0.21 | 0.17 | 0.04 | 0 | True |  | Non Federally-Regulated | 04/04/2017 |  | 02/12/2020
Eaton (formerly Cooper Industries) | Halo | H457TATE010 ELG406935 | Light Emitting Diode | Inseparable Luminaire | Direct Wired | Forward Phase Cut Controls | 53.2 | 3500 | -0.0002 | 95 | 77 | 168 | 1 | Elevated | 50000 |  |  | 50000 | 0.05 | 19 | 19 | 0.05 | 0.05 | 0.05 | 0.05 | 0.01 | 0 | 0.17 | 0.17 | 0.17 | 0.15 | 0.03 | 0 | 0.22 | 0.21 | 0.21 | 0.17 | 0.04 | 0 | True |  | Non Federally-Regulated | 04/04/2017 |  | 02/12/2020
Eaton (formerly Cooper Industries) | Halo | H457TATE010 ELG406940 | Light Emitting Diode | Inseparable Luminaire | Direct Wired | Forward Phase Cut Controls | 53.2 | 4000 | -0.0002 | 95 | 77 | 168 | 1 | Elevated | 50000 |  |  | 50000 | 0.05 | 19 | 19 | 0.05 | 0.05 | 0.05 | 0.05 | 0.01 | 0 | 0.17 | 0.17 | 0.17 | 0.15 | 0.03 | 0 | 0.22 | 0.21 | 0.21 | 0.17 | 0.04 | 0 | True |  | Non Federally-Regulated | 04/04/2017 |  | 02/12/2020
Eaton (formerly Cooper Industries) | Halo | H457RTATE010 ELG406927 | Light Emitting Diode | Inseparable Luminaire | Direct Wired | Forward Phase Cut Controls | 53.2 | 2684 | -0.0002 | 95 | 77 | 168 | 1 | Elevated | 50000 |  |  | 50000 | 0.05 | 19 | 19 | 0.05 | 0.05 | 0.05 | 0.05 | 0.01 | 0 | 0.17 | 0.17 | 0.17 | 0.15 | 0.03 | 0 | 0.22 | 0.21 | 0.21 | 0.17 | 0.04 | 0 | True |  | Non Federally-Regulated | 04/04/2017 |  | 02/12/2020
Eaton (formerly Cooper Industries) | Halo | H457RTATE010 ELG406930 | Light Emitting Diode | Inseparable Luminaire | Direct Wired | Forward Phase Cut Controls | 53.2 | 3000 | -0.0002 | 95 | 77 | 168 | 1 | Elevated | 50000 |  |  | 50000 | 0.05 | 19 | 19 | 0.05 | 0.05 | 0.05 | 0.05 | 0.01 | 0 | 0.17 | 0.17 | 0.17 | 0.15 | 0.03 | 0 | 0.22 | 0.21 | 0.21 | 0.17 | 0.04 | 0 | True |  | Non Federally-Regulated | 04/04/2017 |  | 02/12/2020
Eaton (formerly Cooper Industries) | Halo | H457RTATE010 ELG406935 | Light Emitting Diode | Inseparable Luminaire | Direct Wired | Forward Phase Cut Controls | 53.2 | 3500 | -0.0002 | 95 | 77 | 168 | 1 | Elevated | 50000 |  |  | 50000 | 0.05 | 19 | 19 | 0.05 | 0.05 | 0.05 | 0.05 | 0.01 | 0 | 0.17 | 0.17 | 0.17 | 0.15 | 0.03 | 0 | 0.22 | 0.21 | 0.21 | 0.17 | 0.04 | 0 | True |  | Non Federally-Regulated | 04/04/2017 |  | 02/12/2020
Eaton (formerly Cooper Industries) | Halo | H457RTATE010 ELG406940 | Light Emitting Diode | Inseparable Luminaire | Direct Wired | Forward Phase Cut Controls | 53.2 | 4000 | -0.0002 | 95 | 77 | 168 | 1 | Elevated | 50000 |  |  | 50000 | 0.05 | 19 | 19 | 0.05 | 0.05 | 0.05 | 0.05 | 0.01 | 0 | 0.17 | 0.17 | 0.17 | 0.15 | 0.03 | 0 | 0.22 | 0.21 | 0.21 | 0.17 | 0.04 | 0 | True |  | Non Federally-Regulated | 04/04/2017 |  | 02/12/2020
Eaton (formerly Cooper Industries) | Halo | H457TCPE010 ELG406927 | Light Emitting Diode | Inseparable Luminaire | Direct Wired | Forward Phase Cut Controls | 53.2 | 2684 | -0.0002 | 95 | 77 | 171 | 1 | Elevated | 50000 |  |  | 50000 | 0.05 | 19 | 19 | 0.05 | 0.05 | 0.05 | 0.05 | 0.01 | 0 | 0.17 | 0.17 | 0.17 | 0.15 | 0.03 | 0 | 0.22 | 0.21 | 0.21 | 0.17 | 0.04 | 0 | True |  | Non Federally-Regulated | 04/04/2017 |  | 02/12/2020
Eaton (formerly Cooper Industries) | Halo | H457TCPE010 ELG406930 | Light Emitting Diode | Inseparable Luminaire | Direct Wired | Forward Phase Cut Controls | 53.2 | 3000 | -0.0002 | 95 | 77 | 171 | 1 | Elevated | 50000 |  |  | 50000 | 0.05 | 19 | 19 | 0.05 | 0.05 | 0.05 | 0.05 | 0.01 | 0 | 0.17 | 0.17 | 0.17 | 0.15 | 0.03 | 0 | 0.22 | 0.21 | 0.21 | 0.17 | 0.04 | 0 | True |  | Non Federally-Regulated | 04/04/2017 |  | 02/12/2020
Eaton (formerly Cooper Industries) | Halo | H457TCPE010 ELG406935 | Light Emitting Diode | Inseparable Luminaire | Direct Wired | Forward Phase Cut Controls | 53.2 | 3500 | -0.0002 | 95 | 77 | 171 | 1 | Elevated | 50000 |  |  | 50000 | 0.05 | 19 | 19 | 0.05 | 0.05 | 0.05 | 0.05 | 0.01 | 0 | 0.17 | 0.17 | 0.17 | 0.15 | 0.03 | 0 | 0.22 | 0.21 | 0.21 | 0.17 | 0.04 | 0 | True |  | Non Federally-Regulated | 04/04/2017 |  | 02/12/2020
Eaton (formerly Cooper Industries) | Halo | H457TCPE010 ELG406940 | Light Emitting Diode | Inseparable Luminaire | Direct Wired | Forward Phase Cut Controls | 53.2 | 4000 | -0.0002 | 95 | 77 | 171 | 1 | Elevated | 50000 |  |  | 50000 | 0.05 | 19 | 19 | 0.05 | 0.05 | 0.05 | 0.05 | 0.01 | 0 | 0.17 | 0.17 | 0.17 | 0.15 | 0.03 | 0 | 0.22 | 0.21 | 0.21 | 0.17 | 0.04 | 0 | True |  | Non Federally-Regulated | 04/04/2017 |  | 02/12/2020
Eaton (formerly Cooper Industries) | Halo | H457TATE010 ELSG406927 | Light Emitting Diode | Inseparable Luminaire | Direct Wired | Forward Phase Cut Controls | 53.2 | 2684 | -0.0002 | 95 | 77 | 168 | 1 | Elevated | 50000 |  |  | 50000 | 0.05 | 19 | 19 | 0.05 | 0.05 | 0.05 | 0.05 | 0.01 | 0 | 0.17 | 0.17 | 0.17 | 0.15 | 0.03 | 0 | 0.22 | 0.21 | 0.21 | 0.17 | 0.04 | 0 | True |  | Non Federally-Regulated | 04/04/2017 |  | 02/12/2020
Eaton (formerly Cooper Industries) | Halo | H457TATE010 ELSG406930 | Light Emitting Diode | Inseparable Luminaire | Direct Wired | Forward Phase Cut Controls | 53.2 | 3000 | -0.0002 | 95 | 77 | 168 | 1 | Elevated | 50000 |  |  | 50000 | 0.05 | 19 | 19 | 0.05 | 0.05 | 0.05 | 0.05 | 0.01 | 0 | 0.17 | 0.17 | 0.17 | 0.15 | 0.03 | 0 | 0.22 | 0.21 | 0.21 | 0.17 | 0.04 | 0 | True |  | Non Federally-Regulated | 04/04/2017 |  | 02/12/2020
Eaton (formerly Cooper Industries) | Halo | H457TATE010 ELSG406935 | Light Emitting Diode | Inseparable Luminaire | Direct Wired | Forward Phase Cut Controls | 53.2 | 3500 | -0.0002 | 95 | 77 | 168 | 1 | Elevated | 50000 |  |  | 50000 | 0.05 | 19 | 19 | 0.05 | 0.05 | 0.05 | 0.05 | 0.01 | 0 | 0.17 | 0.17 | 0.17 | 0.15 | 0.03 | 0 | 0.22 | 0.21 | 0.21 | 0.17 | 0.04 | 0 | True |  | Non Federally-Regulated | 04/04/2017 |  | 02/12/2020
Eaton (formerly Cooper Industries) | Halo | H457TATE010 ELSG406940 | Light Emitting Diode | Inseparable Luminaire | Direct Wired | Forward Phase Cut Controls | 53.2 | 4000 | -0.0002 | 95 | 77 | 168 | 1 | Elevated | 50000 |  |  | 50000 | 0.05 | 19 | 19 | 0.05 | 0.05 | 0.05 | 0.05 | 0.01 | 0 | 0.17 | 0.17 | 0.17 | 0.15 | 0.03 | 0 | 0.22 | 0.21 | 0.21 | 0.17 | 0.04 | 0 | True |  | Non Federally-Regulated | 04/04/2017 |  | 02/12/2020
Eaton (formerly Cooper Industries) | Halo | H457RTATE010 ELSG406927 | Light Emitting Diode | Inseparable Luminaire | Direct Wired | Forward Phase Cut Controls | 53.2 | 2684 | -0.0002 | 95 | 77 | 168 | 1 | Elevated | 50000 |  |  | 50000 | 0.05 | 19 | 19 | 0.05 | 0.05 | 0.05 | 0.05 | 0.01 | 0 | 0.17 | 0.17 | 0.17 | 0.15 | 0.03 | 0 | 0.22 | 0.21 | 0.21 | 0.17 | 0.04 | 0 | True |  | Non Federally-Regulated | 04/04/2017 |  | 02/12/2020
Eaton (formerly Cooper Industries) | Halo | H457RTATE010 ELSG406930 | Light Emitting Diode | Inseparable Luminaire | Direct Wired | Forward Phase Cut Controls | 53.2 | 3000 | -0.0002 | 95 | 77 | 168 | 1 | Elevated | 50000 |  |  | 50000 | 0.05 | 19 | 19 | 0.05 | 0.05 | 0.05 | 0.05 | 0.01 | 0 | 0.17 | 0.17 | 0.17 | 0.15 | 0.03 | 0 | 0.22 | 0.21 | 0.21 | 0.17 | 0.04 | 0 | True |  | Non Federally-Regulated | 04/04/2017 |  | 02/12/2020
Eaton (formerly Cooper Industries) | Halo | H457RTATE010 ELSG406935 | Light Emitting Diode | Inseparable Luminaire | Direct Wired | Forward Phase Cut Controls | 53.2 | 3500 | -0.0002 | 95 | 77 | 168 | 1 | Elevated | 50000 |  |  | 50000 | 0.05 | 19 | 19 | 0.05 | 0.05 | 0.05 | 0.05 | 0.01 | 0 | 0.17 | 0.17 | 0.17 | 0.15 | 0.03 | 0 | 0.22 | 0.21 | 0.21 | 0.17 | 0.04 | 0 | True |  | Non Federally-Regulated | 04/04/2017 |  | 02/12/2020
Eaton (formerly Cooper Industries) | Halo | H457RTATE010 ELSG406940 | Light Emitting Diode | Inseparable Luminaire | Direct Wired | Forward Phase Cut Controls | 53.2 | 4000 | -0.0002 | 95 | 77 | 168 | 1 | Elevated | 50000 |  |  | 50000 | 0.05 | 19 | 19 | 0.05 | 0.05 | 0.05 | 0.05 | 0.01 | 0 | 0.17 | 0.17 | 0.17 | 0.15 | 0.03 | 0 | 0.22 | 0.21 | 0.21 | 0.17 | 0.04 | 0 | True |  | Non Federally-Regulated | 04/04/2017 |  | 02/12/2020
Eaton (formerly Cooper Industries) | Halo | H457TCPE010 ELSG406927 | Light Emitting Diode | Inseparable Luminaire | Direct Wired | Forward Phase Cut Controls | 53.2 | 2684 | -0.0002 | 95 | 77 | 171 | 1 | Elevated | 50000 |  |  | 50000 | 0.05 | 19 | 19 | 0.05 | 0.05 | 0.05 | 0.05 | 0.01 | 0 | 0.17 | 0.17 | 0.17 | 0.15 | 0.03 | 0 | 0.22 | 0.21 | 0.21 | 0.17 | 0.04 | 0 | True |  | Non Federally-Regulated | 04/04/2017 |  | 02/12/2020
Eaton (formerly Cooper Industries) | Halo | H457TCPE010 ELSG406930 | Light Emitting Diode | Inseparable Luminaire | Direct Wired | Forward Phase Cut Controls | 53.2 | 3000 | -0.0002 | 95 | 77 | 171 | 1 | Elevated | 50000 |  |  | 50000 | 0.05 | 19 | 19 | 0.05 | 0.05 | 0.05 | 0.05 | 0.01 | 0 | 0.17 | 0.17 | 0.17 | 0.15 | 0.03 | 0 | 0.22 | 0.21 | 0.21 | 0.17 | 0.04 | 0 | True |  | Non Federally-Regulated | 04/04/2017 |  | 02/12/2020
Eaton (formerly Cooper Industries) | Halo | H457TCPE010 ELSG406935 | Light Emitting Diode | Inseparable Luminaire | Direct Wired | Forward Phase Cut Controls | 53.2 | 3500 | -0.0002 | 95 | 77 | 171 | 1 | Elevated | 50000 |  |  | 50000 | 0.05 | 19 | 19 | 0.05 | 0.05 | 0.05 | 0.05 | 0.01 | 0 | 0.17 | 0.17 | 0.17 | 0.15 | 0.03 | 0 | 0.22 | 0.21 | 0.21 | 0.17 | 0.04 | 0 | True |  | Non Federally-Regulated | 04/04/2017 |  | 02/12/2020
Eaton (formerly Cooper Industries) | Halo | H457TCPE010 ELSG406940 | Light Emitting Diode | Inseparable Luminaire | Direct Wired | Forward Phase Cut Controls | 53.2 | 4000 | -0.0002 | 95 | 77 | 171 | 1 | Elevated | 50000 |  |  | 50000 | 0.05 | 19 | 19 | 0.05 | 0.05 | 0.05 | 0.05 | 0.01 | 0 | 0.17 | 0.17 | 0.17 | 0.15 | 0.03 | 0 | 0.22 | 0.21 | 0.21 | 0.17 | 0.04 | 0 | True |  | Non Federally-Regulated | 04/04/2017 |  | 02/12/2020
Eaton (formerly Cooper Industries) | Halo | HU1018D927** | Light Emitting Diode | Inseparable Luminaire | Direct Wired | Forward Phase Cut Controls | 56.1 | 2764 | -0.0002 | 95 | 68 | 119 | 1 | Ambient | 50000 |  |  | 50000 | 0.05 | 20 | 21 | 0.18 | 0.18 | 0.17 | 0.17 | 0.04 | 0 | 0.13 | 0.13 | 0.13 | 0.1 | 0.02 | 0 | 0.7 | 0.7 | 0.71 | 0.51 | 0.11 | 0.01 | True |  | Non Federally-Regulated | 04/04/2017 |  | 02/12/2020
Eaton (formerly Cooper Industries) | Halo | HU1018D930** | Light Emitting Diode | Inseparable Luminaire | Direct Wired | Forward Phase Cut Controls | 56.1 | 3000 | -0.0002 | 95 | 68 | 119 | 1 | Ambient | 50000 |  |  | 50000 | 0.05 | 20 | 21 | 0.18 | 0.18 | 0.17 | 0.17 | 0.04 | 0 | 0.13 | 0.13 | 0.13 | 0.1 | 0.02 | 0 | 0.7 | 0.7 | 0.71 | 0.51 | 0.11 | 0.01 | True |  | Non Federally-Regulated | 04/04/2017 |  | 02/12/2020
Eaton (formerly Cooper Industries) | Halo | HU1018D940** | Light Emitting Diode | Inseparable Luminaire | Direct Wired | Forward Phase Cut Controls | 56.1 | 4000 | -0.0002 | 95 | 68 | 119 | 1 | Ambient | 50000 |  |  | 50000 | 0.05 | 20 | 21 | 0.18 | 0.18 | 0.17 | 0.17 | 0.04 | 0 | 0.13 | 0.13 | 0.13 | 0.1 | 0.02 | 0 | 0.7 | 0.7 | 0.71 | 0.51 | 0.11 | 0.01 | True |  | Non Federally-Regulated | 04/04/2017 |  | 02/12/2020
Eaton (formerly Cooper Industries) | Halo | HU1009D927** | Light Emitting Diode | Inseparable Luminaire | Direct Wired | Forward Phase Cut Controls | 49.5 | 2722 | -0.0002 | 95 | 68 | 120 | 1 | Ambient | 50000 |  |  | 50000 | 0.05 | 21 | 21 | 0.14 | 0.14 | 0.14 | 0.13 | 0.03 | 0 | 0.3 | 0.3 | 0.3 | 0.23 | 0.05 | 0 | 0.08 | 0.06 | 0.06 | 0.04 | 0.01 | 0 | True |  | Non Federally-Regulated | 04/04/2017 |  | 02/12/2020
Eaton (formerly Cooper Industries) | Halo | HU1009D930** | Light Emitting Diode | Inseparable Luminaire | Direct Wired | Forward Phase Cut Controls | 49.5 | 3000 | -0.0002 | 95 | 68 | 120 | 1 | Ambient | 50000 |  |  | 50000 | 0.05 | 21 | 21 | 0.14 | 0.14 | 0.14 | 0.13 | 0.03 | 0 | 0.3 | 0.3 | 0.3 | 0.23 | 0.05 | 0 | 0.08 | 0.06 | 0.06 | 0.04 | 0.01 | 0 | True |  | Non Federally-Regulated | 04/04/2017 |  | 02/12/2020
Eaton (formerly Cooper Industries) | Halo | HU1009D940** | Light Emitting Diode | Inseparable Luminaire | Direct Wired | Forward Phase Cut Controls | 49.5 | 4000 | -0.0002 | 95 | 68 | 120 | 1 | Ambient | 50000 |  |  | 50000 | 0.05 | 21 | 21 | 0.14 | 0.14 | 0.14 | 0.13 | 0.03 | 0 | 0.3 | 0.3 | 0.3 | 0.23 | 0.05 | 0 | 0.08 | 0.06 | 0.06 | 0.04 | 0.01 | 0 | True |  | Non Federally-Regulated | 04/04/2017 |  | 02/12/2020
Eaton (formerly Cooper Industries) | Halo | HL612ICAT HLM6927**** | Light Emitting Diode | Inseparable Luminaire | Direct Wired | Forward Phase Cut Controls | 68.8 | 2713 | 0.0001 | 93 | 69 | 160 | 1 | Elevated | 50000 |  |  | 50000 | 0.05 | 19 | 21 | 0.05 | 0.05 | 0.05 | 0.05 | 0.01 | 0 | 0.18 | 0.18 | 0.18 | 0.16 | 0.03 | 0 | 0.15 | 0.15 | 0.15 | 0.12 | 0.03 | 0 | True |  | Non Federally-Regulated | 04/04/2017 |  | 02/12/2020
Eaton (formerly Cooper Industries) | Halo | HL612ICAT HLM6930**** | Light Emitting Diode | Inseparable Luminaire | Direct Wired | Forward Phase Cut Controls | 68.8 | 3000 | 0.0001 | 93 | 69 | 160 | 1 | Elevated | 50000 |  |  | 50000 | 0.05 | 19 | 21 | 0.05 | 0.05 | 0.05 | 0.05 | 0.01 | 0 | 0.18 | 0.18 | 0.18 | 0.16 | 0.03 | 0 | 0.15 | 0.15 | 0.15 | 0.12 | 0.03 | 0 | True |  | Non Federally-Regulated | 04/04/2017 |  | 02/12/2020
Eaton (formerly Cooper Industries) | Halo | HL612ICAT HLM6935**** | Light Emitting Diode | Inseparable Luminaire | Direct Wired | Forward Phase Cut Controls | 68.8 | 3500 | 0.0001 | 93 | 69 | 160 | 1 | Elevated | 50000 |  |  | 50000 | 0.05 | 19 | 21 | 0.05 | 0.05 | 0.05 | 0.05 | 0.01 | 0 | 0.18 | 0.18 | 0.18 | 0.16 | 0.03 | 0 | 0.15 | 0.15 | 0.15 | 0.12 | 0.03 | 0 | True |  | Non Federally-Regulated | 04/04/2017 |  | 02/12/2020
Eaton (formerly Cooper Industries) | Halo | HL612ICAT HLM6940**** | Light Emitting Diode | Inseparable Luminaire | Direct Wired | Forward Phase Cut Controls | 68.8 | 4000 | 0.0001 | 93 | 69 | 160 | 1 | Elevated | 50000 |  |  | 50000 | 0.05 | 19 | 21 | 0.05 | 0.05 | 0.05 | 0.05 | 0.01 | 0 | 0.18 | 0.18 | 0.18 | 0.16 | 0.03 | 0 | 0.15 | 0.15 | 0.15 | 0.12 | 0.03 | 0 | True |  | Non Federally-Regulated | 04/04/2017 |  | 02/12/2020
Eaton (formerly Cooper Industries) | Halo | HU1036D927** | Light Emitting Diode | Inseparable Luminaire | Direct Wired | Forward Phase Cut Controls | 55.6 | 2773 | -0.0005 | 96 | 70 | 102 | 1 | Ambient | 50000 |  |  | 50000 | 0.05 | 21 | 22 | 0.11 | 0.11 | 0.11 | 0.1 | 0.02 | 0 | 0.3 | 0.3 | 0.31 | 0.24 | 0.05 | 0 | 0.32 | 0.33 | 0.33 | 0.24 | 0.05 | 0 | True |  | Non Federally-Regulated | 04/20/2017 |  | 02/12/2020
Eaton (formerly Cooper Industries) | Halo | HU1036D930** | Light Emitting Diode | Inseparable Luminaire | Direct Wired | Forward Phase Cut Controls | 55.6 | 3000 | -0.0005 | 96 | 70 | 102 | 1 | Ambient | 50000 |  |  | 50000 | 0.05 | 21 | 22 | 0.11 | 0.11 | 0.11 | 0.1 | 0.02 | 0 | 0.3 | 0.3 | 0.31 | 0.24 | 0.05 | 0 | 0.32 | 0.33 | 0.33 | 0.24 | 0.05 | 0 | True |  | Non Federally-Regulated | 04/20/2017 |  | 02/12/2020
Eaton (formerly Cooper Industries) | Halo | HU1036D940** | Light Emitting Diode | Inseparable Luminaire | Direct Wired | Forward Phase Cut Controls | 55.6 | 4000 | -0.0005 | 96 | 70 | 102 | 1 | Ambient | 50000 |  |  | 50000 | 0.05 | 21 | 22 | 0.11 | 0.11 | 0.11 | 0.1 | 0.02 | 0 | 0.3 | 0.3 | 0.31 | 0.24 | 0.05 | 0 | 0.32 | 0.33 | 0.33 | 0.24 | 0.05 | 0 | True |  | Non Federally-Regulated | 04/20/2017 |  | 02/12/2020
Eaton (formerly Cooper Industries) | Halo | RL560WH9927** | Light Emitting Diode | Inseparable Luminaire | Quick Connect | Forward Phase Cut Controls | 63.3 | 2651 | -0.0003 | 92 | 67 | 88 | 1 | Elevated | 50000 |  |  | 50000 | 0.05 | 19 | 21 | 0.06 | 0.06 | 0.06 | 0.05 | 0.01 | 0 | 0.34 | 0.34 | 0.35 | 0.27 | 0.06 | 0 | 0.26 | 0.27 | 0.27 | 0.2 | 0.04 | 0 | True |  | Non Federally-Regulated | 06/06/2017 |  | 02/12/2020
Eaton (formerly Cooper Industries) | Halo | RL560WH9930** | Light Emitting Diode | Inseparable Luminaire | Quick Connect | Forward Phase Cut Controls | 63.3 | 3000 | -0.0003 | 92 | 67 | 88 | 1 | Elevated | 50000 |  |  | 50000 | 0.05 | 19 | 21 | 0.06 | 0.06 | 0.06 | 0.05 | 0.01 | 0 | 0.34 | 0.34 | 0.35 | 0.27 | 0.06 | 0 | 0.26 | 0.27 | 0.27 | 0.2 | 0.04 | 0 | True |  | Non Federally-Regulated | 06/06/2017 |  | 02/12/2020
Eaton (formerly Cooper Industries) | Halo | RL560WH9935** | Light Emitting Diode | Inseparable Luminaire | Quick Connect | Forward Phase Cut Controls | 63.3 | 3500 | -0.0003 | 92 | 67 | 88 | 1 | Elevated | 50000 |  |  | 50000 | 0.05 | 19 | 21 | 0.06 | 0.06 | 0.06 | 0.05 | 0.01 | 0 | 0.34 | 0.34 | 0.35 | 0.27 | 0.06 | 0 | 0.26 | 0.27 | 0.27 | 0.2 | 0.04 | 0 | True |  | Non Federally-Regulated | 06/06/2017 |  | 02/12/2020
Eaton (formerly Cooper Industries) | Halo | RL560WH9940** | Light Emitting Diode | Inseparable Luminaire | Quick Connect | Forward Phase Cut Controls | 63.3 | 4000 | -0.0003 | 92 | 67 | 88 | 1 | Elevated | 50000 |  |  | 50000 | 0.05 | 19 | 21 | 0.06 | 0.06 | 0.06 | 0.05 | 0.01 | 0 | 0.34 | 0.34 | 0.35 | 0.27 | 0.06 | 0 | 0.26 | 0.27 | 0.27 | 0.2 | 0.04 | 0 | True |  | Non Federally-Regulated | 06/06/2017 |  | 02/12/2020
Eaton (formerly Cooper Industries) | Halo | RL560WH9927** | Light Emitting Diode | Inseparable Luminaire | Quick Connect | Reverse Phase Cut Controls | 63.3 | 2651 | -0.0003 | 92 | 67 | 88 | 1 | Elevated | 50000 |  |  | 50000 | 0.05 | 19 | 21 | 0.02 | 0.02 | 0.02 | 0.02 | 0 | 0 | 0.12 | 0.12 | 0.12 | 0.1 | 0.02 | 0 | 0.1 | 0.11 | 0.11 | 0.09 | 0.02 | 0 | True |  | Non Federally-Regulated | 06/06/2017 |  | 02/12/2020
Eaton (formerly Cooper Industries) | Halo | RL560WH9930** | Light Emitting Diode | Inseparable Luminaire | Quick Connect | Reverse Phase Cut Controls | 63.3 | 3000 | -0.0003 | 92 | 67 | 88 | 1 | Elevated | 50000 |  |  | 50000 | 0.05 | 19 | 21 | 0.02 | 0.02 | 0.02 | 0.02 | 0 | 0 | 0.12 | 0.12 | 0.12 | 0.1 | 0.02 | 0 | 0.1 | 0.11 | 0.11 | 0.09 | 0.02 | 0 | True |  | Non Federally-Regulated | 06/06/2017 |  | 02/12/2020
Eaton (formerly Cooper Industries) | Halo | RL560WH9935** | Light Emitting Diode | Inseparable Luminaire | Quick Connect | Reverse Phase Cut Controls | 63.3 | 3500 | -0.0003 | 92 | 67 | 88 | 1 | Elevated | 50000 |  |  | 50000 | 0.05 | 19 | 21 | 0.02 | 0.02 | 0.02 | 0.02 | 0 | 0 | 0.12 | 0.12 | 0.12 | 0.1 | 0.02 | 0 | 0.1 | 0.11 | 0.11 | 0.09 | 0.02 | 0 | True |  | Non Federally-Regulated | 06/06/2017 |  | 02/12/2020
Eaton (formerly Cooper Industries) | Halo | RL560WH9940** | Light Emitting Diode | Inseparable Luminaire | Quick Connect | Reverse Phase Cut Controls | 63.3 | 4000 | -0.0003 | 92 | 67 | 88 | 1 | Elevated | 50000 |  |  | 50000 | 0.05 | 19 | 21 | 0.02 | 0.02 | 0.02 | 0.02 | 0 | 0 | 0.12 | 0.12 | 0.12 | 0.1 | 0.02 | 0 | 0.1 | 0.11 | 0.11 | 0.09 | 0.02 | 0 | True |  | Non Federally-Regulated | 06/06/2017 |  | 02/12/2020
Eaton (formerly Cooper Industries) | Portfolio | LD6B10D010 EU6B10209027 6LB**** | Light Emitting Diode | Inseparable Luminaire | Quick Connect | Forward Phase Cut Controls | 88 | 2271 | 0.0003 | 95 | 67 | 356 | 0.9 | Elevated | 50000 |  |  | 50000 | 0.05 | 21 | 21 | 0.06 | 0.06 | 0.06 | 0.06 | 0 | 0 | 0.02 | 0.15 | 0.15 | 0.15 | 0.03 | 0.04 | 0.1 | 0.1 | 0.1 | 0.1 | 0.02 | 0 | True |  | Non Federally-Regulated | 07/24/2017 |  | 02/12/2020
Eaton (formerly Cooper Industries) | Portfolio | LD6B10D010 EU6B10209030 6LB**** | Light Emitting Diode | Inseparable Luminaire | Quick Connect | Forward Phase Cut Controls | 88 | 3000 | 0.0003 | 95 | 67 | 356 | 0.9 | Elevated | 50000 |  |  | 50000 | 0.05 | 21 | 21 | 0.06 | 0.06 | 0.06 | 0.06 | 0 | 0 | 0.02 | 0.15 | 0.15 | 0.15 | 0.03 | 0.04 | 0.1 | 0.1 | 0.1 | 0.1 | 0.02 | 0 | True |  | Non Federally-Regulated | 07/24/2017 |  | 02/12/2020
Eaton (formerly Cooper Industries) | Portfolio | LD6B10D010 EU6B10209035 6LB**** | Light Emitting Diode | Inseparable Luminaire | Quick Connect | Forward Phase Cut Controls | 88 | 3500 | 0.0003 | 95 | 67 | 356 | 0.9 | Elevated | 50000 |  |  | 50000 | 0.05 | 21 | 21 | 0.06 | 0.06 | 0.06 | 0.06 | 0 | 0 | 0.02 | 0.15 | 0.15 | 0.15 | 0.03 | 0.04 | 0.1 | 0.1 | 0.1 | 0.1 | 0.02 | 0 | True |  | Non Federally-Regulated | 07/24/2017 |  | 02/12/2020
Eaton (formerly Cooper Industries) | Portfolio | LD6B10D010 EU6B10209040 6LB**** | Light Emitting Diode | Inseparable Luminaire | Quick Connect | Forward Phase Cut Controls | 88 | 4000 | 0.0003 | 95 | 67 | 356 | 0.9 | Elevated | 50000 |  |  | 50000 | 0.05 | 21 | 21 | 0.06 | 0.06 | 0.06 | 0.06 | 0 | 0 | 0.02 | 0.15 | 0.15 | 0.15 | 0.03 | 0.04 | 0.1 | 0.1 | 0.1 | 0.1 | 0.02 | 0 | True |  | Non Federally-Regulated | 07/24/2017 |  | 02/12/2020
Eaton (formerly Cooper Industries) | Portfolio | LD6B10D010TR EU6B10209027 6LB**** | Light Emitting Diode | Inseparable Luminaire | Quick Connect | Forward Phase Cut Controls | 88 | 2271 | 0.0003 | 95 | 67 | 356 | 0.9 | Elevated | 50000 |  |  | 50000 | 0.05 | 21 | 21 | 0.06 | 0.06 | 0.06 | 0.06 | 0.01 | 0 | 0.06 | 0.06 | 0.06 | 0.06 | 0.01 | 0 | 0.11 | 0.1 | 0.1 | 0.09 | 0.03 | 0 | True |  | Non Federally-Regulated | 07/24/2017 |  | 02/12/2020
Eaton (formerly Cooper Industries) | Portfolio | LD6B10D010TR EU6B10209030 6LB**** | Light Emitting Diode | Inseparable Luminaire | Quick Connect | Forward Phase Cut Controls | 88 | 3000 | 0.0003 | 95 | 67 | 356 | 0.9 | Elevated | 50000 |  |  | 50000 | 0.05 | 21 | 21 | 0.06 | 0.06 | 0.06 | 0.06 | 0.01 | 0 | 0.06 | 0.06 | 0.06 | 0.06 | 0.01 | 0 | 0.11 | 0.1 | 0.1 | 0.09 | 0.03 | 0 | True |  | Non Federally-Regulated | 07/24/2017 |  | 02/12/2020
Eaton (formerly Cooper Industries) | Portfolio | LD6B10D010TR EU6B10209035 6LB**** | Light Emitting Diode | Inseparable Luminaire | Quick Connect | Forward Phase Cut Controls | 88 | 3500 | 0.0003 | 95 | 67 | 356 | 0.9 | Elevated | 50000 |  |  | 50000 | 0.05 | 21 | 21 | 0.06 | 0.06 | 0.06 | 0.06 | 0.01 | 0 | 0.06 | 0.06 | 0.06 | 0.06 | 0.01 | 0 | 0.11 | 0.1 | 0.1 | 0.09 | 0.03 | 0 | True |  | Non Federally-Regulated | 07/24/2017 |  | 02/12/2020
Eaton (formerly Cooper Industries) | Portfolio | LD6B10D010TR EU6B10209040 6LB**** | Light Emitting Diode | Inseparable Luminaire | Quick Connect | Forward Phase Cut Controls | 88 | 4000 | 0.0003 | 95 | 67 | 356 | 0.9 | Elevated | 50000 |  |  | 50000 | 0.05 | 21 | 21 | 0.06 | 0.06 | 0.06 | 0.06 | 0.01 | 0 | 0.06 | 0.06 | 0.06 | 0.06 | 0.01 | 0 | 0.11 | 0.1 | 0.1 | 0.09 | 0.03 | 0 | True |  | Non Federally-Regulated | 07/24/2017 |  | 02/12/2020
Eaton (formerly Cooper Industries) | Portfolio | LD6BCP10D010 EU6B10209027 6LB**** | Light Emitting Diode | Inseparable Luminaire | Quick Connect | Forward Phase Cut Controls | 88 | 2271 | 0.0003 | 95 | 67 | 356 | 0.9 | Elevated | 50000 |  |  | 50000 | 0.05 | 21 | 21 | 0.06 | 0.06 | 0.06 | 0.06 | 0 | 0 | 0.02 | 0.15 | 0.15 | 0.15 | 0.03 | 0.04 | 0.1 | 0.1 | 0.1 | 0.1 | 0.02 | 0 | True |  | Non Federally-Regulated | 07/24/2017 |  | 02/12/2020
Eaton (formerly Cooper Industries) | Portfolio | LD6BCP10D010 EU6B10209030 6LB**** | Light Emitting Diode | Inseparable Luminaire | Quick Connect | Forward Phase Cut Controls | 88 | 3000 | 0.0003 | 95 | 67 | 356 | 0.9 | Elevated | 50000 |  |  | 50000 | 0.05 | 21 | 21 | 0.06 | 0.06 | 0.06 | 0.06 | 0 | 0 | 0.02 | 0.15 | 0.15 | 0.15 | 0.03 | 0.04 | 0.1 | 0.1 | 0.1 | 0.1 | 0.02 | 0 | True |  | Non Federally-Regulated | 07/24/2017 |  | 02/12/2020
Eaton (formerly Cooper Industries) | Portfolio | LD6BCP10D010 EU6B10209035 6LB**** | Light Emitting Diode | Inseparable Luminaire | Quick Connect | Forward Phase Cut Controls | 88 | 3500 | 0.0003 | 95 | 67 | 356 | 0.9 | Elevated | 50000 |  |  | 50000 | 0.05 | 21 | 21 | 0.06 | 0.06 | 0.06 | 0.06 | 0 | 0 | 0.02 | 0.15 | 0.15 | 0.15 | 0.03 | 0.04 | 0.1 | 0.1 | 0.1 | 0.1 | 0.02 | 0 | True |  | Non Federally-Regulated | 07/24/2017 |  | 02/12/2020
Eaton (formerly Cooper Industries) | Portfolio | LD6BCP10D010 EU6B10209040 6LB**** | Light Emitting Diode | Inseparable Luminaire | Quick Connect | Forward Phase Cut Controls | 88 | 4000 | 0.0003 | 95 | 67 | 356 | 0.9 | Elevated | 50000 |  |  | 50000 | 0.05 | 21 | 21 | 0.06 | 0.06 | 0.06 | 0.06 | 0 | 0 | 0.02 | 0.15 | 0.15 | 0.15 | 0.03 | 0.04 | 0.1 | 0.1 | 0.1 | 0.1 | 0.02 | 0 | True |  | Non Federally-Regulated | 07/24/2017 |  | 02/12/2020
Eaton (formerly Cooper Industries) | Portfolio | LD6BCP10D010TR EU6B10209027 6LB**** | Light Emitting Diode | Inseparable Luminaire | Quick Connect | Forward Phase Cut Controls | 88 | 2271 | 0.0003 | 95 | 67 | 356 | 0.9 | Elevated | 50000 |  |  | 50000 | 0.05 | 21 | 21 | 0.06 | 0.06 | 0.06 | 0.06 | 0.01 | 0 | 0.06 | 0.06 | 0.06 | 0.06 | 0.01 | 0 | 0.11 | 0.1 | 0.1 | 0.09 | 0.03 | 0 | True |  | Non Federally-Regulated | 07/24/2017 |  | 02/12/2020
Eaton (formerly Cooper Industries) | Portfolio | LD6BCP10D010TR EU6B10209030 6LB**** | Light Emitting Diode | Inseparable Luminaire | Quick Connect | Forward Phase Cut Controls | 88 | 3000 | 0.0003 | 95 | 67 | 356 | 0.9 | Elevated | 50000 |  |  | 50000 | 0.05 | 21 | 21 | 0.06 | 0.06 | 0.06 | 0.06 | 0.01 | 0 | 0.06 | 0.06 | 0.06 | 0.06 | 0.01 | 0 | 0.11 | 0.1 | 0.1 | 0.09 | 0.03 | 0 | True |  | Non Federally-Regulated | 07/24/2017 |  | 02/12/2020
Eaton (formerly Cooper Industries) | Portfolio | LD6BCP10D010TR EU6B10209035 6LB**** | Light Emitting Diode | Inseparable Luminaire | Quick Connect | Forward Phase Cut Controls | 88 | 3500 | 0.0003 | 95 | 67 | 356 | 0.9 | Elevated | 50000 |  |  | 50000 | 0.05 | 21 | 21 | 0.06 | 0.06 | 0.06 | 0.06 | 0.01 | 0 | 0.06 | 0.06 | 0.06 | 0.06 | 0.01 | 0 | 0.11 | 0.1 | 0.1 | 0.09 | 0.03 | 0 | True |  | Non Federally-Regulated | 07/24/2017 |  | 02/12/2020
Eaton (formerly Cooper Industries) | Portfolio | LD6BCP10D010TR EU6B10209040 6LB**** | Light Emitting Diode | Inseparable Luminaire | Quick Connect | Forward Phase Cut Controls | 88 | 4000 | 0.0003 | 95 | 67 | 356 | 0.9 | Elevated | 50000 |  |  | 50000 | 0.05 | 21 | 21 | 0.06 | 0.06 | 0.06 | 0.06 | 0.01 | 0 | 0.06 | 0.06 | 0.06 | 0.06 | 0.01 | 0 | 0.11 | 0.1 | 0.1 | 0.09 | 0.03 | 0 | True |  | Non Federally-Regulated | 07/24/2017 |  | 02/12/2020
Eaton (formerly Cooper Industries) | Portfolio | LDRT6B10D010 EU6B10209027 6LB**** | Light Emitting Diode | Inseparable Luminaire | Quick Connect | Forward Phase Cut Controls | 88 | 2271 | 0.0003 | 95 | 67 | 356 | 0.9 | Elevated | 50000 |  |  | 50000 | 0.05 | 21 | 21 | 0.06 | 0.06 | 0.06 | 0.06 | 0 | 0 | 0.02 | 0.15 | 0.15 | 0.15 | 0.03 | 0.04 | 0.1 | 0.1 | 0.1 | 0.1 | 0.02 | 0 | True |  | Non Federally-Regulated | 07/24/2017 |  | 02/12/2020
Eaton (formerly Cooper Industries) | Portfolio | LDRT6B10D010 EU6B10209030 6LB**** | Light Emitting Diode | Inseparable Luminaire | Quick Connect | Forward Phase Cut Controls | 88 | 3000 | 0.0003 | 95 | 67 | 356 | 0.9 | Elevated | 50000 |  |  | 50000 | 0.05 | 21 | 21 | 0.06 | 0.06 | 0.06 | 0.06 | 0 | 0 | 0.02 | 0.15 | 0.15 | 0.15 | 0.03 | 0.04 | 0.1 | 0.1 | 0.1 | 0.1 | 0.02 | 0 | True |  | Non Federally-Regulated | 07/24/2017 |  | 02/12/2020
Eaton (formerly Cooper Industries) | Portfolio | LDRT6B10D010 EU6B10209035 6LB**** | Light Emitting Diode | Inseparable Luminaire | Quick Connect | Forward Phase Cut Controls | 88 | 3500 | 0.0003 | 95 | 67 | 356 | 0.9 | Elevated | 50000 |  |  | 50000 | 0.05 | 21 | 21 | 0.06 | 0.06 | 0.06 | 0.06 | 0 | 0 | 0.02 | 0.15 | 0.15 | 0.15 | 0.03 | 0.04 | 0.1 | 0.1 | 0.1 | 0.1 | 0.02 | 0 | True |  | Non Federally-Regulated | 07/24/2017 |  | 02/12/2020
Eaton (formerly Cooper Industries) | Portfolio | LDRT6B10D010 EU6B10209040 6LB**** | Light Emitting Diode | Inseparable Luminaire | Quick Connect | Forward Phase Cut Controls | 88 | 4000 | 0.0003 | 95 | 67 | 356 | 0.9 | Elevated | 50000 |  |  | 50000 | 0.05 | 21 | 21 | 0.06 | 0.06 | 0.06 | 0.06 | 0 | 0 | 0.02 | 0.15 | 0.15 | 0.15 | 0.03 | 0.04 | 0.1 | 0.1 | 0.1 | 0.1 | 0.02 | 0 | True |  | Non Federally-Regulated | 07/24/2017 |  | 02/12/2020
Eaton (formerly Cooper Industries) | Portfolio | LDRT6B10D010TR EU6B10209027 6LB**** | Light Emitting Diode | Inseparable Luminaire | Quick Connect | Forward Phase Cut Controls | 88 | 2271 | 0.0003 | 95 | 67 | 356 | 0.9 | Elevated | 50000 |  |  | 50000 | 0.05 | 21 | 21 | 0.06 | 0.06 | 0.06 | 0.06 | 0.01 | 0 | 0.06 | 0.06 | 0.06 | 0.06 | 0.01 | 0 | 0.11 | 0.1 | 0.1 | 0.09 | 0.03 | 0 | True |  | Non Federally-Regulated | 07/24/2017 |  | 02/12/2020
Eaton (formerly Cooper Industries) | Portfolio | LDRT6B10D010TR EU6B10209030 6LB**** | Light Emitting Diode | Inseparable Luminaire | Quick Connect | Forward Phase Cut Controls | 88 | 3000 | 0.0003 | 95 | 67 | 356 | 0.9 | Elevated | 50000 |  |  | 50000 | 0.05 | 21 | 21 | 0.06 | 0.06 | 0.06 | 0.06 | 0.01 | 0 | 0.06 | 0.06 | 0.06 | 0.06 | 0.01 | 0 | 0.11 | 0.1 | 0.1 | 0.09 | 0.03 | 0 | True |  | Non Federally-Regulated | 07/24/2017 |  | 02/12/2020
Eaton (formerly Cooper Industries) | Portfolio | LDRT6B10D010TR EU6B10209035 6LB**** | Light Emitting Diode | Inseparable Luminaire | Quick Connect | Forward Phase Cut Controls | 88 | 3500 | 0.0003 | 95 | 67 | 356 | 0.9 | Elevated | 50000 |  |  | 50000 | 0.05 | 21 | 21 | 0.06 | 0.06 | 0.06 | 0.06 | 0.01 | 0 | 0.06 | 0.06 | 0.06 | 0.06 | 0.01 | 0 | 0.11 | 0.1 | 0.1 | 0.09 | 0.03 | 0 | True |  | Non Federally-Regulated | 07/24/2017 |  | 02/12/2020
Eaton (formerly Cooper Industries) | Portfolio | LDRT6B10D010TR EU6B10209040 6LB**** | Light Emitting Diode | Inseparable Luminaire | Quick Connect | Forward Phase Cut Controls | 88 | 4000 | 0.0003 | 95 | 67 | 356 | 0.9 | Elevated | 50000 |  |  | 50000 | 0.05 | 21 | 21 | 0.06 | 0.06 | 0.06 | 0.06 | 0.01 | 0 | 0.06 | 0.06 | 0.06 | 0.06 | 0.01 | 0 | 0.11 | 0.1 | 0.1 | 0.09 | 0.03 | 0 | True |  | Non Federally-Regulated | 07/24/2017 |  | 02/12/2020
Eaton (formerly Cooper Industries) | Portfolio | LDRT6BCP10D010 EU6B10209027 6LB**** | Light Emitting Diode | Inseparable Luminaire | Quick Connect | Forward Phase Cut Controls | 88 | 2271 | 0.0003 | 95 | 67 | 356 | 0.9 | Elevated | 50000 |  |  | 50000 | 0.05 | 21 | 21 | 0.06 | 0.06 | 0.06 | 0.06 | 0 | 0 | 0.02 | 0.15 | 0.15 | 0.15 | 0.03 | 0.04 | 0.1 | 0.1 | 0.1 | 0.1 | 0.02 | 0 | True |  | Non Federally-Regulated | 07/24/2017 |  | 02/12/2020
Eaton (formerly Cooper Industries) | Portfolio | LDRT6BCPD010 EU6B10209030 6LB**** | Light Emitting Diode | Inseparable Luminaire | Quick Connect | Forward Phase Cut Controls | 88 | 3000 | 0.0003 | 95 | 67 | 356 | 0.9 | Elevated | 50000 |  |  | 50000 | 0.05 | 21 | 21 | 0.06 | 0.06 | 0.06 | 0.06 | 0 | 0 | 0.02 | 0.15 | 0.15 | 0.15 | 0.03 | 0.04 | 0.1 | 0.1 | 0.1 | 0.1 | 0.02 | 0 | True |  | Non Federally-Regulated | 07/24/2017 |  | 02/12/2020
Eaton (formerly Cooper Industries) | Portfolio | LDRT6BCP10D010 EU6B10209035 6LB**** | Light Emitting Diode | Inseparable Luminaire | Quick Connect | Forward Phase Cut Controls | 88 | 3500 | 0.0003 | 95 | 67 | 356 | 0.9 | Elevated | 50000 |  |  | 50000 | 0.05 | 21 | 21 | 0.06 | 0.06 | 0.06 | 0.06 | 0 | 0 | 0.02 | 0.15 | 0.15 | 0.15 | 0.03 | 0.04 | 0.1 | 0.1 | 0.1 | 0.1 | 0.02 | 0 | True |  | Non Federally-Regulated | 07/24/2017 |  | 02/12/2020
Eaton (formerly Cooper Industries) | Portfolio | LDRT6BCP10D010 EU6B10209040 6LB**** | Light Emitting Diode | Inseparable Luminaire | Quick Connect | Forward Phase Cut Controls | 88 | 4000 | 0.0003 | 95 | 67 | 356 | 0.9 | Elevated | 50000 |  |  | 50000 | 0.05 | 21 | 21 | 0.06 | 0.06 | 0.06 | 0.06 | 0 | 0 | 0.02 | 0.15 | 0.15 | 0.15 | 0.03 | 0.04 | 0.1 | 0.1 | 0.1 | 0.1 | 0.02 | 0 | True |  | Non Federally-Regulated | 07/24/2017 |  | 02/12/2020
Eaton (formerly Cooper Industries) | Portfolio | LDRT6BCP10D010TR EU6B10209027 6LB**** | Light Emitting Diode | Inseparable Luminaire | Quick Connect | Forward Phase Cut Controls | 88 | 2271 | 0.0003 | 95 | 67 | 356 | 0.9 | Elevated | 50000 |  |  | 50000 | 0.05 | 21 | 21 | 0.06 | 0.06 | 0.06 | 0.06 | 0.01 | 0 | 0.06 | 0.06 | 0.06 | 0.06 | 0.01 | 0 | 0.11 | 0.1 | 0.1 | 0.09 | 0.03 | 0 | True |  | Non Federally-Regulated | 07/24/2017 |  | 02/12/2020
Eaton (formerly Cooper Industries) | Portfolio | LDRT6BCP10D010TR EU6B10209030 6LB**** | Light Emitting Diode | Inseparable Luminaire | Quick Connect | Forward Phase Cut Controls | 88 | 3000 | 0.0003 | 95 | 67 | 356 | 0.9 | Elevated | 50000 |  |  | 50000 | 0.05 | 21 | 21 | 0.06 | 0.06 | 0.06 | 0.06 | 0.01 | 0 | 0.06 | 0.06 | 0.06 | 0.06 | 0.01 | 0 | 0.11 | 0.1 | 0.1 | 0.09 | 0.03 | 0 | True |  | Non Federally-Regulated | 07/24/2017 |  | 02/12/2020
Eaton (formerly Cooper Industries) | Portfolio | LDRT6BCP10D010TR EU6B10209035 6LB**** | Light Emitting Diode | Inseparable Luminaire | Quick Connect | Forward Phase Cut Controls | 88 | 3500 | 0.0003 | 95 | 67 | 356 | 0.9 | Elevated | 50000 |  |  | 50000 | 0.05 | 21 | 21 | 0.06 | 0.06 | 0.06 | 0.06 | 0.01 | 0 | 0.06 | 0.06 | 0.06 | 0.06 | 0.01 | 0 | 0.11 | 0.1 | 0.1 | 0.09 | 0.03 | 0 | True |  | Non Federally-Regulated | 07/24/2017 |  | 02/12/2020
Eaton (formerly Cooper Industries) | Portfolio | LDRT6BCP10D010TR EU6B10209040 6LB**** | Light Emitting Diode | Inseparable Luminaire | Quick Connect | Forward Phase Cut Controls | 88 | 4000 | 0.0003 | 95 | 67 | 356 | 0.9 | Elevated | 50000 |  |  | 50000 | 0.05 | 21 | 21 | 0.06 | 0.06 | 0.06 | 0.06 | 0.01 | 0 | 0.06 | 0.06 | 0.06 | 0.06 | 0.01 | 0 | 0.11 | 0.1 | 0.1 | 0.09 | 0.03 | 0 | True |  | Non Federally-Regulated | 07/24/2017 |  | 02/12/2020
Eaton (formerly Cooper Industries) | Portfolio | LD4B10D010 EU4B10209027 4LB**** | Light Emitting Diode | Inseparable Luminaire | Quick Connect | Forward Phase Cut Controls | 71 | 2703 | 0.0003 | 95 | 65 | 356 | 0.9 | Elevated | 50000 |  |  | 50000 | 0.05 | 21 | 21 | 0.06 | 0.06 | 0.06 | 0.06 | 0 | 0 | 0.02 | 0.15 | 0.15 | 0.15 | 0.03 | 0.04 | 0.1 | 0.1 | 0.1 | 0.1 | 0.02 | 0 | True |  | Non Federally-Regulated | 07/28/2017 |  | 02/12/2020
Eaton (formerly Cooper Industries) | Portfolio | LD4B10D010 EU4B10209030 4LB**** | Light Emitting Diode | Inseparable Luminaire | Quick Connect | Forward Phase Cut Controls | 71 | 3000 | 0.0003 | 95 | 65 | 356 | 0.9 | Elevated | 50000 |  |  | 50000 | 0.05 | 21 | 21 | 0.06 | 0.06 | 0.06 | 0.06 | 0 | 0 | 0.02 | 0.15 | 0.15 | 0.15 | 0.03 | 0.04 | 0.1 | 0.1 | 0.1 | 0.1 | 0.02 | 0 | True |  | Non Federally-Regulated | 07/28/2017 |  | 02/12/2020
Eaton (formerly Cooper Industries) | Portfolio | LD4B10D010 EU4B10209035 4LB**** | Light Emitting Diode | Inseparable Luminaire | Quick Connect | Forward Phase Cut Controls | 71 | 3500 | 0.0003 | 95 | 65 | 356 | 0.9 | Elevated | 50000 |  |  | 50000 | 0.05 | 21 | 21 | 0.06 | 0.06 | 0.06 | 0.06 | 0 | 0 | 0.02 | 0.15 | 0.15 | 0.15 | 0.03 | 0.04 | 0.1 | 0.1 | 0.1 | 0.1 | 0.02 | 0 | True |  | Non Federally-Regulated | 07/28/2017 |  | 02/12/2020
Eaton (formerly Cooper Industries) | Portfolio | LD4B10D010 EU4B10209040 4LB**** | Light Emitting Diode | Inseparable Luminaire | Quick Connect | Forward Phase Cut Controls | 71 | 4000 | 0.0003 | 95 | 65 | 356 | 0.9 | Elevated | 50000 |  |  | 50000 | 0.05 | 21 | 21 | 0.06 | 0.06 | 0.06 | 0.06 | 0 | 0 | 0.02 | 0.15 | 0.15 | 0.15 | 0.03 | 0.04 | 0.1 | 0.1 | 0.1 | 0.1 | 0.02 | 0 | True |  | Non Federally-Regulated | 07/28/2017 |  | 02/12/2020
Eaton (formerly Cooper Industries) | Portfolio | LD4B10D010TR EU4B10209027 4LB**** | Light Emitting Diode | Inseparable Luminaire | Quick Connect | Forward Phase Cut Controls | 71 | 2703 | 0.0003 | 95 | 65 | 356 | 0.9 | Elevated | 50000 |  |  | 50000 | 0.05 | 21 | 21 | 0.06 | 0.06 | 0.06 | 0.06 | 0.01 | 0 | 0.06 | 0.06 | 0.06 | 0.06 | 0.01 | 0 | 0.11 | 0.1 | 0.1 | 0.09 | 0.03 | 0 | True |  | Non Federally-Regulated | 07/28/2017 |  | 02/12/2020
Eaton (formerly Cooper Industries) | Portfolio | LD4B10D010TR EU4B10209030 4LB**** | Light Emitting Diode | Inseparable Luminaire | Quick Connect | Forward Phase Cut Controls | 71 | 3000 | 0.0003 | 95 | 65 | 356 | 0.9 | Elevated | 50000 |  |  | 50000 | 0.05 | 21 | 21 | 0.06 | 0.06 | 0.06 | 0.06 | 0.01 | 0 | 0.06 | 0.06 | 0.06 | 0.06 | 0.01 | 0 | 0.11 | 0.1 | 0.1 | 0.09 | 0.03 | 0 | True |  | Non Federally-Regulated | 07/28/2017 |  | 02/12/2020
Eaton (formerly Cooper Industries) | Portfolio | LD4B10D010TR EU4B10209035 4LB**** | Light Emitting Diode | Inseparable Luminaire | Quick Connect | Forward Phase Cut Controls | 71 | 3500 | 0.0003 | 95 | 65 | 356 | 0.9 | Elevated | 50000 |  |  | 50000 | 0.05 | 21 | 21 | 0.06 | 0.06 | 0.06 | 0.06 | 0.01 | 0 | 0.06 | 0.06 | 0.06 | 0.06 | 0.01 | 0 | 0.11 | 0.1 | 0.1 | 0.09 | 0.03 | 0 | True |  | Non Federally-Regulated | 07/28/2017 |  | 02/12/2020
Eaton (formerly Cooper Industries) | Portfolio | LD4B10D010TR EU4B10209040 4LB**** | Light Emitting Diode | Inseparable Luminaire | Quick Connect | Forward Phase Cut Controls | 71 | 4000 | 0.0003 | 95 | 65 | 356 | 0.9 | Elevated | 50000 |  |  | 50000 | 0.05 | 21 | 21 | 0.06 | 0.06 | 0.06 | 0.06 | 0.01 | 0 | 0.06 | 0.06 | 0.06 | 0.06 | 0.01 | 0 | 0.11 | 0.1 | 0.1 | 0.09 | 0.03 | 0 | True |  | Non Federally-Regulated | 07/28/2017 |  | 02/12/2020
Eaton (formerly Cooper Industries) | Portfolio | LD4BCP10D010 EU4B10209027 4LB**** | Light Emitting Diode | Inseparable Luminaire | Quick Connect | Forward Phase Cut Controls | 71 | 2703 | 0.0003 | 95 | 65 | 356 | 0.9 | Elevated | 50000 |  |  | 50000 | 0.05 | 21 | 21 | 0.06 | 0.06 | 0.06 | 0.06 | 0 | 0 | 0.02 | 0.15 | 0.15 | 0.15 | 0.03 | 0.04 | 0.1 | 0.1 | 0.1 | 0.1 | 0.02 | 0 | True |  | Non Federally-Regulated | 07/28/2017 |  | 02/12/2020
Eaton (formerly Cooper Industries) | Portfolio | LD4BCP10D010 EU4B10209030 4LB**** | Light Emitting Diode | Inseparable Luminaire | Quick Connect | Forward Phase Cut Controls | 71 | 3000 | 0.0003 | 95 | 65 | 356 | 0.9 | Elevated | 50000 |  |  | 50000 | 0.05 | 21 | 21 | 0.06 | 0.06 | 0.06 | 0.06 | 0 | 0 | 0.02 | 0.15 | 0.15 | 0.15 | 0.03 | 0.04 | 0.1 | 0.1 | 0.1 | 0.1 | 0.02 | 0 | True |  | Non Federally-Regulated | 07/28/2017 |  | 02/12/2020
Eaton (formerly Cooper Industries) | Portfolio | LD4BCP10D010 EU4B10209035 4LB**** | Light Emitting Diode | Inseparable Luminaire | Quick Connect | Forward Phase Cut Controls | 71 | 3500 | 0.0003 | 95 | 65 | 356 | 0.9 | Elevated | 50000 |  |  | 50000 | 0.05 | 21 | 21 | 0.06 | 0.06 | 0.06 | 0.06 | 0 | 0 | 0.02 | 0.15 | 0.15 | 0.15 | 0.03 | 0.04 | 0.1 | 0.1 | 0.1 | 0.1 | 0.02 | 0 | True |  | Non Federally-Regulated | 07/28/2017 |  | 02/12/2020
Eaton (formerly Cooper Industries) | Portfolio | LD4BCP10D010 EU4B10209040 4LB**** | Light Emitting Diode | Inseparable Luminaire | Quick Connect | Forward Phase Cut Controls | 71 | 4000 | 0.0003 | 95 | 65 | 356 | 0.9 | Elevated | 50000 |  |  | 50000 | 0.05 | 21 | 21 | 0.06 | 0.06 | 0.06 | 0.06 | 0 | 0 | 0.02 | 0.15 | 0.15 | 0.15 | 0.03 | 0.04 | 0.1 | 0.1 | 0.1 | 0.1 | 0.02 | 0 | True |  | Non Federally-Regulated | 07/28/2017 |  | 02/12/2020
Eaton (formerly Cooper Industries) | Portfolio | LD4BCP10D010TR EU4B10209027 4LB**** | Light Emitting Diode | Inseparable Luminaire | Quick Connect | Forward Phase Cut Controls | 71 | 2703 | 0.0003 | 95 | 65 | 356 | 0.9 | Elevated | 50000 |  |  | 50000 | 0.05 | 21 | 21 | 0.06 | 0.06 | 0.06 | 0.06 | 0.01 | 0 | 0.06 | 0.06 | 0.06 | 0.06 | 0.01 | 0 | 0.11 | 0.1 | 0.1 | 0.09 | 0.03 | 0 | True |  | Non Federally-Regulated | 07/28/2017 |  | 02/12/2020
Eaton (formerly Cooper Industries) | Portfolio | LD4BCP10D010TR EU4B10209030 4LB**** | Light Emitting Diode | Inseparable Luminaire | Quick Connect | Forward Phase Cut Controls | 71 | 3000 | 0.0003 | 95 | 65 | 356 | 0.9 | Elevated | 50000 |  |  | 50000 | 0.05 | 21 | 21 | 0.06 | 0.06 | 0.06 | 0.06 | 0.01 | 0 | 0.06 | 0.06 | 0.06 | 0.06 | 0.01 | 0 | 0.11 | 0.1 | 0.1 | 0.09 | 0.03 | 0 | True |  | Non Federally-Regulated | 07/28/2017 |  | 02/12/2020
Eaton (formerly Cooper Industries) | Portfolio | LD4BCP10D010TR EU4B10209035 4LB**** | Light Emitting Diode | Inseparable Luminaire | Quick Connect | Forward Phase Cut Controls | 71 | 3500 | 0.0003 | 95 | 65 | 356 | 0.9 | Elevated | 50000 |  |  | 50000 | 0.05 | 21 | 21 | 0.06 | 0.06 | 0.06 | 0.06 | 0.01 | 0 | 0.06 | 0.06 | 0.06 | 0.06 | 0.01 | 0 | 0.11 | 0.1 | 0.1 | 0.09 | 0.03 | 0 | True |  | Non Federally-Regulated | 07/28/2017 |  | 02/12/2020
Eaton (formerly Cooper Industries) | Portfolio | LD4BCP10D010TR EU4B10209040 4LB**** | Light Emitting Diode | Inseparable Luminaire | Quick Connect | Forward Phase Cut Controls | 71 | 4000 | 0.0003 | 95 | 65 | 356 | 0.9 | Elevated | 50000 |  |  | 50000 | 0.05 | 21 | 21 | 0.06 | 0.06 | 0.06 | 0.06 | 0.01 | 0 | 0.06 | 0.06 | 0.06 | 0.06 | 0.01 | 0 | 0.11 | 0.1 | 0.1 | 0.09 | 0.03 | 0 | True |  | Non Federally-Regulated | 07/28/2017 |  | 02/12/2020
Eaton (formerly Cooper Industries) | Portfolio | LDRT4B10D010 EU4B10209027 4LB**** | Light Emitting Diode | Inseparable Luminaire | Quick Connect | Forward Phase Cut Controls | 71 | 2703 | 0.0003 | 95 | 65 | 356 | 0.9 | Elevated | 50000 |  |  | 50000 | 0.05 | 21 | 21 | 0.06 | 0.06 | 0.06 | 0.06 | 0 | 0 | 0.02 | 0.15 | 0.15 | 0.15 | 0.03 | 0.04 | 0.1 | 0.1 | 0.1 | 0.1 | 0.02 | 0 | True |  | Non Federally-Regulated | 07/28/2017 |  | 02/12/2020
Eaton (formerly Cooper Industries) | Portfolio | LDRT4B10D010 EU4B10209030 4LB**** | Light Emitting Diode | Inseparable Luminaire | Quick Connect | Forward Phase Cut Controls | 71 | 3000 | 0.0003 | 95 | 65 | 356 | 0.9 | Elevated | 50000 |  |  | 50000 | 0.05 | 21 | 21 | 0.06 | 0.06 | 0.06 | 0.06 | 0 | 0 | 0.02 | 0.15 | 0.15 | 0.15 | 0.03 | 0.04 | 0.1 | 0.1 | 0.1 | 0.1 | 0.02 | 0 | True |  | Non Federally-Regulated | 07/28/2017 |  | 02/12/2020
Eaton (formerly Cooper Industries) | Portfolio | LDRT4B10D010 EU4B10209035 4LB**** | Light Emitting Diode | Inseparable Luminaire | Quick Connect | Forward Phase Cut Controls | 71 | 3500 | 0.0003 | 95 | 65 | 356 | 0.9 | Elevated | 50000 |  |  | 50000 | 0.05 | 21 | 21 | 0.06 | 0.06 | 0.06 | 0.06 | 0 | 0 | 0.02 | 0.15 | 0.15 | 0.15 | 0.03 | 0.04 | 0.1 | 0.1 | 0.1 | 0.1 | 0.02 | 0 | True |  | Non Federally-Regulated | 07/28/2017 |  | 02/12/2020
Eaton (formerly Cooper Industries) | Portfolio | LDRT4B10D010 EU4B10209040 4LB**** | Light Emitting Diode | Inseparable Luminaire | Quick Connect | Forward Phase Cut Controls | 71 | 4000 | 0.0003 | 95 | 65 | 356 | 0.9 | Elevated | 50000 |  |  | 50000 | 0.05 | 21 | 21 | 0.06 | 0.06 | 0.06 | 0.06 | 0 | 0 | 0.02 | 0.15 | 0.15 | 0.15 | 0.03 | 0.04 | 0.1 | 0.1 | 0.1 | 0.1 | 0.02 | 0 | True |  | Non Federally-Regulated | 07/28/2017 |  | 02/12/2020
Eaton (formerly Cooper Industries) | Portfolio | LDRT4B10D010TR EU4B10209027 4LB**** | Light Emitting Diode | Inseparable Luminaire | Quick Connect | Forward Phase Cut Controls | 71 | 2703 | 0.0003 | 95 | 65 | 356 | 0.9 | Elevated | 50000 |  |  | 50000 | 0.05 | 21 | 21 | 0.06 | 0.06 | 0.06 | 0.06 | 0.01 | 0 | 0.06 | 0.06 | 0.06 | 0.06 | 0.01 | 0 | 0.11 | 0.1 | 0.1 | 0.09 | 0.03 | 0 | True |  | Non Federally-Regulated | 07/28/2017 |  | 02/12/2020
Eaton (formerly Cooper Industries) | Portfolio | LDRT4B10D010TR EU4B10209030 4LB**** | Light Emitting Diode | Inseparable Luminaire | Quick Connect | Forward Phase Cut Controls | 71 | 3000 | 0.0003 | 95 | 65 | 356 | 0.9 | Elevated | 50000 |  |  | 50000 | 0.05 | 21 | 21 | 0.06 | 0.06 | 0.06 | 0.06 | 0.01 | 0 | 0.06 | 0.06 | 0.06 | 0.06 | 0.01 | 0 | 0.11 | 0.1 | 0.1 | 0.09 | 0.03 | 0 | True |  | Non Federally-Regulated | 07/28/2017 |  | 02/12/2020
Eaton (formerly Cooper Industries) | Portfolio | LDRT4B10D010TR EU4B10209035 4LB**** | Light Emitting Diode | Inseparable Luminaire | Quick Connect | Forward Phase Cut Controls | 71 | 3500 | 0.0003 | 95 | 65 | 356 | 0.9 | Elevated | 50000 |  |  | 50000 | 0.05 | 21 | 21 | 0.06 | 0.06 | 0.06 | 0.06 | 0.01 | 0 | 0.06 | 0.06 | 0.06 | 0.06 | 0.01 | 0 | 0.11 | 0.1 | 0.1 | 0.09 | 0.03 | 0 | True |  | Non Federally-Regulated | 07/28/2017 |  | 02/12/2020
Eaton (formerly Cooper Industries) | Portfolio | LDRT4B10D010TR EU4B10209040 4LB**** | Light Emitting Diode | Inseparable Luminaire | Quick Connect | Forward Phase Cut Controls | 71 | 4000 | 0.0003 | 95 | 65 | 356 | 0.9 | Elevated | 50000 |  |  | 50000 | 0.05 | 21 | 21 | 0.06 | 0.06 | 0.06 | 0.06 | 0.01 | 0 | 0.06 | 0.06 | 0.06 | 0.06 | 0.01 | 0 | 0.11 | 0.1 | 0.1 | 0.09 | 0.03 | 0 | True |  | Non Federally-Regulated | 07/28/2017 |  | 02/12/2020
Eaton (formerly Cooper Industries) | Portfolio | LDRT4BCP10D010 EU4B10209027 4LB**** | Light Emitting Diode | Inseparable Luminaire | Quick Connect | Forward Phase Cut Controls | 71 | 2703 | 0.0003 | 95 | 65 | 356 | 0.9 | Elevated | 50000 |  |  | 50000 | 0.05 | 21 | 21 | 0.06 | 0.06 | 0.06 | 0.06 | 0 | 0 | 0.02 | 0.15 | 0.15 | 0.15 | 0.03 | 0.04 | 0.1 | 0.1 | 0.1 | 0.1 | 0.02 | 0 | True |  | Non Federally-Regulated | 07/28/2017 |  | 02/12/2020
Eaton (formerly Cooper Industries) | Portfolio | LDRT4BCPD010 EU4B10209030 4LB**** | Light Emitting Diode | Inseparable Luminaire | Quick Connect | Forward Phase Cut Controls | 71 | 3000 | 0.0003 | 95 | 65 | 356 | 0.9 | Elevated | 50000 |  |  | 50000 | 0.05 | 21 | 21 | 0.06 | 0.06 | 0.06 | 0.06 | 0 | 0 | 0.02 | 0.15 | 0.15 | 0.15 | 0.03 | 0.04 | 0.1 | 0.1 | 0.1 | 0.1 | 0.02 | 0 | True |  | Non Federally-Regulated | 07/28/2017 |  | 02/12/2020
Eaton (formerly Cooper Industries) | Portfolio | LDRT4BCP10D010 EU4B10209035 4LB**** | Light Emitting Diode | Inseparable Luminaire | Quick Connect | Forward Phase Cut Controls | 71 | 3500 | 0.0003 | 95 | 65 | 356 | 0.9 | Elevated | 50000 |  |  | 50000 | 0.05 | 21 | 21 | 0.06 | 0.06 | 0.06 | 0.06 | 0 | 0 | 0.02 | 0.15 | 0.15 | 0.15 | 0.03 | 0.04 | 0.1 | 0.1 | 0.1 | 0.1 | 0.02 | 0 | True |  | Non Federally-Regulated | 07/28/2017 |  | 02/12/2020
Eaton (formerly Cooper Industries) | Portfolio | LDRT4BCP10D010 EU4B10209040 4LB**** | Light Emitting Diode | Inseparable Luminaire | Quick Connect | Forward Phase Cut Controls | 71 | 4000 | 0.0003 | 95 | 65 | 356 | 0.9 | Elevated | 50000 |  |  | 50000 | 0.05 | 21 | 21 | 0.06 | 0.06 | 0.06 | 0.06 | 0 | 0 | 0.02 | 0.15 | 0.15 | 0.15 | 0.03 | 0.04 | 0.1 | 0.1 | 0.1 | 0.1 | 0.02 | 0 | True |  | Non Federally-Regulated | 07/28/2017 |  | 02/12/2020
Eaton (formerly Cooper Industries) | Portfolio | LDRT4BCP10D010TR EU4B10209027 4LB**** | Light Emitting Diode | Inseparable Luminaire | Quick Connect | Forward Phase Cut Controls | 71 | 2703 | 0.0003 | 95 | 65 | 356 | 0.9 | Elevated | 50000 |  |  | 50000 | 0.05 | 21 | 21 | 0.06 | 0.06 | 0.06 | 0.06 | 0.01 | 0 | 0.06 | 0.06 | 0.06 | 0.06 | 0.01 | 0 | 0.11 | 0.1 | 0.1 | 0.09 | 0.03 | 0 | True |  | Non Federally-Regulated | 07/28/2017 |  | 02/12/2020
Eaton (formerly Cooper Industries) | Portfolio | LDRT4BCP10D010TR EU4B10209030 4LB**** | Light Emitting Diode | Inseparable Luminaire | Quick Connect | Forward Phase Cut Controls | 71 | 3000 | 0.0003 | 95 | 65 | 356 | 0.9 | Elevated | 50000 |  |  | 50000 | 0.05 | 21 | 21 | 0.06 | 0.06 | 0.06 | 0.06 | 0.01 | 0 | 0.06 | 0.06 | 0.06 | 0.06 | 0.01 | 0 | 0.11 | 0.1 | 0.1 | 0.09 | 0.03 | 0 | True |  | Non Federally-Regulated | 07/28/2017 |  | 02/12/2020
Eaton (formerly Cooper Industries) | Portfolio | LDRT4BCP10D010TR EU4B10209035 4LB**** | Light Emitting Diode | Inseparable Luminaire | Quick Connect | Forward Phase Cut Controls | 71 | 3500 | 0.0003 | 95 | 65 | 356 | 0.9 | Elevated | 50000 |  |  | 50000 | 0.05 | 21 | 21 | 0.06 | 0.06 | 0.06 | 0.06 | 0.01 | 0 | 0.06 | 0.06 | 0.06 | 0.06 | 0.01 | 0 | 0.11 | 0.1 | 0.1 | 0.09 | 0.03 | 0 | True |  | Non Federally-Regulated | 07/28/2017 |  | 02/12/2020
Eaton (formerly Cooper Industries) | Portfolio | LDRT4BCP10D010TR EU4B10209040 4LB**** | Light Emitting Diode | Inseparable Luminaire | Quick Connect | Forward Phase Cut Controls | 71 | 4000 | 0.0003 | 95 | 65 | 356 | 0.9 | Elevated | 50000 |  |  | 50000 | 0.05 | 21 | 21 | 0.06 | 0.06 | 0.06 | 0.06 | 0.01 | 0 | 0.06 | 0.06 | 0.06 | 0.06 | 0.01 | 0 | 0.11 | 0.1 | 0.1 | 0.09 | 0.03 | 0 | True |  | Non Federally-Regulated | 07/28/2017 |  | 02/12/2020
Eaton (formerly Cooper Industries) | Portfolio | LD4B15D010 EU4B10209027 4LB**** | Light Emitting Diode | Inseparable Luminaire | Quick Connect | Forward Phase Cut Controls | 68 | 2705 | 0.0003 | 94 | 64 | 356 | 0.9 | Elevated | 50000 |  |  | 50000 | 0.05 | 21 | 21 | 0.06 | 0.06 | 0.06 | 0.06 | 0 | 0 | 0.02 | 0.15 | 0.15 | 0.15 | 0.03 | 0.04 | 0.1 | 0.1 | 0.1 | 0.1 | 0.02 | 0 | True |  | Non Federally-Regulated | 07/28/2017 |  | 02/12/2020
Eaton (formerly Cooper Industries) | Portfolio | LD4B15D010 EU4B10209030 4LB**** | Light Emitting Diode | Inseparable Luminaire | Quick Connect | Forward Phase Cut Controls | 68 | 3000 | 0.0003 | 94 | 64 | 356 | 0.9 | Elevated | 50000 |  |  | 50000 | 0.05 | 21 | 21 | 0.06 | 0.06 | 0.06 | 0.06 | 0 | 0 | 0.02 | 0.15 | 0.15 | 0.15 | 0.03 | 0.04 | 0.1 | 0.1 | 0.1 | 0.1 | 0.02 | 0 | True |  | Non Federally-Regulated | 07/28/2017 |  | 02/12/2020
Eaton (formerly Cooper Industries) | Portfolio | LD4B15D010 EU4B10209035 4LB**** | Light Emitting Diode | Inseparable Luminaire | Quick Connect | Forward Phase Cut Controls | 68 | 3500 | 0.0003 | 94 | 64 | 356 | 0.9 | Elevated | 50000 |  |  | 50000 | 0.05 | 21 | 21 | 0.06 | 0.06 | 0.06 | 0.06 | 0 | 0 | 0.02 | 0.15 | 0.15 | 0.15 | 0.03 | 0.04 | 0.1 | 0.1 | 0.1 | 0.1 | 0.02 | 0 | True |  | Non Federally-Regulated | 07/28/2017 |  | 02/12/2020
Eaton (formerly Cooper Industries) | Portfolio | LD4B15D010 EU4B10209040 4LB**** | Light Emitting Diode | Inseparable Luminaire | Quick Connect | Forward Phase Cut Controls | 68 | 4000 | 0.0003 | 94 | 64 | 356 | 0.9 | Elevated | 50000 |  |  | 50000 | 0.05 | 21 | 21 | 0.06 | 0.06 | 0.06 | 0.06 | 0 | 0 | 0.02 | 0.15 | 0.15 | 0.15 | 0.03 | 0.04 | 0.1 | 0.1 | 0.1 | 0.1 | 0.02 | 0 | True |  | Non Federally-Regulated | 07/28/2017 |  | 02/12/2020
Eaton (formerly Cooper Industries) | Portfolio | LD4B15D010TR EU4B10209027 4LB**** | Light Emitting Diode | Inseparable Luminaire | Quick Connect | Forward Phase Cut Controls | 68 | 2705 | 0.0003 | 94 | 64 | 356 | 0.9 | Elevated | 50000 |  |  | 50000 | 0.05 | 21 | 21 | 0.06 | 0.06 | 0.06 | 0.06 | 0.01 | 0 | 0.06 | 0.06 | 0.06 | 0.06 | 0.01 | 0 | 0.11 | 0.1 | 0.1 | 0.09 | 0.03 | 0 | True |  | Non Federally-Regulated | 07/28/2017 |  | 02/12/2020
Eaton (formerly Cooper Industries) | Portfolio | LD4B15D010TR EU4B10209030 4LB**** | Light Emitting Diode | Inseparable Luminaire | Quick Connect | Forward Phase Cut Controls | 68 | 3000 | 0.0003 | 94 | 64 | 356 | 0.9 | Elevated | 50000 |  |  | 50000 | 0.05 | 21 | 21 | 0.06 | 0.06 | 0.06 | 0.06 | 0.01 | 0 | 0.06 | 0.06 | 0.06 | 0.06 | 0.01 | 0 | 0.11 | 0.1 | 0.1 | 0.09 | 0.03 | 0 | True |  | Non Federally-Regulated | 07/28/2017 |  | 02/12/2020
Eaton (formerly Cooper Industries) | Portfolio | LD4B15D010TR EU4B10209035 4LB**** | Light Emitting Diode | Inseparable Luminaire | Quick Connect | Forward Phase Cut Controls | 68 | 3500 | 0.0003 | 94 | 64 | 356 | 0.9 | Elevated | 50000 |  |  | 50000 | 0.05 | 21 | 21 | 0.06 | 0.06 | 0.06 | 0.06 | 0.01 | 0 | 0.06 | 0.06 | 0.06 | 0.06 | 0.01 | 0 | 0.11 | 0.1 | 0.1 | 0.09 | 0.03 | 0 | True |  | Non Federally-Regulated | 07/28/2017 |  | 02/12/2020
Eaton (formerly Cooper Industries) | Portfolio | LD4B15D010TR EU4B10209040 4LB**** | Light Emitting Diode | Inseparable Luminaire | Quick Connect | Forward Phase Cut Controls | 68 | 4000 | 0.0003 | 94 | 64 | 356 | 0.9 | Elevated | 50000 |  |  | 50000 | 0.05 | 21 | 21 | 0.06 | 0.06 | 0.06 | 0.06 | 0.01 | 0 | 0.06 | 0.06 | 0.06 | 0.06 | 0.01 | 0 | 0.11 | 0.1 | 0.1 | 0.09 | 0.03 | 0 | True |  | Non Federally-Regulated | 07/28/2017 |  | 02/12/2020
Eaton (formerly Cooper Industries) | Portfolio | LD4BCP15D010 EU4B10209027 4LB**** | Light Emitting Diode | Inseparable Luminaire | Quick Connect | Forward Phase Cut Controls | 68 | 2705 | 0.0003 | 94 | 64 | 356 | 0.9 | Elevated | 50000 |  |  | 50000 | 0.05 | 21 | 21 | 0.06 | 0.06 | 0.06 | 0.06 | 0 | 0 | 0.02 | 0.15 | 0.15 | 0.15 | 0.03 | 0.04 | 0.1 | 0.1 | 0.1 | 0.1 | 0.02 | 0 | True |  | Non Federally-Regulated | 07/28/2017 |  | 02/12/2020
Eaton (formerly Cooper Industries) | Portfolio | LD4BCP15D010 EU4B10209030 4LB**** | Light Emitting Diode | Inseparable Luminaire | Quick Connect | Forward Phase Cut Controls | 68 | 3000 | 0.0003 | 94 | 64 | 356 | 0.9 | Elevated | 50000 |  |  | 50000 | 0.05 | 21 | 21 | 0.06 | 0.06 | 0.06 | 0.06 | 0 | 0 | 0.02 | 0.15 | 0.15 | 0.15 | 0.03 | 0.04 | 0.1 | 0.1 | 0.1 | 0.1 | 0.02 | 0 | True |  | Non Federally-Regulated | 07/28/2017 |  | 02/12/2020
Eaton (formerly Cooper Industries) | Portfolio | LD4BCP15D010 EU4B10209035 4LB**** | Light Emitting Diode | Inseparable Luminaire | Quick Connect | Forward Phase Cut Controls | 68 | 3500 | 0.0003 | 94 | 64 | 356 | 0.9 | Elevated | 50000 |  |  | 50000 | 0.05 | 21 | 21 | 0.06 | 0.06 | 0.06 | 0.06 | 0 | 0 | 0.02 | 0.15 | 0.15 | 0.15 | 0.03 | 0.04 | 0.1 | 0.1 | 0.1 | 0.1 | 0.02 | 0 | True |  | Non Federally-Regulated | 07/28/2017 |  | 02/12/2020
Eaton (formerly Cooper Industries) | Portfolio | LD4BCP15D010 EU4B10209040 4LB**** | Light Emitting Diode | Inseparable Luminaire | Quick Connect | Forward Phase Cut Controls | 68 | 4000 | 0.0003 | 94 | 64 | 356 | 0.9 | Elevated | 50000 |  |  | 50000 | 0.05 | 21 | 21 | 0.06 | 0.06 | 0.06 | 0.06 | 0 | 0 | 0.02 | 0.15 | 0.15 | 0.15 | 0.03 | 0.04 | 0.1 | 0.1 | 0.1 | 0.1 | 0.02 | 0 | True |  | Non Federally-Regulated | 07/28/2017 |  | 02/12/2020
Eaton (formerly Cooper Industries) | Portfolio | LD4BCP15D010TR EU4B10209027 4LB**** | Light Emitting Diode | Inseparable Luminaire | Quick Connect | Forward Phase Cut Controls | 68 | 2705 | 0.0003 | 94 | 64 | 356 | 0.9 | Elevated | 50000 |  |  | 50000 | 0.05 | 21 | 21 | 0.06 | 0.06 | 0.06 | 0.06 | 0.01 | 0 | 0.06 | 0.06 | 0.06 | 0.06 | 0.01 | 0 | 0.11 | 0.1 | 0.1 | 0.09 | 0.03 | 0 | True |  | Non Federally-Regulated | 07/28/2017 |  | 02/12/2020
Eaton (formerly Cooper Industries) | Portfolio | LD4BCP15D010TR EU4B10209030 4LB**** | Light Emitting Diode | Inseparable Luminaire | Quick Connect | Forward Phase Cut Controls | 68 | 3000 | 0.0003 | 94 | 64 | 356 | 0.9 | Elevated | 50000 |  |  | 50000 | 0.05 | 21 | 21 | 0.06 | 0.06 | 0.06 | 0.06 | 0.01 | 0 | 0.06 | 0.06 | 0.06 | 0.06 | 0.01 | 0 | 0.11 | 0.1 | 0.1 | 0.09 | 0.03 | 0 | True |  | Non Federally-Regulated | 07/28/2017 |  | 02/12/2020
Eaton (formerly Cooper Industries) | Portfolio | LD4BCP15D010TR EU4B10209035 4LB**** | Light Emitting Diode | Inseparable Luminaire | Quick Connect | Forward Phase Cut Controls | 68 | 3500 | 0.0003 | 94 | 64 | 356 | 0.9 | Elevated | 50000 |  |  | 50000 | 0.05 | 21 | 21 | 0.06 | 0.06 | 0.06 | 0.06 | 0.01 | 0 | 0.06 | 0.06 | 0.06 | 0.06 | 0.01 | 0 | 0.11 | 0.1 | 0.1 | 0.09 | 0.03 | 0 | True |  | Non Federally-Regulated | 07/28/2017 |  | 02/12/2020
Eaton (formerly Cooper Industries) | Portfolio | LD4BCP15D010TR EU4B10209040 4LB**** | Light Emitting Diode | Inseparable Luminaire | Quick Connect | Forward Phase Cut Controls | 68 | 4000 | 0.0003 | 94 | 64 | 356 | 0.9 | Elevated | 50000 |  |  | 50000 | 0.05 | 21 | 21 | 0.06 | 0.06 | 0.06 | 0.06 | 0.01 | 0 | 0.06 | 0.06 | 0.06 | 0.06 | 0.01 | 0 | 0.11 | 0.1 | 0.1 | 0.09 | 0.03 | 0 | True |  | Non Federally-Regulated | 07/28/2017 |  | 02/12/2020
Eaton (formerly Cooper Industries) | Portfolio | LDRT4B15D010 EU4B10209027 4LB**** | Light Emitting Diode | Inseparable Luminaire | Quick Connect | Forward Phase Cut Controls | 68 | 2705 | 0.0003 | 94 | 64 | 356 | 0.9 | Elevated | 50000 |  |  | 50000 | 0.05 | 21 | 21 | 0.06 | 0.06 | 0.06 | 0.06 | 0 | 0 | 0.02 | 0.15 | 0.15 | 0.15 | 0.03 | 0.04 | 0.1 | 0.1 | 0.1 | 0.1 | 0.02 | 0 | True |  | Non Federally-Regulated | 07/28/2017 |  | 02/12/2020
Eaton (formerly Cooper Industries) | Portfolio | LDRT4B15D010 EU4B10209030 4LB**** | Light Emitting Diode | Inseparable Luminaire | Quick Connect | Forward Phase Cut Controls | 68 | 3000 | 0.0003 | 94 | 64 | 356 | 0.9 | Elevated | 50000 |  |  | 50000 | 0.05 | 21 | 21 | 0.06 | 0.06 | 0.06 | 0.06 | 0 | 0 | 0.02 | 0.15 | 0.15 | 0.15 | 0.03 | 0.04 | 0.1 | 0.1 | 0.1 | 0.1 | 0.02 | 0 | True |  | Non Federally-Regulated | 07/28/2017 |  | 02/12/2020
Eaton (formerly Cooper Industries) | Portfolio | LDRT4B15D010 EU4B10209035 4LB**** | Light Emitting Diode | Inseparable Luminaire | Quick Connect | Forward Phase Cut Controls | 68 | 3500 | 0.0003 | 94 | 64 | 356 | 0.9 | Elevated | 50000 |  |  | 50000 | 0.05 | 21 | 21 | 0.06 | 0.06 | 0.06 | 0.06 | 0 | 0 | 0.02 | 0.15 | 0.15 | 0.15 | 0.03 | 0.04 | 0.1 | 0.1 | 0.1 | 0.1 | 0.02 | 0 | True |  | Non Federally-Regulated | 07/28/2017 |  | 02/12/2020
Eaton (formerly Cooper Industries) | Portfolio | LDRT4B15D010 EU4B10209040 4LB**** | Light Emitting Diode | Inseparable Luminaire | Quick Connect | Forward Phase Cut Controls | 68 | 4000 | 0.0003 | 94 | 64 | 356 | 0.9 | Elevated | 50000 |  |  | 50000 | 0.05 | 21 | 21 | 0.06 | 0.06 | 0.06 | 0.06 | 0 | 0 | 0.02 | 0.15 | 0.15 | 0.15 | 0.03 | 0.04 | 0.1 | 0.1 | 0.1 | 0.1 | 0.02 | 0 | True |  | Non Federally-Regulated | 07/28/2017 |  | 02/12/2020
Eaton (formerly Cooper Industries) | Portfolio | LDRT4B150D010TR EU4B10209027 4LB**** | Light Emitting Diode | Inseparable Luminaire | Quick Connect | Forward Phase Cut Controls | 68 | 2705 | 0.0003 | 94 | 64 | 356 | 0.9 | Elevated | 50000 |  |  | 50000 | 0.05 | 21 | 21 | 0.06 | 0.06 | 0.06 | 0.06 | 0.01 | 0 | 0.06 | 0.06 | 0.06 | 0.06 | 0.01 | 0 | 0.11 | 0.1 | 0.1 | 0.09 | 0.03 | 0 | True |  | Non Federally-Regulated | 07/28/2017 |  | 02/12/2020
Eaton (formerly Cooper Industries) | Portfolio | LDRT4B15D010TR EU4B10209030 4LB**** | Light Emitting Diode | Inseparable Luminaire | Quick Connect | Forward Phase Cut Controls | 68 | 3000 | 0.0003 | 94 | 64 | 356 | 0.9 | Elevated | 50000 |  |  | 50000 | 0.05 | 21 | 21 | 0.06 | 0.06 | 0.06 | 0.06 | 0.01 | 0 | 0.06 | 0.06 | 0.06 | 0.06 | 0.01 | 0 | 0.11 | 0.1 | 0.1 | 0.09 | 0.03 | 0 | True |  | Non Federally-Regulated | 07/28/2017 |  | 02/12/2020
Eaton (formerly Cooper Industries) | Portfolio | LDRT4B15D010TR EU4B10209035 4LB**** | Light Emitting Diode | Inseparable Luminaire | Quick Connect | Forward Phase Cut Controls | 68 | 3500 | 0.0003 | 94 | 64 | 356 | 0.9 | Elevated | 50000 |  |  | 50000 | 0.05 | 21 | 21 | 0.06 | 0.06 | 0.06 | 0.06 | 0.01 | 0 | 0.06 | 0.06 | 0.06 | 0.06 | 0.01 | 0 | 0.11 | 0.1 | 0.1 | 0.09 | 0.03 | 0 | True |  | Non Federally-Regulated | 07/28/2017 |  | 02/12/2020
Eaton (formerly Cooper Industries) | Portfolio | LDRT4B15D010TR EU4B10209040 4LB**** | Light Emitting Diode | Inseparable Luminaire | Quick Connect | Forward Phase Cut Controls | 68 | 4000 | 0.0003 | 94 | 64 | 356 | 0.9 | Elevated | 50000 |  |  | 50000 | 0.05 | 21 | 21 | 0.06 | 0.06 | 0.06 | 0.06 | 0.01 | 0 | 0.06 | 0.06 | 0.06 | 0.06 | 0.01 | 0 | 0.11 | 0.1 | 0.1 | 0.09 | 0.03 | 0 | True |  | Non Federally-Regulated | 07/28/2017 |  | 02/12/2020
Eaton (formerly Cooper Industries) | Portfolio | LDRT4BCP15D010 EU4B10209027 4LB**** | Light Emitting Diode | Inseparable Luminaire | Quick Connect | Forward Phase Cut Controls | 68 | 2705 | 0.0003 | 94 | 64 | 356 | 0.9 | Elevated | 50000 |  |  | 50000 | 0.05 | 21 | 21 | 0.06 | 0.06 | 0.06 | 0.06 | 0 | 0 | 0.02 | 0.15 | 0.15 | 0.15 | 0.03 | 0.04 | 0.1 | 0.1 | 0.1 | 0.1 | 0.02 | 0 | True |  | Non Federally-Regulated | 07/28/2017 |  | 02/12/2020
Eaton (formerly Cooper Industries) | Portfolio | LDRT4BCP15D010 EU4B10209030 4LB**** | Light Emitting Diode | Inseparable Luminaire | Quick Connect | Forward Phase Cut Controls | 68 | 3000 | 0.0003 | 94 | 64 | 356 | 0.9 | Elevated | 50000 |  |  | 50000 | 0.05 | 21 | 21 | 0.06 | 0.06 | 0.06 | 0.06 | 0 | 0 | 0.02 | 0.15 | 0.15 | 0.15 | 0.03 | 0.04 | 0.1 | 0.1 | 0.1 | 0.1 | 0.02 | 0 | True |  | Non Federally-Regulated | 07/28/2017 |  | 02/12/2020
Eaton (formerly Cooper Industries) | Portfolio | LDRT4BCP15D010 EU4B10209035 4LB**** | Light Emitting Diode | Inseparable Luminaire | Quick Connect | Forward Phase Cut Controls | 68 | 3500 | 0.0003 | 94 | 64 | 356 | 0.9 | Elevated | 50000 |  |  | 50000 | 0.05 | 21 | 21 | 0.06 | 0.06 | 0.06 | 0.06 | 0 | 0 | 0.02 | 0.15 | 0.15 | 0.15 | 0.03 | 0.04 | 0.1 | 0.1 | 0.1 | 0.1 | 0.02 | 0 | True |  | Non Federally-Regulated | 07/28/2017 |  | 02/12/2020
Eaton (formerly Cooper Industries) | Portfolio | LDRT4BCP15D010 EU4B10209040 4LB**** | Light Emitting Diode | Inseparable Luminaire | Quick Connect | Forward Phase Cut Controls | 68 | 4000 | 0.0003 | 94 | 64 | 356 | 0.9 | Elevated | 50000 |  |  | 50000 | 0.05 | 21 | 21 | 0.06 | 0.06 | 0.06 | 0.06 | 0 | 0 | 0.02 | 0.15 | 0.15 | 0.15 | 0.03 | 0.04 | 0.1 | 0.1 | 0.1 | 0.1 | 0.02 | 0 | True |  | Non Federally-Regulated | 07/28/2017 |  | 02/12/2020
Eaton (formerly Cooper Industries) | Portfolio | LDRT4BCP15D010TR EU4B10209027 4LB**** | Light Emitting Diode | Inseparable Luminaire | Quick Connect | Forward Phase Cut Controls | 68 | 2705 | 0.0003 | 94 | 64 | 356 | 0.9 | Elevated | 50000 |  |  | 50000 | 0.05 | 21 | 21 | 0.06 | 0.06 | 0.06 | 0.06 | 0.01 | 0 | 0.06 | 0.06 | 0.06 | 0.06 | 0.01 | 0 | 0.11 | 0.1 | 0.1 | 0.09 | 0.03 | 0 | True |  | Non Federally-Regulated | 07/28/2017 |  | 02/12/2020
Eaton (formerly Cooper Industries) | Portfolio | LDRT4BCP15D010TR EU4B10209030 4LB**** | Light Emitting Diode | Inseparable Luminaire | Quick Connect | Forward Phase Cut Controls | 68 | 3000 | 0.0003 | 94 | 64 | 356 | 0.9 | Elevated | 50000 |  |  | 50000 | 0.05 | 21 | 21 | 0.06 | 0.06 | 0.06 | 0.06 | 0.01 | 0 | 0.06 | 0.06 | 0.06 | 0.06 | 0.01 | 0 | 0.11 | 0.1 | 0.1 | 0.09 | 0.03 | 0 | True |  | Non Federally-Regulated | 07/28/2017 |  | 02/12/2020
Eaton (formerly Cooper Industries) | Portfolio | LDRT4BCP15D010TR EU4B10209035 4LB**** | Light Emitting Diode | Inseparable Luminaire | Quick Connect | Forward Phase Cut Controls | 68 | 3500 | 0.0003 | 94 | 64 | 356 | 0.9 | Elevated | 50000 |  |  | 50000 | 0.05 | 21 | 21 | 0.06 | 0.06 | 0.06 | 0.06 | 0.01 | 0 | 0.06 | 0.06 | 0.06 | 0.06 | 0.01 | 0 | 0.11 | 0.1 | 0.1 | 0.09 | 0.03 | 0 | True |  | Non Federally-Regulated | 07/28/2017 |  | 02/12/2020
Eaton (formerly Cooper Industries) | Portfolio | LDRT4BCP15D010TR EU4B10209040 4LB**** | Light Emitting Diode | Inseparable Luminaire | Quick Connect | Forward Phase Cut Controls | 68 | 4000 | 0.0003 | 94 | 64 | 356 | 0.9 | Elevated | 50000 |  |  | 50000 | 0.05 | 21 | 21 | 0.06 | 0.06 | 0.06 | 0.06 | 0.01 | 0 | 0.06 | 0.06 | 0.06 | 0.06 | 0.01 | 0 | 0.11 | 0.1 | 0.1 | 0.09 | 0.03 | 0 | True |  | Non Federally-Regulated | 07/28/2017 |  | 02/12/2020
Eaton (formerly Cooper Industries) | Portfolio | LD6B15D010 EU6B10209027 6LB**** | Light Emitting Diode | Inseparable Luminaire | Quick Connect | Forward Phase Cut Controls | 84.8 | 2701 | 0.003 | 95 | 65 | 416 | 1 | Elevated | 50000 |  |  | 50000 | 0.05 | 20 | 20 | 0.06 | 0.06 | 0.06 | 0.06 | 0.01 | 0 | 0.08 | 0.08 | 0.08 | 0.08 | 0.02 | 0 | 0.08 | 0.07 | 0.07 | 0.06 | 0.01 | 0 | True |  | Non Federally-Regulated | 07/31/2017 |  | 02/12/2020
Eaton (formerly Cooper Industries) | Portfolio | LD6B15D010 EU6B10209030 6LB**** | Light Emitting Diode | Inseparable Luminaire | Quick Connect | Forward Phase Cut Controls | 84.8 | 2701 | 0.003 | 95 | 65 | 416 | 0.99 | Elevated | 50000 |  |  | 50000 | 0.05 | 20 | 20 | 0.06 | 0.06 | 0.06 | 0.06 | 0.01 | 0 | 0.08 | 0.08 | 0.08 | 0.08 | 0.02 | 0 | 0.08 | 0.07 | 0.07 | 0.06 | 0.01 | 0 | True |  | Non Federally-Regulated | 07/31/2017 |  | 02/12/2020
Eaton (formerly Cooper Industries) | Portfolio | LD6B15D010 EU6B10209035 6LB**** | Light Emitting Diode | Inseparable Luminaire | Quick Connect | Forward Phase Cut Controls | 84.8 | 2701 | 0.003 | 95 | 65 | 416 | 0.99 | Elevated | 50000 |  |  | 50000 | 0.05 | 20 | 20 | 0.06 | 0.06 | 0.06 | 0.06 | 0.01 | 0 | 0.08 | 0.08 | 0.08 | 0.08 | 0.02 | 0 | 0.08 | 0.07 | 0.07 | 0.06 | 0.01 | 0 | True |  | Non Federally-Regulated | 07/31/2017 |  | 02/12/2020
Eaton (formerly Cooper Industries) | Portfolio | LD6B15D010 EU6B10209040 6LB**** | Light Emitting Diode | Inseparable Luminaire | Quick Connect | Forward Phase Cut Controls | 84.8 | 2701 | 0.003 | 95 | 65 | 416 | 0.99 | Elevated | 50000 |  |  | 50000 | 0.05 | 20 | 20 | 0.06 | 0.06 | 0.06 | 0.06 | 0.01 | 0 | 0.08 | 0.08 | 0.08 | 0.08 | 0.02 | 0 | 0.08 | 0.07 | 0.07 | 0.06 | 0.01 | 0 | True |  | Non Federally-Regulated | 07/31/2017 |  | 02/12/2020
Eaton (formerly Cooper Industries) | Portfolio | LD6B15D010TR EU6B10209027 6LB**** | Light Emitting Diode | Inseparable Luminaire | Quick Connect | Forward Phase Cut Controls | 85 | 2708 | 0.003 | 95 | 66 | 416 | 1 | Elevated | 50000 |  |  | 50000 | 0.05 | 20 | 20 | 0.04 | 0.04 | 0.04 | 0.04 | 0.01 | 0 | 0.06 | 0.06 | 0.06 | 0.06 | 0.01 | 0 | 0.05 | 0.05 | 0.05 | 0.05 | 0.01 | 0 | True |  | Non Federally-Regulated | 07/31/2017 |  | 02/12/2020
Eaton (formerly Cooper Industries) | Portfolio | LD6B15D010TR EU6B10209030 6LB**** | Light Emitting Diode | Inseparable Luminaire | Quick Connect | Forward Phase Cut Controls | 85 | 2708 | 0.003 | 95 | 66 | 416 | 1 | Elevated | 50000 |  |  | 50000 | 0.05 | 20 | 20 | 0.04 | 0.04 | 0.04 | 0.04 | 0.01 | 0 | 0.06 | 0.06 | 0.06 | 0.06 | 0.01 | 0 | 0.05 | 0.05 | 0.05 | 0.05 | 0.01 | 0 | True |  | Non Federally-Regulated | 07/31/2017 |  | 02/12/2020
Eaton (formerly Cooper Industries) | Portfolio | LD6B15D010TR EU6B10209035 6LB**** | Light Emitting Diode | Inseparable Luminaire | Quick Connect | Forward Phase Cut Controls | 85 | 2708 | 0.003 | 95 | 66 | 416 | 1 | Elevated | 50000 |  |  | 50000 | 0.05 | 20 | 20 | 0.04 | 0.04 | 0.04 | 0.04 | 0.01 | 0 | 0.06 | 0.06 | 0.06 | 0.06 | 0.01 | 0 | 0.05 | 0.05 | 0.05 | 0.05 | 0.01 | 0 | True |  | Non Federally-Regulated | 07/31/2017 |  | 02/12/2020
Eaton (formerly Cooper Industries) | Portfolio | LD6B15D010TR EU6B10209040 6LB**** | Light Emitting Diode | Inseparable Luminaire | Quick Connect | Forward Phase Cut Controls | 85 | 2708 | 0.003 | 95 | 66 | 416 | 1 | Elevated | 50000 |  |  | 50000 | 0.05 | 20 | 20 | 0.04 | 0.04 | 0.04 | 0.04 | 0.01 | 0 | 0.06 | 0.06 | 0.06 | 0.06 | 0.01 | 0 | 0.05 | 0.05 | 0.05 | 0.05 | 0.01 | 0 | True |  | Non Federally-Regulated | 07/31/2017 |  | 02/12/2020
Eaton (formerly Cooper Industries) | Portfolio | LD6BCP15D010 EU6B10209027 6LB**** | Light Emitting Diode | Inseparable Luminaire | Quick Connect | Forward Phase Cut Controls | 84.8 | 2701 | 0.003 | 95 | 65 | 416 | 0.99 | Elevated | 50000 |  |  | 50000 | 0.05 | 20 | 20 | 0.06 | 0.06 | 0.06 | 0.06 | 0.01 | 0 | 0.08 | 0.08 | 0.08 | 0.08 | 0.02 | 0 | 0.08 | 0.07 | 0.07 | 0.06 | 0.01 | 0 | True |  | Non Federally-Regulated | 07/31/2017 |  | 02/12/2020
Eaton (formerly Cooper Industries) | Portfolio | LD6BCP15D010 EU6B10209030 6LB**** | Light Emitting Diode | Inseparable Luminaire | Quick Connect | Forward Phase Cut Controls | 84.8 | 2701 | 0.003 | 95 | 65 | 416 | 0.99 | Elevated | 50000 |  |  | 50000 | 0.05 | 20 | 20 | 0.06 | 0.06 | 0.06 | 0.06 | 0.01 | 0 | 0.08 | 0.08 | 0.08 | 0.08 | 0.02 | 0 | 0.08 | 0.07 | 0.07 | 0.06 | 0.01 | 0 | True |  | Non Federally-Regulated | 07/31/2017 |  | 02/12/2020
Eaton (formerly Cooper Industries) | Portfolio | LD6BCP15D010 EU6B10209035 6LB**** | Light Emitting Diode | Inseparable Luminaire | Quick Connect | Forward Phase Cut Controls | 84.8 | 2701 | 0.003 | 95 | 65 | 416 | 0.99 | Elevated | 50000 |  |  | 50000 | 0.05 | 20 | 20 | 0.06 | 0.06 | 0.06 | 0.06 | 0.01 | 0 | 0.08 | 0.08 | 0.08 | 0.08 | 0.02 | 0 | 0.08 | 0.07 | 0.07 | 0.06 | 0.01 | 0 | True |  | Non Federally-Regulated | 07/31/2017 |  | 02/12/2020
Eaton (formerly Cooper Industries) | Portfolio | LD6BCP15D010 EU6B10209040 6LB**** | Light Emitting Diode | Inseparable Luminaire | Quick Connect | Forward Phase Cut Controls | 84.8 | 2701 | 0.003 | 95 | 65 | 416 | 0.99 | Elevated | 50000 |  |  | 50000 | 0.05 | 20 | 20 | 0.06 | 0.06 | 0.06 | 0.06 | 0.01 | 0 | 0.08 | 0.08 | 0.08 | 0.08 | 0.02 | 0 | 0.08 | 0.07 | 0.07 | 0.06 | 0.01 | 0 | True |  | Non Federally-Regulated | 07/31/2017 |  | 02/12/2020
Eaton (formerly Cooper Industries) | Portfolio | LD6BCP15D010TR EU6B10209027 6LB**** | Light Emitting Diode | Inseparable Luminaire | Quick Connect | Forward Phase Cut Controls | 85 | 2708 | 0.003 | 95 | 66 | 416 | 1 | Elevated | 50000 |  |  | 50000 | 0.05 | 20 | 20 | 0.04 | 0.04 | 0.04 | 0.04 | 0.01 | 0 | 0.06 | 0.06 | 0.06 | 0.06 | 0.01 | 0 | 0.05 | 0.05 | 0.05 | 0.05 | 0.01 | 0 | True |  | Non Federally-Regulated | 07/31/2017 |  | 02/12/2020
Eaton (formerly Cooper Industries) | Portfolio | LD6BCP15D010TR EU6B10209030 6LB**** | Light Emitting Diode | Inseparable Luminaire | Quick Connect | Forward Phase Cut Controls | 85 | 2708 | 0.003 | 95 | 66 | 416 | 1 | Elevated | 50000 |  |  | 50000 | 0.05 | 20 | 20 | 0.04 | 0.04 | 0.04 | 0.04 | 0.01 | 0 | 0.06 | 0.06 | 0.06 | 0.06 | 0.01 | 0 | 0.05 | 0.05 | 0.05 | 0.05 | 0.01 | 0 | True |  | Non Federally-Regulated | 07/31/2017 |  | 02/12/2020
Eaton (formerly Cooper Industries) | Portfolio | LD6BCP15D010TR EU6B10209035 6LB**** | Light Emitting Diode | Inseparable Luminaire | Quick Connect | Forward Phase Cut Controls | 85 | 2708 | 0.003 | 95 | 66 | 416 | 1 | Elevated | 50000 |  |  | 50000 | 0.05 | 20 | 20 | 0.04 | 0.04 | 0.04 | 0.04 | 0.01 | 0 | 0.06 | 0.06 | 0.06 | 0.06 | 0.01 | 0 | 0.05 | 0.05 | 0.05 | 0.05 | 0.01 | 0 | True |  | Non Federally-Regulated | 07/31/2017 |  | 02/12/2020
Eaton (formerly Cooper Industries) | Portfolio | LD6BCP15D010TR EU6B10209040 6LB**** | Light Emitting Diode | Inseparable Luminaire | Quick Connect | Forward Phase Cut Controls | 85 | 2708 | 0.003 | 95 | 66 | 416 | 1 | Elevated | 50000 |  |  | 50000 | 0.05 | 20 | 20 | 0.04 | 0.04 | 0.04 | 0.04 | 0.01 | 0 | 0.06 | 0.06 | 0.06 | 0.06 | 0.01 | 0 | 0.05 | 0.05 | 0.05 | 0.05 | 0.01 | 0 | True |  | Non Federally-Regulated | 07/31/2017 |  | 02/12/2020
Eaton (formerly Cooper Industries) | Portfolio | LDRT6B15D010 EU6B10209027 6LB**** | Light Emitting Diode | Inseparable Luminaire | Quick Connect | Forward Phase Cut Controls | 84.8 | 2701 | 0.003 | 95 | 65 | 416 | 0.99 | Elevated | 50000 |  |  | 50000 | 0.05 | 20 | 20 | 0.06 | 0.06 | 0.06 | 0.06 | 0.01 | 0 | 0.08 | 0.08 | 0.08 | 0.08 | 0.02 | 0 | 0.08 | 0.07 | 0.07 | 0.06 | 0.01 | 0 | True |  | Non Federally-Regulated | 07/31/2017 |  | 02/12/2020
Eaton (formerly Cooper Industries) | Portfolio | LDRT6B15D010 EU6B10209030 6LB**** | Light Emitting Diode | Inseparable Luminaire | Quick Connect | Forward Phase Cut Controls | 84.8 | 2701 | 0.003 | 95 | 65 | 416 | 0.99 | Elevated | 50000 |  |  | 50000 | 0.05 | 20 | 20 | 0.06 | 0.06 | 0.06 | 0.06 | 0.01 | 0 | 0.08 | 0.08 | 0.08 | 0.08 | 0.02 | 0 | 0.08 | 0.07 | 0.07 | 0.06 | 0.01 | 0 | True |  | Non Federally-Regulated | 07/31/2017 |  | 02/12/2020
Eaton (formerly Cooper Industries) | Portfolio | LDRT6B15D010 EU6B10209035 6LB**** | Light Emitting Diode | Inseparable Luminaire | Quick Connect | Forward Phase Cut Controls | 84.8 | 2701 | 0.003 | 95 | 65 | 416 | 0.99 | Elevated | 50000 |  |  | 50000 | 0.05 | 20 | 20 | 0.06 | 0.06 | 0.06 | 0.06 | 0.01 | 0 | 0.08 | 0.08 | 0.08 | 0.08 | 0.02 | 0 | 0.08 | 0.07 | 0.07 | 0.06 | 0.01 | 0 | True |  | Non Federally-Regulated | 07/31/2017 |  | 02/12/2020
Eaton (formerly Cooper Industries) | Portfolio | LDRT6B15D010 EU6B10209040 6LB**** | Light Emitting Diode | Inseparable Luminaire | Quick Connect | Forward Phase Cut Controls | 84.8 | 2701 | 0.003 | 95 | 65 | 416 | 0.99 | Elevated | 50000 |  |  | 50000 | 0.05 | 20 | 20 | 0.06 | 0.06 | 0.06 | 0.06 | 0.01 | 0 | 0.08 | 0.08 | 0.08 | 0.08 | 0.02 | 0 | 0.08 | 0.07 | 0.07 | 0.06 | 0.01 | 0 | True |  | Non Federally-Regulated | 07/31/2017 |  | 02/12/2020
Eaton (formerly Cooper Industries) | Portfolio | LDRT6B15D010TR EU6B10209027 6LB**** | Light Emitting Diode | Inseparable Luminaire | Quick Connect | Forward Phase Cut Controls | 85 | 2708 | 0.003 | 95 | 66 | 416 | 1 | Elevated | 50000 |  |  | 50000 | 0.05 | 20 | 20 | 0.04 | 0.04 | 0.04 | 0.04 | 0.01 | 0 | 0.06 | 0.06 | 0.06 | 0.06 | 0.01 | 0 | 0.05 | 0.05 | 0.05 | 0.05 | 0.01 | 0 | True |  | Non Federally-Regulated | 07/31/2017 |  | 02/12/2020
Eaton (formerly Cooper Industries) | Portfolio | LDRT6B15D010TR EU6B10209030 6LB**** | Light Emitting Diode | Inseparable Luminaire | Quick Connect | Forward Phase Cut Controls | 85 | 2708 | 0.003 | 95 | 66 | 416 | 1 | Elevated | 50000 |  |  | 50000 | 0.05 | 20 | 20 | 0.04 | 0.04 | 0.04 | 0.04 | 0.01 | 0 | 0.06 | 0.06 | 0.06 | 0.06 | 0.01 | 0 | 0.05 | 0.05 | 0.05 | 0.05 | 0.01 | 0 | True |  | Non Federally-Regulated | 07/31/2017 |  | 02/12/2020
Eaton (formerly Cooper Industries) | Portfolio | LDRT6B15D010TR EU6B10209035 6LB**** | Light Emitting Diode | Inseparable Luminaire | Quick Connect | Forward Phase Cut Controls | 85 | 2708 | 0.003 | 95 | 66 | 416 | 1 | Elevated | 50000 |  |  | 50000 | 0.05 | 20 | 20 | 0.04 | 0.04 | 0.04 | 0.04 | 0.01 | 0 | 0.06 | 0.06 | 0.06 | 0.06 | 0.01 | 0 | 0.05 | 0.05 | 0.05 | 0.05 | 0.01 | 0 | True |  | Non Federally-Regulated | 07/31/2017 |  | 02/12/2020
Eaton (formerly Cooper Industries) | Portfolio | LDRT6B15D010TR EU6B10209040 6LB**** | Light Emitting Diode | Inseparable Luminaire | Quick Connect | Forward Phase Cut Controls | 85 | 2708 | 0.003 | 95 | 66 | 416 | 1 | Elevated | 50000 |  |  | 50000 | 0.05 | 20 | 20 | 0.04 | 0.04 | 0.04 | 0.04 | 0.01 | 0 | 0.06 | 0.06 | 0.06 | 0.06 | 0.01 | 0 | 0.05 | 0.05 | 0.05 | 0.05 | 0.01 | 0 | True |  | Non Federally-Regulated | 07/31/2017 |  | 02/12/2020
Eaton (formerly Cooper Industries) | Portfolio | LDRT6BCP15D010 EU6B10209027 6LB**** | Light Emitting Diode | Inseparable Luminaire | Quick Connect | Forward Phase Cut Controls | 84.8 | 2701 | 0.003 | 95 | 65 | 416 | 0.99 | Elevated | 50000 |  |  | 50000 | 0.05 | 20 | 20 | 0.06 | 0.06 | 0.06 | 0.06 | 0.01 | 0 | 0.08 | 0.08 | 0.08 | 0.08 | 0.02 | 0 | 0.08 | 0.07 | 0.07 | 0.06 | 0.01 | 0 | True |  | Non Federally-Regulated | 07/31/2017 |  | 02/12/2020
Eaton (formerly Cooper Industries) | Portfolio | LDRT6BCP15D010 EU6B10209030 6LB**** | Light Emitting Diode | Inseparable Luminaire | Quick Connect | Forward Phase Cut Controls | 84.8 | 2701 | 0.003 | 95 | 65 | 416 | 0.99 | Elevated | 50000 |  |  | 50000 | 0.05 | 20 | 20 | 0.06 | 0.06 | 0.06 | 0.06 | 0.01 | 0 | 0.08 | 0.08 | 0.08 | 0.08 | 0.02 | 0 | 0.08 | 0.07 | 0.07 | 0.06 | 0.01 | 0 | True |  | Non Federally-Regulated | 07/31/2017 |  | 02/12/2020
Eaton (formerly Cooper Industries) | Portfolio | LDRT6BCP15D010 EU6B10209035 6LB**** | Light Emitting Diode | Inseparable Luminaire | Quick Connect | Forward Phase Cut Controls | 84.8 | 2701 | 0.003 | 95 | 65 | 416 | 0.99 | Elevated | 50000 |  |  | 50000 | 0.05 | 20 | 20 | 0.06 | 0.06 | 0.06 | 0.06 | 0.01 | 0 | 0.08 | 0.08 | 0.08 | 0.08 | 0.02 | 0 | 0.08 | 0.07 | 0.07 | 0.06 | 0.01 | 0 | True |  | Non Federally-Regulated | 07/31/2017 |  | 02/12/2020
Eaton (formerly Cooper Industries) | Portfolio | LDRT6BCP15D010 EU6B10209040 6LB**** | Light Emitting Diode | Inseparable Luminaire | Quick Connect | Forward Phase Cut Controls | 84.8 | 2701 | 0.003 | 95 | 65 | 416 | 0.99 | Elevated | 50000 |  |  | 50000 | 0.05 | 20 | 20 | 0.06 | 0.06 | 0.06 | 0.06 | 0.01 | 0 | 0.08 | 0.08 | 0.08 | 0.08 | 0.02 | 0 | 0.08 | 0.07 | 0.07 | 0.06 | 0.01 | 0 | True |  | Non Federally-Regulated | 07/31/2017 |  | 02/12/2020
Eaton (formerly Cooper Industries) | Portfolio | LDRT6BCP15D010TR EU6B10209027 6LB**** | Light Emitting Diode | Inseparable Luminaire | Quick Connect | Forward Phase Cut Controls | 85 | 2708 | 0.003 | 95 | 66 | 416 | 1 | Elevated | 50000 |  |  | 50000 | 0.05 | 20 | 20 | 0.04 | 0.04 | 0.04 | 0.04 | 0.01 | 0 | 0.06 | 0.06 | 0.06 | 0.06 | 0.01 | 0 | 0.05 | 0.05 | 0.05 | 0.05 | 0.01 | 0 | True |  | Non Federally-Regulated | 07/31/2017 |  | 02/12/2020
Eaton (formerly Cooper Industries) | Portfolio | LDRT6BCP15D010TR EU6B10209030 6LB**** | Light Emitting Diode | Inseparable Luminaire | Quick Connect | Forward Phase Cut Controls | 85 | 2708 | 0.003 | 95 | 66 | 416 | 1 | Elevated | 50000 |  |  | 50000 | 0.05 | 20 | 20 | 0.04 | 0.04 | 0.04 | 0.04 | 0.01 | 0 | 0.06 | 0.06 | 0.06 | 0.06 | 0.01 | 0 | 0.05 | 0.05 | 0.05 | 0.05 | 0.01 | 0 | True |  | Non Federally-Regulated | 07/31/2017 |  | 02/12/2020
Eaton (formerly Cooper Industries) | Portfolio | LDRT6BCP15D010TR EU6B10209035 6LB**** | Light Emitting Diode | Inseparable Luminaire | Quick Connect | Forward Phase Cut Controls | 85 | 2708 | 0.003 | 95 | 66 | 416 | 1 | Elevated | 50000 |  |  | 50000 | 0.05 | 20 | 20 | 0.04 | 0.04 | 0.04 | 0.04 | 0.01 | 0 | 0.06 | 0.06 | 0.06 | 0.06 | 0.01 | 0 | 0.05 | 0.05 | 0.05 | 0.05 | 0.01 | 0 | True |  | Non Federally-Regulated | 07/31/2017 |  | 02/12/2020
Eaton (formerly Cooper Industries) | Portfolio | LDRT6BCP15D010TR EU6B10209040 6LB**** | Light Emitting Diode | Inseparable Luminaire | Quick Connect | Forward Phase Cut Controls | 85 | 2708 | 0.003 | 95 | 66 | 416 | 1 | Elevated | 50000 |  |  | 50000 | 0.05 | 20 | 20 | 0.04 | 0.04 | 0.04 | 0.04 | 0.01 | 0 | 0.06 | 0.06 | 0.06 | 0.06 | 0.01 | 0 | 0.05 | 0.05 | 0.05 | 0.05 | 0.01 | 0 | True |  | Non Federally-Regulated | 07/31/2017 |  | 02/12/2020
Eaton (formerly Cooper Industries) | Halo | SLD405940** | Light Emitting Diode | Inseparable Luminaire | Quick Connect | Forward Phase Cut Controls | 56.3 | 4000 | -0.0013 | 94 | 65 | 142 | 1 | Elevated | 50000 |  |  | 50000 | 0.05 | 19 | 20 | 0.27 | 0.25 | 0.24 | 0.22 | 0 | 0 | 0.33 | 0.31 | 0.31 | 0.24 | 0 | 0 | 0.17 | 0.18 | 0.15 | 0.11 | 0 | 0 | True |  | Non Federally-Regulated | 08/11/2017 |  | 02/12/2020
Eaton (formerly Cooper Industries) | Halo | SLD405927** | Light Emitting Diode | Inseparable Luminaire | Quick Connect | Reverse Phase Cut Controls | 56.3 | 2761 | -0.0013 | 94 | 65 | 142 | 1 | Elevated | 50000 |  |  | 50000 | 0.05 | 19 | 20 | 0.26 | 0.25 | 0.23 | 0.21 | 0 | 0 | 0.36 | 0.32 | 0.32 | 0.24 | 0.01 | 0 | 0.21 | 0.21 | 0.19 | 0.14 | 0 | 0 | True |  | Non Federally-Regulated | 08/11/2017 |  | 02/12/2020
Eaton (formerly Cooper Industries) | Halo | SLD405930** | Light Emitting Diode | Inseparable Luminaire | Quick Connect | Reverse Phase Cut Controls | 56.3 | 3000 | -0.0013 | 94 | 65 | 142 | 1 | Elevated | 50000 |  |  | 50000 | 0.05 | 19 | 20 | 0.26 | 0.25 | 0.23 | 0.21 | 0 | 0 | 0.36 | 0.32 | 0.32 | 0.24 | 0.01 | 0 | 0.21 | 0.21 | 0.19 | 0.14 | 0 | 0 | True |  | Non Federally-Regulated | 08/11/2017 |  | 02/12/2020
Eaton (formerly Cooper Industries) | Halo | SLD405935** | Light Emitting Diode | Inseparable Luminaire | Quick Connect | Reverse Phase Cut Controls | 56.3 | 3500 | -0.0013 | 94 | 65 | 142 | 1 | Elevated | 50000 |  |  | 50000 | 0.05 | 19 | 20 | 0.26 | 0.25 | 0.23 | 0.21 | 0 | 0 | 0.36 | 0.32 | 0.32 | 0.24 | 0.01 | 0 | 0.21 | 0.21 | 0.19 | 0.14 | 0 | 0 | True |  | Non Federally-Regulated | 08/11/2017 |  | 02/12/2020
Eaton (formerly Cooper Industries) | Halo | SLD405940** | Light Emitting Diode | Inseparable Luminaire | Quick Connect | Reverse Phase Cut Controls | 56.3 | 4000 | -0.0013 | 94 | 65 | 142 | 1 | Elevated | 50000 |  |  | 50000 | 0.05 | 19 | 20 | 0.26 | 0.25 | 0.23 | 0.21 | 0 | 0 | 0.36 | 0.32 | 0.32 | 0.24 | 0.01 | 0 | 0.21 | 0.21 | 0.19 | 0.14 | 0 | 0 | True |  | Non Federally-Regulated | 08/11/2017 |  | 02/12/2020
Eaton (formerly Cooper Industries) | Halo | SLD606927** | Light Emitting Diode | Inseparable Luminaire | Quick Connect | Forward Phase Cut Controls | 59.7 | 2735 | -0.0021 | 94 | 61 | 130 | 1 | Elevated | 50000 |  |  | 50000 | 0.05 | 19 | 20 | 0.28 | 0.26 | 0.24 | 0.22 | 0.01 | 0 | 0.32 | 0.31 | 0.31 | 0.22 | 0 | 0 | 0.18 | 0.19 | 0.16 | 0.11 | 0 | 0 | True |  | Non Federally-Regulated | 08/11/2017 |  | 02/12/2020
Eaton (formerly Cooper Industries) | Halo | SLD606930** | Light Emitting Diode | Inseparable Luminaire | Quick Connect | Forward Phase Cut Controls | 59.7 | 3000 | -0.0021 | 94 | 61 | 130 | 1 | Elevated | 50000 |  |  | 50000 | 0.05 | 19 | 20 | 0.28 | 0.26 | 0.24 | 0.22 | 0.01 | 0 | 0.32 | 0.31 | 0.31 | 0.22 | 0 | 0 | 0.18 | 0.19 | 0.16 | 0.11 | 0 | 0 | True |  | Non Federally-Regulated | 08/11/2017 |  | 02/12/2020
Eaton (formerly Cooper Industries) | Halo | SLD606935** | Light Emitting Diode | Inseparable Luminaire | Quick Connect | Forward Phase Cut Controls | 59.7 | 3500 | -0.0021 | 94 | 61 | 130 | 1 | Elevated | 50000 |  |  | 50000 | 0.05 | 19 | 20 | 0.28 | 0.26 | 0.24 | 0.22 | 0.01 | 0 | 0.32 | 0.31 | 0.31 | 0.22 | 0 | 0 | 0.18 | 0.19 | 0.16 | 0.11 | 0 | 0 | True |  | Non Federally-Regulated | 08/11/2017 |  | 02/12/2020
Eaton (formerly Cooper Industries) | Halo | SLD606940** | Light Emitting Diode | Inseparable Luminaire | Quick Connect | Forward Phase Cut Controls | 59.7 | 4000 | -0.0021 | 94 | 61 | 130 | 1 | Elevated | 50000 |  |  | 50000 | 0.05 | 19 | 20 | 0.28 | 0.26 | 0.24 | 0.22 | 0.01 | 0 | 0.32 | 0.31 | 0.31 | 0.22 | 0 | 0 | 0.18 | 0.19 | 0.16 | 0.11 | 0 | 0 | True |  | Non Federally-Regulated | 08/11/2017 |  | 02/12/2020
Eaton (formerly Cooper Industries) | Halo | SLD606927** | Light Emitting Diode | Inseparable Luminaire | Quick Connect | Reverse Phase Cut Controls | 59.7 | 2735 | -0.0021 | 94 | 61 | 130 | 1 | Elevated | 50000 |  |  | 50000 | 0.05 | 19 | 20 | 0.27 | 0.25 | 0.24 | 0.22 | 0 | 0 | 0.31 | 0.31 | 0.31 | 0.22 | 0 | 0 | 0.22 | 0.22 | 0.19 | 0.13 | 0 | 0 | True |  | Non Federally-Regulated | 08/11/2017 |  | 02/12/2020
Eaton (formerly Cooper Industries) | Halo | SLD606930** | Light Emitting Diode | Inseparable Luminaire | Quick Connect | Reverse Phase Cut Controls | 59.7 | 3000 | -0.0021 | 94 | 61 | 130 | 1 | Elevated | 50000 |  |  | 50000 | 0.05 | 19 | 20 | 0.27 | 0.25 | 0.24 | 0.22 | 0 | 0 | 0.31 | 0.31 | 0.31 | 0.22 | 0 | 0 | 0.22 | 0.22 | 0.19 | 0.13 | 0 | 0 | True |  | Non Federally-Regulated | 08/11/2017 |  | 02/12/2020
Eaton (formerly Cooper Industries) | Halo | SLD606935** | Light Emitting Diode | Inseparable Luminaire | Quick Connect | Reverse Phase Cut Controls | 59.7 | 3500 | -0.0021 | 94 | 61 | 130 | 1 | Elevated | 50000 |  |  | 50000 | 0.05 | 19 | 20 | 0.27 | 0.25 | 0.24 | 0.22 | 0 | 0 | 0.31 | 0.31 | 0.31 | 0.22 | 0 | 0 | 0.22 | 0.22 | 0.19 | 0.13 | 0 | 0 | True |  | Non Federally-Regulated | 08/11/2017 |  | 02/12/2020
Eaton (formerly Cooper Industries) | Halo | SLD606940** | Light Emitting Diode | Inseparable Luminaire | Quick Connect | Reverse Phase Cut Controls | 59.7 | 4000 | -0.0021 | 94 | 61 | 130 | 1 | Elevated | 50000 |  |  | 50000 | 0.05 | 19 | 20 | 0.27 | 0.25 | 0.24 | 0.22 | 0 | 0 | 0.31 | 0.31 | 0.31 | 0.22 | 0 | 0 | 0.22 | 0.22 | 0.19 | 0.13 | 0 | 0 | True |  | Non Federally-Regulated | 08/11/2017 |  | 02/12/2020
Eaton (formerly Cooper Industries) | Halo | SLD405927** | Light Emitting Diode | Inseparable Luminaire | Quick Connect | Forward Phase Cut Controls | 56.3 | 2761 | -0.0013 | 94 | 65 | 142 | 1 | Elevated | 50000 |  |  | 50000 | 0.05 | 19 | 20 | 0.27 | 0.25 | 0.24 | 0.22 | 0 | 0 | 0.33 | 0.31 | 0.31 | 0.24 | 0 | 0 | 0.17 | 0.18 | 0.15 | 0.11 | 0 | 0 | True |  | Non Federally-Regulated | 08/11/2017 |  | 02/12/2020
Eaton (formerly Cooper Industries) | Halo | SLD405930** | Light Emitting Diode | Inseparable Luminaire | Quick Connect | Forward Phase Cut Controls | 56.3 | 3000 | -0.0013 | 94 | 65 | 142 | 1 | Elevated | 50000 |  |  | 50000 | 0.05 | 19 | 20 | 0.27 | 0.25 | 0.24 | 0.22 | 0 | 0 | 0.33 | 0.31 | 0.31 | 0.24 | 0 | 0 | 0.17 | 0.18 | 0.15 | 0.11 | 0 | 0 | True |  | Non Federally-Regulated | 08/11/2017 |  | 02/12/2020
Eaton (formerly Cooper Industries) | Halo | SLD405935** | Light Emitting Diode | Inseparable Luminaire | Quick Connect | Forward Phase Cut Controls | 56.3 | 3500 | -0.0013 | 94 | 65 | 142 | 1 | Elevated | 50000 |  |  | 50000 | 0.05 | 19 | 20 | 0.27 | 0.25 | 0.24 | 0.22 | 0 | 0 | 0.33 | 0.31 | 0.31 | 0.24 | 0 | 0 | 0.17 | 0.18 | 0.15 | 0.11 | 0 | 0 | True |  | Non Federally-Regulated | 08/11/2017 |  | 02/12/2020
Eaton (formerly Cooper Industries) | Portfolio | LD2B5D010 EU2B0510NFL259027 2LB**** | Light Emitting Diode | Inseparable Luminaire | Quick Connect | Forward Phase Cut Controls | 70.5 | 2747 | 0 | 94 | 64 | 500 | 1 | Elevated | 50000 |  |  | 50000 | 0.05 | 20 | 20 | 0.18 | 0.18 | 0.18 | 0.17 | 0 | 0 | 0.21 | 0.21 | 0.21 | 0.2 | 0 | 0 | 0.13 | 0.11 | 0.11 | 0.1 | 0 | 0 | True |  | Non Federally-Regulated | 08/15/2017 |  | 02/12/2020
Eaton (formerly Cooper Industries) | Portfolio | LD2B5D010 EU2B0510NFL259030 2LB**** | Light Emitting Diode | Inseparable Luminaire | Quick Connect | Forward Phase Cut Controls | 70.5 | 3000 | 0 | 94 | 64 | 500 | 1 | Elevated | 50000 |  |  | 50000 | 0.05 | 20 | 20 | 0.18 | 0.18 | 0.18 | 0.17 | 0 | 0 | 0.21 | 0.21 | 0.21 | 0.2 | 0 | 0 | 0.13 | 0.11 | 0.11 | 0.1 | 0 | 0 | True |  | Non Federally-Regulated | 08/15/2017 |  | 02/12/2020
Eaton (formerly Cooper Industries) | Portfolio | LD2B5D010 EU2B0510NFL259035 2LB**** | Light Emitting Diode | Inseparable Luminaire | Quick Connect | Forward Phase Cut Controls | 70.5 | 3500 | 0 | 94 | 64 | 500 | 1 | Elevated | 50000 |  |  | 50000 | 0.05 | 20 | 20 | 0.18 | 0.18 | 0.18 | 0.17 | 0 | 0 | 0.21 | 0.21 | 0.21 | 0.2 | 0 | 0 | 0.13 | 0.11 | 0.11 | 0.1 | 0 | 0 | True |  | Non Federally-Regulated | 08/15/2017 |  | 02/12/2020
Eaton (formerly Cooper Industries) | Portfolio | LD2B5D010 EU2B0510NFL259040 2LB**** | Light Emitting Diode | Inseparable Luminaire | Quick Connect | Forward Phase Cut Controls | 70.5 | 4000 | 0 | 94 | 64 | 500 | 1 | Elevated | 50000 |  |  | 50000 | 0.05 | 20 | 20 | 0.18 | 0.18 | 0.18 | 0.17 | 0 | 0 | 0.21 | 0.21 | 0.21 | 0.2 | 0 | 0 | 0.13 | 0.11 | 0.11 | 0.1 | 0 | 0 | True |  | Non Federally-Regulated | 08/15/2017 |  | 02/12/2020
Eaton (formerly Cooper Industries) | Portfolio | LD2B5D010 EU2B0510WFL559027 2LB**** | Light Emitting Diode | Inseparable Luminaire | Quick Connect | Forward Phase Cut Controls | 70.5 | 2747 | 0 | 94 | 64 | 500 | 1 | Elevated | 50000 |  |  | 50000 | 0.05 | 20 | 20 | 0.18 | 0.18 | 0.18 | 0.17 | 0 | 0 | 0.21 | 0.21 | 0.21 | 0.2 | 0 | 0 | 0.13 | 0.11 | 0.11 | 0.1 | 0 | 0 | True |  | Non Federally-Regulated | 08/15/2017 |  | 02/12/2020
Eaton (formerly Cooper Industries) | Portfolio | LD2B5D010 EU2B0510WFL559030 2LB**** | Light Emitting Diode | Inseparable Luminaire | Quick Connect | Forward Phase Cut Controls | 70.5 | 3000 | 0 | 94 | 64 | 500 | 1 | Elevated | 50000 |  |  | 50000 | 0.05 | 20 | 20 | 0.18 | 0.18 | 0.18 | 0.17 | 0 | 0 | 0.21 | 0.21 | 0.21 | 0.2 | 0 | 0 | 0.13 | 0.11 | 0.11 | 0.1 | 0 | 0 | True |  | Non Federally-Regulated | 08/15/2017 |  | 02/12/2020
Eaton (formerly Cooper Industries) | Portfolio | LD2B5D010 EU2B0510WFL559035 2LB**** | Light Emitting Diode | Inseparable Luminaire | Quick Connect | Forward Phase Cut Controls | 70.5 | 3500 | 0 | 94 | 64 | 500 | 1 | Elevated | 50000 |  |  | 50000 | 0.05 | 20 | 20 | 0.18 | 0.18 | 0.18 | 0.17 | 0 | 0 | 0.21 | 0.21 | 0.21 | 0.2 | 0 | 0 | 0.13 | 0.11 | 0.11 | 0.1 | 0 | 0 | True |  | Non Federally-Regulated | 08/15/2017 |  | 02/12/2020
Eaton (formerly Cooper Industries) | Portfolio | LD2B5D010 EU2B0510WFL559040 2LB**** | Light Emitting Diode | Inseparable Luminaire | Quick Connect | Forward Phase Cut Controls | 70.5 | 4000 | 0 | 94 | 64 | 500 | 1 | Elevated | 50000 |  |  | 50000 | 0.05 | 20 | 20 | 0.18 | 0.18 | 0.18 | 0.17 | 0 | 0 | 0.21 | 0.21 | 0.21 | 0.2 | 0 | 0 | 0.13 | 0.11 | 0.11 | 0.1 | 0 | 0 | True |  | Non Federally-Regulated | 08/15/2017 |  | 02/12/2020
Eaton (formerly Cooper Industries) | Portfolio | LD2B5D010 EU2B0510FL409027 2LB**** | Light Emitting Diode | Inseparable Luminaire | Quick Connect | Forward Phase Cut Controls | 70.5 | 2747 | 0 | 94 | 64 | 500 | 1 | Elevated | 50000 |  |  | 50000 | 0.05 | 20 | 20 | 0.18 | 0.18 | 0.18 | 0.17 | 0 | 0 | 0.21 | 0.21 | 0.21 | 0.2 | 0 | 0 | 0.13 | 0.11 | 0.11 | 0.1 | 0 | 0 | True |  | Non Federally-Regulated | 08/15/2017 |  | 02/12/2020
Eaton (formerly Cooper Industries) | Portfolio | LD2B5D010 EU2B0510FL409030 2LB**** | Light Emitting Diode | Inseparable Luminaire | Quick Connect | Forward Phase Cut Controls | 70.5 | 3000 | 0 | 94 | 64 | 500 | 1 | Elevated | 50000 |  |  | 50000 | 0.05 | 20 | 20 | 0.18 | 0.18 | 0.18 | 0.17 | 0 | 0 | 0.21 | 0.21 | 0.21 | 0.2 | 0 | 0 | 0.13 | 0.11 | 0.11 | 0.1 | 0 | 0 | True |  | Non Federally-Regulated | 08/15/2017 |  | 02/12/2020
Eaton (formerly Cooper Industries) | Portfolio | LD2B5D010 EU2B0510FL409035 2LB**** | Light Emitting Diode | Inseparable Luminaire | Quick Connect | Forward Phase Cut Controls | 70.5 | 3500 | 0 | 94 | 64 | 500 | 1 | Elevated | 50000 |  |  | 50000 | 0.05 | 20 | 20 | 0.18 | 0.18 | 0.18 | 0.17 | 0 | 0 | 0.21 | 0.21 | 0.21 | 0.2 | 0 | 0 | 0.13 | 0.11 | 0.11 | 0.1 | 0 | 0 | True |  | Non Federally-Regulated | 08/15/2017 |  | 02/12/2020
Eaton (formerly Cooper Industries) | Portfolio | LD2B5D010 EU2B0510FL409040 2LB**** | Light Emitting Diode | Inseparable Luminaire | Quick Connect | Forward Phase Cut Controls | 70.5 | 4000 | 0 | 94 | 64 | 500 | 1 | Elevated | 50000 |  |  | 50000 | 0.05 | 20 | 20 | 0.18 | 0.18 | 0.18 | 0.17 | 0 | 0 | 0.21 | 0.21 | 0.21 | 0.2 | 0 | 0 | 0.13 | 0.11 | 0.11 | 0.1 | 0 | 0 | True |  | Non Federally-Regulated | 08/15/2017 |  | 02/12/2020
Eaton (formerly Cooper Industries) | Portfolio | LD2B5D010 EU2B0510WW9027 2LB**** | Light Emitting Diode | Inseparable Luminaire | Quick Connect | Forward Phase Cut Controls | 70.5 | 2747 | 0 | 94 | 64 | 500 | 1 | Elevated | 50000 |  |  | 50000 | 0.05 | 20 | 20 | 0.18 | 0.18 | 0.18 | 0.17 | 0 | 0 | 0.21 | 0.21 | 0.21 | 0.2 | 0 | 0 | 0.13 | 0.11 | 0.11 | 0.1 | 0 | 0 | True |  | Non Federally-Regulated | 08/15/2017 |  | 02/12/2020
Eaton (formerly Cooper Industries) | Portfolio | LD2B5D010 EU2B0510WW9030 2LB**** | Light Emitting Diode | Inseparable Luminaire | Quick Connect | Forward Phase Cut Controls | 70.5 | 3000 | 0 | 94 | 64 | 500 | 1 | Elevated | 50000 |  |  | 50000 | 0.05 | 20 | 20 | 0.18 | 0.18 | 0.18 | 0.17 | 0 | 0 | 0.21 | 0.21 | 0.21 | 0.2 | 0 | 0 | 0.13 | 0.11 | 0.11 | 0.1 | 0 | 0 | True |  | Non Federally-Regulated | 08/15/2017 |  | 02/12/2020
Eaton (formerly Cooper Industries) | Portfolio | LD2B5D010 EU2B0510WW9035 2LB**** | Light Emitting Diode | Inseparable Luminaire | Quick Connect | Forward Phase Cut Controls | 70.5 | 3500 | 0 | 94 | 64 | 500 | 1 | Elevated | 50000 |  |  | 50000 | 0.05 | 20 | 20 | 0.18 | 0.18 | 0.18 | 0.17 | 0 | 0 | 0.21 | 0.21 | 0.21 | 0.2 | 0 | 0 | 0.13 | 0.11 | 0.11 | 0.1 | 0 | 0 | True |  | Non Federally-Regulated | 08/15/2017 |  | 02/12/2020
Eaton (formerly Cooper Industries) | Portfolio | LD2B5D010 EU2B0510WW9040 2LB**** | Light Emitting Diode | Inseparable Luminaire | Quick Connect | Forward Phase Cut Controls | 70.5 | 4000 | 0 | 94 | 64 | 500 | 1 | Elevated | 50000 |  |  | 50000 | 0.05 | 20 | 20 | 0.18 | 0.18 | 0.18 | 0.17 | 0 | 0 | 0.21 | 0.21 | 0.21 | 0.2 | 0 | 0 | 0.13 | 0.11 | 0.11 | 0.1 | 0 | 0 | True |  | Non Federally-Regulated | 08/15/2017 |  | 02/12/2020
Eaton (formerly Cooper Industries) | Portfolio | LSR2B5NFL259027D010** 2LB**** | Light Emitting Diode | Inseparable Luminaire | Quick Connect | Forward Phase Cut Controls | 70.5 | 2747 | 0 | 94 | 64 | 500 | 1 | Elevated | 50000 |  |  | 50000 | 0.05 | 20 | 20 | 0.18 | 0.18 | 0.18 | 0.17 | 0 | 0 | 0.21 | 0.21 | 0.21 | 0.2 | 0 | 0 | 0.13 | 0.11 | 0.11 | 0.1 | 0 | 0 | True |  | Non Federally-Regulated | 08/15/2017 |  | 02/12/2020
Eaton (formerly Cooper Industries) | Portfolio | LSR2B5NFL259030D010** 2LB**** | Light Emitting Diode | Inseparable Luminaire | Quick Connect | Forward Phase Cut Controls | 70.5 | 3000 | 0 | 94 | 64 | 500 | 1 | Elevated | 50000 |  |  | 50000 | 0.05 | 20 | 20 | 0.18 | 0.18 | 0.18 | 0.17 | 0 | 0 | 0.21 | 0.21 | 0.21 | 0.2 | 0 | 0 | 0.13 | 0.11 | 0.11 | 0.1 | 0 | 0 | True |  | Non Federally-Regulated | 08/15/2017 |  | 02/12/2020
Eaton (formerly Cooper Industries) | Portfolio | LSR2B5NFL259035D010** 2LB**** | Light Emitting Diode | Inseparable Luminaire | Quick Connect | Forward Phase Cut Controls | 70.5 | 3500 | 0 | 94 | 64 | 500 | 1 | Elevated | 50000 |  |  | 50000 | 0.05 | 20 | 20 | 0.18 | 0.18 | 0.18 | 0.17 | 0 | 0 | 0.21 | 0.21 | 0.21 | 0.2 | 0 | 0 | 0.13 | 0.11 | 0.11 | 0.1 | 0 | 0 | True |  | Non Federally-Regulated | 08/15/2017 |  | 02/12/2020
Eaton (formerly Cooper Industries) | Portfolio | LSR2B5NFL259040D010** 2LB**** | Light Emitting Diode | Inseparable Luminaire | Quick Connect | Forward Phase Cut Controls | 70.5 | 4000 | 0 | 94 | 64 | 500 | 1 | Elevated | 50000 |  |  | 50000 | 0.05 | 20 | 20 | 0.18 | 0.18 | 0.18 | 0.17 | 0 | 0 | 0.21 | 0.21 | 0.21 | 0.2 | 0 | 0 | 0.13 | 0.11 | 0.11 | 0.1 | 0 | 0 | True |  | Non Federally-Regulated | 08/15/2017 |  | 02/12/2020
Eaton (formerly Cooper Industries) | Portfolio | LSR2B5FL409027D010** 2LB**3** | Light Emitting Diode | Inseparable Luminaire | Quick Connect | Forward Phase Cut Controls | 70.5 | 2747 | 0 | 94 | 64 | 500 | 1 | Elevated | 50000 |  |  | 50000 | 0.05 | 20 | 20 | 0.18 | 0.18 | 0.18 | 0.17 | 0 | 0 | 0.21 | 0.21 | 0.21 | 0.2 | 0 | 0 | 0.13 | 0.11 | 0.11 | 0.1 | 0 | 0 | True |  | Non Federally-Regulated | 08/15/2017 |  | 02/12/2020
Eaton (formerly Cooper Industries) | Portfolio | LSR2B5FL409030D010** 2LB**3** | Light Emitting Diode | Inseparable Luminaire | Quick Connect | Forward Phase Cut Controls | 70.5 | 3000 | 0 | 94 | 64 | 500 | 1 | Elevated | 50000 |  |  | 50000 | 0.05 | 20 | 20 | 0.18 | 0.18 | 0.18 | 0.17 | 0 | 0 | 0.21 | 0.21 | 0.21 | 0.2 | 0 | 0 | 0.13 | 0.11 | 0.11 | 0.1 | 0 | 0 | True |  | Non Federally-Regulated | 08/15/2017 |  | 02/12/2020
Eaton (formerly Cooper Industries) | Portfolio | LSR2B5FL409035D010** 2LB**3** | Light Emitting Diode | Inseparable Luminaire | Quick Connect | Forward Phase Cut Controls | 70.5 | 3500 | 0 | 94 | 64 | 500 | 1 | Elevated | 50000 |  |  | 50000 | 0.05 | 20 | 20 | 0.18 | 0.18 | 0.18 | 0.17 | 0 | 0 | 0.21 | 0.21 | 0.21 | 0.2 | 0 | 0 | 0.13 | 0.11 | 0.11 | 0.1 | 0 | 0 | True |  | Non Federally-Regulated | 08/15/2017 |  | 02/12/2020
Eaton (formerly Cooper Industries) | Portfolio | LSR2B5FL409040D010** 2LB**3** | Light Emitting Diode | Inseparable Luminaire | Quick Connect | Forward Phase Cut Controls | 70.5 | 4000 | 0 | 94 | 64 | 500 | 1 | Elevated | 50000 |  |  | 50000 | 0.05 | 20 | 20 | 0.18 | 0.18 | 0.18 | 0.17 | 0 | 0 | 0.21 | 0.21 | 0.21 | 0.2 | 0 | 0 | 0.13 | 0.11 | 0.11 | 0.1 | 0 | 0 | True |  | Non Federally-Regulated | 08/15/2017 |  | 02/12/2020
Eaton (formerly Cooper Industries) | Portfolio | LSR2B5FL559027D010** 2LB**3** | Light Emitting Diode | Inseparable Luminaire | Quick Connect | Forward Phase Cut Controls | 70.5 | 2747 | 0 | 94 | 64 | 500 | 1 | Elevated | 50000 |  |  | 50000 | 0.05 | 20 | 20 | 0.18 | 0.18 | 0.18 | 0.17 | 0 | 0 | 0.21 | 0.21 | 0.21 | 0.2 | 0 | 0 | 0.13 | 0.11 | 0.11 | 0.1 | 0 | 0 | True |  | Non Federally-Regulated | 08/15/2017 |  | 02/12/2020
Eaton (formerly Cooper Industries) | Portfolio | LSR2B5FL559030D010** 2LB**3** | Light Emitting Diode | Inseparable Luminaire | Quick Connect | Forward Phase Cut Controls | 70.5 | 3000 | 0 | 94 | 64 | 500 | 1 | Elevated | 50000 |  |  | 50000 | 0.05 | 20 | 20 | 0.18 | 0.18 | 0.18 | 0.17 | 0 | 0 | 0.21 | 0.21 | 0.21 | 0.2 | 0 | 0 | 0.13 | 0.11 | 0.11 | 0.1 | 0 | 0 | True |  | Non Federally-Regulated | 08/15/2017 |  | 02/12/2020
Eaton (formerly Cooper Industries) | Portfolio | LSR2B5FL559035D010** 2LB**3** | Light Emitting Diode | Inseparable Luminaire | Quick Connect | Forward Phase Cut Controls | 70.5 | 3500 | 0 | 94 | 64 | 500 | 1 | Elevated | 50000 |  |  | 50000 | 0.05 | 20 | 20 | 0.18 | 0.18 | 0.18 | 0.17 | 0 | 0 | 0.21 | 0.21 | 0.21 | 0.2 | 0 | 0 | 0.13 | 0.11 | 0.11 | 0.1 | 0 | 0 | True |  | Non Federally-Regulated | 08/15/2017 |  | 02/12/2020
Eaton (formerly Cooper Industries) | Portfolio | LSR2B5FL559040D010** 2LB**3** | Light Emitting Diode | Inseparable Luminaire | Quick Connect | Forward Phase Cut Controls | 70.5 | 4000 | 0 | 94 | 64 | 500 | 1 | Elevated | 50000 |  |  | 50000 | 0.05 | 20 | 20 | 0.18 | 0.18 | 0.18 | 0.17 | 0 | 0 | 0.21 | 0.21 | 0.21 | 0.2 | 0 | 0 | 0.13 | 0.11 | 0.11 | 0.1 | 0 | 0 | True |  | Non Federally-Regulated | 08/15/2017 |  | 02/12/2020
Eaton (formerly Cooper Industries) | Portfolio | LSRWM2B5NFL259027D010** 2LB**3** | Light Emitting Diode | Inseparable Luminaire | Quick Connect | Forward Phase Cut Controls | 70.5 | 2747 | 0 | 94 | 64 | 500 | 1 | Elevated | 50000 |  |  | 50000 | 0.05 | 20 | 20 | 0.18 | 0.18 | 0.18 | 0.17 | 0 | 0 | 0.21 | 0.21 | 0.21 | 0.2 | 0 | 0 | 0.13 | 0.11 | 0.11 | 0.1 | 0 | 0 | True |  | Non Federally-Regulated | 08/15/2017 |  | 02/12/2020
Eaton (formerly Cooper Industries) | Portfolio | LSRWM2B5NFL259030D010** 2LB**3** | Light Emitting Diode | Inseparable Luminaire | Quick Connect | Forward Phase Cut Controls | 70.5 | 3000 | 0 | 94 | 64 | 500 | 1 | Elevated | 50000 |  |  | 50000 | 0.05 | 20 | 20 | 0.18 | 0.18 | 0.18 | 0.17 | 0 | 0 | 0.21 | 0.21 | 0.21 | 0.2 | 0 | 0 | 0.13 | 0.11 | 0.11 | 0.1 | 0 | 0 | True |  | Non Federally-Regulated | 08/15/2017 |  | 02/12/2020
Eaton (formerly Cooper Industries) | Portfolio | LSRWM2B5NFL259035D010** 2LB**3** | Light Emitting Diode | Inseparable Luminaire | Quick Connect | Forward Phase Cut Controls | 70.5 | 3500 | 0 | 94 | 64 | 500 | 1 | Elevated | 50000 |  |  | 50000 | 0.05 | 20 | 20 | 0.18 | 0.18 | 0.18 | 0.17 | 0 | 0 | 0.21 | 0.21 | 0.21 | 0.2 | 0 | 0 | 0.13 | 0.11 | 0.11 | 0.1 | 0 | 0 | True |  | Non Federally-Regulated | 08/15/2017 |  | 02/12/2020
Eaton (formerly Cooper Industries) | Portfolio | LSRWM2B5NFL259040D010** 2LB**3** | Light Emitting Diode | Inseparable Luminaire | Quick Connect | Forward Phase Cut Controls | 70.5 | 4000 | 0 | 94 | 64 | 500 | 1 | Elevated | 50000 |  |  | 50000 | 0.05 | 20 | 20 | 0.18 | 0.18 | 0.18 | 0.17 | 0 | 0 | 0.21 | 0.21 | 0.21 | 0.2 | 0 | 0 | 0.13 | 0.11 | 0.11 | 0.1 | 0 | 0 | True |  | Non Federally-Regulated | 08/15/2017 |  | 02/12/2020
Eaton (formerly Cooper Industries) | Portfolio | LSRWM2B5FL409027D010** 2LB**3** | Light Emitting Diode | Inseparable Luminaire | Quick Connect | Forward Phase Cut Controls | 70.5 | 2747 | 0 | 94 | 64 | 500 | 1 | Elevated | 50000 |  |  | 50000 | 0.05 | 20 | 20 | 0.18 | 0.18 | 0.18 | 0.17 | 0 | 0 | 0.21 | 0.21 | 0.21 | 0.2 | 0 | 0 | 0.13 | 0.11 | 0.11 | 0.1 | 0 | 0 | True |  | Non Federally-Regulated | 08/15/2017 |  | 02/12/2020
Eaton (formerly Cooper Industries) | Portfolio | LSRWM2B5FL409030D010** 2LB**3** | Light Emitting Diode | Inseparable Luminaire | Quick Connect | Forward Phase Cut Controls | 70.5 | 3000 | 0 | 94 | 64 | 500 | 1 | Elevated | 50000 |  |  | 50000 | 0.05 | 20 | 20 | 0.18 | 0.18 | 0.18 | 0.17 | 0 | 0 | 0.21 | 0.21 | 0.21 | 0.2 | 0 | 0 | 0.13 | 0.11 | 0.11 | 0.1 | 0 | 0 | True |  | Non Federally-Regulated | 08/15/2017 |  | 02/12/2020
Eaton (formerly Cooper Industries) | Portfolio | LSRWM2B5FL409035D010** 2LB**3** | Light Emitting Diode | Inseparable Luminaire | Quick Connect | Forward Phase Cut Controls | 70.5 | 3500 | 0 | 94 | 64 | 500 | 1 | Elevated | 50000 |  |  | 50000 | 0.05 | 20 | 20 | 0.18 | 0.18 | 0.18 | 0.17 | 0 | 0 | 0.21 | 0.21 | 0.21 | 0.2 | 0 | 0 | 0.13 | 0.11 | 0.11 | 0.1 | 0 | 0 | True |  | Non Federally-Regulated | 08/15/2017 |  | 02/12/2020
Eaton (formerly Cooper Industries) | Portfolio | LSRWM2B5FL409040D010** 2LB**3** | Light Emitting Diode | Inseparable Luminaire | Quick Connect | Forward Phase Cut Controls | 70.5 | 4000 | 0 | 94 | 64 | 500 | 1 | Elevated | 50000 |  |  | 50000 | 0.05 | 20 | 20 | 0.18 | 0.18 | 0.18 | 0.17 | 0 | 0 | 0.21 | 0.21 | 0.21 | 0.2 | 0 | 0 | 0.13 | 0.11 | 0.11 | 0.1 | 0 | 0 | True |  | Non Federally-Regulated | 08/15/2017 |  | 02/12/2020
Eaton (formerly Cooper Industries) | Portfolio | LSRWM2B5FL559027D010** 2LB**3** | Light Emitting Diode | Inseparable Luminaire | Quick Connect | Forward Phase Cut Controls | 70.5 | 2747 | 0 | 94 | 64 | 500 | 1 | Elevated | 50000 |  |  | 50000 | 0.05 | 20 | 20 | 0.18 | 0.18 | 0.18 | 0.17 | 0 | 0 | 0.21 | 0.21 | 0.21 | 0.2 | 0 | 0 | 0.13 | 0.11 | 0.11 | 0.1 | 0 | 0 | True |  | Non Federally-Regulated | 08/15/2017 |  | 02/12/2020
Eaton (formerly Cooper Industries) | Portfolio | LSRWM2B5FL559030D010** 2LB**3** | Light Emitting Diode | Inseparable Luminaire | Quick Connect | Forward Phase Cut Controls | 70.5 | 3000 | 0 | 94 | 64 | 500 | 1 | Elevated | 50000 |  |  | 50000 | 0.05 | 20 | 20 | 0.18 | 0.18 | 0.18 | 0.17 | 0 | 0 | 0.21 | 0.21 | 0.21 | 0.2 | 0 | 0 | 0.13 | 0.11 | 0.11 | 0.1 | 0 | 0 | True |  | Non Federally-Regulated | 08/15/2017 |  | 02/12/2020
Eaton (formerly Cooper Industries) | Portfolio | LSRWM2B5FL559035D010** 2LB**3** | Light Emitting Diode | Inseparable Luminaire | Quick Connect | Forward Phase Cut Controls | 70.5 | 3500 | 0 | 94 | 64 | 500 | 1 | Elevated | 50000 |  |  | 50000 | 0.05 | 20 | 20 | 0.18 | 0.18 | 0.18 | 0.17 | 0 | 0 | 0.21 | 0.21 | 0.21 | 0.2 | 0 | 0 | 0.13 | 0.11 | 0.11 | 0.1 | 0 | 0 | True |  | Non Federally-Regulated | 08/15/2017 |  | 02/12/2020
Eaton (formerly Cooper Industries) | Portfolio | LSRWM2B5FL559040D010** 2LB**3** | Light Emitting Diode | Inseparable Luminaire | Quick Connect | Forward Phase Cut Controls | 70.5 | 4000 | 0 | 94 | 64 | 500 | 1 | Elevated | 50000 |  |  | 50000 | 0.05 | 20 | 20 | 0.18 | 0.18 | 0.18 | 0.17 | 0 | 0 | 0.21 | 0.21 | 0.21 | 0.2 | 0 | 0 | 0.13 | 0.11 | 0.11 | 0.1 | 0 | 0 | True |  | Non Federally-Regulated | 08/15/2017 |  | 02/12/2020
Eaton (formerly Cooper Industries) | Portfolio | LSSQR2B5NFL259027D010** 2LB**3** | Light Emitting Diode | Inseparable Luminaire | Quick Connect | Forward Phase Cut Controls | 70.5 | 2747 | 0 | 94 | 64 | 500 | 1 | Elevated | 50000 |  |  | 50000 | 0.05 | 20 | 20 | 0.18 | 0.18 | 0.18 | 0.17 | 0 | 0 | 0.21 | 0.21 | 0.21 | 0.2 | 0 | 0 | 0.13 | 0.11 | 0.11 | 0.1 | 0 | 0 | True |  | Non Federally-Regulated | 08/15/2017 |  | 02/12/2020
Eaton (formerly Cooper Industries) | Portfolio | LSSQR2B5NFL259030D010** 2LB**3** | Light Emitting Diode | Inseparable Luminaire | Quick Connect | Forward Phase Cut Controls | 70.5 | 3000 | 0 | 94 | 64 | 500 | 1 | Elevated | 50000 |  |  | 50000 | 0.05 | 20 | 20 | 0.18 | 0.18 | 0.18 | 0.17 | 0 | 0 | 0.21 | 0.21 | 0.21 | 0.2 | 0 | 0 | 0.13 | 0.11 | 0.11 | 0.1 | 0 | 0 | True |  | Non Federally-Regulated | 08/15/2017 |  | 02/12/2020
Eaton (formerly Cooper Industries) | Portfolio | LSSQR2B5NFL259035D010** 2LB**3** | Light Emitting Diode | Inseparable Luminaire | Quick Connect | Forward Phase Cut Controls | 70.5 | 3500 | 0 | 94 | 64 | 500 | 1 | Elevated | 50000 |  |  | 50000 | 0.05 | 20 | 20 | 0.18 | 0.18 | 0.18 | 0.17 | 0 | 0 | 0.21 | 0.21 | 0.21 | 0.2 | 0 | 0 | 0.13 | 0.11 | 0.11 | 0.1 | 0 | 0 | True |  | Non Federally-Regulated | 08/15/2017 |  | 02/12/2020
Eaton (formerly Cooper Industries) | Portfolio | LSSQR2B5NFL259040D010** 2LB**3** | Light Emitting Diode | Inseparable Luminaire | Quick Connect | Forward Phase Cut Controls | 70.5 | 4000 | 0 | 94 | 64 | 500 | 1 | Elevated | 50000 |  |  | 50000 | 0.05 | 20 | 20 | 0.18 | 0.18 | 0.18 | 0.17 | 0 | 0 | 0.21 | 0.21 | 0.21 | 0.2 | 0 | 0 | 0.13 | 0.11 | 0.11 | 0.1 | 0 | 0 | True |  | Non Federally-Regulated | 08/15/2017 |  | 02/12/2020
Eaton (formerly Cooper Industries) | Portfolio | LSSQR2B5FL409027D010** 2LB**3** | Light Emitting Diode | Inseparable Luminaire | Quick Connect | Forward Phase Cut Controls | 70.5 | 2747 | 0 | 94 | 64 | 500 | 1 | Elevated | 50000 |  |  | 50000 | 0.05 | 20 | 20 | 0.18 | 0.18 | 0.18 | 0.17 | 0 | 0 | 0.21 | 0.21 | 0.21 | 0.2 | 0 | 0 | 0.13 | 0.11 | 0.11 | 0.1 | 0 | 0 | True |  | Non Federally-Regulated | 08/15/2017 |  | 02/12/2020
Eaton (formerly Cooper Industries) | Portfolio | LSSQR2B5FL409030D010** 2LB**3** | Light Emitting Diode | Inseparable Luminaire | Quick Connect | Forward Phase Cut Controls | 70.5 | 3000 | 0 | 94 | 64 | 500 | 1 | Elevated | 50000 |  |  | 50000 | 0.05 | 20 | 20 | 0.18 | 0.18 | 0.18 | 0.17 | 0 | 0 | 0.21 | 0.21 | 0.21 | 0.2 | 0 | 0 | 0.13 | 0.11 | 0.11 | 0.1 | 0 | 0 | True |  | Non Federally-Regulated | 08/15/2017 |  | 02/12/2020
Eaton (formerly Cooper Industries) | Portfolio | LSSQR2B5FL409035D010** 2LB**3** | Light Emitting Diode | Inseparable Luminaire | Quick Connect | Forward Phase Cut Controls | 70.5 | 3500 | 0 | 94 | 64 | 500 | 1 | Elevated | 50000 |  |  | 50000 | 0.05 | 20 | 20 | 0.18 | 0.18 | 0.18 | 0.17 | 0 | 0 | 0.21 | 0.21 | 0.21 | 0.2 | 0 | 0 | 0.13 | 0.11 | 0.11 | 0.1 | 0 | 0 | True |  | Non Federally-Regulated | 08/15/2017 |  | 02/12/2020
Eaton (formerly Cooper Industries) | Portfolio | LSSQR2B5FL409040D010** 2LB**3** | Light Emitting Diode | Inseparable Luminaire | Quick Connect | Forward Phase Cut Controls | 70.5 | 4000 | 0 | 94 | 64 | 500 | 1 | Elevated | 50000 |  |  | 50000 | 0.05 | 20 | 20 | 0.18 | 0.18 | 0.18 | 0.17 | 0 | 0 | 0.21 | 0.21 | 0.21 | 0.2 | 0 | 0 | 0.13 | 0.11 | 0.11 | 0.1 | 0 | 0 | True |  | Non Federally-Regulated | 08/15/2017 |  | 02/12/2020
Eaton (formerly Cooper Industries) | Portfolio | LSSQR2B5FL559027D010** 2LB**3** | Light Emitting Diode | Inseparable Luminaire | Quick Connect | Forward Phase Cut Controls | 70.5 | 2747 | 0 | 94 | 64 | 500 | 1 | Elevated | 50000 |  |  | 50000 | 0.05 | 20 | 20 | 0.18 | 0.18 | 0.18 | 0.17 | 0 | 0 | 0.21 | 0.21 | 0.21 | 0.2 | 0 | 0 | 0.13 | 0.11 | 0.11 | 0.1 | 0 | 0 | True |  | Non Federally-Regulated | 08/15/2017 |  | 02/12/2020
Eaton (formerly Cooper Industries) | Portfolio | LSSQR2B5FL559030D010** 2LB**3** | Light Emitting Diode | Inseparable Luminaire | Quick Connect | Forward Phase Cut Controls | 70.5 | 3000 | 0 | 94 | 64 | 500 | 1 | Elevated | 50000 |  |  | 50000 | 0.05 | 20 | 20 | 0.18 | 0.18 | 0.18 | 0.17 | 0 | 0 | 0.21 | 0.21 | 0.21 | 0.2 | 0 | 0 | 0.13 | 0.11 | 0.11 | 0.1 | 0 | 0 | True |  | Non Federally-Regulated | 08/15/2017 |  | 02/12/2020
Eaton (formerly Cooper Industries) | Portfolio | LSSQR2B5FL559035D010** 2LB**3** | Light Emitting Diode | Inseparable Luminaire | Quick Connect | Forward Phase Cut Controls | 70.5 | 3500 | 0 | 94 | 64 | 500 | 1 | Elevated | 50000 |  |  | 50000 | 0.05 | 20 | 20 | 0.18 | 0.18 | 0.18 | 0.17 | 0 | 0 | 0.21 | 0.21 | 0.21 | 0.2 | 0 | 0 | 0.13 | 0.11 | 0.11 | 0.1 | 0 | 0 | True |  | Non Federally-Regulated | 08/15/2017 |  | 02/12/2020
Eaton (formerly Cooper Industries) | Portfolio | LSSQR2B5FL559040D010** 2LB**3** | Light Emitting Diode | Inseparable Luminaire | Quick Connect | Forward Phase Cut Controls | 70.5 | 4000 | 0 | 94 | 64 | 500 | 1 | Elevated | 50000 |  |  | 50000 | 0.05 | 20 | 20 | 0.18 | 0.18 | 0.18 | 0.17 | 0 | 0 | 0.21 | 0.21 | 0.21 | 0.2 | 0 | 0 | 0.13 | 0.11 | 0.11 | 0.1 | 0 | 0 | True |  | Non Federally-Regulated | 08/15/2017 |  | 02/12/2020
Eaton (formerly Cooper Industries) | Portfolio | LSSQRWM2B5NFL259027D010** 2LB**3** | Light Emitting Diode | Inseparable Luminaire | Quick Connect | Forward Phase Cut Controls | 70.5 | 2747 | 0 | 94 | 64 | 500 | 1 | Elevated | 50000 |  |  | 50000 | 0.05 | 20 | 20 | 0.18 | 0.18 | 0.18 | 0.17 | 0 | 0 | 0.21 | 0.21 | 0.21 | 0.2 | 0 | 0 | 0.13 | 0.11 | 0.11 | 0.1 | 0 | 0 | True |  | Non Federally-Regulated | 08/15/2017 |  | 02/12/2020
Eaton (formerly Cooper Industries) | Portfolio | LSSQRWM2B5NFL259030D010** 2LB**3** | Light Emitting Diode | Inseparable Luminaire | Quick Connect | Forward Phase Cut Controls | 70.5 | 3000 | 0 | 94 | 64 | 500 | 1 | Elevated | 50000 |  |  | 50000 | 0.05 | 20 | 20 | 0.18 | 0.18 | 0.18 | 0.17 | 0 | 0 | 0.21 | 0.21 | 0.21 | 0.2 | 0 | 0 | 0.13 | 0.11 | 0.11 | 0.1 | 0 | 0 | True |  | Non Federally-Regulated | 08/15/2017 |  | 02/12/2020
Eaton (formerly Cooper Industries) | Portfolio | LSSQRWM2B5NFL259035D010** 2LB**3** | Light Emitting Diode | Inseparable Luminaire | Quick Connect | Forward Phase Cut Controls | 70.5 | 3500 | 0 | 94 | 64 | 500 | 1 | Elevated | 50000 |  |  | 50000 | 0.05 | 20 | 20 | 0.18 | 0.18 | 0.18 | 0.17 | 0 | 0 | 0.21 | 0.21 | 0.21 | 0.2 | 0 | 0 | 0.13 | 0.11 | 0.11 | 0.1 | 0 | 0 | True |  | Non Federally-Regulated | 08/15/2017 |  | 02/12/2020
Eaton (formerly Cooper Industries) | Portfolio | LSSQRWM2B5NFL259040D010** 2LB**3** | Light Emitting Diode | Inseparable Luminaire | Quick Connect | Forward Phase Cut Controls | 70.5 | 4000 | 0 | 94 | 64 | 500 | 1 | Elevated | 50000 |  |  | 50000 | 0.05 | 20 | 20 | 0.18 | 0.18 | 0.18 | 0.17 | 0 | 0 | 0.21 | 0.21 | 0.21 | 0.2 | 0 | 0 | 0.13 | 0.11 | 0.11 | 0.1 | 0 | 0 | True |  | Non Federally-Regulated | 08/15/2017 |  | 02/12/2020
Eaton (formerly Cooper Industries) | Portfolio | LSSQRWM2B5FL409027D010** 2LB**3** | Light Emitting Diode | Inseparable Luminaire | Quick Connect | Forward Phase Cut Controls | 70.5 | 2747 | 0 | 94 | 64 | 500 | 1 | Elevated | 50000 |  |  | 50000 | 0.05 | 20 | 20 | 0.18 | 0.18 | 0.18 | 0.17 | 0 | 0 | 0.21 | 0.21 | 0.21 | 0.2 | 0 | 0 | 0.13 | 0.11 | 0.11 | 0.1 | 0 | 0 | True |  | Non Federally-Regulated | 08/15/2017 |  | 02/12/2020
Eaton (formerly Cooper Industries) | Portfolio | LSSQRWM2B5FL409030D010** 2LB**3** | Light Emitting Diode | Inseparable Luminaire | Quick Connect | Forward Phase Cut Controls | 70.5 | 3000 | 0 | 94 | 64 | 500 | 1 | Elevated | 50000 |  |  | 50000 | 0.05 | 20 | 20 | 0.18 | 0.18 | 0.18 | 0.17 | 0 | 0 | 0.21 | 0.21 | 0.21 | 0.2 | 0 | 0 | 0.13 | 0.11 | 0.11 | 0.1 | 0 | 0 | True |  | Non Federally-Regulated | 08/15/2017 |  | 02/12/2020
Eaton (formerly Cooper Industries) | Portfolio | LSSQRWM2B5FL409035D010** 2LB**3** | Light Emitting Diode | Inseparable Luminaire | Quick Connect | Forward Phase Cut Controls | 70.5 | 3500 | 0 | 94 | 64 | 500 | 1 | Elevated | 50000 |  |  | 50000 | 0.05 | 20 | 20 | 0.18 | 0.18 | 0.18 | 0.17 | 0 | 0 | 0.21 | 0.21 | 0.21 | 0.2 | 0 | 0 | 0.13 | 0.11 | 0.11 | 0.1 | 0 | 0 | True |  | Non Federally-Regulated | 08/15/2017 |  | 02/12/2020
Eaton (formerly Cooper Industries) | Portfolio | LSSQRWM2B5FL409040D010** 2LB**3** | Light Emitting Diode | Inseparable Luminaire | Quick Connect | Forward Phase Cut Controls | 70.5 | 4000 | 0 | 94 | 64 | 500 | 1 | Elevated | 50000 |  |  | 50000 | 0.05 | 20 | 20 | 0.18 | 0.18 | 0.18 | 0.17 | 0 | 0 | 0.21 | 0.21 | 0.21 | 0.2 | 0 | 0 | 0.13 | 0.11 | 0.11 | 0.1 | 0 | 0 | True |  | Non Federally-Regulated | 08/15/2017 |  | 02/12/2020
Eaton (formerly Cooper Industries) | Portfolio | LSSQRWM2B5FL559027D010** 2LB**3** | Light Emitting Diode | Inseparable Luminaire | Quick Connect | Forward Phase Cut Controls | 70.5 | 2747 | 0 | 94 | 64 | 500 | 1 | Elevated | 50000 |  |  | 50000 | 0.05 | 20 | 20 | 0.18 | 0.18 | 0.18 | 0.17 | 0 | 0 | 0.21 | 0.21 | 0.21 | 0.2 | 0 | 0 | 0.13 | 0.11 | 0.11 | 0.1 | 0 | 0 | True |  | Non Federally-Regulated | 08/15/2017 |  | 02/12/2020
Eaton (formerly Cooper Industries) | Portfolio | LSSQRWM2B5FL559030D010** 2LB**3** | Light Emitting Diode | Inseparable Luminaire | Quick Connect | Forward Phase Cut Controls | 70.5 | 3000 | 0 | 94 | 64 | 500 | 1 | Elevated | 50000 |  |  | 50000 | 0.05 | 20 | 20 | 0.18 | 0.18 | 0.18 | 0.17 | 0 | 0 | 0.21 | 0.21 | 0.21 | 0.2 | 0 | 0 | 0.13 | 0.11 | 0.11 | 0.1 | 0 | 0 | True |  | Non Federally-Regulated | 08/15/2017 |  | 02/12/2020
Eaton (formerly Cooper Industries) | Portfolio | LSSQRWM2B5FL559035D010** 2LB**3** | Light Emitting Diode | Inseparable Luminaire | Quick Connect | Forward Phase Cut Controls | 70.5 | 3500 | 0 | 94 | 64 | 500 | 1 | Elevated | 50000 |  |  | 50000 | 0.05 | 20 | 20 | 0.18 | 0.18 | 0.18 | 0.17 | 0 | 0 | 0.21 | 0.21 | 0.21 | 0.2 | 0 | 0 | 0.13 | 0.11 | 0.11 | 0.1 | 0 | 0 | True |  | Non Federally-Regulated | 08/15/2017 |  | 02/12/2020
Eaton (formerly Cooper Industries) | Portfolio | LSSQRWM2B5FL559040D010** 2LB**3** | Light Emitting Diode | Inseparable Luminaire | Quick Connect | Forward Phase Cut Controls | 70.5 | 4000 | 0 | 94 | 64 | 500 | 1 | Elevated | 50000 |  |  | 50000 | 0.05 | 20 | 20 | 0.18 | 0.18 | 0.18 | 0.17 | 0 | 0 | 0.21 | 0.21 | 0.21 | 0.2 | 0 | 0 | 0.13 | 0.11 | 0.11 | 0.1 | 0 | 0 | True |  | Non Federally-Regulated | 08/15/2017 |  | 02/12/2020
Eaton (formerly Cooper Industries) | Portfolio | LD2B10D010 EU2B0510NFL259027 2LB**** | Light Emitting Diode | Inseparable Luminaire | Quick Connect | Forward Phase Cut Controls | 65.8 | 2743 | 0 | 94 | 62 | 500 | 1 | Elevated | 50000 |  |  | 50000 | 0.05 | 20 | 20 | 0.17 | 0.17 | 0.17 | 0.16 | 0 | 0 | 0.25 | 0.24 | 0.23 | 0.23 | 0 | 0 | 0.12 | 0.12 | 0.12 | 0.11 | 0 | 0 | True |  | Non Federally-Regulated | 08/15/2017 |  | 02/12/2020
Eaton (formerly Cooper Industries) | Portfolio | LD2B10D010 EU2B0510NFL259030 2LB**** | Light Emitting Diode | Inseparable Luminaire | Quick Connect | Forward Phase Cut Controls | 65.8 | 3000 | 0 | 94 | 62 | 500 | 1 | Elevated | 50000 |  |  | 50000 | 0.05 | 20 | 20 | 0.17 | 0.17 | 0.17 | 0.16 | 0 | 0 | 0.25 | 0.24 | 0.23 | 0.23 | 0 | 0 | 0.12 | 0.12 | 0.12 | 0.11 | 0 | 0 | True |  | Non Federally-Regulated | 08/15/2017 |  | 02/12/2020
Eaton (formerly Cooper Industries) | Portfolio | LD2B10D010 EU2B0510NFL259035 2LB**** | Light Emitting Diode | Inseparable Luminaire | Quick Connect | Forward Phase Cut Controls | 65.8 | 3500 | 0 | 94 | 62 | 500 | 1 | Elevated | 50000 |  |  | 50000 | 0.05 | 20 | 20 | 0.17 | 0.17 | 0.17 | 0.16 | 0 | 0 | 0.25 | 0.24 | 0.23 | 0.23 | 0 | 0 | 0.12 | 0.12 | 0.12 | 0.11 | 0 | 0 | True |  | Non Federally-Regulated | 08/15/2017 |  | 02/12/2020
Eaton (formerly Cooper Industries) | Portfolio | LD2B10D010 EU2B0510NFL259040 2LB**** | Light Emitting Diode | Inseparable Luminaire | Quick Connect | Forward Phase Cut Controls | 65.8 | 4000 | 0 | 94 | 62 | 500 | 1 | Elevated | 50000 |  |  | 50000 | 0.05 | 20 | 20 | 0.17 | 0.17 | 0.17 | 0.16 | 0 | 0 | 0.25 | 0.24 | 0.23 | 0.23 | 0 | 0 | 0.12 | 0.12 | 0.12 | 0.11 | 0 | 0 | True |  | Non Federally-Regulated | 08/15/2017 |  | 02/12/2020
Eaton (formerly Cooper Industries) | Portfolio | LD2B10D010 EU2B0510WFL559027 2LB**** | Light Emitting Diode | Inseparable Luminaire | Quick Connect | Forward Phase Cut Controls | 65.8 | 2743 | 0 | 94 | 62 | 500 | 1 | Elevated | 50000 |  |  | 50000 | 0.05 | 20 | 20 | 0.17 | 0.17 | 0.17 | 0.16 | 0 | 0 | 0.25 | 0.24 | 0.23 | 0.23 | 0 | 0 | 0.12 | 0.12 | 0.12 | 0.11 | 0 | 0 | True |  | Non Federally-Regulated | 08/15/2017 |  | 02/12/2020
Eaton (formerly Cooper Industries) | Portfolio | LD2B10D010 EU2B0510WFL559030 2LB**** | Light Emitting Diode | Inseparable Luminaire | Quick Connect | Forward Phase Cut Controls | 65.8 | 3000 | 0 | 94 | 62 | 500 | 1 | Elevated | 50000 |  |  | 50000 | 0.05 | 20 | 20 | 0.17 | 0.17 | 0.17 | 0.16 | 0 | 0 | 0.25 | 0.24 | 0.23 | 0.23 | 0 | 0 | 0.12 | 0.12 | 0.12 | 0.11 | 0 | 0 | True |  | Non Federally-Regulated | 08/15/2017 |  | 02/12/2020
Eaton (formerly Cooper Industries) | Portfolio | LD2B10D010 EU2B0510WFL559035 2LB**** | Light Emitting Diode | Inseparable Luminaire | Quick Connect | Forward Phase Cut Controls | 65.8 | 3500 | 0 | 94 | 62 | 500 | 1 | Elevated | 50000 |  |  | 50000 | 0.05 | 20 | 20 | 0.17 | 0.17 | 0.17 | 0.16 | 0 | 0 | 0.25 | 0.24 | 0.23 | 0.23 | 0 | 0 | 0.12 | 0.12 | 0.12 | 0.11 | 0 | 0 | True |  | Non Federally-Regulated | 08/15/2017 |  | 02/12/2020
Eaton (formerly Cooper Industries) | Portfolio | LD2B10D010 EU2B0510WFL559040 2LB**** | Light Emitting Diode | Inseparable Luminaire | Quick Connect | Forward Phase Cut Controls | 65.8 | 4000 | 0 | 94 | 62 | 500 | 1 | Elevated | 50000 |  |  | 50000 | 0.05 | 20 | 20 | 0.17 | 0.17 | 0.17 | 0.16 | 0 | 0 | 0.25 | 0.24 | 0.23 | 0.23 | 0 | 0 | 0.12 | 0.12 | 0.12 | 0.11 | 0 | 0 | True |  | Non Federally-Regulated | 08/15/2017 |  | 02/12/2020
Eaton (formerly Cooper Industries) | Portfolio | LD2B10D010 EU2B0510FL409027 2LB**** | Light Emitting Diode | Inseparable Luminaire | Quick Connect | Forward Phase Cut Controls | 65.8 | 2743 | 0 | 94 | 62 | 500 | 1 | Elevated | 50000 |  |  | 50000 | 0.05 | 20 | 20 | 0.17 | 0.17 | 0.17 | 0.16 | 0 | 0 | 0.25 | 0.24 | 0.23 | 0.23 | 0 | 0 | 0.12 | 0.12 | 0.12 | 0.11 | 0 | 0 | True |  | Non Federally-Regulated | 08/15/2017 |  | 02/12/2020
Eaton (formerly Cooper Industries) | Portfolio | LD2B10D010 EU2B0510FL409030 2LB**** | Light Emitting Diode | Inseparable Luminaire | Quick Connect | Forward Phase Cut Controls | 65.8 | 3000 | 0 | 94 | 62 | 500 | 1 | Elevated | 50000 |  |  | 50000 | 0.05 | 20 | 20 | 0.17 | 0.17 | 0.17 | 0.16 | 0 | 0 | 0.25 | 0.24 | 0.23 | 0.23 | 0 | 0 | 0.12 | 0.12 | 0.12 | 0.11 | 0 | 0 | True |  | Non Federally-Regulated | 08/15/2017 |  | 02/12/2020
Eaton (formerly Cooper Industries) | Portfolio | LD2B10D010 EU2B0510FL409035 2LB**** | Light Emitting Diode | Inseparable Luminaire | Quick Connect | Forward Phase Cut Controls | 65.8 | 3500 | 0 | 94 | 62 | 500 | 1 | Elevated | 50000 |  |  | 50000 | 0.05 | 20 | 20 | 0.17 | 0.17 | 0.17 | 0.16 | 0 | 0 | 0.25 | 0.24 | 0.23 | 0.23 | 0 | 0 | 0.12 | 0.12 | 0.12 | 0.11 | 0 | 0 | True |  | Non Federally-Regulated | 08/15/2017 |  | 02/12/2020
Eaton (formerly Cooper Industries) | Portfolio | LD2B10D010 EU2B0510FL409040 2LB**** | Light Emitting Diode | Inseparable Luminaire | Quick Connect | Forward Phase Cut Controls | 65.8 | 4000 | 0 | 94 | 62 | 500 | 1 | Elevated | 50000 |  |  | 50000 | 0.05 | 20 | 20 | 0.17 | 0.17 | 0.17 | 0.16 | 0 | 0 | 0.25 | 0.24 | 0.23 | 0.23 | 0 | 0 | 0.12 | 0.12 | 0.12 | 0.11 | 0 | 0 | True |  | Non Federally-Regulated | 08/15/2017 |  | 02/12/2020
Eaton (formerly Cooper Industries) | Portfolio | LD2B10D010 EU2B0510WW9027 2LB**** | Light Emitting Diode | Inseparable Luminaire | Quick Connect | Forward Phase Cut Controls | 65.8 | 2743 | 0 | 94 | 62 | 500 | 1 | Elevated | 50000 |  |  | 50000 | 0.05 | 20 | 20 | 0.17 | 0.17 | 0.17 | 0.16 | 0 | 0 | 0.25 | 0.24 | 0.23 | 0.23 | 0 | 0 | 0.12 | 0.12 | 0.12 | 0.11 | 0 | 0 | True |  | Non Federally-Regulated | 08/15/2017 |  | 02/12/2020
Eaton (formerly Cooper Industries) | Portfolio | LD2B10D010 EU2B0510WW9030 2LB**** | Light Emitting Diode | Inseparable Luminaire | Quick Connect | Forward Phase Cut Controls | 65.8 | 3000 | 0 | 94 | 62 | 500 | 1 | Elevated | 50000 |  |  | 50000 | 0.05 | 20 | 20 | 0.17 | 0.17 | 0.17 | 0.16 | 0 | 0 | 0.25 | 0.24 | 0.23 | 0.23 | 0 | 0 | 0.12 | 0.12 | 0.12 | 0.11 | 0 | 0 | True |  | Non Federally-Regulated | 08/15/2017 |  | 02/12/2020
Eaton (formerly Cooper Industries) | Portfolio | LD2B10D010 EU2B0510WW9035 2LB**** | Light Emitting Diode | Inseparable Luminaire | Quick Connect | Forward Phase Cut Controls | 65.8 | 3500 | 0 | 94 | 62 | 500 | 1 | Elevated | 50000 |  |  | 50000 | 0.05 | 20 | 20 | 0.17 | 0.17 | 0.17 | 0.16 | 0 | 0 | 0.25 | 0.24 | 0.23 | 0.23 | 0 | 0 | 0.12 | 0.12 | 0.12 | 0.11 | 0 | 0 | True |  | Non Federally-Regulated | 08/15/2017 |  | 02/12/2020
Eaton (formerly Cooper Industries) | Portfolio | LD2B10D010 EU2B0510WW9040 2LB**** | Light Emitting Diode | Inseparable Luminaire | Quick Connect | Forward Phase Cut Controls | 65.8 | 4000 | 0 | 94 | 62 | 500 | 1 | Elevated | 50000 |  |  | 50000 | 0.05 | 20 | 20 | 0.17 | 0.17 | 0.17 | 0.16 | 0 | 0 | 0.25 | 0.24 | 0.23 | 0.23 | 0 | 0 | 0.12 | 0.12 | 0.12 | 0.11 | 0 | 0 | True |  | Non Federally-Regulated | 08/15/2017 |  | 02/12/2020
Eaton (formerly Cooper Industries) | Portfolio | LSR2B10NFL259027D010** 2LB**** | Light Emitting Diode | Inseparable Luminaire | Quick Connect | Forward Phase Cut Controls | 65.8 | 2743 | 0 | 94 | 62 | 500 | 1 | Elevated | 50000 |  |  | 50000 | 0.05 | 20 | 20 | 0.17 | 0.17 | 0.17 | 0.16 | 0 | 0 | 0.25 | 0.24 | 0.23 | 0.23 | 0 | 0 | 0.12 | 0.12 | 0.12 | 0.11 | 0 | 0 | True |  | Non Federally-Regulated | 08/15/2017 |  | 02/12/2020
Eaton (formerly Cooper Industries) | Portfolio | LSR2B10NFL259030D010** 2LB**** | Light Emitting Diode | Inseparable Luminaire | Quick Connect | Forward Phase Cut Controls | 65.8 | 3000 | 0 | 94 | 62 | 500 | 1 | Elevated | 50000 |  |  | 50000 | 0.05 | 20 | 20 | 0.17 | 0.17 | 0.17 | 0.16 | 0 | 0 | 0.25 | 0.24 | 0.23 | 0.23 | 0 | 0 | 0.12 | 0.12 | 0.12 | 0.11 | 0 | 0 | True |  | Non Federally-Regulated | 08/15/2017 |  | 02/12/2020
Eaton (formerly Cooper Industries) | Portfolio | LSR2B10NFL259035D010** 2LB**** | Light Emitting Diode | Inseparable Luminaire | Quick Connect | Forward Phase Cut Controls | 65.8 | 3500 | 0 | 94 | 62 | 500 | 1 | Elevated | 50000 |  |  | 50000 | 0.05 | 20 | 20 | 0.17 | 0.17 | 0.17 | 0.16 | 0 | 0 | 0.25 | 0.24 | 0.23 | 0.23 | 0 | 0 | 0.12 | 0.12 | 0.12 | 0.11 | 0 | 0 | True |  | Non Federally-Regulated | 08/15/2017 |  | 02/12/2020
Eaton (formerly Cooper Industries) | Portfolio | LSR2B10NFL259040D010** 2LB**** | Light Emitting Diode | Inseparable Luminaire | Quick Connect | Forward Phase Cut Controls | 65.8 | 4000 | 0 | 94 | 62 | 500 | 1 | Elevated | 50000 |  |  | 50000 | 0.05 | 20 | 20 | 0.17 | 0.17 | 0.17 | 0.16 | 0 | 0 | 0.25 | 0.24 | 0.23 | 0.23 | 0 | 0 | 0.12 | 0.12 | 0.12 | 0.11 | 0 | 0 | True |  | Non Federally-Regulated | 08/15/2017 |  | 02/12/2020
Eaton (formerly Cooper Industries) | Portfolio | LSR2B10FL409027D010** 2LB**3** | Light Emitting Diode | Inseparable Luminaire | Quick Connect | Forward Phase Cut Controls | 65.8 | 2743 | 0 | 94 | 62 | 500 | 1 | Elevated | 50000 |  |  | 50000 | 0.05 | 20 | 20 | 0.17 | 0.17 | 0.17 | 0.16 | 0 | 0 | 0.25 | 0.24 | 0.23 | 0.23 | 0 | 0 | 0.12 | 0.12 | 0.12 | 0.11 | 0 | 0 | True |  | Non Federally-Regulated | 08/15/2017 |  | 02/12/2020
Eaton (formerly Cooper Industries) | Portfolio | LSR2B10FL409030D010** 2LB**3** | Light Emitting Diode | Inseparable Luminaire | Quick Connect | Forward Phase Cut Controls | 65.8 | 3000 | 0 | 94 | 62 | 500 | 1 | Elevated | 50000 |  |  | 50000 | 0.05 | 20 | 20 | 0.17 | 0.17 | 0.17 | 0.16 | 0 | 0 | 0.25 | 0.24 | 0.23 | 0.23 | 0 | 0 | 0.12 | 0.12 | 0.12 | 0.11 | 0 | 0 | True |  | Non Federally-Regulated | 08/15/2017 |  | 02/12/2020
Eaton (formerly Cooper Industries) | Portfolio | LSR2B10FL409035D010** 2LB**3** | Light Emitting Diode | Inseparable Luminaire | Quick Connect | Forward Phase Cut Controls | 65.8 | 3500 | 0 | 94 | 62 | 500 | 1 | Elevated | 50000 |  |  | 50000 | 0.05 | 20 | 20 | 0.17 | 0.17 | 0.17 | 0.16 | 0 | 0 | 0.25 | 0.24 | 0.23 | 0.23 | 0 | 0 | 0.12 | 0.12 | 0.12 | 0.11 | 0 | 0 | True |  | Non Federally-Regulated | 08/15/2017 |  | 02/12/2020
Eaton (formerly Cooper Industries) | Portfolio | LSR2B10FL409040D010** 2LB**3** | Light Emitting Diode | Inseparable Luminaire | Quick Connect | Forward Phase Cut Controls | 65.8 | 4000 | 0 | 94 | 62 | 500 | 1 | Elevated | 50000 |  |  | 50000 | 0.05 | 20 | 20 | 0.17 | 0.17 | 0.17 | 0.16 | 0 | 0 | 0.25 | 0.24 | 0.23 | 0.23 | 0 | 0 | 0.12 | 0.12 | 0.12 | 0.11 | 0 | 0 | True |  | Non Federally-Regulated | 08/15/2017 |  | 02/12/2020
Eaton (formerly Cooper Industries) | Portfolio | LSR2B10FL559027D010** 2LB**3** | Light Emitting Diode | Inseparable Luminaire | Quick Connect | Forward Phase Cut Controls | 65.8 | 2743 | 0 | 94 | 62 | 500 | 1 | Elevated | 50000 |  |  | 50000 | 0.05 | 20 | 20 | 0.17 | 0.17 | 0.17 | 0.16 | 0 | 0 | 0.25 | 0.24 | 0.23 | 0.23 | 0 | 0 | 0.12 | 0.12 | 0.12 | 0.11 | 0 | 0 | True |  | Non Federally-Regulated | 08/15/2017 |  | 02/12/2020
Eaton (formerly Cooper Industries) | Portfolio | LSR2B10FL559030D010** 2LB**3** | Light Emitting Diode | Inseparable Luminaire | Quick Connect | Forward Phase Cut Controls | 65.8 | 3000 | 0 | 94 | 62 | 500 | 1 | Elevated | 50000 |  |  | 50000 | 0.05 | 20 | 20 | 0.17 | 0.17 | 0.17 | 0.16 | 0 | 0 | 0.25 | 0.24 | 0.23 | 0.23 | 0 | 0 | 0.12 | 0.12 | 0.12 | 0.11 | 0 | 0 | True |  | Non Federally-Regulated | 08/15/2017 |  | 02/12/2020
Eaton (formerly Cooper Industries) | Portfolio | LSR2B10FL559035D010** 2LB**3** | Light Emitting Diode | Inseparable Luminaire | Quick Connect | Forward Phase Cut Controls | 65.8 | 3500 | 0 | 94 | 62 | 500 | 1 | Elevated | 50000 |  |  | 50000 | 0.05 | 20 | 20 | 0.17 | 0.17 | 0.17 | 0.16 | 0 | 0 | 0.25 | 0.24 | 0.23 | 0.23 | 0 | 0 | 0.12 | 0.12 | 0.12 | 0.11 | 0 | 0 | True |  | Non Federally-Regulated | 08/15/2017 |  | 02/12/2020
Eaton (formerly Cooper Industries) | Portfolio | LSR2B10FL559040D010** 2LB**3** | Light Emitting Diode | Inseparable Luminaire | Quick Connect | Forward Phase Cut Controls | 65.8 | 4000 | 0 | 94 | 62 | 500 | 1 | Elevated | 50000 |  |  | 50000 | 0.05 | 20 | 20 | 0.17 | 0.17 | 0.17 | 0.16 | 0 | 0 | 0.25 | 0.24 | 0.23 | 0.23 | 0 | 0 | 0.12 | 0.12 | 0.12 | 0.11 | 0 | 0 | True |  | Non Federally-Regulated | 08/15/2017 |  | 02/12/2020
Eaton (formerly Cooper Industries) | Portfolio | LSRWM10B5NFL259027D010** 2LB**3** | Light Emitting Diode | Inseparable Luminaire | Quick Connect | Forward Phase Cut Controls | 65.8 | 2743 | 0 | 94 | 62 | 500 | 1 | Elevated | 50000 |  |  | 50000 | 0.05 | 20 | 20 | 0.17 | 0.17 | 0.17 | 0.16 | 0 | 0 | 0.25 | 0.24 | 0.23 | 0.23 | 0 | 0 | 0.12 | 0.12 | 0.12 | 0.11 | 0 | 0 | True |  | Non Federally-Regulated | 08/15/2017 |  | 02/12/2020
Eaton (formerly Cooper Industries) | Portfolio | LSRWM2B10NFL259030D010** 2LB**3** | Light Emitting Diode | Inseparable Luminaire | Quick Connect | Forward Phase Cut Controls | 65.8 | 3000 | 0 | 94 | 62 | 500 | 1 | Elevated | 50000 |  |  | 50000 | 0.05 | 20 | 20 | 0.17 | 0.17 | 0.17 | 0.16 | 0 | 0 | 0.25 | 0.24 | 0.23 | 0.23 | 0 | 0 | 0.12 | 0.12 | 0.12 | 0.11 | 0 | 0 | True |  | Non Federally-Regulated | 08/15/2017 |  | 02/12/2020
Eaton (formerly Cooper Industries) | Portfolio | LSRWM2B10NFL259035D010** 2LB**3** | Light Emitting Diode | Inseparable Luminaire | Quick Connect | Forward Phase Cut Controls | 65.8 | 3500 | 0 | 94 | 62 | 500 | 1 | Elevated | 50000 |  |  | 50000 | 0.05 | 20 | 20 | 0.17 | 0.17 | 0.17 | 0.16 | 0 | 0 | 0.25 | 0.24 | 0.23 | 0.23 | 0 | 0 | 0.12 | 0.12 | 0.12 | 0.11 | 0 | 0 | True |  | Non Federally-Regulated | 08/15/2017 |  | 02/12/2020
Eaton (formerly Cooper Industries) | Portfolio | LSRWM2B10NFL259040D010** 2LB**3** | Light Emitting Diode | Inseparable Luminaire | Quick Connect | Forward Phase Cut Controls | 65.8 | 4000 | 0 | 94 | 62 | 500 | 1 | Elevated | 50000 |  |  | 50000 | 0.05 | 20 | 20 | 0.17 | 0.17 | 0.17 | 0.16 | 0 | 0 | 0.25 | 0.24 | 0.23 | 0.23 | 0 | 0 | 0.12 | 0.12 | 0.12 | 0.11 | 0 | 0 | True |  | Non Federally-Regulated | 08/15/2017 |  | 02/12/2020
Eaton (formerly Cooper Industries) | Portfolio | LSRWM2B10FL409027D010** 2LB**3** | Light Emitting Diode | Inseparable Luminaire | Quick Connect | Forward Phase Cut Controls | 65.8 | 2743 | 0 | 94 | 62 | 500 | 1 | Elevated | 50000 |  |  | 50000 | 0.05 | 20 | 20 | 0.17 | 0.17 | 0.17 | 0.16 | 0 | 0 | 0.25 | 0.24 | 0.23 | 0.23 | 0 | 0 | 0.12 | 0.12 | 0.12 | 0.11 | 0 | 0 | True |  | Non Federally-Regulated | 08/15/2017 |  | 02/12/2020
Eaton (formerly Cooper Industries) | Portfolio | LSRWM2B10FL409030D010** 2LB**3** | Light Emitting Diode | Inseparable Luminaire | Quick Connect | Forward Phase Cut Controls | 65.8 | 3000 | 0 | 94 | 62 | 500 | 1 | Elevated | 50000 |  |  | 50000 | 0.05 | 20 | 20 | 0.17 | 0.17 | 0.17 | 0.16 | 0 | 0 | 0.25 | 0.24 | 0.23 | 0.23 | 0 | 0 | 0.12 | 0.12 | 0.12 | 0.11 | 0 | 0 | True |  | Non Federally-Regulated | 08/15/2017 |  | 02/12/2020
Eaton (formerly Cooper Industries) | Portfolio | LSRWM2B10FL409035D010** 2LB**3** | Light Emitting Diode | Inseparable Luminaire | Quick Connect | Forward Phase Cut Controls | 65.8 | 3500 | 0 | 94 | 62 | 500 | 1 | Elevated | 50000 |  |  | 50000 | 0.05 | 20 | 20 | 0.17 | 0.17 | 0.17 | 0.16 | 0 | 0 | 0.25 | 0.24 | 0.23 | 0.23 | 0 | 0 | 0.12 | 0.12 | 0.12 | 0.11 | 0 | 0 | True |  | Non Federally-Regulated | 08/15/2017 |  | 02/12/2020
Eaton (formerly Cooper Industries) | Portfolio | LSRWM2B10FL409040D010** 2LB**3** | Light Emitting Diode | Inseparable Luminaire | Quick Connect | Forward Phase Cut Controls | 65.8 | 4000 | 0 | 94 | 62 | 500 | 1 | Elevated | 50000 |  |  | 50000 | 0.05 | 20 | 20 | 0.17 | 0.17 | 0.17 | 0.16 | 0 | 0 | 0.25 | 0.24 | 0.23 | 0.23 | 0 | 0 | 0.12 | 0.12 | 0.12 | 0.11 | 0 | 0 | True |  | Non Federally-Regulated | 08/15/2017 |  | 02/12/2020
Eaton (formerly Cooper Industries) | Portfolio | LSRWM2B10FL559027D010** 2LB**3** | Light Emitting Diode | Inseparable Luminaire | Quick Connect | Forward Phase Cut Controls | 65.8 | 2743 | 0 | 94 | 62 | 500 | 1 | Elevated | 50000 |  |  | 50000 | 0.05 | 20 | 20 | 0.17 | 0.17 | 0.17 | 0.16 | 0 | 0 | 0.25 | 0.24 | 0.23 | 0.23 | 0 | 0 | 0.12 | 0.12 | 0.12 | 0.11 | 0 | 0 | True |  | Non Federally-Regulated | 08/15/2017 |  | 02/12/2020
Eaton (formerly Cooper Industries) | Portfolio | LSRWM2B10FL559030D010** 2LB**3** | Light Emitting Diode | Inseparable Luminaire | Quick Connect | Forward Phase Cut Controls | 65.8 | 3000 | 0 | 94 | 62 | 500 | 1 | Elevated | 50000 |  |  | 50000 | 0.05 | 20 | 20 | 0.17 | 0.17 | 0.17 | 0.16 | 0 | 0 | 0.25 | 0.24 | 0.23 | 0.23 | 0 | 0 | 0.12 | 0.12 | 0.12 | 0.11 | 0 | 0 | True |  | Non Federally-Regulated | 08/15/2017 |  | 02/12/2020
Eaton (formerly Cooper Industries) | Portfolio | LSRWM2B10FL559035D010** 2LB**3** | Light Emitting Diode | Inseparable Luminaire | Quick Connect | Forward Phase Cut Controls | 65.8 | 3500 | 0 | 94 | 62 | 500 | 1 | Elevated | 50000 |  |  | 50000 | 0.05 | 20 | 20 | 0.17 | 0.17 | 0.17 | 0.16 | 0 | 0 | 0.25 | 0.24 | 0.23 | 0.23 | 0 | 0 | 0.12 | 0.12 | 0.12 | 0.11 | 0 | 0 | True |  | Non Federally-Regulated | 08/15/2017 |  | 02/12/2020
Eaton (formerly Cooper Industries) | Portfolio | LSRWM2B10FL559040D010** 2LB**3** | Light Emitting Diode | Inseparable Luminaire | Quick Connect | Forward Phase Cut Controls | 65.8 | 4000 | 0 | 94 | 62 | 500 | 1 | Elevated | 50000 |  |  | 50000 | 0.05 | 20 | 20 | 0.17 | 0.17 | 0.17 | 0.16 | 0 | 0 | 0.25 | 0.24 | 0.23 | 0.23 | 0 | 0 | 0.12 | 0.12 | 0.12 | 0.11 | 0 | 0 | True |  | Non Federally-Regulated | 08/15/2017 |  | 02/12/2020
Eaton (formerly Cooper Industries) | Portfolio | LSSQR2B10NFL259027D010** 2LB**3** | Light Emitting Diode | Inseparable Luminaire | Quick Connect | Forward Phase Cut Controls | 65.8 | 2743 | 0 | 94 | 62 | 500 | 1 | Elevated | 50000 |  |  | 50000 | 0.05 | 20 | 20 | 0.17 | 0.17 | 0.17 | 0.16 | 0 | 0 | 0.25 | 0.24 | 0.23 | 0.23 | 0 | 0 | 0.12 | 0.12 | 0.12 | 0.11 | 0 | 0 | True |  | Non Federally-Regulated | 08/15/2017 |  | 02/12/2020
Eaton (formerly Cooper Industries) | Portfolio | LSSQR2B10NFL259030D010** 2LB**3** | Light Emitting Diode | Inseparable Luminaire | Quick Connect | Forward Phase Cut Controls | 65.8 | 3000 | 0 | 94 | 62 | 500 | 1 | Elevated | 50000 |  |  | 50000 | 0.05 | 20 | 20 | 0.17 | 0.17 | 0.17 | 0.16 | 0 | 0 | 0.25 | 0.24 | 0.23 | 0.23 | 0 | 0 | 0.12 | 0.12 | 0.12 | 0.11 | 0 | 0 | True |  | Non Federally-Regulated | 08/15/2017 |  | 02/12/2020
Eaton (formerly Cooper Industries) | Portfolio | LSSQR2B10NFL259035D010** 2LB**3** | Light Emitting Diode | Inseparable Luminaire | Quick Connect | Forward Phase Cut Controls | 65.8 | 3500 | 0 | 94 | 62 | 500 | 1 | Elevated | 50000 |  |  | 50000 | 0.05 | 20 | 20 | 0.17 | 0.17 | 0.17 | 0.16 | 0 | 0 | 0.25 | 0.24 | 0.23 | 0.23 | 0 | 0 | 0.12 | 0.12 | 0.12 | 0.11 | 0 | 0 | True |  | Non Federally-Regulated | 08/15/2017 |  | 02/12/2020
Eaton (formerly Cooper Industries) | Portfolio | LSSQR2B10NFL259040D010** 2LB**3** | Light Emitting Diode | Inseparable Luminaire | Quick Connect | Forward Phase Cut Controls | 65.8 | 4000 | 0 | 94 | 62 | 500 | 1 | Elevated | 50000 |  |  | 50000 | 0.05 | 20 | 20 | 0.17 | 0.17 | 0.17 | 0.16 | 0 | 0 | 0.25 | 0.24 | 0.23 | 0.23 | 0 | 0 | 0.12 | 0.12 | 0.12 | 0.11 | 0 | 0 | True |  | Non Federally-Regulated | 08/15/2017 |  | 02/12/2020
Eaton (formerly Cooper Industries) | Portfolio | LSSQR2B10FL409027D010** 2LB**3** | Light Emitting Diode | Inseparable Luminaire | Quick Connect | Forward Phase Cut Controls | 65.8 | 2743 | 0 | 94 | 62 | 500 | 1 | Elevated | 50000 |  |  | 50000 | 0.05 | 20 | 20 | 0.17 | 0.17 | 0.17 | 0.16 | 0 | 0 | 0.25 | 0.24 | 0.23 | 0.23 | 0 | 0 | 0.12 | 0.12 | 0.12 | 0.11 | 0 | 0 | True |  | Non Federally-Regulated | 08/15/2017 |  | 02/12/2020
Eaton (formerly Cooper Industries) | Portfolio | LSSQR2B10FL409030D010** 2LB**3** | Light Emitting Diode | Inseparable Luminaire | Quick Connect | Forward Phase Cut Controls | 65.8 | 3000 | 0 | 94 | 62 | 500 | 1 | Elevated | 50000 |  |  | 50000 | 0.05 | 20 | 20 | 0.17 | 0.17 | 0.17 | 0.16 | 0 | 0 | 0.25 | 0.24 | 0.23 | 0.23 | 0 | 0 | 0.12 | 0.12 | 0.12 | 0.11 | 0 | 0 | True |  | Non Federally-Regulated | 08/15/2017 |  | 02/12/2020
Eaton (formerly Cooper Industries) | Portfolio | LSSQR2B10FL409035D010** 2LB**3** | Light Emitting Diode | Inseparable Luminaire | Quick Connect | Forward Phase Cut Controls | 65.8 | 3500 | 0 | 94 | 62 | 500 | 1 | Elevated | 50000 |  |  | 50000 | 0.05 | 20 | 20 | 0.17 | 0.17 | 0.17 | 0.16 | 0 | 0 | 0.25 | 0.24 | 0.23 | 0.23 | 0 | 0 | 0.12 | 0.12 | 0.12 | 0.11 | 0 | 0 | True |  | Non Federally-Regulated | 08/15/2017 |  | 02/12/2020
Eaton (formerly Cooper Industries) | Portfolio | LSSQR2B10FL409040D010** 2LB**3** | Light Emitting Diode | Inseparable Luminaire | Quick Connect | Forward Phase Cut Controls | 65.8 | 4000 | 0 | 94 | 62 | 500 | 1 | Elevated | 50000 |  |  | 50000 | 0.05 | 20 | 20 | 0.17 | 0.17 | 0.17 | 0.16 | 0 | 0 | 0.25 | 0.24 | 0.23 | 0.23 | 0 | 0 | 0.12 | 0.12 | 0.12 | 0.11 | 0 | 0 | True |  | Non Federally-Regulated | 08/15/2017 |  | 02/12/2020
Eaton (formerly Cooper Industries) | Portfolio | LSSQR2B10FL559027D010** 2LB**3** | Light Emitting Diode | Inseparable Luminaire | Quick Connect | Forward Phase Cut Controls | 65.8 | 2743 | 0 | 94 | 62 | 500 | 1 | Elevated | 50000 |  |  | 50000 | 0.05 | 20 | 20 | 0.17 | 0.17 | 0.17 | 0.16 | 0 | 0 | 0.25 | 0.24 | 0.23 | 0.23 | 0 | 0 | 0.12 | 0.12 | 0.12 | 0.11 | 0 | 0 | True |  | Non Federally-Regulated | 08/15/2017 |  | 02/12/2020
Eaton (formerly Cooper Industries) | Portfolio | LSSQR2B10FL559030D010** 2LB**3** | Light Emitting Diode | Inseparable Luminaire | Quick Connect | Forward Phase Cut Controls | 65.8 | 3000 | 0 | 94 | 62 | 500 | 1 | Elevated | 50000 |  |  | 50000 | 0.05 | 20 | 20 | 0.17 | 0.17 | 0.17 | 0.16 | 0 | 0 | 0.25 | 0.24 | 0.23 | 0.23 | 0 | 0 | 0.12 | 0.12 | 0.12 | 0.11 | 0 | 0 | True |  | Non Federally-Regulated | 08/15/2017 |  | 02/12/2020
Eaton (formerly Cooper Industries) | Portfolio | LSSQR2B10FL559035D010** 2LB**3** | Light Emitting Diode | Inseparable Luminaire | Quick Connect | Forward Phase Cut Controls | 65.8 | 3500 | 0 | 94 | 62 | 500 | 1 | Elevated | 50000 |  |  | 50000 | 0.05 | 20 | 20 | 0.17 | 0.17 | 0.17 | 0.16 | 0 | 0 | 0.25 | 0.24 | 0.23 | 0.23 | 0 | 0 | 0.12 | 0.12 | 0.12 | 0.11 | 0 | 0 | True |  | Non Federally-Regulated | 08/15/2017 |  | 02/12/2020
Eaton (formerly Cooper Industries) | Portfolio | LSSQR2B10FL559040D010** 2LB**3** | Light Emitting Diode | Inseparable Luminaire | Quick Connect | Forward Phase Cut Controls | 65.8 | 4000 | 0 | 94 | 62 | 500 | 1 | Elevated | 50000 |  |  | 50000 | 0.05 | 20 | 20 | 0.17 | 0.17 | 0.17 | 0.16 | 0 | 0 | 0.25 | 0.24 | 0.23 | 0.23 | 0 | 0 | 0.12 | 0.12 | 0.12 | 0.11 | 0 | 0 | True |  | Non Federally-Regulated | 08/15/2017 |  | 02/12/2020
Eaton (formerly Cooper Industries) | Portfolio | LSSQRWM2B10NFL259027D010** 2LB**3** | Light Emitting Diode | Inseparable Luminaire | Quick Connect | Forward Phase Cut Controls | 65.8 | 2743 | 0 | 94 | 62 | 500 | 1 | Elevated | 50000 |  |  | 50000 | 0.05 | 20 | 20 | 0.17 | 0.17 | 0.17 | 0.16 | 0 | 0 | 0.25 | 0.24 | 0.23 | 0.23 | 0 | 0 | 0.12 | 0.12 | 0.12 | 0.11 | 0 | 0 | True |  | Non Federally-Regulated | 08/15/2017 |  | 02/12/2020
Eaton (formerly Cooper Industries) | Portfolio | LSSQRWM2B10NFL259030D010** 2LB**3** | Light Emitting Diode | Inseparable Luminaire | Quick Connect | Forward Phase Cut Controls | 65.8 | 3000 | 0 | 94 | 62 | 500 | 1 | Elevated | 50000 |  |  | 50000 | 0.05 | 20 | 20 | 0.17 | 0.17 | 0.17 | 0.16 | 0 | 0 | 0.25 | 0.24 | 0.23 | 0.23 | 0 | 0 | 0.12 | 0.12 | 0.12 | 0.11 | 0 | 0 | True |  | Non Federally-Regulated | 08/15/2017 |  | 02/12/2020
Eaton (formerly Cooper Industries) | Portfolio | LSSQRWM2B10NFL259035D010** 2LB**3** | Light Emitting Diode | Inseparable Luminaire | Quick Connect | Forward Phase Cut Controls | 65.8 | 3500 | 0 | 94 | 62 | 500 | 1 | Elevated | 50000 |  |  | 50000 | 0.05 | 20 | 20 | 0.17 | 0.17 | 0.17 | 0.16 | 0 | 0 | 0.25 | 0.24 | 0.23 | 0.23 | 0 | 0 | 0.12 | 0.12 | 0.12 | 0.11 | 0 | 0 | True |  | Non Federally-Regulated | 08/15/2017 |  | 02/12/2020
Eaton (formerly Cooper Industries) | Portfolio | LSSQRWM2B10NFL259040D010** 2LB**3** | Light Emitting Diode | Inseparable Luminaire | Quick Connect | Forward Phase Cut Controls | 65.8 | 4000 | 0 | 94 | 62 | 500 | 1 | Elevated | 50000 |  |  | 50000 | 0.05 | 20 | 20 | 0.17 | 0.17 | 0.17 | 0.16 | 0 | 0 | 0.25 | 0.24 | 0.23 | 0.23 | 0 | 0 | 0.12 | 0.12 | 0.12 | 0.11 | 0 | 0 | True |  | Non Federally-Regulated | 08/15/2017 |  | 02/12/2020
Eaton (formerly Cooper Industries) | Portfolio | LSSQRWM2B10FL409027D010** 2LB**3** | Light Emitting Diode | Inseparable Luminaire | Quick Connect | Forward Phase Cut Controls | 65.8 | 2743 | 0 | 94 | 62 | 500 | 1 | Elevated | 50000 |  |  | 50000 | 0.05 | 20 | 20 | 0.17 | 0.17 | 0.17 | 0.16 | 0 | 0 | 0.25 | 0.24 | 0.23 | 0.23 | 0 | 0 | 0.12 | 0.12 | 0.12 | 0.11 | 0 | 0 | True |  | Non Federally-Regulated | 08/15/2017 |  | 02/12/2020
Eaton (formerly Cooper Industries) | Portfolio | LSSQRWM2B10FL409030D010** 2LB**3** | Light Emitting Diode | Inseparable Luminaire | Quick Connect | Forward Phase Cut Controls | 65.8 | 3000 | 0 | 94 | 62 | 500 | 1 | Elevated | 50000 |  |  | 50000 | 0.05 | 20 | 20 | 0.17 | 0.17 | 0.17 | 0.16 | 0 | 0 | 0.25 | 0.24 | 0.23 | 0.23 | 0 | 0 | 0.12 | 0.12 | 0.12 | 0.11 | 0 | 0 | True |  | Non Federally-Regulated | 08/15/2017 |  | 02/12/2020
Eaton (formerly Cooper Industries) | Portfolio | LSSQRWM2B10FL409035D010** 2LB**3** | Light Emitting Diode | Inseparable Luminaire | Quick Connect | Forward Phase Cut Controls | 65.8 | 3500 | 0 | 94 | 62 | 500 | 1 | Elevated | 50000 |  |  | 50000 | 0.05 | 20 | 20 | 0.17 | 0.17 | 0.17 | 0.16 | 0 | 0 | 0.25 | 0.24 | 0.23 | 0.23 | 0 | 0 | 0.12 | 0.12 | 0.12 | 0.11 | 0 | 0 | True |  | Non Federally-Regulated | 08/15/2017 |  | 02/12/2020
Eaton (formerly Cooper Industries) | Portfolio | LSSQRWM2B10FL409040D010** 2LB**3** | Light Emitting Diode | Inseparable Luminaire | Quick Connect | Forward Phase Cut Controls | 65.8 | 4000 | 0 | 94 | 62 | 500 | 1 | Elevated | 50000 |  |  | 50000 | 0.05 | 20 | 20 | 0.17 | 0.17 | 0.17 | 0.16 | 0 | 0 | 0.25 | 0.24 | 0.23 | 0.23 | 0 | 0 | 0.12 | 0.12 | 0.12 | 0.11 | 0 | 0 | True |  | Non Federally-Regulated | 08/15/2017 |  | 02/12/2020
Eaton (formerly Cooper Industries) | Portfolio | LSSQRWM2B10FL559027D010** 2LB**3** | Light Emitting Diode | Inseparable Luminaire | Quick Connect | Forward Phase Cut Controls | 65.8 | 2743 | 0 | 94 | 62 | 500 | 1 | Elevated | 50000 |  |  | 50000 | 0.05 | 20 | 20 | 0.17 | 0.17 | 0.17 | 0.16 | 0 | 0 | 0.25 | 0.24 | 0.23 | 0.23 | 0 | 0 | 0.12 | 0.12 | 0.12 | 0.11 | 0 | 0 | True |  | Non Federally-Regulated | 08/15/2017 |  | 02/12/2020
Eaton (formerly Cooper Industries) | Portfolio | LSSQRWM2B10FL559030D010** 2LB**3** | Light Emitting Diode | Inseparable Luminaire | Quick Connect | Forward Phase Cut Controls | 65.8 | 3000 | 0 | 94 | 62 | 500 | 1 | Elevated | 50000 |  |  | 50000 | 0.05 | 20 | 20 | 0.17 | 0.17 | 0.17 | 0.16 | 0 | 0 | 0.25 | 0.24 | 0.23 | 0.23 | 0 | 0 | 0.12 | 0.12 | 0.12 | 0.11 | 0 | 0 | True |  | Non Federally-Regulated | 08/15/2017 |  | 02/12/2020
Eaton (formerly Cooper Industries) | Portfolio | LSSQRWM2B10FL559035D010** 2LB**3** | Light Emitting Diode | Inseparable Luminaire | Quick Connect | Forward Phase Cut Controls | 65.8 | 3500 | 0 | 94 | 62 | 500 | 1 | Elevated | 50000 |  |  | 50000 | 0.05 | 20 | 20 | 0.17 | 0.17 | 0.17 | 0.16 | 0 | 0 | 0.25 | 0.24 | 0.23 | 0.23 | 0 | 0 | 0.12 | 0.12 | 0.12 | 0.11 | 0 | 0 | True |  | Non Federally-Regulated | 08/15/2017 |  | 02/12/2020
Eaton (formerly Cooper Industries) | Portfolio | LSSQRWM2B10FL559040D010** 2LB**3** | Light Emitting Diode | Inseparable Luminaire | Quick Connect | Forward Phase Cut Controls | 65.8 | 4000 | 0 | 94 | 62 | 500 | 1 | Elevated | 50000 |  |  | 50000 | 0.05 | 20 | 20 | 0.17 | 0.17 | 0.17 | 0.16 | 0 | 0 | 0.25 | 0.24 | 0.23 | 0.23 | 0 | 0 | 0.12 | 0.12 | 0.12 | 0.11 | 0 | 0 | True |  | Non Federally-Regulated | 08/15/2017 |  | 02/12/2020
Eaton (formerly Cooper Industries) | Portfolio | LD2B10D010TR EU2B0510NFL259027 2LB**** | Light Emitting Diode | Inseparable Luminaire | Quick Connect | Forward Phase Cut Controls | 65.8 | 2743 | 0 | 94 | 62 | 500 | 1 | Elevated | 50000 |  |  | 50000 | 0.05 | 20 | 20 | 0.17 | 0.17 | 0.17 | 0.16 | 0 | 0 | 0.25 | 0.24 | 0.23 | 0.23 | 0 | 0 | 0.12 | 0.12 | 0.12 | 0.11 | 0 | 0 | True |  | Non Federally-Regulated | 08/15/2017 |  | 02/12/2020
Eaton (formerly Cooper Industries) | Portfolio | LD2B10D010TR EU2B0510NFL259030 2LB**** | Light Emitting Diode | Inseparable Luminaire | Quick Connect | Forward Phase Cut Controls | 65.8 | 3000 | 0 | 94 | 62 | 500 | 1 | Elevated | 50000 |  |  | 50000 | 0.05 | 20 | 20 | 0.17 | 0.17 | 0.17 | 0.16 | 0 | 0 | 0.25 | 0.24 | 0.23 | 0.23 | 0 | 0 | 0.12 | 0.12 | 0.12 | 0.11 | 0 | 0 | True |  | Non Federally-Regulated | 08/15/2017 |  | 02/12/2020
Eaton (formerly Cooper Industries) | Portfolio | LD2B10D010TR EU2B0510NFL259035 2LB**** | Light Emitting Diode | Inseparable Luminaire | Quick Connect | Forward Phase Cut Controls | 65.8 | 3500 | 0 | 94 | 62 | 500 | 1 | Elevated | 50000 |  |  | 50000 | 0.05 | 20 | 20 | 0.17 | 0.17 | 0.17 | 0.16 | 0 | 0 | 0.25 | 0.24 | 0.23 | 0.23 | 0 | 0 | 0.12 | 0.12 | 0.12 | 0.11 | 0 | 0 | True |  | Non Federally-Regulated | 08/15/2017 |  | 02/12/2020
Eaton (formerly Cooper Industries) | Portfolio | LD2B10D010TR EU2B0510NFL259040 2LB**** | Light Emitting Diode | Inseparable Luminaire | Quick Connect | Forward Phase Cut Controls | 65.8 | 4000 | 0 | 94 | 62 | 500 | 1 | Elevated | 50000 |  |  | 50000 | 0.05 | 20 | 20 | 0.17 | 0.17 | 0.17 | 0.16 | 0 | 0 | 0.25 | 0.24 | 0.23 | 0.23 | 0 | 0 | 0.12 | 0.12 | 0.12 | 0.11 | 0 | 0 | True |  | Non Federally-Regulated | 08/15/2017 |  | 02/12/2020
Eaton (formerly Cooper Industries) | Portfolio | LD2B10D010TR EU2B0510WFL559027 2LB**** | Light Emitting Diode | Inseparable Luminaire | Quick Connect | Forward Phase Cut Controls | 65.8 | 2743 | 0 | 94 | 62 | 500 | 1 | Elevated | 50000 |  |  | 50000 | 0.05 | 20 | 20 | 0.17 | 0.17 | 0.17 | 0.16 | 0 | 0 | 0.25 | 0.24 | 0.23 | 0.23 | 0 | 0 | 0.12 | 0.12 | 0.12 | 0.11 | 0 | 0 | True |  | Non Federally-Regulated | 08/15/2017 |  | 02/12/2020
Eaton (formerly Cooper Industries) | Portfolio | LD2B10D010TR EU2B0510WFL559030 2LB**** | Light Emitting Diode | Inseparable Luminaire | Quick Connect | Forward Phase Cut Controls | 65.8 | 3000 | 0 | 94 | 62 | 500 | 1 | Elevated | 50000 |  |  | 50000 | 0.05 | 20 | 20 | 0.17 | 0.17 | 0.17 | 0.16 | 0 | 0 | 0.25 | 0.24 | 0.23 | 0.23 | 0 | 0 | 0.12 | 0.12 | 0.12 | 0.11 | 0 | 0 | True |  | Non Federally-Regulated | 08/15/2017 |  | 02/12/2020
Eaton (formerly Cooper Industries) | Portfolio | LD2B10D010TR EU2B0510WFL559035 2LB**** | Light Emitting Diode | Inseparable Luminaire | Quick Connect | Forward Phase Cut Controls | 65.8 | 3500 | 0 | 94 | 62 | 500 | 1 | Elevated | 50000 |  |  | 50000 | 0.05 | 20 | 20 | 0.17 | 0.17 | 0.17 | 0.16 | 0 | 0 | 0.25 | 0.24 | 0.23 | 0.23 | 0 | 0 | 0.12 | 0.12 | 0.12 | 0.11 | 0 | 0 | True |  | Non Federally-Regulated | 08/15/2017 |  | 02/12/2020
Eaton (formerly Cooper Industries) | Portfolio | LD2B10D010TR EU2B0510WFL559040 2LB**** | Light Emitting Diode | Inseparable Luminaire | Quick Connect | Forward Phase Cut Controls | 65.8 | 4000 | 0 | 94 | 62 | 500 | 1 | Elevated | 50000 |  |  | 50000 | 0.05 | 20 | 20 | 0.17 | 0.17 | 0.17 | 0.16 | 0 | 0 | 0.25 | 0.24 | 0.23 | 0.23 | 0 | 0 | 0.12 | 0.12 | 0.12 | 0.11 | 0 | 0 | True |  | Non Federally-Regulated | 08/15/2017 |  | 02/12/2020
Eaton (formerly Cooper Industries) | Portfolio | LD2B10D010TR EU2B0510FL409027 2LB**** | Light Emitting Diode | Inseparable Luminaire | Quick Connect | Forward Phase Cut Controls | 65.8 | 2743 | 0 | 94 | 62 | 500 | 1 | Elevated | 50000 |  |  | 50000 | 0.05 | 20 | 20 | 0.17 | 0.17 | 0.17 | 0.16 | 0 | 0 | 0.25 | 0.24 | 0.23 | 0.23 | 0 | 0 | 0.12 | 0.12 | 0.12 | 0.11 | 0 | 0 | True |  | Non Federally-Regulated | 08/15/2017 |  | 02/12/2020
Eaton (formerly Cooper Industries) | Portfolio | LD2B10D010TR EU2B0510FL409030 2LB**** | Light Emitting Diode | Inseparable Luminaire | Quick Connect | Forward Phase Cut Controls | 65.8 | 3000 | 0 | 94 | 62 | 500 | 1 | Elevated | 50000 |  |  | 50000 | 0.05 | 20 | 20 | 0.17 | 0.17 | 0.17 | 0.16 | 0 | 0 | 0.25 | 0.24 | 0.23 | 0.23 | 0 | 0 | 0.12 | 0.12 | 0.12 | 0.11 | 0 | 0 | True |  | Non Federally-Regulated | 08/15/2017 |  | 02/12/2020
Eaton (formerly Cooper Industries) | Portfolio | LD2B10D010TR EU2B0510FL409035 2LB**** | Light Emitting Diode | Inseparable Luminaire | Quick Connect | Forward Phase Cut Controls | 65.8 | 3500 | 0 | 94 | 62 | 500 | 1 | Elevated | 50000 |  |  | 50000 | 0.05 | 20 | 20 | 0.17 | 0.17 | 0.17 | 0.16 | 0 | 0 | 0.25 | 0.24 | 0.23 | 0.23 | 0 | 0 | 0.12 | 0.12 | 0.12 | 0.11 | 0 | 0 | True |  | Non Federally-Regulated | 08/15/2017 |  | 02/12/2020
Eaton (formerly Cooper Industries) | Portfolio | LD2B10D010TR EU2B0510FL409040 2LB**** | Light Emitting Diode | Inseparable Luminaire | Quick Connect | Forward Phase Cut Controls | 65.8 | 4000 | 0 | 94 | 62 | 500 | 1 | Elevated | 50000 |  |  | 50000 | 0.05 | 20 | 20 | 0.17 | 0.17 | 0.17 | 0.16 | 0 | 0 | 0.25 | 0.24 | 0.23 | 0.23 | 0 | 0 | 0.12 | 0.12 | 0.12 | 0.11 | 0 | 0 | True |  | Non Federally-Regulated | 08/15/2017 |  | 02/12/2020
Eaton (formerly Cooper Industries) | Portfolio | LD2B10D010TR EU2B0510WW9027 2LB**** | Light Emitting Diode | Inseparable Luminaire | Quick Connect | Forward Phase Cut Controls | 65.8 | 2743 | 0 | 94 | 62 | 500 | 1 | Elevated | 50000 |  |  | 50000 | 0.05 | 20 | 20 | 0.17 | 0.17 | 0.17 | 0.16 | 0 | 0 | 0.25 | 0.24 | 0.23 | 0.23 | 0 | 0 | 0.12 | 0.12 | 0.12 | 0.11 | 0 | 0 | True |  | Non Federally-Regulated | 08/15/2017 |  | 02/12/2020
Eaton (formerly Cooper Industries) | Portfolio | LD2B10D010TR EU2B0510WW9030 2LB**** | Light Emitting Diode | Inseparable Luminaire | Quick Connect | Forward Phase Cut Controls | 65.8 | 3000 | 0 | 94 | 62 | 500 | 1 | Elevated | 50000 |  |  | 50000 | 0.05 | 20 | 20 | 0.17 | 0.17 | 0.17 | 0.16 | 0 | 0 | 0.25 | 0.24 | 0.23 | 0.23 | 0 | 0 | 0.12 | 0.12 | 0.12 | 0.11 | 0 | 0 | True |  | Non Federally-Regulated | 08/15/2017 |  | 02/12/2020
Eaton (formerly Cooper Industries) | Portfolio | LD2B10D010TR EU2B0510WW9035 2LB**** | Light Emitting Diode | Inseparable Luminaire | Quick Connect | Forward Phase Cut Controls | 65.8 | 3500 | 0 | 94 | 62 | 500 | 1 | Elevated | 50000 |  |  | 50000 | 0.05 | 20 | 20 | 0.17 | 0.17 | 0.17 | 0.16 | 0 | 0 | 0.25 | 0.24 | 0.23 | 0.23 | 0 | 0 | 0.12 | 0.12 | 0.12 | 0.11 | 0 | 0 | True |  | Non Federally-Regulated | 08/15/2017 |  | 02/12/2020
Eaton (formerly Cooper Industries) | Portfolio | LD2B10D010TR EU2B0510WW9040 2LB**** | Light Emitting Diode | Inseparable Luminaire | Quick Connect | Forward Phase Cut Controls | 65.8 | 4000 | 0 | 94 | 62 | 500 | 1 | Elevated | 50000 |  |  | 50000 | 0.05 | 20 | 20 | 0.17 | 0.17 | 0.17 | 0.16 | 0 | 0 | 0.25 | 0.24 | 0.23 | 0.23 | 0 | 0 | 0.12 | 0.12 | 0.12 | 0.11 | 0 | 0 | True |  | Non Federally-Regulated | 08/15/2017 |  | 02/12/2020
Eaton (formerly Cooper Industries) | Portfolio | LSR2B10NFL259027D010TR** 2LB**** | Light Emitting Diode | Inseparable Luminaire | Quick Connect | Forward Phase Cut Controls | 65.8 | 2743 | 0 | 94 | 62 | 500 | 1 | Elevated | 50000 |  |  | 50000 | 0.05 | 20 | 20 | 0.17 | 0.17 | 0.17 | 0.16 | 0 | 0 | 0.25 | 0.24 | 0.23 | 0.23 | 0 | 0 | 0.12 | 0.12 | 0.12 | 0.11 | 0 | 0 | True |  | Non Federally-Regulated | 08/15/2017 |  | 02/12/2020
Eaton (formerly Cooper Industries) | Portfolio | LSR2B10NFL259030D010TR** 2LB**** | Light Emitting Diode | Inseparable Luminaire | Quick Connect | Forward Phase Cut Controls | 65.8 | 3000 | 0 | 94 | 62 | 500 | 1 | Elevated | 50000 |  |  | 50000 | 0.05 | 20 | 20 | 0.17 | 0.17 | 0.17 | 0.16 | 0 | 0 | 0.25 | 0.24 | 0.23 | 0.23 | 0 | 0 | 0.12 | 0.12 | 0.12 | 0.11 | 0 | 0 | True |  | Non Federally-Regulated | 08/15/2017 |  | 02/12/2020
Eaton (formerly Cooper Industries) | Portfolio | LSR2B10NFL259035D010TR** 2LB**** | Light Emitting Diode | Inseparable Luminaire | Quick Connect | Forward Phase Cut Controls | 65.8 | 3500 | 0 | 94 | 62 | 500 | 1 | Elevated | 50000 |  |  | 50000 | 0.05 | 20 | 20 | 0.17 | 0.17 | 0.17 | 0.16 | 0 | 0 | 0.25 | 0.24 | 0.23 | 0.23 | 0 | 0 | 0.12 | 0.12 | 0.12 | 0.11 | 0 | 0 | True |  | Non Federally-Regulated | 08/15/2017 |  | 02/12/2020
Eaton (formerly Cooper Industries) | Portfolio | LSR2B10NFL259040D010TR** 2LB**** | Light Emitting Diode | Inseparable Luminaire | Quick Connect | Forward Phase Cut Controls | 65.8 | 4000 | 0 | 94 | 62 | 500 | 1 | Elevated | 50000 |  |  | 50000 | 0.05 | 20 | 20 | 0.17 | 0.17 | 0.17 | 0.16 | 0 | 0 | 0.25 | 0.24 | 0.23 | 0.23 | 0 | 0 | 0.12 | 0.12 | 0.12 | 0.11 | 0 | 0 | True |  | Non Federally-Regulated | 08/15/2017 |  | 02/12/2020
Eaton (formerly Cooper Industries) | Portfolio | LSR2B10FL409027D010TR** 2LB**3** | Light Emitting Diode | Inseparable Luminaire | Quick Connect | Forward Phase Cut Controls | 65.8 | 2743 | 0 | 94 | 62 | 500 | 1 | Elevated | 50000 |  |  | 50000 | 0.05 | 20 | 20 | 0.17 | 0.17 | 0.17 | 0.16 | 0 | 0 | 0.25 | 0.24 | 0.23 | 0.23 | 0 | 0 | 0.12 | 0.12 | 0.12 | 0.11 | 0 | 0 | True |  | Non Federally-Regulated | 08/15/2017 |  | 02/12/2020
Eaton (formerly Cooper Industries) | Portfolio | LSR2B10FL409030D010TR** 2LB**3** | Light Emitting Diode | Inseparable Luminaire | Quick Connect | Forward Phase Cut Controls | 65.8 | 3000 | 0 | 94 | 62 | 500 | 1 | Elevated | 50000 |  |  | 50000 | 0.05 | 20 | 20 | 0.17 | 0.17 | 0.17 | 0.16 | 0 | 0 | 0.25 | 0.24 | 0.23 | 0.23 | 0 | 0 | 0.12 | 0.12 | 0.12 | 0.11 | 0 | 0 | True |  | Non Federally-Regulated | 08/15/2017 |  | 02/12/2020
Eaton (formerly Cooper Industries) | Portfolio | LSR2B10FL409035D010TR** 2LB**3** | Light Emitting Diode | Inseparable Luminaire | Quick Connect | Forward Phase Cut Controls | 65.8 | 3500 | 0 | 94 | 62 | 500 | 1 | Elevated | 50000 |  |  | 50000 | 0.05 | 20 | 20 | 0.17 | 0.17 | 0.17 | 0.16 | 0 | 0 | 0.25 | 0.24 | 0.23 | 0.23 | 0 | 0 | 0.12 | 0.12 | 0.12 | 0.11 | 0 | 0 | True |  | Non Federally-Regulated | 08/15/2017 |  | 02/12/2020
Eaton (formerly Cooper Industries) | Portfolio | LSR2B10FL409040D010TR** 2LB**3** | Light Emitting Diode | Inseparable Luminaire | Quick Connect | Forward Phase Cut Controls | 65.8 | 4000 | 0 | 94 | 62 | 500 | 1 | Elevated | 50000 |  |  | 50000 | 0.05 | 20 | 20 | 0.17 | 0.17 | 0.17 | 0.16 | 0 | 0 | 0.25 | 0.24 | 0.23 | 0.23 | 0 | 0 | 0.12 | 0.12 | 0.12 | 0.11 | 0 | 0 | True |  | Non Federally-Regulated | 08/15/2017 |  | 02/12/2020
Eaton (formerly Cooper Industries) | Portfolio | LSR2B10FL559027D010TR** 2LB**3** | Light Emitting Diode | Inseparable Luminaire | Quick Connect | Forward Phase Cut Controls | 65.8 | 2743 | 0 | 94 | 62 | 500 | 1 | Elevated | 50000 |  |  | 50000 | 0.05 | 20 | 20 | 0.17 | 0.17 | 0.17 | 0.16 | 0 | 0 | 0.25 | 0.24 | 0.23 | 0.23 | 0 | 0 | 0.12 | 0.12 | 0.12 | 0.11 | 0 | 0 | True |  | Non Federally-Regulated | 08/15/2017 |  | 02/12/2020
Eaton (formerly Cooper Industries) | Portfolio | LSR2B10FL559030D010TR** 2LB**3** | Light Emitting Diode | Inseparable Luminaire | Quick Connect | Forward Phase Cut Controls | 65.8 | 3000 | 0 | 94 | 62 | 500 | 1 | Elevated | 50000 |  |  | 50000 | 0.05 | 20 | 20 | 0.17 | 0.17 | 0.17 | 0.16 | 0 | 0 | 0.25 | 0.24 | 0.23 | 0.23 | 0 | 0 | 0.12 | 0.12 | 0.12 | 0.11 | 0 | 0 | True |  | Non Federally-Regulated | 08/15/2017 |  | 02/12/2020
Eaton (formerly Cooper Industries) | Portfolio | LSR2B10FL559035D010TR** 2LB**3** | Light Emitting Diode | Inseparable Luminaire | Quick Connect | Forward Phase Cut Controls | 65.8 | 3500 | 0 | 94 | 62 | 500 | 1 | Elevated | 50000 |  |  | 50000 | 0.05 | 20 | 20 | 0.17 | 0.17 | 0.17 | 0.16 | 0 | 0 | 0.25 | 0.24 | 0.23 | 0.23 | 0 | 0 | 0.12 | 0.12 | 0.12 | 0.11 | 0 | 0 | True |  | Non Federally-Regulated | 08/15/2017 |  | 02/12/2020
Eaton (formerly Cooper Industries) | Portfolio | LSR2B10FL559040D010TR** 2LB**3** | Light Emitting Diode | Inseparable Luminaire | Quick Connect | Forward Phase Cut Controls | 65.8 | 4000 | 0 | 94 | 62 | 500 | 1 | Elevated | 50000 |  |  | 50000 | 0.05 | 20 | 20 | 0.17 | 0.17 | 0.17 | 0.16 | 0 | 0 | 0.25 | 0.24 | 0.23 | 0.23 | 0 | 0 | 0.12 | 0.12 | 0.12 | 0.11 | 0 | 0 | True |  | Non Federally-Regulated | 08/15/2017 |  | 02/12/2020
Eaton (formerly Cooper Industries) | Portfolio | LSRWM10B5NFL259027D010TR** 2LB**3** | Light Emitting Diode | Inseparable Luminaire | Quick Connect | Forward Phase Cut Controls | 65.8 | 2743 | 0 | 94 | 62 | 500 | 1 | Elevated | 50000 |  |  | 50000 | 0.05 | 20 | 20 | 0.17 | 0.17 | 0.17 | 0.16 | 0 | 0 | 0.25 | 0.24 | 0.23 | 0.23 | 0 | 0 | 0.12 | 0.12 | 0.12 | 0.11 | 0 | 0 | True |  | Non Federally-Regulated | 08/15/2017 |  | 02/12/2020
Eaton (formerly Cooper Industries) | Portfolio | LSRWM2B10NFL259030D010TR** 2LB**3** | Light Emitting Diode | Inseparable Luminaire | Quick Connect | Forward Phase Cut Controls | 65.8 | 3000 | 0 | 94 | 62 | 500 | 1 | Elevated | 50000 |  |  | 50000 | 0.05 | 20 | 20 | 0.17 | 0.17 | 0.17 | 0.16 | 0 | 0 | 0.25 | 0.24 | 0.23 | 0.23 | 0 | 0 | 0.12 | 0.12 | 0.12 | 0.11 | 0 | 0 | True |  | Non Federally-Regulated | 08/15/2017 |  | 02/12/2020
Eaton (formerly Cooper Industries) | Portfolio | LSRWM2B10NFL259035D010TR** 2LB**3** | Light Emitting Diode | Inseparable Luminaire | Quick Connect | Forward Phase Cut Controls | 65.8 | 3500 | 0 | 94 | 62 | 500 | 1 | Elevated | 50000 |  |  | 50000 | 0.05 | 20 | 20 | 0.17 | 0.17 | 0.17 | 0.16 | 0 | 0 | 0.25 | 0.24 | 0.23 | 0.23 | 0 | 0 | 0.12 | 0.12 | 0.12 | 0.11 | 0 | 0 | True |  | Non Federally-Regulated | 08/15/2017 |  | 02/12/2020
Eaton (formerly Cooper Industries) | Portfolio | LSRWM2B10NFL259040D010TR** 2LB**3** | Light Emitting Diode | Inseparable Luminaire | Quick Connect | Forward Phase Cut Controls | 65.8 | 4000 | 0 | 94 | 62 | 500 | 1 | Elevated | 50000 |  |  | 50000 | 0.05 | 20 | 20 | 0.17 | 0.17 | 0.17 | 0.16 | 0 | 0 | 0.25 | 0.24 | 0.23 | 0.23 | 0 | 0 | 0.12 | 0.12 | 0.12 | 0.11 | 0 | 0 | True |  | Non Federally-Regulated | 08/15/2017 |  | 02/12/2020
Eaton (formerly Cooper Industries) | Portfolio | LSRWM2B10FL409027D010TR** 2LB**3** | Light Emitting Diode | Inseparable Luminaire | Quick Connect | Forward Phase Cut Controls | 65.8 | 2743 | 0 | 94 | 62 | 500 | 1 | Elevated | 50000 |  |  | 50000 | 0.05 | 20 | 20 | 0.17 | 0.17 | 0.17 | 0.16 | 0 | 0 | 0.25 | 0.24 | 0.23 | 0.23 | 0 | 0 | 0.12 | 0.12 | 0.12 | 0.11 | 0 | 0 | True |  | Non Federally-Regulated | 08/15/2017 |  | 02/12/2020
Eaton (formerly Cooper Industries) | Portfolio | LSRWM2B10FL409030D010TR** 2LB**3** | Light Emitting Diode | Inseparable Luminaire | Quick Connect | Forward Phase Cut Controls | 65.8 | 3000 | 0 | 94 | 62 | 500 | 1 | Elevated | 50000 |  |  | 50000 | 0.05 | 20 | 20 | 0.17 | 0.17 | 0.17 | 0.16 | 0 | 0 | 0.25 | 0.24 | 0.23 | 0.23 | 0 | 0 | 0.12 | 0.12 | 0.12 | 0.11 | 0 | 0 | True |  | Non Federally-Regulated | 08/15/2017 |  | 02/12/2020
Eaton (formerly Cooper Industries) | Portfolio | LSRWM2B10FL409035D010TR** 2LB**3** | Light Emitting Diode | Inseparable Luminaire | Quick Connect | Forward Phase Cut Controls | 65.8 | 3500 | 0 | 94 | 62 | 500 | 1 | Elevated | 50000 |  |  | 50000 | 0.05 | 20 | 20 | 0.17 | 0.17 | 0.17 | 0.16 | 0 | 0 | 0.25 | 0.24 | 0.23 | 0.23 | 0 | 0 | 0.12 | 0.12 | 0.12 | 0.11 | 0 | 0 | True |  | Non Federally-Regulated | 08/15/2017 |  | 02/12/2020
Eaton (formerly Cooper Industries) | Portfolio | LSRWM2B10FL409040D010TR** 2LB**3** | Light Emitting Diode | Inseparable Luminaire | Quick Connect | Forward Phase Cut Controls | 65.8 | 4000 | 0 | 94 | 62 | 500 | 1 | Elevated | 50000 |  |  | 50000 | 0.05 | 20 | 20 | 0.17 | 0.17 | 0.17 | 0.16 | 0 | 0 | 0.25 | 0.24 | 0.23 | 0.23 | 0 | 0 | 0.12 | 0.12 | 0.12 | 0.11 | 0 | 0 | True |  | Non Federally-Regulated | 08/15/2017 |  | 02/12/2020
Eaton (formerly Cooper Industries) | Portfolio | LSRWM2B10FL559027D010TR** 2LB**3** | Light Emitting Diode | Inseparable Luminaire | Quick Connect | Forward Phase Cut Controls | 65.8 | 2743 | 0 | 94 | 62 | 500 | 1 | Elevated | 50000 |  |  | 50000 | 0.05 | 20 | 20 | 0.17 | 0.17 | 0.17 | 0.16 | 0 | 0 | 0.25 | 0.24 | 0.23 | 0.23 | 0 | 0 | 0.12 | 0.12 | 0.12 | 0.11 | 0 | 0 | True |  | Non Federally-Regulated | 08/15/2017 |  | 02/12/2020
Eaton (formerly Cooper Industries) | Portfolio | LSRWM2B10FL559030D010TR** 2LB**3** | Light Emitting Diode | Inseparable Luminaire | Quick Connect | Forward Phase Cut Controls | 65.8 | 3000 | 0 | 94 | 62 | 500 | 1 | Elevated | 50000 |  |  | 50000 | 0.05 | 20 | 20 | 0.17 | 0.17 | 0.17 | 0.16 | 0 | 0 | 0.25 | 0.24 | 0.23 | 0.23 | 0 | 0 | 0.12 | 0.12 | 0.12 | 0.11 | 0 | 0 | True |  | Non Federally-Regulated | 08/15/2017 |  | 02/12/2020
Eaton (formerly Cooper Industries) | Portfolio | LSRWM2B10FL559035D010TR** 2LB**3** | Light Emitting Diode | Inseparable Luminaire | Quick Connect | Forward Phase Cut Controls | 65.8 | 3500 | 0 | 94 | 62 | 500 | 1 | Elevated | 50000 |  |  | 50000 | 0.05 | 20 | 20 | 0.17 | 0.17 | 0.17 | 0.16 | 0 | 0 | 0.25 | 0.24 | 0.23 | 0.23 | 0 | 0 | 0.12 | 0.12 | 0.12 | 0.11 | 0 | 0 | True |  | Non Federally-Regulated | 08/15/2017 |  | 02/12/2020
Eaton (formerly Cooper Industries) | Portfolio | LSRWM2B10FL559040D010TR** 2LB**3** | Light Emitting Diode | Inseparable Luminaire | Quick Connect | Forward Phase Cut Controls | 65.8 | 4000 | 0 | 94 | 62 | 500 | 1 | Elevated | 50000 |  |  | 50000 | 0.05 | 20 | 20 | 0.17 | 0.17 | 0.17 | 0.16 | 0 | 0 | 0.25 | 0.24 | 0.23 | 0.23 | 0 | 0 | 0.12 | 0.12 | 0.12 | 0.11 | 0 | 0 | True |  | Non Federally-Regulated | 08/15/2017 |  | 02/12/2020
Eaton (formerly Cooper Industries) | Portfolio | LSSQR2B10NFL259027D010TR** 2LB**3** | Light Emitting Diode | Inseparable Luminaire | Quick Connect | Forward Phase Cut Controls | 65.8 | 2743 | 0 | 94 | 62 | 500 | 1 | Elevated | 50000 |  |  | 50000 | 0.05 | 20 | 20 | 0.17 | 0.17 | 0.17 | 0.16 | 0 | 0 | 0.25 | 0.24 | 0.23 | 0.23 | 0 | 0 | 0.12 | 0.12 | 0.12 | 0.11 | 0 | 0 | True |  | Non Federally-Regulated | 08/15/2017 |  | 02/12/2020
Eaton (formerly Cooper Industries) | Portfolio | LSSQR2B10NFL259030D010TR** 2LB**3** | Light Emitting Diode | Inseparable Luminaire | Quick Connect | Forward Phase Cut Controls | 65.8 | 3000 | 0 | 94 | 62 | 500 | 1 | Elevated | 50000 |  |  | 50000 | 0.05 | 20 | 20 | 0.17 | 0.17 | 0.17 | 0.16 | 0 | 0 | 0.25 | 0.24 | 0.23 | 0.23 | 0 | 0 | 0.12 | 0.12 | 0.12 | 0.11 | 0 | 0 | True |  | Non Federally-Regulated | 08/15/2017 |  | 02/12/2020
Eaton (formerly Cooper Industries) | Portfolio | LSSQR2B10NFL259035D010TR** 2LB**3** | Light Emitting Diode | Inseparable Luminaire | Quick Connect | Forward Phase Cut Controls | 65.8 | 3500 | 0 | 94 | 62 | 500 | 1 | Elevated | 50000 |  |  | 50000 | 0.05 | 20 | 20 | 0.17 | 0.17 | 0.17 | 0.16 | 0 | 0 | 0.25 | 0.24 | 0.23 | 0.23 | 0 | 0 | 0.12 | 0.12 | 0.12 | 0.11 | 0 | 0 | True |  | Non Federally-Regulated | 08/15/2017 |  | 02/12/2020
Eaton (formerly Cooper Industries) | Portfolio | LSSQR2B10NFL259040D010TR** 2LB**3** | Light Emitting Diode | Inseparable Luminaire | Quick Connect | Forward Phase Cut Controls | 65.8 | 4000 | 0 | 94 | 62 | 500 | 1 | Elevated | 50000 |  |  | 50000 | 0.05 | 20 | 20 | 0.17 | 0.17 | 0.17 | 0.16 | 0 | 0 | 0.25 | 0.24 | 0.23 | 0.23 | 0 | 0 | 0.12 | 0.12 | 0.12 | 0.11 | 0 | 0 | True |  | Non Federally-Regulated | 08/15/2017 |  | 02/12/2020
Eaton (formerly Cooper Industries) | Portfolio | LSSQR2B10FL409027D010TR** 2LB**3** | Light Emitting Diode | Inseparable Luminaire | Quick Connect | Forward Phase Cut Controls | 65.8 | 2743 | 0 | 94 | 62 | 500 | 1 | Elevated | 50000 |  |  | 50000 | 0.05 | 20 | 20 | 0.17 | 0.17 | 0.17 | 0.16 | 0 | 0 | 0.25 | 0.24 | 0.23 | 0.23 | 0 | 0 | 0.12 | 0.12 | 0.12 | 0.11 | 0 | 0 | True |  | Non Federally-Regulated | 08/15/2017 |  | 02/12/2020
Eaton (formerly Cooper Industries) | Portfolio | LSSQR2B10FL409030D010TR** 2LB**3** | Light Emitting Diode | Inseparable Luminaire | Quick Connect | Forward Phase Cut Controls | 65.8 | 3000 | 0 | 94 | 62 | 500 | 1 | Elevated | 50000 |  |  | 50000 | 0.05 | 20 | 20 | 0.17 | 0.17 | 0.17 | 0.16 | 0 | 0 | 0.25 | 0.24 | 0.23 | 0.23 | 0 | 0 | 0.12 | 0.12 | 0.12 | 0.11 | 0 | 0 | True |  | Non Federally-Regulated | 08/15/2017 |  | 02/12/2020
Eaton (formerly Cooper Industries) | Portfolio | LSSQR2B10FL409035D010TR** 2LB**3** | Light Emitting Diode | Inseparable Luminaire | Quick Connect | Forward Phase Cut Controls | 65.8 | 3500 | 0 | 94 | 62 | 500 | 1 | Elevated | 50000 |  |  | 50000 | 0.05 | 20 | 20 | 0.17 | 0.17 | 0.17 | 0.16 | 0 | 0 | 0.25 | 0.24 | 0.23 | 0.23 | 0 | 0 | 0.12 | 0.12 | 0.12 | 0.11 | 0 | 0 | True |  | Non Federally-Regulated | 08/15/2017 |  | 02/12/2020
Eaton (formerly Cooper Industries) | Portfolio | LSSQR2B10FL409040D010TR** 2LB**3** | Light Emitting Diode | Inseparable Luminaire | Quick Connect | Forward Phase Cut Controls | 65.8 | 4000 | 0 | 94 | 62 | 500 | 1 | Elevated | 50000 |  |  | 50000 | 0.05 | 20 | 20 | 0.17 | 0.17 | 0.17 | 0.16 | 0 | 0 | 0.25 | 0.24 | 0.23 | 0.23 | 0 | 0 | 0.12 | 0.12 | 0.12 | 0.11 | 0 | 0 | True |  | Non Federally-Regulated | 08/15/2017 |  | 02/12/2020
Eaton (formerly Cooper Industries) | Portfolio | LSSQR2B10FL559027D010TR** 2LB**3** | Light Emitting Diode | Inseparable Luminaire | Quick Connect | Forward Phase Cut Controls | 65.8 | 2743 | 0 | 94 | 62 | 500 | 1 | Elevated | 50000 |  |  | 50000 | 0.05 | 20 | 20 | 0.17 | 0.17 | 0.17 | 0.16 | 0 | 0 | 0.25 | 0.24 | 0.23 | 0.23 | 0 | 0 | 0.12 | 0.12 | 0.12 | 0.11 | 0 | 0 | True |  | Non Federally-Regulated | 08/15/2017 |  | 02/12/2020
Eaton (formerly Cooper Industries) | Portfolio | LSSQR2B10FL559030D010TR** 2LB**3** | Light Emitting Diode | Inseparable Luminaire | Quick Connect | Forward Phase Cut Controls | 65.8 | 3000 | 0 | 94 | 62 | 500 | 1 | Elevated | 50000 |  |  | 50000 | 0.05 | 20 | 20 | 0.17 | 0.17 | 0.17 | 0.16 | 0 | 0 | 0.25 | 0.24 | 0.23 | 0.23 | 0 | 0 | 0.12 | 0.12 | 0.12 | 0.11 | 0 | 0 | True |  | Non Federally-Regulated | 08/15/2017 |  | 02/12/2020
Eaton (formerly Cooper Industries) | Portfolio | LSSQR2B10FL559035D010TR** 2LB**3** | Light Emitting Diode | Inseparable Luminaire | Quick Connect | Forward Phase Cut Controls | 65.8 | 3500 | 0 | 94 | 62 | 500 | 1 | Elevated | 50000 |  |  | 50000 | 0.05 | 20 | 20 | 0.17 | 0.17 | 0.17 | 0.16 | 0 | 0 | 0.25 | 0.24 | 0.23 | 0.23 | 0 | 0 | 0.12 | 0.12 | 0.12 | 0.11 | 0 | 0 | True |  | Non Federally-Regulated | 08/15/2017 |  | 02/12/2020
Eaton (formerly Cooper Industries) | Portfolio | LSSQR2B10FL559040D010TR** 2LB**3** | Light Emitting Diode | Inseparable Luminaire | Quick Connect | Forward Phase Cut Controls | 65.8 | 4000 | 0 | 94 | 62 | 500 | 1 | Elevated | 50000 |  |  | 50000 | 0.05 | 20 | 20 | 0.17 | 0.17 | 0.17 | 0.16 | 0 | 0 | 0.25 | 0.24 | 0.23 | 0.23 | 0 | 0 | 0.12 | 0.12 | 0.12 | 0.11 | 0 | 0 | True |  | Non Federally-Regulated | 08/15/2017 |  | 02/12/2020
Eaton (formerly Cooper Industries) | Portfolio | LSSQRWM2B10NFL259027D010TR** 2LB**3** | Light Emitting Diode | Inseparable Luminaire | Quick Connect | Forward Phase Cut Controls | 65.8 | 2743 | 0 | 94 | 62 | 500 | 1 | Elevated | 50000 |  |  | 50000 | 0.05 | 20 | 20 | 0.17 | 0.17 | 0.17 | 0.16 | 0 | 0 | 0.25 | 0.24 | 0.23 | 0.23 | 0 | 0 | 0.12 | 0.12 | 0.12 | 0.11 | 0 | 0 | True |  | Non Federally-Regulated | 08/15/2017 |  | 02/12/2020
Eaton (formerly Cooper Industries) | Portfolio | LSSQRWM2B10NFL259030D010TR** 2LB**3** | Light Emitting Diode | Inseparable Luminaire | Quick Connect | Forward Phase Cut Controls | 65.8 | 3000 | 0 | 94 | 62 | 500 | 1 | Elevated | 50000 |  |  | 50000 | 0.05 | 20 | 20 | 0.17 | 0.17 | 0.17 | 0.16 | 0 | 0 | 0.25 | 0.24 | 0.23 | 0.23 | 0 | 0 | 0.12 | 0.12 | 0.12 | 0.11 | 0 | 0 | True |  | Non Federally-Regulated | 08/15/2017 |  | 02/12/2020
Eaton (formerly Cooper Industries) | Portfolio | LSSQRWM2B10NFL259035D010TR** 2LB**3** | Light Emitting Diode | Inseparable Luminaire | Quick Connect | Forward Phase Cut Controls | 65.8 | 3500 | 0 | 94 | 62 | 500 | 1 | Elevated | 50000 |  |  | 50000 | 0.05 | 20 | 20 | 0.17 | 0.17 | 0.17 | 0.16 | 0 | 0 | 0.25 | 0.24 | 0.23 | 0.23 | 0 | 0 | 0.12 | 0.12 | 0.12 | 0.11 | 0 | 0 | True |  | Non Federally-Regulated | 08/15/2017 |  | 02/12/2020
Eaton (formerly Cooper Industries) | Portfolio | LSSQRWM2B10NFL259040D010TR** 2LB**3** | Light Emitting Diode | Inseparable Luminaire | Quick Connect | Forward Phase Cut Controls | 65.8 | 4000 | 0 | 94 | 62 | 500 | 1 | Elevated | 50000 |  |  | 50000 | 0.05 | 20 | 20 | 0.17 | 0.17 | 0.17 | 0.16 | 0 | 0 | 0.25 | 0.24 | 0.23 | 0.23 | 0 | 0 | 0.12 | 0.12 | 0.12 | 0.11 | 0 | 0 | True |  | Non Federally-Regulated | 08/15/2017 |  | 02/12/2020
Eaton (formerly Cooper Industries) | Portfolio | LSSQRWM2B10FL409027D010TR** 2LB**3** | Light Emitting Diode | Inseparable Luminaire | Quick Connect | Forward Phase Cut Controls | 65.8 | 2743 | 0 | 94 | 62 | 500 | 1 | Elevated | 50000 |  |  | 50000 | 0.05 | 20 | 20 | 0.17 | 0.17 | 0.17 | 0.16 | 0 | 0 | 0.25 | 0.24 | 0.23 | 0.23 | 0 | 0 | 0.12 | 0.12 | 0.12 | 0.11 | 0 | 0 | True |  | Non Federally-Regulated | 08/15/2017 |  | 02/12/2020
Eaton (formerly Cooper Industries) | Portfolio | LSSQRWM2B10FL409030D010TR** 2LB**3** | Light Emitting Diode | Inseparable Luminaire | Quick Connect | Forward Phase Cut Controls | 65.8 | 3000 | 0 | 94 | 62 | 500 | 1 | Elevated | 50000 |  |  | 50000 | 0.05 | 20 | 20 | 0.17 | 0.17 | 0.17 | 0.16 | 0 | 0 | 0.25 | 0.24 | 0.23 | 0.23 | 0 | 0 | 0.12 | 0.12 | 0.12 | 0.11 | 0 | 0 | True |  | Non Federally-Regulated | 08/15/2017 |  | 02/12/2020
Eaton (formerly Cooper Industries) | Portfolio | LSSQRWM2B10FL409035D010TR** 2LB**3** | Light Emitting Diode | Inseparable Luminaire | Quick Connect | Forward Phase Cut Controls | 65.8 | 3500 | 0 | 94 | 62 | 500 | 1 | Elevated | 50000 |  |  | 50000 | 0.05 | 20 | 20 | 0.17 | 0.17 | 0.17 | 0.16 | 0 | 0 | 0.25 | 0.24 | 0.23 | 0.23 | 0 | 0 | 0.12 | 0.12 | 0.12 | 0.11 | 0 | 0 | True |  | Non Federally-Regulated | 08/15/2017 |  | 02/12/2020
Eaton (formerly Cooper Industries) | Portfolio | LSSQRWM2B10FL409040D010TR** 2LB**3** | Light Emitting Diode | Inseparable Luminaire | Quick Connect | Forward Phase Cut Controls | 65.8 | 4000 | 0 | 94 | 62 | 500 | 1 | Elevated | 50000 |  |  | 50000 | 0.05 | 20 | 20 | 0.17 | 0.17 | 0.17 | 0.16 | 0 | 0 | 0.25 | 0.24 | 0.23 | 0.23 | 0 | 0 | 0.12 | 0.12 | 0.12 | 0.11 | 0 | 0 | True |  | Non Federally-Regulated | 08/15/2017 |  | 02/12/2020
Eaton (formerly Cooper Industries) | Portfolio | LSSQRWM2B10FL559027D010TR** 2LB**3** | Light Emitting Diode | Inseparable Luminaire | Quick Connect | Forward Phase Cut Controls | 65.8 | 2743 | 0 | 94 | 62 | 500 | 1 | Elevated | 50000 |  |  | 50000 | 0.05 | 20 | 20 | 0.17 | 0.17 | 0.17 | 0.16 | 0 | 0 | 0.25 | 0.24 | 0.23 | 0.23 | 0 | 0 | 0.12 | 0.12 | 0.12 | 0.11 | 0 | 0 | True |  | Non Federally-Regulated | 08/15/2017 |  | 02/12/2020
Eaton (formerly Cooper Industries) | Portfolio | LSSQRWM2B10FL559030D010TR** 2LB**3** | Light Emitting Diode | Inseparable Luminaire | Quick Connect | Forward Phase Cut Controls | 65.8 | 3000 | 0 | 94 | 62 | 500 | 1 | Elevated | 50000 |  |  | 50000 | 0.05 | 20 | 20 | 0.17 | 0.17 | 0.17 | 0.16 | 0 | 0 | 0.25 | 0.24 | 0.23 | 0.23 | 0 | 0 | 0.12 | 0.12 | 0.12 | 0.11 | 0 | 0 | True |  | Non Federally-Regulated | 08/15/2017 |  | 02/12/2020
Eaton (formerly Cooper Industries) | Portfolio | LSSQRWM2B10FL559035D010TR** 2LB**3** | Light Emitting Diode | Inseparable Luminaire | Quick Connect | Forward Phase Cut Controls | 65.8 | 3500 | 0 | 94 | 62 | 500 | 1 | Elevated | 50000 |  |  | 50000 | 0.05 | 20 | 20 | 0.17 | 0.17 | 0.17 | 0.16 | 0 | 0 | 0.25 | 0.24 | 0.23 | 0.23 | 0 | 0 | 0.12 | 0.12 | 0.12 | 0.11 | 0 | 0 | True |  | Non Federally-Regulated | 08/15/2017 |  | 02/12/2020
Eaton (formerly Cooper Industries) | Portfolio | LSSQRWM2B10FL559040D010TR** 2LB**3** | Light Emitting Diode | Inseparable Luminaire | Quick Connect | Forward Phase Cut Controls | 65.8 | 4000 | 0 | 94 | 62 | 500 | 1 | Elevated | 50000 |  |  | 50000 | 0.05 | 20 | 20 | 0.17 | 0.17 | 0.17 | 0.16 | 0 | 0 | 0.25 | 0.24 | 0.23 | 0.23 | 0 | 0 | 0.12 | 0.12 | 0.12 | 0.11 | 0 | 0 | True |  | Non Federally-Regulated | 08/15/2017 |  | 02/12/2020
Eaton (formerly Cooper Industries) | Halo | RL460WHZHA69 | Light Emitting Diode | Inseparable Luminaire | Quick Connect | Forward Phase Cut Controls | 69 | 2673 | 0 | 92 | 63 | 330 | 1 | Elevated | 50000 |  |  | 50000 | 0.05 | 19 | 18 | 0.37 | 0.22 | 0.19 | 0.18 | 0 | 0 | 0.3 | 0.14 | 0.11 | 0.11 | 0 | 0 | 0.12 | 0.04 | 0.02 | 0.02 | 0 | 0 | True |  | Non Federally-Regulated | 09/22/2017 |  | 02/12/2020
Eaton (formerly Cooper Industries) | Halo | RL4069BLE40AWH | Light Emitting Diode | Inseparable Luminaire | Quick Connect | Forward Phase Cut Controls | 76 | 2740 | -0.0002 | 92 | 58 | 128 | 0.9 | Elevated | 50000 |  |  | 50000 | 0.05 | 20 | 20 | 0.43 | 0.22 | 0.21 | 0.2 | 0.01 | 0 | 0.2 | 0.13 | 0.12 | 0.12 | 0.01 | 0.01 | 0.12 | 0.22 | 0.21 | 0.21 | 0 | 0 | True |  | Non Federally-Regulated | 12/12/2017 |  | 02/12/2020
Eaton (formerly Cooper Industries) | Halo | RL56069BLE40AWH | Light Emitting Diode | Inseparable Luminaire | Quick Connect | Forward Phase Cut Controls | 72 | 2695 | -0.0002 | 92 | 60 | 405 | 1 | Elevated | 50000 |  |  | 50000 | 0.05 | 20 | 20 | 0.07 | 0.06 | 0.06 | 0.06 | 0 | 0 | 0.4 | 0.12 | 0.09 | 0.09 | 0.01 | 0 | 0.42 | 0.07 | 0.03 | 0.02 | 0 | 0 | True |  | Non Federally-Regulated | 12/12/2017 |  | 02/12/2020
Eaton (formerly Cooper Industries) | Halo | SMD6R12927**** | Light Emitting Diode | Inseparable Luminaire | Quick Connect | Forward Phase Cut Controls | 80 | 2689 | 0.0001 | 93 | 67 | 184 | 0.9 | Elevated | 50000 |  |  | 50000 | 0.05 | 20 | 20 | 0.03 | 0.02 | 0.02 | 0.02 | 0.01 | 0 | 0.26 | 0.25 | 0.23 | 0.21 | 0.01 | 0 | 0.25 | 0.25 | 0.23 | 0.16 | 0.01 | 0.01 | True |  | Non Federally-Regulated | 01/12/2018 |  | 02/12/2020
Eaton (formerly Cooper Industries) | Halo | SMD6R12930**** | Light Emitting Diode | Inseparable Luminaire | Quick Connect | Forward Phase Cut Controls | 80 | 3000 | 0.0001 | 93 | 67 | 184 | 0.9 | Elevated | 50000 |  |  | 50000 | 0.05 | 20 | 20 | 0.03 | 0.02 | 0.02 | 0.02 | 0.01 | 0 | 0.26 | 0.25 | 0.23 | 0.21 | 0.01 | 0 | 0.25 | 0.25 | 0.23 | 0.16 | 0.01 | 0.01 | True |  | Non Federally-Regulated | 01/12/2018 |  | 02/12/2020
Eaton (formerly Cooper Industries) | Halo | SMD6R12935**** | Light Emitting Diode | Inseparable Luminaire | Quick Connect | Forward Phase Cut Controls | 80 | 3500 | 0.0001 | 93 | 67 | 184 | 0.9 | Elevated | 50000 |  |  | 50000 | 0.05 | 20 | 20 | 0.03 | 0.02 | 0.02 | 0.02 | 0.01 | 0 | 0.26 | 0.25 | 0.23 | 0.21 | 0.01 | 0 | 0.25 | 0.25 | 0.23 | 0.16 | 0.01 | 0.01 | True |  | Non Federally-Regulated | 01/12/2018 |  | 02/12/2020
Eaton (formerly Cooper Industries) | Halo | SMD6R12940**** | Light Emitting Diode | Inseparable Luminaire | Quick Connect | Forward Phase Cut Controls | 80 | 4000 | 0.0001 | 93 | 67 | 184 | 0.9 | Elevated | 50000 |  |  | 50000 | 0.05 | 20 | 20 | 0.03 | 0.02 | 0.02 | 0.02 | 0.01 | 0 | 0.26 | 0.25 | 0.23 | 0.21 | 0.01 | 0 | 0.25 | 0.25 | 0.23 | 0.16 | 0.01 | 0.01 | True |  | Non Federally-Regulated | 01/12/2018 |  | 02/12/2020
Eaton (formerly Cooper Industries) | Halo | SMD6S12927**** | Light Emitting Diode | Inseparable Luminaire | Quick Connect | Forward Phase Cut Controls | 80 | 2689 | 0.0001 | 93 | 67 | 184 | 0.9 | Elevated | 50000 |  |  | 50000 | 0.05 | 20 | 20 | 0.03 | 0.02 | 0.02 | 0.02 | 0.01 | 0 | 0.26 | 0.25 | 0.23 | 0.21 | 0.01 | 0 | 0.25 | 0.25 | 0.23 | 0.16 | 0.01 | 0.01 | True |  | Non Federally-Regulated | 01/12/2018 |  | 02/12/2020
Eaton (formerly Cooper Industries) | Halo | SMD6S12930**** | Light Emitting Diode | Inseparable Luminaire | Quick Connect | Forward Phase Cut Controls | 80 | 3000 | 0.0001 | 93 | 67 | 184 | 0.9 | Elevated | 50000 |  |  | 50000 | 0.05 | 20 | 20 | 0.03 | 0.02 | 0.02 | 0.02 | 0.01 | 0 | 0.26 | 0.25 | 0.23 | 0.21 | 0.01 | 0 | 0.25 | 0.25 | 0.23 | 0.16 | 0.01 | 0.01 | True |  | Non Federally-Regulated | 01/12/2018 |  | 02/12/2020
Eaton (formerly Cooper Industries) | Halo | SMD6S12935**** | Light Emitting Diode | Inseparable Luminaire | Quick Connect | Forward Phase Cut Controls | 80 | 3500 | 0.0001 | 93 | 67 | 184 | 0.9 | Elevated | 50000 |  |  | 50000 | 0.05 | 20 | 20 | 0.03 | 0.02 | 0.02 | 0.02 | 0.01 | 0 | 0.26 | 0.25 | 0.23 | 0.21 | 0.01 | 0 | 0.25 | 0.25 | 0.23 | 0.16 | 0.01 | 0.01 | True |  | Non Federally-Regulated | 01/12/2018 |  | 02/12/2020
Eaton (formerly Cooper Industries) | Halo | SMD6S12940**** | Light Emitting Diode | Inseparable Luminaire | Quick Connect | Forward Phase Cut Controls | 80 | 4000 | 0.0001 | 93 | 67 | 184 | 0.9 | Elevated | 50000 |  |  | 50000 | 0.05 | 20 | 20 | 0.03 | 0.02 | 0.02 | 0.02 | 0.01 | 0 | 0.26 | 0.25 | 0.23 | 0.21 | 0.01 | 0 | 0.25 | 0.25 | 0.23 | 0.16 | 0.01 | 0.01 | True |  | Non Federally-Regulated | 01/12/2018 |  | 02/12/2020
Eaton (formerly Cooper Industries) | Halo | RL560WH6927CA | Light Emitting Diode | Inseparable Luminaire | Quick Connect | Forward Phase Cut Controls | 76.5 | 2708 | -0.0006 | 93 | 62 | 122 | 1 | Elevated | 50000 |  |  | 50000 | 0.05 | 20 | 20 | 0.14 | 0.14 | 0.13 | 0.12 | 0 | 0 | 0.25 | 0.14 | 0.13 | 0.12 | 0 | 0 | 0.29 | 0.1 | 0.1 | 0.08 | 0 | 0 | True |  | Non Federally-Regulated | 01/12/2018 |  | 02/12/2020
Eaton (formerly Cooper Industries) | Halo | RL560WH6927CAR | Light Emitting Diode | Inseparable Luminaire | Quick Connect | Forward Phase Cut Controls | 76.5 | 2708 | -0.0006 | 93 | 62 | 122 | 1 | Elevated | 50000 |  |  | 50000 | 0.05 | 20 | 20 | 0.14 | 0.14 | 0.13 | 0.12 | 0 | 0 | 0.25 | 0.14 | 0.13 | 0.12 | 0 | 0 | 0.29 | 0.1 | 0.1 | 0.08 | 0 | 0 | True |  | Non Federally-Regulated | 01/12/2018 |  | 02/12/2020
Eaton (formerly Cooper Industries) | Halo | RL560WH6930CA | Light Emitting Diode | Inseparable Luminaire | Quick Connect | Forward Phase Cut Controls | 76.5 | 3000 | -0.0006 | 93 | 62 | 122 | 1 | Elevated | 50000 |  |  | 50000 | 0.05 | 20 | 20 | 0.14 | 0.14 | 0.13 | 0.12 | 0 | 0 | 0.25 | 0.14 | 0.13 | 0.12 | 0 | 0 | 0.29 | 0.1 | 0.1 | 0.08 | 0 | 0 | True |  | Non Federally-Regulated | 01/12/2018 |  | 02/12/2020
Eaton (formerly Cooper Industries) | Halo | RL560WH6930CAR | Light Emitting Diode | Inseparable Luminaire | Quick Connect | Forward Phase Cut Controls | 76.5 | 3000 | -0.0006 | 93 | 62 | 122 | 1 | Elevated | 50000 |  |  | 50000 | 0.05 | 20 | 20 | 0.14 | 0.14 | 0.13 | 0.12 | 0 | 0 | 0.25 | 0.14 | 0.13 | 0.12 | 0 | 0 | 0.29 | 0.1 | 0.1 | 0.08 | 0 | 0 | True |  | Non Federally-Regulated | 01/12/2018 |  | 02/12/2020
Eaton (formerly Cooper Industries) | Halo | HU30BSC18**** | Light Emitting Diode | Inseparable Luminaire | Quick Connect | Forward Phase Cut Controls | 51 | 2689 | 0.0001 | 96 | 88 | 180 | 0.9 | Elevated | 50000 |  |  | 50000 | 0.05 | 20 | 20 | 0.14 | 0.12 | 0.11 | 0.08 | 0 | 0 | 0.04 | 0.03 | 0.03 | 0.02 | 0 | 0 | 0.09 | 0.09 | 0.08 | 0.06 | 0 | 0 | True |  | Non Federally-Regulated | 01/12/2018 |  | 02/12/2020
Eaton (formerly Cooper Industries) | Halo | HU30ADV18**** | Light Emitting Diode | Inseparable Luminaire | Quick Connect | Forward Phase Cut Controls | 51 | 2689 | 0.0001 | 96 | 88 | 180 | 0.9 | Elevated | 50000 |  |  | 50000 | 0.05 | 20 | 20 | 0.14 | 0.12 | 0.11 | 0.08 | 0 | 0 | 0.07 | 0.07 | 0.06 | 0.06 | 0 | 0 | 0.09 | 0.09 | 0.08 | 0.06 | 0 | 0 | True |  | Non Federally-Regulated | 01/12/2018 |  | 02/12/2020
Eaton (formerly Cooper Industries) | Halo | HU30SCT09**** | Light Emitting Diode | Inseparable Luminaire | Quick Connect | Forward Phase Cut Controls | 61.2 | 2689 | 0.0001 | 95 | 73 | 268 | 0.9 | Elevated | 50000 |  |  | 50000 | 0.05 | 20 | 20 | 0.01 | 0.01 | 0.01 | 0.01 | 0 | 0 | 0.07 | 0.07 | 0.06 | 0.06 | 0 | 0 | 0.06 | 0.06 | 0.06 | 0.05 | 0 | 0 | True |  | Non Federally-Regulated | 01/12/2018 |  | 02/12/2020
Eaton (formerly Cooper Industries) | Halo | HU30BSC48**** | Light Emitting Diode | Inseparable Luminaire | Quick Connect | Forward Phase Cut Controls | 60.7 | 2749 | 0.0001 | 97 | 87 | 154 | 0.9 | Elevated | 50000 |  |  | 50000 | 0.05 | 20 | 20 | 0.05 | 0.05 | 0.04 | 0.03 | 0 | 0 | 0.01 | 0.02 | 0.02 | 0.02 | 0 | 0 | 0.07 | 0.05 | 0.04 | 0.03 | 0.01 | 0 | True |  | Non Federally-Regulated | 01/17/2018 |  | 02/12/2020
Eaton (formerly Cooper Industries) | Halo | HU30ADV48**** | Light Emitting Diode | Inseparable Luminaire | Quick Connect | Forward Phase Cut Controls | 60.7 | 2749 | 0.0001 | 97 | 87 | 154 | 0.9 | Elevated | 50000 |  |  | 50000 | 0.05 | 20 | 20 | 0.06 | 0.05 | 0.04 | 0.03 | 0 | 0 | 0.01 | 0.02 | 0.02 | 0.02 | 0 | 0 | 0.07 | 0.05 | 0.04 | 0.03 | 0.01 | 0 | True |  | Non Federally-Regulated | 01/17/2018 |  | 02/12/2020
Eaton (formerly Cooper Industries) | Halo | HU30BSC36**** | Light Emitting Diode | Inseparable Luminaire | Quick Connect | Forward Phase Cut Controls | 53.8 | 3074 | 0.0001 | 97 | 87 | 168 | 0.9 | Elevated | 50000 |  |  | 50000 | 0.05 | 20 | 20 | 0.06 | 0.05 | 0.04 | 0.03 | 0 | 0 | 0.02 | 0.02 | 0.02 | 0.02 | 0 | 0 | 0.06 | 0.06 | 0.06 | 0.05 | 0.01 | 0 | True |  | Non Federally-Regulated | 01/17/2018 |  | 02/12/2020
Eaton (formerly Cooper Industries) | Halo | HU30ADV36**** | Light Emitting Diode | Inseparable Luminaire | Quick Connect | Forward Phase Cut Controls | 53.8 | 3074 | 0.0001 | 97 | 87 | 168 | 0.9 | Elevated | 50000 |  |  | 50000 | 0.05 | 20 | 20 | 0.06 | 0.05 | 0.04 | 0.03 | 0 | 0 | 0.02 | 0.02 | 0.02 | 0.02 | 0 | 0 | 0.06 | 0.06 | 0.06 | 0.05 | 0.01 | 0 | True |  | Non Federally-Regulated | 01/17/2018 |  | 02/12/2020
Eaton (formerly Cooper Industries) | Halo | HU30BSC24**** | Light Emitting Diode | Inseparable Luminaire | Quick Connect | Forward Phase Cut Controls | 56.1 | 2691 | 0.0001 | 96 | 79 | 202 | 0.9 | Elevated | 50000 |  |  | 50000 | 0.05 | 20 | 20 | 0.03 | 0.03 | 0.02 | 0.02 | 0 | 0 | 0.04 | 0.02 | 0.02 | 0.02 | 0 | 0 | 0.07 | 0.04 | 0.04 | 0.03 | 0 | 0 | True |  | Non Federally-Regulated | 01/17/2018 |  | 02/12/2020
Eaton (formerly Cooper Industries) | Halo | HU30ADV24**** | Light Emitting Diode | Inseparable Luminaire | Quick Connect | Forward Phase Cut Controls | 56.1 | 2691 | 0.0001 | 96 | 79 | 202 | 0.9 | Elevated | 50000 |  |  | 50000 | 0.05 | 20 | 20 | 0.03 | 0.03 | 0.02 | 0.02 | 0 | 0 | 0.04 | 0.02 | 0.02 | 0.02 | 0 | 0 | 0.07 | 0.04 | 0.04 | 0.03 | 0 | 0 | True |  | Non Federally-Regulated | 01/17/2018 |  | 02/12/2020
Eaton (formerly Cooper Industries) | Halo | RL460WH927CA** | Light Emitting Diode | Inseparable Luminaire | Quick Connect | Forward Phase Cut Controls | 98.3 | 2724 | -0.0008 | 91 | 60 | 500 | 1 | Elevated | 50000 |  |  | 50000 | 0.05 | 20 | 20 | 0.04 | 0.04 | 0.03 | 0.03 | 0 | 0 | 0.13 | 0.13 | 0.13 | 0.12 | 0 | 0 | 0.13 | 0.12 | 0.12 | 0.1 | 0 | 0 | True |  | Non Federally-Regulated | 01/18/2018 |  | 02/12/2020
Eaton (formerly Cooper Industries) | Halo | RL460WH927CAR** | Light Emitting Diode | Inseparable Luminaire | Quick Connect | Forward Phase Cut Controls | 98.3 | 2724 | -0.0008 | 91 | 60 | 500 | 1 | Elevated | 50000 |  |  | 50000 | 0.05 | 20 | 20 | 0.04 | 0.04 | 0.03 | 0.03 | 0 | 0 | 0.13 | 0.13 | 0.13 | 0.12 | 0 | 0 | 0.13 | 0.12 | 0.12 | 0.1 | 0 | 0 | True |  | Non Federally-Regulated | 01/18/2018 |  | 02/12/2020
Eaton (formerly Cooper Industries) | Halo | RL460WH930CA** | Light Emitting Diode | Inseparable Luminaire | Quick Connect | Forward Phase Cut Controls | 98.3 | 3000 | -0.0008 | 91 | 60 | 500 | 1 | Elevated | 50000 |  |  | 50000 | 0.05 | 20 | 20 | 0.04 | 0.04 | 0.03 | 0.03 | 0 | 0 | 0.13 | 0.13 | 0.13 | 0.12 | 0 | 0 | 0.13 | 0.12 | 0.12 | 0.1 | 0 | 0 | True |  | Non Federally-Regulated | 01/18/2018 |  | 02/12/2020
Eaton (formerly Cooper Industries) | Halo | RL460WH930CAR** | Light Emitting Diode | Inseparable Luminaire | Quick Connect | Forward Phase Cut Controls | 98.3 | 3000 | -0.0008 | 91 | 60 | 500 | 1 | Elevated | 50000 |  |  | 50000 | 0.05 | 20 | 20 | 0.04 | 0.04 | 0.03 | 0.03 | 0 | 0 | 0.13 | 0.13 | 0.13 | 0.12 | 0 | 0 | 0.13 | 0.12 | 0.12 | 0.1 | 0 | 0 | True |  | Non Federally-Regulated | 01/18/2018 |  | 02/12/2020
Eaton (formerly Cooper Industries) | Halo | RL56099S1EWH**** | Light Emitting Diode | Inseparable Luminaire | Quick Connect | Forward Phase Cut Controls | 81.4 | 2749 | 0.0009 | 91 | 55 | 500 | 1 | Elevated | 50000 |  |  | 50000 | 0.05 | 20 | 20 | 0.22 | 0.18 | 0.16 | 0.16 | 0 | 0 | 0.35 | 0.31 | 0.3 | 0.24 | 0.01 | 0 | 0.28 | 0.26 | 0.26 | 0.2 | 0.01 | 0.01 | True |  | Non Federally-Regulated | 01/24/2018 |  | 02/12/2020
Eaton (formerly Cooper Industries) | Halo | RL56069S1EWH**** | Light Emitting Diode | Inseparable Luminaire | Quick Connect | Forward Phase Cut Controls | 93.9 | 2726 | 0.0003 | 92 | 58 | 500 | 1 | Elevated | 50000 |  |  | 50000 | 0.05 | 20 | 20 | 0.1 | 0.1 | 0.09 | 0.09 | 0 | 0 | 0.16 | 0.15 | 0.15 | 0.12 | 0 | 0 | 0.14 | 0.13 | 0.13 | 0.1 | 0 | 0 | True |  | Non Federally-Regulated | 01/24/2018 |  | 02/12/2020
Eaton (formerly Cooper Industries) | Halo | RL4069S1EWH**** | Light Emitting Diode | Inseparable Luminaire | Quick Connect | Forward Phase Cut Controls | 80.4 | 2727 | 0.0013 | 92 | 59 | 288 | 1 | Elevated | 50000 |  |  | 50000 | 0.05 | 20 | 20 | 0.07 | 0.07 | 0.06 | 0.06 | 0 | 0 | 0.25 | 0.25 | 0.18 | 0.14 | 0.01 | 0 | 0.27 | 0.26 | 0.15 | 0.12 | 0.01 | 0 | True |  | Non Federally-Regulated | 01/24/2018 |  | 02/12/2020
Eaton (formerly Cooper Industries) | Metalux | 4WPLD3130R9 | Light Emitting Diode | Inseparable Luminaire | Quick Connect | Forward Phase Cut Controls | 87.2 | 3000 | -0.0009 | 94 | 58 | 500 | 1 | Elevated | 50000 |  |  | 50000 | 0.05 | 20 | 20 | 0.2 | 0.1 | 0.09 | 0.07 | 0 | 0 | 0.28 | 0.26 | 0.26 | 0.23 | 0.03 | 0.03 | 0.15 | 0.14 | 0.14 | 0.11 | 0 | 0 | True |  | Non Federally-Regulated | 02/23/2018 |  | 02/12/2020
Eaton (formerly Cooper Industries) | Metalux | 4WPLD3140R19 | Light Emitting Diode | Inseparable Luminaire | Quick Connect | Forward Phase Cut Controls | 93.2 | 4000 | -0.0009 | 93 | 58 | 500 | 1 | Elevated | 50000 |  |  | 50000 | 0.05 | 20 | 20 | 0.2 | 0.1 | 0.09 | 0.07 | 0 | 0 | 0.28 | 0.26 | 0.26 | 0.23 | 0.03 | 0.03 | 0.15 | 0.14 | 0.14 | 0.11 | 0 | 0 | True |  | Non Federally-Regulated | 02/23/2018 |  | 02/12/2020
Eaton (formerly Cooper Industries) | Halo | L813A11**9027** | Light Emitting Diode | Inseparable Luminaire | Quick Connect | Forward Phase Cut Controls | 65.4 | 2718 | 0.0009 | 93 | 64 | 500 | 0.9 | Elevated | 50000 |  |  | 50000 | 0.05 | 20 | 20 | 0.04 | 0.03 | 0.03 | 0.03 | 0 | 0 | 0.15 | 0.14 | 0.14 | 0.12 | 0 | 0 | 0.1 | 0.09 | 0.09 | 0.07 | 0 | 0 | True |  | Non Federally-Regulated | 03/02/2018 |  | 02/12/2020
Eaton (formerly Cooper Industries) | Halo | L813A11**9030** | Light Emitting Diode | Inseparable Luminaire | Quick Connect | Forward Phase Cut Controls | 65.4 | 2718 | 0.0009 | 93 | 64 | 500 | 0.9 | Elevated | 50000 |  |  | 50000 | 0.05 | 20 | 20 | 0.04 | 0.03 | 0.03 | 0.03 | 0 | 0 | 0.15 | 0.14 | 0.14 | 0.12 | 0 | 0 | 0.1 | 0.09 | 0.09 | 0.07 | 0 | 0 | True |  | Non Federally-Regulated | 03/02/2018 |  | 02/12/2020
Eaton (formerly Cooper Industries) | Halo | L813A11**9035** | Light Emitting Diode | Inseparable Luminaire | Quick Connect | Forward Phase Cut Controls | 65.4 | 2718 | 0.0009 | 93 | 64 | 500 | 0.9 | Elevated | 50000 |  |  | 50000 | 0.05 | 20 | 20 | 0.04 | 0.03 | 0.03 | 0.03 | 0 | 0 | 0.15 | 0.14 | 0.14 | 0.12 | 0 | 0 | 0.1 | 0.09 | 0.09 | 0.07 | 0 | 0 | True |  | Non Federally-Regulated | 03/02/2018 |  | 02/12/2020
Eaton (formerly Cooper Industries) | Halo | L813A11**9040** | Light Emitting Diode | Inseparable Luminaire | Quick Connect | Forward Phase Cut Controls | 65.4 | 2718 | 0.0009 | 93 | 64 | 500 | 0.9 | Elevated | 50000 |  |  | 50000 | 0.05 | 20 | 20 | 0.04 | 0.03 | 0.03 | 0.03 | 0 | 0 | 0.15 | 0.14 | 0.14 | 0.12 | 0 | 0 | 0.1 | 0.09 | 0.09 | 0.07 | 0 | 0 | True |  | Non Federally-Regulated | 03/02/2018 |  | 02/12/2020
Eaton (formerly Cooper Industries) | Halo | L813B11**9027** | Light Emitting Diode | Inseparable Luminaire | Quick Connect | Forward Phase Cut Controls | 65.4 | 2718 | 0.0009 | 93 | 64 | 500 | 0.9 | Elevated | 50000 |  |  | 50000 | 0.05 | 20 | 20 | 0.04 | 0.03 | 0.03 | 0.03 | 0 | 0 | 0.15 | 0.14 | 0.14 | 0.12 | 0 | 0 | 0.1 | 0.09 | 0.09 | 0.07 | 0 | 0 | True |  | Non Federally-Regulated | 03/02/2018 |  | 02/12/2020
Eaton (formerly Cooper Industries) | Halo | L813B11**9030** | Light Emitting Diode | Inseparable Luminaire | Quick Connect | Forward Phase Cut Controls | 65.4 | 2718 | 0.0009 | 93 | 64 | 500 | 0.9 | Elevated | 50000 |  |  | 50000 | 0.05 | 20 | 20 | 0.04 | 0.03 | 0.03 | 0.03 | 0 | 0 | 0.15 | 0.14 | 0.14 | 0.12 | 0 | 0 | 0.1 | 0.09 | 0.09 | 0.07 | 0 | 0 | True |  | Non Federally-Regulated | 03/02/2018 |  | 02/12/2020
Eaton (formerly Cooper Industries) | Halo | L813B11**9035** | Light Emitting Diode | Inseparable Luminaire | Quick Connect | Forward Phase Cut Controls | 65.4 | 2718 | 0.0009 | 93 | 64 | 500 | 0.9 | Elevated | 50000 |  |  | 50000 | 0.05 | 20 | 20 | 0.04 | 0.03 | 0.03 | 0.03 | 0 | 0 | 0.15 | 0.14 | 0.14 | 0.12 | 0 | 0 | 0.1 | 0.09 | 0.09 | 0.07 | 0 | 0 | True |  | Non Federally-Regulated | 03/02/2018 |  | 02/12/2020
Eaton (formerly Cooper Industries) | Halo | L813B11**9040** | Light Emitting Diode | Inseparable Luminaire | Quick Connect | Forward Phase Cut Controls | 65.4 | 2718 | 0.0009 | 93 | 64 | 500 | 0.9 | Elevated | 50000 |  |  | 50000 | 0.05 | 20 | 20 | 0.04 | 0.03 | 0.03 | 0.03 | 0 | 0 | 0.15 | 0.14 | 0.14 | 0.12 | 0 | 0 | 0.1 | 0.09 | 0.09 | 0.07 | 0 | 0 | True |  | Non Federally-Regulated | 03/02/2018 |  | 02/12/2020
Eaton (formerly Cooper Industries) | Halo | L81211**9027** | Light Emitting Diode | Inseparable Luminaire | Quick Connect | Forward Phase Cut Controls | 65.4 | 2718 | 0.0009 | 93 | 64 | 500 | 0.9 | Elevated | 50000 |  |  | 50000 | 0.05 | 20 | 20 | 0.04 | 0.03 | 0.03 | 0.03 | 0 | 0 | 0.15 | 0.14 | 0.14 | 0.12 | 0 | 0 | 0.1 | 0.09 | 0.09 | 0.07 | 0 | 0 | True |  | Non Federally-Regulated | 03/02/2018 |  | 02/12/2020
Eaton (formerly Cooper Industries) | Halo | L81211**9030** | Light Emitting Diode | Inseparable Luminaire | Quick Connect | Forward Phase Cut Controls | 65.4 | 2718 | 0.0009 | 93 | 64 | 500 | 0.9 | Elevated | 50000 |  |  | 50000 | 0.05 | 20 | 20 | 0.04 | 0.03 | 0.03 | 0.03 | 0 | 0 | 0.15 | 0.14 | 0.14 | 0.12 | 0 | 0 | 0.1 | 0.09 | 0.09 | 0.07 | 0 | 0 | True |  | Non Federally-Regulated | 03/02/2018 |  | 02/12/2020
Eaton (formerly Cooper Industries) | Halo | L81211**9035** | Light Emitting Diode | Inseparable Luminaire | Quick Connect | Forward Phase Cut Controls | 65.4 | 2718 | 0.0009 | 93 | 64 | 500 | 0.9 | Elevated | 50000 |  |  | 50000 | 0.05 | 20 | 20 | 0.04 | 0.03 | 0.03 | 0.03 | 0 | 0 | 0.15 | 0.14 | 0.14 | 0.12 | 0 | 0 | 0.1 | 0.09 | 0.09 | 0.07 | 0 | 0 | True |  | Non Federally-Regulated | 03/02/2018 |  | 02/12/2020
Eaton (formerly Cooper Industries) | Halo | L81211**9040** | Light Emitting Diode | Inseparable Luminaire | Quick Connect | Forward Phase Cut Controls | 65.4 | 2718 | 0.0009 | 93 | 64 | 500 | 0.9 | Elevated | 50000 |  |  | 50000 | 0.05 | 20 | 20 | 0.04 | 0.03 | 0.03 | 0.03 | 0 | 0 | 0.15 | 0.14 | 0.14 | 0.12 | 0 | 0 | 0.1 | 0.09 | 0.09 | 0.07 | 0 | 0 | True |  | Non Federally-Regulated | 03/02/2018 |  | 02/12/2020
Eaton (formerly Cooper Industries) | Halo | L81111**9027** | Light Emitting Diode | Inseparable Luminaire | Quick Connect | Forward Phase Cut Controls | 65.4 | 2718 | 0.0009 | 93 | 64 | 500 | 0.9 | Elevated | 50000 |  |  | 50000 | 0.05 | 20 | 20 | 0.04 | 0.03 | 0.03 | 0.03 | 0 | 0 | 0.15 | 0.14 | 0.14 | 0.12 | 0 | 0 | 0.1 | 0.09 | 0.09 | 0.07 | 0 | 0 | True |  | Non Federally-Regulated | 03/02/2018 |  | 02/12/2020
Eaton (formerly Cooper Industries) | Halo | L81111**9030** | Light Emitting Diode | Inseparable Luminaire | Quick Connect | Forward Phase Cut Controls | 65.4 | 2718 | 0.0009 | 93 | 64 | 500 | 0.9 | Elevated | 50000 |  |  | 50000 | 0.05 | 20 | 20 | 0.04 | 0.03 | 0.03 | 0.03 | 0 | 0 | 0.15 | 0.14 | 0.14 | 0.12 | 0 | 0 | 0.1 | 0.09 | 0.09 | 0.07 | 0 | 0 | True |  | Non Federally-Regulated | 03/02/2018 |  | 02/12/2020
Eaton (formerly Cooper Industries) | Halo | L81111**9035** | Light Emitting Diode | Inseparable Luminaire | Quick Connect | Forward Phase Cut Controls | 65.4 | 2718 | 0.0009 | 93 | 64 | 500 | 0.9 | Elevated | 50000 |  |  | 50000 | 0.05 | 20 | 20 | 0.04 | 0.03 | 0.03 | 0.03 | 0 | 0 | 0.15 | 0.14 | 0.14 | 0.12 | 0 | 0 | 0.1 | 0.09 | 0.09 | 0.07 | 0 | 0 | True |  | Non Federally-Regulated | 03/02/2018 |  | 02/12/2020
Eaton (formerly Cooper Industries) | Halo | L81111**9040** | Light Emitting Diode | Inseparable Luminaire | Quick Connect | Forward Phase Cut Controls | 65.4 | 2718 | 0.0009 | 93 | 64 | 500 | 0.9 | Elevated | 50000 |  |  | 50000 | 0.05 | 20 | 20 | 0.04 | 0.03 | 0.03 | 0.03 | 0 | 0 | 0.15 | 0.14 | 0.14 | 0.12 | 0 | 0 | 0.1 | 0.09 | 0.09 | 0.07 | 0 | 0 | True |  | Non Federally-Regulated | 03/02/2018 |  | 02/12/2020
Eaton (formerly Cooper Industries) | Halo | L80815**9027** | Light Emitting Diode | Inseparable Luminaire | Quick Connect | Forward Phase Cut Controls | 54.6 | 2668 | 0.0004 | 92 | 57 | 500 | 1 | Elevated | 50000 |  |  | 50000 | 0.05 | 20 | 20 | 0.05 | 0.05 | 0.05 | 0.05 | 0 | 0 | 0.24 | 0.23 | 0.23 | 0.2 | 0 | 0 | 0.15 | 0.15 | 0.15 | 0.12 | 0 | 0 | True |  | Non Federally-Regulated | 03/28/2018 |  | 02/12/2020
Eaton (formerly Cooper Industries) | Halo | L80815**9030** | Light Emitting Diode | Inseparable Luminaire | Quick Connect | Forward Phase Cut Controls | 54.6 | 3000 | 0.0004 | 92 | 57 | 500 | 1 | Elevated | 50000 |  |  | 50000 | 0.05 | 20 | 20 | 0.05 | 0.05 | 0.05 | 0.05 | 0 | 0 | 0.24 | 0.23 | 0.23 | 0.2 | 0 | 0 | 0.15 | 0.15 | 0.15 | 0.12 | 0 | 0 | True |  | Non Federally-Regulated | 03/28/2018 |  | 02/12/2020
Eaton (formerly Cooper Industries) | Halo | L80815**9035** | Light Emitting Diode | Inseparable Luminaire | Quick Connect | Forward Phase Cut Controls | 54.6 | 3500 | 0.0004 | 92 | 57 | 500 | 1 | Elevated | 50000 |  |  | 50000 | 0.05 | 20 | 20 | 0.05 | 0.05 | 0.05 | 0.05 | 0 | 0 | 0.24 | 0.23 | 0.23 | 0.2 | 0 | 0 | 0.15 | 0.15 | 0.15 | 0.12 | 0 | 0 | True |  | Non Federally-Regulated | 03/28/2018 |  | 02/12/2020
Eaton (formerly Cooper Industries) | Halo | L80815**9040** | Light Emitting Diode | Inseparable Luminaire | Quick Connect | Forward Phase Cut Controls | 54.6 | 4000 | 0.0004 | 92 | 57 | 500 | 1 | Elevated | 50000 |  |  | 50000 | 0.05 | 20 | 20 | 0.05 | 0.05 | 0.05 | 0.05 | 0 | 0 | 0.24 | 0.23 | 0.23 | 0.2 | 0 | 0 | 0.15 | 0.15 | 0.15 | 0.12 | 0 | 0 | True |  | Non Federally-Regulated | 03/28/2018 |  | 02/12/2020
Eaton (formerly Cooper Industries) | Halo | L8082**9027** | Light Emitting Diode | Inseparable Luminaire | Quick Connect | Forward Phase Cut Controls | 65.1 | 2668 | 0.0004 | 92 | 57 | 500 | 1 | Elevated | 50000 |  |  | 50000 | 0.05 | 20 | 20 | 0.03 | 0.03 | 0.03 | 0.03 | 0 | 0 | 0.3 | 0.3 | 0.3 | 0.2 | 0 | 0 | 0.2 | 0.21 | 0.18 | 0.13 | 0 | 0 | True |  | Non Federally-Regulated | 03/28/2018 |  | 02/12/2020
Eaton (formerly Cooper Industries) | Halo | L8082**9030** | Light Emitting Diode | Inseparable Luminaire | Quick Connect | Forward Phase Cut Controls | 65.1 | 3000 | 0.0004 | 92 | 57 | 500 | 1 | Elevated | 50000 |  |  | 50000 | 0.05 | 20 | 20 | 0.03 | 0.03 | 0.03 | 0.03 | 0 | 0 | 0.3 | 0.3 | 0.3 | 0.2 | 0 | 0 | 0.2 | 0.21 | 0.18 | 0.13 | 0 | 0 | True |  | Non Federally-Regulated | 03/28/2018 |  | 02/12/2020
Eaton (formerly Cooper Industries) | Halo | L8082**9035** | Light Emitting Diode | Inseparable Luminaire | Quick Connect | Forward Phase Cut Controls | 65.1 | 3500 | 0.0004 | 92 | 57 | 500 | 1 | Elevated | 50000 |  |  | 50000 | 0.05 | 20 | 20 | 0.03 | 0.03 | 0.03 | 0.03 | 0 | 0 | 0.3 | 0.3 | 0.3 | 0.2 | 0 | 0 | 0.2 | 0.21 | 0.18 | 0.13 | 0 | 0 | True |  | Non Federally-Regulated | 03/28/2018 |  | 02/12/2020
Eaton (formerly Cooper Industries) | Halo | L8082**9040** | Light Emitting Diode | Inseparable Luminaire | Quick Connect | Forward Phase Cut Controls | 65.1 | 4000 | 0.0004 | 92 | 57 | 500 | 1 | Elevated | 50000 |  |  | 50000 | 0.05 | 20 | 20 | 0.03 | 0.03 | 0.03 | 0.03 | 0 | 0 | 0.3 | 0.3 | 0.3 | 0.2 | 0 | 0 | 0.2 | 0.21 | 0.18 | 0.13 | 0 | 0 | True |  | Non Federally-Regulated | 03/28/2018 |  | 02/12/2020
Eaton (formerly Cooper Industries) | Halo | BLD406927WH** | Light Emitting Diode | Inseparable Luminaire | Quick Connect | Forward Phase Cut Controls | 85 | 2691 | 0.0004 | 93 | 63 | 500 | 1 | Elevated | 50000 |  |  | 50000 | 0.05 | 20 | 23 | 0.16 | 0.16 | 0.15 | 0.13 | 0 | 0 | 0.3 | 0.28 | 0.27 | 0.23 | 0.02 | 0.01 | 0.22 | 0.21 | 0.2 | 0.17 | 0.03 | 0.02 | True |  | Non Federally-Regulated | 04/05/2018 |  | 02/12/2020
Eaton (formerly Cooper Industries) | Halo | BLD406930WH** | Light Emitting Diode | Inseparable Luminaire | Quick Connect | Forward Phase Cut Controls | 88 | 3069 | 0.0006 | 94 | 75 | 500 | 1 | Elevated | 50000 |  |  | 50000 | 0.05 | 20 | 23 | 0.16 | 0.16 | 0.15 | 0.13 | 0 | 0 | 0.3 | 0.28 | 0.27 | 0.23 | 0.02 | 0.01 | 0.01 | 0.21 | 0.2 | 0.17 | 0.03 | 0.02 | True |  | Non Federally-Regulated | 04/05/2018 |  | 02/12/2020
Eaton (formerly Cooper Industries) | Halo | BLD4089SWH** | Light Emitting Diode | Inseparable Luminaire | Quick Connect | Forward Phase Cut Controls | 81 | 2723 | 0.0004 | 92 | 58 | 500 | 1 | Elevated | 50000 |  |  | 50000 | 0.05 | 20 | 23 | 0.16 | 0.16 | 0.15 | 0.13 | 0 | 0 | 0.3 | 0.28 | 0.27 | 0.23 | 0.02 | 0.01 | 0.01 | 0.21 | 0.2 | 0.17 | 0.03 | 0.02 | True |  | Non Federally-Regulated | 04/05/2018 |  | 02/12/2020
Eaton (formerly Cooper Industries) | Halo | BLD606927WH** | Light Emitting Diode | Inseparable Luminaire | Quick Connect | Forward Phase Cut Controls | 87.9 | 2716 | 0.0006 | 93 | 64 | 500 | 1 | Elevated | 50000 |  |  | 50000 | 0.05 | 20 | 23 | 0.22 | 0.21 | 0.2 | 0.19 | 0 | 0 | 0.28 | 0.24 | 0.24 | 0.23 | 0.02 | 0.01 | 0.14 | 0.14 | 0.13 | 0.11 | 0.02 | 0 | True |  | Non Federally-Regulated | 04/09/2018 |  | 02/12/2020
Eaton (formerly Cooper Industries) | Halo | BLD606930WH** | Light Emitting Diode | Inseparable Luminaire | Quick Connect | Forward Phase Cut Controls | 89.6 | 3099 | 0.0002 | 94 | 77 | 500 | 1 | Elevated | 50000 |  |  | 50000 | 0.05 | 20 | 23 | 0.22 | 0.21 | 0.2 | 0.19 | 0 | 0 | 0.28 | 0.24 | 0.24 | 0.23 | 0.02 | 0.01 | 0.14 | 0.14 | 0.13 | 0.11 | 0.02 | 0 | True |  | Non Federally-Regulated | 04/09/2018 |  | 02/12/2020
Eaton (formerly Cooper Industries) | Halo | BLD6089SWH** | Light Emitting Diode | Inseparable Luminaire | Quick Connect | Forward Phase Cut Controls | 82 | 2761 | 0.0004 | 93 | 60 | 500 | 1 | Elevated | 50000 |  |  | 50000 | 0.05 | 20 | 23 | 0.22 | 0.21 | 0.2 | 0.19 | 0 | 0 | 0.28 | 0.24 | 0.24 | 0.23 | 0.02 | 0.01 | 0.14 | 0.14 | 0.13 | 0.11 | 0.02 | 0 | True |  | Non Federally-Regulated | 04/09/2018 |  | 02/12/2020
Eaton (formerly Cooper Industries) | Halo | RA406927***** | Light Emitting Diode | Inseparable Luminaire | Quick Connect | Forward Phase Cut Controls | 97 | 2715 | -0.001 | 93 | 65 | 500 | 1 | Elevated | 50000 |  |  | 50000 | 0.05 | 0 | 20 | 0.23 | 0.23 | 0.21 | 0.2 | 0 | 0 | 0.32 | 0.3 | 0.3 | 0.21 | 0.03 | 0.02 | 0.17 | 0.14 | 0.14 | 0.1 | 0.04 | 0.03 | True |  | Non Federally-Regulated | 04/27/2018 |  | 02/12/2020
Eaton (formerly Cooper Industries) | Halo | RA406930***** | Light Emitting Diode | Inseparable Luminaire | Quick Connect | Forward Phase Cut Controls | 105 | 3062 | 0.0002 | 92 | 64 | 500 | 1 | Elevated | 50000 |  |  | 50000 | 0.05 | 0 | 20 | 0.23 | 0.23 | 0.21 | 0.2 | 0 | 0 | 0.32 | 0.3 | 0.3 | 0.21 | 0.03 | 0.02 | 0.17 | 0.14 | 0.14 | 0.1 | 0.04 | 0.03 | True |  | Non Federally-Regulated | 04/27/2018 |  | 02/12/2020
Eaton (formerly Cooper Industries) | Halo | RA5606927***** | Light Emitting Diode | Inseparable Luminaire | Quick Connect | Forward Phase Cut Controls | 99.5 | 2725 | -0.0009 | 93 | 65 | 500 | 1 | Elevated | 50000 |  |  | 50000 | 0.05 | 0 | 20 | 0.3 | 0.28 | 0.26 | 0.23 | 0.03 | 0.02 | 0.3 | 0.28 | 0.26 | 0.23 | 0.03 | 0.02 | 0.16 | 0.16 | 0.14 | 0.1 | 0.03 | 0.02 | True |  | Non Federally-Regulated | 04/27/2018 |  | 02/12/2020
Eaton (formerly Cooper Industries) | Halo | RA5606930***** | Light Emitting Diode | Inseparable Luminaire | Quick Connect | Forward Phase Cut Controls | 107.3 | 3057 | 0.0001 | 93 | 65 | 500 | 1 | Elevated | 50000 |  |  | 50000 | 0.05 | 0 | 20 | 0.3 | 0.28 | 0.26 | 0.23 | 0.03 | 0.02 | 0.3 | 0.28 | 0.26 | 0.23 | 0.03 | 0.02 | 0.16 | 0.16 | 0.14 | 0.1 | 0.03 | 0.02 | True |  | Non Federally-Regulated | 04/27/2018 |  | 02/12/2020
Eaton (formerly Cooper Industries) | Halo | L80825**9027** | Light Emitting Diode | Inseparable Luminaire | Quick Connect | Forward Phase Cut Controls | 65.1 | 2668 | 0.0004 | 92 | 57 | 500 | 1 | Elevated | 50000 |  |  | 50000 | 0.05 | 20 | 20 | 0.03 | 0.03 | 0.03 | 0.03 | 0 | 0 | 0.3 | 0.3 | 0.3 | 0.2 | 0 | 0 | 0.2 | 0.21 | 0.18 | 0.13 | 0 | 0 | True |  | Non Federally-Regulated | 04/27/2018 |  | 02/12/2020
Eaton (formerly Cooper Industries) | Halo | L80825**9030** | Light Emitting Diode | Inseparable Luminaire | Quick Connect | Forward Phase Cut Controls | 65.1 | 3000 | 0.0004 | 92 | 57 | 500 | 1 | Elevated | 50000 |  |  | 50000 | 0.05 | 20 | 20 | 0.03 | 0.03 | 0.03 | 0.03 | 0 | 0 | 0.3 | 0.3 | 0.3 | 0.2 | 0 | 0 | 0.2 | 0.21 | 0.18 | 0.13 | 0 | 0 | True |  | Non Federally-Regulated | 04/27/2018 |  | 02/12/2020
Eaton (formerly Cooper Industries) | Halo | L80825**9035** | Light Emitting Diode | Inseparable Luminaire | Quick Connect | Forward Phase Cut Controls | 65.1 | 3500 | 0.0004 | 92 | 57 | 500 | 1 | Elevated | 50000 |  |  | 50000 | 0.05 | 20 | 20 | 0.03 | 0.03 | 0.03 | 0.03 | 0 | 0 | 0.3 | 0.3 | 0.3 | 0.2 | 0 | 0 | 0.2 | 0.21 | 0.18 | 0.13 | 0 | 0 | True |  | Non Federally-Regulated | 04/27/2018 |  | 02/12/2020
Eaton (formerly Cooper Industries) | Halo | L80825**9040** | Light Emitting Diode | Inseparable Luminaire | Quick Connect | Forward Phase Cut Controls | 65.1 | 4000 | 0.0004 | 92 | 57 | 500 | 1 | Elevated | 50000 |  |  | 50000 | 0.05 | 20 | 20 | 0.03 | 0.03 | 0.03 | 0.03 | 0 | 0 | 0.3 | 0.3 | 0.3 | 0.2 | 0 | 0 | 0.2 | 0.21 | 0.18 | 0.13 | 0 | 0 | True |  | Non Federally-Regulated | 04/27/2018 |  | 02/12/2020
Eaton (formerly Cooper Industries) | Halo | RLD4069301E*** | Light Emitting Diode | Inseparable Luminaire | Quick Connect | Forward Phase Cut Controls | 77.5 | 2675 | 0.0009 | 93 | 62 | 500 | 1 | Elevated | 50000 |  |  | 50000 | 0 | 0 | 20 | 0.03 | 0.03 | 0.02 | 0.02 | 0 | 0 | 0.18 | 0.18 | 0.17 | 0.15 | 0.02 | 0.02 | 0.13 | 0.13 | 0.13 | 0.1 | 0.02 | 0.02 | True |  | Non Federally-Regulated | 04/27/2018 |  | 02/12/2020
Eaton (formerly Cooper Industries) | Halo | RLD6069301E*** | Light Emitting Diode | Inseparable Luminaire | Quick Connect | Forward Phase Cut Controls | 75.9 | 2681 | 0.0013 | 93 | 62 | 500 | 1 | Elevated | 50000 |  |  | 50000 | 0 | 0 | 20 | 0.13 | 0.13 | 0.13 | 0.12 | 0.03 | 0.02 | 0.17 | 0.17 | 0.17 | 0.14 | 0.09 | 0.08 | 0.13 | 0.13 | 0.13 | 0.1 | 0.02 | 0.02 | True |  | Non Federally-Regulated | 04/27/2018 |  | 02/12/2020
Eaton (formerly Cooper Industries) | Halo | RA4069S1E*** | Light Emitting Diode | Inseparable Luminaire | Quick Connect | Forward Phase Cut Controls | 93.5 | 2712 | 0.0006 | 93 | 64 | 500 | 0.9 | Elevated | 50000 |  |  | 50000 | 0.05 | 0 | 20 | 0.16 | 0.15 | 0.14 | 0.13 | 0 | 0 | 0.25 | 0.23 | 0.23 | 0.22 | 0.02 | 0.02 | 0.18 | 0.18 | 0.17 | 0.15 | 0.03 | 0.02 | True |  | Non Federally-Regulated | 05/23/2018 |  | 02/12/2020
Eaton (formerly Cooper Industries) | Halo | RA56069S1E*** | Light Emitting Diode | Inseparable Luminaire | Quick Connect | Forward Phase Cut Controls | 96.8 | 2707 | 0.001 | 93 | 64 | 500 | 0.9 | Elevated | 50000 |  |  | 50000 | 0.05 | 0 | 20 | 0.17 | 0.16 | 0.16 | 0.15 | 0.05 | 0.05 | 0.25 | 0.24 | 0.24 | 0.23 | 0.02 | 0.02 | 0.19 | 0.17 | 0.16 | 0.15 | 0.05 | 0.04 | True |  | Non Federally-Regulated | 05/23/2018 |  | 02/12/2020
Eaton (formerly Cooper Industries) | Halo | SMD6S12927WHE* | Light Emitting Diode | Inseparable Luminaire | Quick Connect | Forward Phase Cut Controls | 80.3 | 2741 | -0.001 | 94 | 78 | 500 | 1 | Elevated | 50000 |  |  | 50000 | 0 | 0 | 20 | 0.17 | 0.17 | 0.17 | 0.17 | 0 | 0 | 0.13 | 0.12 | 0.12 | 0.12 | 0.03 | 0.03 | 0.04 | 0.03 | 0.03 | 0.03 | 0 | 0 | True |  | Non Federally-Regulated | 06/19/2018 |  | 02/12/2020
Eaton (formerly Cooper Industries) | Halo | SMD6S12930WHE* | Light Emitting Diode | Inseparable Luminaire | Quick Connect | Forward Phase Cut Controls | 80.3 | 2741 | -0.001 | 94 | 78 | 500 | 1 | Elevated | 50000 |  |  | 50000 | 0 | 0 | 20 | 0.21 | 0.21 | 0.21 | 0.19 | 0 | 0 | 0.13 | 0.12 | 0.12 | 0.12 | 0.03 | 0.03 | 0.04 | 0.03 | 0.03 | 0.03 | 0 | 0 | True |  | Non Federally-Regulated | 06/19/2018 |  | 02/12/2020
Eaton (formerly Cooper Industries) | Halo | SMD6S12935WHE* | Light Emitting Diode | Inseparable Luminaire | Quick Connect | Forward Phase Cut Controls | 80.3 | 2741 | -0.001 | 94 | 78 | 500 | 1 | Elevated | 50000 |  |  | 50000 | 0 | 0 | 20 | 0.21 | 0.21 | 0.21 | 0.19 | 0 | 0 | 0.13 | 0.12 | 0.12 | 0.12 | 0.03 | 0.03 | 0.04 | 0.03 | 0.03 | 0.03 | 0 | 0 | True |  | Non Federally-Regulated | 06/19/2018 |  | 02/12/2020
Eaton (formerly Cooper Industries) | Halo | SMD6S12940WHE* | Light Emitting Diode | Inseparable Luminaire | Quick Connect | Forward Phase Cut Controls | 80.3 | 2741 | -0.001 | 94 | 78 | 500 | 1 | Elevated | 50000 |  |  | 50000 | 0 | 0 | 20 | 0.21 | 0.21 | 0.21 | 0.19 | 0 | 0 | 0.13 | 0.12 | 0.12 | 0.12 | 0.03 | 0.03 | 0.04 | 0.03 | 0.03 | 0.03 | 0 | 0 | True |  | Non Federally-Regulated | 06/19/2018 |  | 02/12/2020
Eaton (formerly Cooper Industries) | Halo | SMD6R12927WHE* | Light Emitting Diode | Inseparable Luminaire | Quick Connect | Forward Phase Cut Controls | 83.3 | 2723 | -0.0018 | 93 | 65 | 500 | 1 | Elevated | 50000 |  |  | 50000 | 0 | 0 | 20 | 0.21 | 0.21 | 0.21 | 0.19 | 0 | 0 | 0.13 | 0.11 | 0.11 | 0.11 | 0.03 | 0.03 | 0.04 | 0.03 | 0.03 | 0.02 | 0 | 0 | True |  | Non Federally-Regulated | 06/19/2018 |  | 02/12/2020
Eaton (formerly Cooper Industries) | Halo | SMD6R12930WHE* | Light Emitting Diode | Inseparable Luminaire | Quick Connect | Forward Phase Cut Controls | 83.3 | 2723 | -0.0018 | 93 | 65 | 500 | 1 | Elevated | 50000 |  |  | 50000 | 0 | 0 | 20 | 0.21 | 0.21 | 0.21 | 0.19 | 0 | 0 | 0.13 | 0.11 | 0.11 | 0.11 | 0.03 | 0.03 | 0.04 | 0.03 | 0.03 | 0.02 | 0 | 0 | True |  | Non Federally-Regulated | 06/19/2018 |  | 02/12/2020
Eaton (formerly Cooper Industries) | Halo | SMD6R12935WHE* | Light Emitting Diode | Inseparable Luminaire | Quick Connect | Forward Phase Cut Controls | 83.3 | 2723 | -0.0018 | 93 | 65 | 500 | 1 | Elevated | 50000 |  |  | 50000 | 0 | 0 | 20 | 0.21 | 0.21 | 0.21 | 0.19 | 0 | 0 | 0.13 | 0.11 | 0.11 | 0.11 | 0.03 | 0.03 | 0.04 | 0.03 | 0.03 | 0.02 | 0 | 0 | True |  | Non Federally-Regulated | 06/19/2018 |  | 02/12/2020
Eaton (formerly Cooper Industries) | Halo | SMD6R12940WHE* | Light Emitting Diode | Inseparable Luminaire | Quick Connect | Forward Phase Cut Controls | 83.3 | 2723 | -0.0018 | 93 | 65 | 500 | 1 | Elevated | 50000 |  |  | 50000 | 0 | 0 | 20 | 0.21 | 0.21 | 0.21 | 0.19 | 0 | 0 | 0.13 | 0.11 | 0.11 | 0.11 | 0.03 | 0.03 | 0.04 | 0.03 | 0.03 | 0.02 | 0 | 0 | True |  | Non Federally-Regulated | 06/19/2018 |  | 02/12/2020
Eaton (formerly Cooper Industries) | Halo | RL4069S1EWH* | Light Emitting Diode | Inseparable Luminaire | Quick Connect | Forward Phase Cut Controls | 80.4 | 2700 | 0.0013 | 92 | 59 | 500 | 0.99 | Elevated | 50000 |  |  | 50000 | 0 | 0 | 20 | 0.1 | 0.1 | 0.08 | 0.08 | 0 | 0 | 0.12 | 0.1 | 0.1 | 0.08 | 0.02 | 0.02 | 0.12 | 0.1 | 0.1 | 0.08 | 0.03 | 0.03 | True |  | Non Federally-Regulated | 06/19/2018 |  | 02/12/2020
Eaton (formerly Cooper Industries) | Halo | RL4099S1EWH* | Light Emitting Diode | Inseparable Luminaire | Quick Connect | Forward Phase Cut Controls | 83.2 | 2700 | 0.0004 | 92 | 60 | 500 | 0.99 | Elevated | 50000 |  |  | 50000 | 0 | 0 | 20 | 0.1 | 0.1 | 0.08 | 0.08 | 0 | 0 | 0.12 | 0.1 | 0.1 | 0.08 | 0.02 | 0.02 | 0.12 | 0.1 | 0.1 | 0.08 | 0.03 | 0.03 | True |  | Non Federally-Regulated | 06/19/2018 |  | 02/12/2020
Eaton (formerly Cooper Industries) | Halo | RL56069S1EWH* | Light Emitting Diode | Inseparable Luminaire | Quick Connect | Forward Phase Cut Controls | 96.2 | 2700 | 0.0001 | 92 | 57 | 500 | 0.99 | Elevated | 50000 |  |  | 50000 | 0 | 0 | 20 | 0.09 | 0.08 | 0.07 | 0.07 | 0 | 0 | 0.13 | 0.12 | 0.11 | 0.09 | 0.02 | 0.02 | 0.13 | 0.13 | 0.11 | 0.09 | 0.02 | 0.02 | True |  | Non Federally-Regulated | 06/19/2018 |  | 02/12/2020
Eaton (formerly Cooper Industries) | Halo | RL56099S1EWH* | Light Emitting Diode | Inseparable Luminaire | Quick Connect | Forward Phase Cut Controls | 83.6 | 2700 | 0.0007 | 91 | 55 | 500 | 0.99 | Elevated | 50000 |  |  | 50000 | 0 | 0 | 20 | 0.09 | 0.08 | 0.07 | 0.07 | 0 | 0 | 0.13 | 0.12 | 0.11 | 0.09 | 0.02 | 0.02 | 0.13 | 0.13 | 0.11 | 0.09 | 0.02 | 0.02 | True |  | Non Federally-Regulated | 06/19/2018 |  | 02/12/2020
Eaton (formerly Cooper Industries) | Halo | RL56129S1EWH* | Light Emitting Diode | Inseparable Luminaire | Quick Connect | Forward Phase Cut Controls | 90.2 | 2700 | 0.0005 | 92 | 58 | 500 | 0.99 | Elevated | 50000 |  |  | 50000 | 0 | 0 | 20 | 0.09 | 0.08 | 0.07 | 0.07 | 0 | 0 | 0.13 | 0.12 | 0.11 | 0.09 | 0.02 | 0.02 | 0.13 | 0.13 | 0.11 | 0.09 | 0.02 | 0.02 | True |  | Non Federally-Regulated | 06/19/2018 |  | 02/12/2020
Eaton (formerly Cooper Industries) | Halo | HLB4069FS1EMW* | Light Emitting Diode | Inseparable Luminaire | Quick Connect | Forward Phase Cut Controls | 61.2 | 2664 | -0.0004 | 93 | 62 | 500 | 1 | Elevated | 50000 |  |  | 50000 | 0 | 0 | 20 | 0.05 | 0.04 | 0.03 | 0.02 | 0 | 0 | 0.05 | 0.04 | 0.03 | 0.02 | 0 | 0 | 0.03 | 0.03 | 0.01 | 0.01 | 0 | 0 | True |  | Non Federally-Regulated | 06/26/2018 |  | 02/12/2020
Eaton (formerly Cooper Industries) | Halo | HLB6099FS1EMW* | Light Emitting Diode | Inseparable Luminaire | Quick Connect | Forward Phase Cut Controls | 68.2 | 2687 | -0.0006 | 93 | 61 | 500 | 1 | Elevated | 50000 |  |  | 50000 | 0 | 0 | 20 | 0.09 | 0.07 | 0.05 | 0.04 | 0 | 0 | 0.06 | 0.05 | 0.04 | 0.03 | 0 | 0 | 0.03 | 0.03 | 0.02 | 0.01 | 0 | 0 | True |  | Non Federally-Regulated | 06/26/2018 |  | 02/12/2020
Eaton (formerly Cooper Industries) | Halo | LA4069271E**** | Light Emitting Diode | Inseparable Luminaire | Quick Connect | Forward Phase Cut Controls | 75 | 2705 | 0.0003 | 91 | 55 | 500 | 1 | Elevated | 50000 |  |  | 50000 | 0 | 0 | 20 | 0.02 | 0.02 | 0.02 | 0.01 | 0 | 0 | 0.01 | 0.01 | 0.01 | 0.01 | 0 | 0 | 0.01 | 0.01 | 0.01 | 0.01 | 0.02 | 0.02 | True |  | Non Federally-Regulated | 07/27/2018 |  | 02/12/2020
Eaton (formerly Cooper Industries) | Halo | LA4069301E**** | Light Emitting Diode | Inseparable Luminaire | Quick Connect | Forward Phase Cut Controls | 75 | 3000 | 0.0003 | 91 | 55 | 500 | 1 | Elevated | 50000 |  |  | 50000 | 0 | 0 | 20 | 0.02 | 0.02 | 0.02 | 0.01 | 0 | 0 | 0.01 | 0.01 | 0.01 | 0.01 | 0 | 0 | 0.01 | 0.01 | 0.01 | 0.01 | 0.02 | 0.02 | True |  | Non Federally-Regulated | 07/27/2018 |  | 02/12/2020
Eaton (formerly Cooper Industries) | Halo | LA4069351E**** | Light Emitting Diode | Inseparable Luminaire | Quick Connect | Forward Phase Cut Controls | 75 | 3500 | 0.0003 | 91 | 55 | 500 | 1 | Elevated | 50000 |  |  | 50000 | 0 | 0 | 20 | 0.02 | 0.02 | 0.02 | 0.01 | 0 | 0 | 0.01 | 0.01 | 0.01 | 0.01 | 0 | 0 | 0.01 | 0.01 | 0.01 | 0.01 | 0.02 | 0.02 | True |  | Non Federally-Regulated | 07/27/2018 |  | 02/12/2020
Eaton (formerly Cooper Industries) | Halo | LA4069401E**** | Light Emitting Diode | Inseparable Luminaire | Quick Connect | Forward Phase Cut Controls | 75 | 4000 | 0.0003 | 91 | 55 | 500 | 1 | Elevated | 50000 |  |  | 50000 | 0 | 0 | 20 | 0.02 | 0.02 | 0.02 | 0.01 | 0 | 0 | 0.01 | 0.01 | 0.01 | 0.01 | 0 | 0 | 0.01 | 0.01 | 0.01 | 0.01 | 0.02 | 0.02 | True |  | Non Federally-Regulated | 07/27/2018 |  | 02/12/2020
Eaton (formerly Cooper Industries) | Halo | LA56069271E**** | Light Emitting Diode | Inseparable Luminaire | Quick Connect | Forward Phase Cut Controls | 75.4 | 2715 | 0.0004 | 91 | 56 | 500 | 1 | Elevated | 50000 |  |  | 50000 | 0 | 0 | 20 | 0.03 | 0.02 | 0.02 | 0.01 | 0 | 0 | 0.03 | 0.02 | 0.02 | 0.01 | 0 | 0 | 0.01 | 0.01 | 0.01 | 0.01 | 0.02 | 0.02 | True |  | Non Federally-Regulated | 07/27/2018 |  | 02/12/2020
Eaton (formerly Cooper Industries) | Halo | LA56069301E**** | Light Emitting Diode | Inseparable Luminaire | Quick Connect | Forward Phase Cut Controls | 75.4 | 3000 | 0.0004 | 91 | 56 | 500 | 1 | Elevated | 50000 |  |  | 50000 | 0 | 0 | 20 | 0.03 | 0.02 | 0.02 | 0.01 | 0 | 0 | 0.03 | 0.02 | 0.02 | 0.01 | 0 | 0 | 0.01 | 0.01 | 0.01 | 0.01 | 0.02 | 0.02 | True |  | Non Federally-Regulated | 07/27/2018 |  | 02/12/2020
Eaton (formerly Cooper Industries) | Halo | LA56069351E**** | Light Emitting Diode | Inseparable Luminaire | Quick Connect | Forward Phase Cut Controls | 75.4 | 3500 | 0.0004 | 91 | 56 | 500 | 1 | Elevated | 50000 |  |  | 50000 | 0 | 0 | 20 | 0.03 | 0.02 | 0.02 | 0.01 | 0 | 0 | 0.03 | 0.02 | 0.02 | 0.01 | 0 | 0 | 0.01 | 0.01 | 0.01 | 0.01 | 0.02 | 0.02 | True |  | Non Federally-Regulated | 07/27/2018 |  | 02/12/2020
Eaton (formerly Cooper Industries) | Halo | LA56069401E**** | Light Emitting Diode | Inseparable Luminaire | Quick Connect | Forward Phase Cut Controls | 75.4 | 4000 | 0.0004 | 91 | 56 | 500 | 1 | Elevated | 50000 |  |  | 50000 | 0 | 0 | 20 | 0.03 | 0.02 | 0.02 | 0.01 | 0 | 0 | 0.03 | 0.02 | 0.02 | 0.01 | 0 | 0 | 0.01 | 0.01 | 0.01 | 0.01 | 0.02 | 0.02 | True |  | Non Federally-Regulated | 07/27/2018 |  | 02/12/2020
Eaton (formerly Cooper Industries) | Halo | BLD612927WH** | Light Emitting Diode | Inseparable Luminaire | Quick Connect | Forward Phase Cut Controls | 82 | 2715 | 0.0003 | 93 | 63 | 500 | 1 | Elevated | 50000 |  |  | 50000 | 0 | 0 | 20 | 0.3 | 0.29 | 0.27 | 0.23 | 0 | 0 | 0.17 | 0.13 | 0.13 | 0.11 | 0.01 | 0.01 | 0.08 | 0.05 | 0.05 | 0.04 | 0 | 0 | True |  | Non Federally-Regulated | 07/27/2018 |  | 02/12/2020
Eaton (formerly Cooper Industries) | Halo | BLD612930WH** | Light Emitting Diode | Inseparable Luminaire | Quick Connect | Forward Phase Cut Controls | 82 | 2715 | 0.0003 | 93 | 63 | 500 | 1 | Elevated | 50000 |  |  | 50000 | 0 | 0 | 20 | 0.3 | 0.29 | 0.27 | 0.23 | 0 | 0 | 0.17 | 0.13 | 0.13 | 0.11 | 0.01 | 0.01 | 0.08 | 0.05 | 0.05 | 0.04 | 0 | 0 | True |  | Non Federally-Regulated | 07/27/2018 |  | 02/12/2020
Eaton (formerly Cooper Industries) | Halo | BLD612935WH** | Light Emitting Diode | Inseparable Luminaire | Quick Connect | Forward Phase Cut Controls | 82 | 2715 | 0.0003 | 93 | 63 | 500 | 1 | Elevated | 50000 |  |  | 50000 | 0 | 0 | 20 | 0.3 | 0.29 | 0.27 | 0.23 | 0 | 0 | 0.17 | 0.13 | 0.13 | 0.11 | 0.01 | 0.01 | 0.08 | 0.05 | 0.05 | 0.04 | 0 | 0 | True |  | Non Federally-Regulated | 07/27/2018 |  | 02/12/2020
Eaton (formerly Cooper Industries) | Halo | BLD612940WH** | Light Emitting Diode | Inseparable Luminaire | Quick Connect | Forward Phase Cut Controls | 82 | 2715 | 0.0003 | 93 | 63 | 500 | 1 | Elevated | 50000 |  |  | 50000 | 0 | 0 | 20 | 0.3 | 0.29 | 0.27 | 0.23 | 0 | 0 | 0.17 | 0.13 | 0.13 | 0.11 | 0.01 | 0.01 | 0.08 | 0.05 | 0.05 | 0.04 | 0 | 0 | True |  | Non Federally-Regulated | 07/27/2018 |  | 02/12/2020
Eaton (formerly Cooper Industries) | Halo | RSQ4089271E**** | Light Emitting Diode | Inseparable Luminaire | Quick Connect | Forward Phase Cut Controls | 88.1 | 2703 | 0.0005 | 93 | 61 | 500 | 1 | Elevated | 50000 |  |  | 50000 | 0 | 0 | 20 | 0.17 | 0.16 | 0.15 | 0.14 | 0 | 0 | 0.23 | 0.23 | 0.22 | 0.18 | 0 | 0 | 0.17 | 0.16 | 0.16 | 0.13 | 0 | 0 | True |  | Non Federally-Regulated | 07/27/2018 |  | 02/12/2020
Eaton (formerly Cooper Industries) | Halo | RSQ4089301E**** | Light Emitting Diode | Inseparable Luminaire | Quick Connect | Forward Phase Cut Controls | 88.1 | 3000 | 0.0005 | 93 | 61 | 500 | 1 | Elevated | 50000 |  |  | 50000 | 0 | 0 | 20 | 0.17 | 0.16 | 0.15 | 0.14 | 0 | 0 | 0.23 | 0.23 | 0.22 | 0.18 | 0 | 0 | 0.17 | 0.16 | 0.16 | 0.13 | 0 | 0 | True |  | Non Federally-Regulated | 07/27/2018 |  | 02/12/2020
Eaton (formerly Cooper Industries) | Halo | RSQ4089351E**** | Light Emitting Diode | Inseparable Luminaire | Quick Connect | Forward Phase Cut Controls | 88.1 | 3500 | 0.0005 | 93 | 61 | 500 | 1 | Elevated | 50000 |  |  | 50000 | 0 | 0 | 20 | 0.17 | 0.16 | 0.15 | 0.14 | 0 | 0 | 0.23 | 0.23 | 0.22 | 0.18 | 0 | 0 | 0.17 | 0.16 | 0.16 | 0.13 | 0 | 0 | True |  | Non Federally-Regulated | 07/27/2018 |  | 02/12/2020
Eaton (formerly Cooper Industries) | Halo | RSQ4089401E**** | Light Emitting Diode | Inseparable Luminaire | Quick Connect | Forward Phase Cut Controls | 88.1 | 4000 | 0.0005 | 93 | 61 | 500 | 1 | Elevated | 50000 |  |  | 50000 | 0 | 0 | 20 | 0.17 | 0.16 | 0.15 | 0.14 | 0 | 0 | 0.23 | 0.23 | 0.22 | 0.18 | 0 | 0 | 0.17 | 0.16 | 0.16 | 0.13 | 0 | 0 | True |  | Non Federally-Regulated | 07/27/2018 |  | 02/12/2020
Eaton (formerly Cooper Industries) | Halo | RSQ5089271E**** | Light Emitting Diode | Inseparable Luminaire | Quick Connect | Forward Phase Cut Controls | 86.1 | 2694 | 0.0011 | 93 | 63 | 500 | 1 | Elevated | 50000 |  |  | 50000 | 0 | 0 | 20 | 0.17 | 0.16 | 0.15 | 0.15 | 0 | 0 | 0.23 | 0.22 | 0.22 | 0.19 | 0 | 0 | 0.16 | 0.16 | 0.15 | 0.14 | 0 | 0 | True |  | Non Federally-Regulated | 07/27/2018 |  | 02/12/2020
Eaton (formerly Cooper Industries) | Halo | RSQ5089301E**** | Light Emitting Diode | Inseparable Luminaire | Quick Connect | Forward Phase Cut Controls | 86.1 | 3000 | 0.0011 | 93 | 63 | 500 | 1 | Elevated | 50000 |  |  | 50000 | 0 | 0 | 20 | 0.17 | 0.16 | 0.15 | 0.15 | 0 | 0 | 0.23 | 0.22 | 0.22 | 0.19 | 0 | 0 | 0.16 | 0.16 | 0.15 | 0.14 | 0 | 0 | True |  | Non Federally-Regulated | 07/27/2018 |  | 02/12/2020
Eaton (formerly Cooper Industries) | Halo | RSQ5089351E**** | Light Emitting Diode | Inseparable Luminaire | Quick Connect | Forward Phase Cut Controls | 86.1 | 3500 | 0.0011 | 93 | 63 | 500 | 1 | Elevated | 50000 |  |  | 50000 | 0 | 0 | 20 | 0.17 | 0.16 | 0.15 | 0.15 | 0 | 0 | 0.23 | 0.22 | 0.22 | 0.19 | 0 | 0 | 0.16 | 0.16 | 0.15 | 0.14 | 0 | 0 | True |  | Non Federally-Regulated | 07/27/2018 |  | 02/12/2020
Eaton (formerly Cooper Industries) | Halo | RSQ5089401E**** | Light Emitting Diode | Inseparable Luminaire | Quick Connect | Forward Phase Cut Controls | 86.1 | 4000 | 0.0011 | 93 | 63 | 500 | 1 | Elevated | 50000 |  |  | 50000 | 0 | 0 | 20 | 0.17 | 0.16 | 0.15 | 0.15 | 0 | 0 | 0.23 | 0.22 | 0.22 | 0.19 | 0 | 0 | 0.16 | 0.16 | 0.15 | 0.14 | 0 | 0 | True |  | Non Federally-Regulated | 07/27/2018 |  | 02/12/2020
Eaton (formerly Cooper Industries) | Halo | RSQ6089271E**** | Light Emitting Diode | Inseparable Luminaire | Quick Connect | Forward Phase Cut Controls | 88.6 | 2703 | 0.0007 | 93 | 63 | 500 | 1 | Elevated | 50000 |  |  | 50000 | 0 | 0 | 20 | 0.13 | 0.12 | 0.12 | 0.11 | 0 | 0 | 0.2 | 0.2 | 0.2 | 0.17 | 0 | 0 | 0.16 | 0.16 | 0.16 | 0.13 | 0 | 0 | True |  | Non Federally-Regulated | 07/27/2018 |  | 02/12/2020
Eaton (formerly Cooper Industries) | Halo | RSQ6089301E**** | Light Emitting Diode | Inseparable Luminaire | Quick Connect | Forward Phase Cut Controls | 88.6 | 3000 | 0.0007 | 93 | 63 | 500 | 1 | Elevated | 50000 |  |  | 50000 | 0 | 0 | 20 | 0.13 | 0.12 | 0.12 | 0.11 | 0 | 0 | 0.2 | 0.2 | 0.2 | 0.17 | 0 | 0 | 0.16 | 0.16 | 0.16 | 0.13 | 0 | 0 | True |  | Non Federally-Regulated | 07/27/2018 |  | 02/12/2020
Eaton (formerly Cooper Industries) | Halo | RSQ6089351E**** | Light Emitting Diode | Inseparable Luminaire | Quick Connect | Forward Phase Cut Controls | 88.6 | 3500 | 0.0007 | 93 | 63 | 500 | 1 | Elevated | 50000 |  |  | 50000 | 0 | 0 | 20 | 0.13 | 0.12 | 0.12 | 0.11 | 0 | 0 | 0.2 | 0.2 | 0.2 | 0.17 | 0 | 0 | 0.16 | 0.16 | 0.16 | 0.13 | 0 | 0 | True |  | Non Federally-Regulated | 07/27/2018 |  | 02/12/2020
Eaton (formerly Cooper Industries) | Halo | RSQ6089401E**** | Light Emitting Diode | Inseparable Luminaire | Quick Connect | Forward Phase Cut Controls | 88.6 | 4000 | 0.0007 | 93 | 63 | 500 | 1 | Elevated | 50000 |  |  | 50000 | 0 | 0 | 20 | 0.13 | 0.12 | 0.12 | 0.11 | 0 | 0 | 0.2 | 0.2 | 0.2 | 0.17 | 0 | 0 | 0.16 | 0.16 | 0.16 | 0.13 | 0 | 0 | True |  | Non Federally-Regulated | 07/27/2018 |  | 02/12/2020
Eaton (formerly Cooper Industries) | Halo | RSQ4089FS1E**** | Light Emitting Diode | Inseparable Luminaire | Quick Connect | Forward Phase Cut Controls | 85.7 | 2690 | 0.0006 | 93 | 62 | 500 | 1 | Elevated | 50000 |  |  | 50000 | 0 | 0 | 20 | 0.17 | 0.16 | 0.15 | 0.14 | 0 | 0 | 0.23 | 0.23 | 0.22 | 0.18 | 0 | 0 | 0.17 | 0.16 | 0.16 | 0.13 | 0 | 0 | True |  | Non Federally-Regulated | 07/27/2018 |  | 02/12/2020
Eaton (formerly Cooper Industries) | Halo | RSQ5089FS1E**** | Light Emitting Diode | Inseparable Luminaire | Quick Connect | Forward Phase Cut Controls | 85 | 2722 | 0.0002 | 93 | 62 | 500 | 1 | Elevated | 50000 |  |  | 50000 | 0 | 0 | 20 | 0.17 | 0.16 | 0.15 | 0.15 | 0 | 0 | 0.23 | 0.22 | 0.22 | 0.19 | 0 | 0 | 0.16 | 0.16 | 0.15 | 0.14 | 0 | 0 | True |  | Non Federally-Regulated | 07/27/2018 |  | 02/12/2020
Eaton (formerly Cooper Industries) | Halo | RSQ6089FS1E**** | Light Emitting Diode | Inseparable Luminaire | Quick Connect | Forward Phase Cut Controls | 86.8 | 2716 | 0.0006 | 93 | 63 | 500 | 1 | Elevated | 50000 |  |  | 50000 | 0 | 0 | 20 | 0.13 | 0.12 | 0.12 | 0.11 | 0 | 0 | 0.2 | 0.2 | 0.2 | 0.17 | 0 | 0 | 0.16 | 0.16 | 0.16 | 0.13 | 0 | 0 | True |  | Non Federally-Regulated | 07/27/2018 |  | 02/12/2020
Eaton (formerly Cooper Industries) | Halo | HLB4069FS1EMWR** | Light Emitting Diode | Inseparable Luminaire | Quick Connect | Forward Phase Cut Controls | 61.2 | 2664 | -0.0004 | 93 | 62 | 500 | 1 | Elevated | 50000 |  |  | 50000 | 0 | 0 | 20 | 0.06 | 0.04 | 0.03 | 0.02 | 0 | 0 | 0.05 | 0.04 | 0.03 | 0.02 | 0 | 0 | 0.03 | 0.03 | 0.02 | 0.01 | 0 | 0 | True |  | Non Federally-Regulated | 09/25/2018 |  | 02/12/2020
Eaton (formerly Cooper Industries) | Halo | HLB6099FS1EMWR** | Light Emitting Diode | Inseparable Luminaire | Quick Connect | Forward Phase Cut Controls | 68.2 | 2687 | -0.0006 | 93 | 61 | 500 | 1 | Elevated | 50000 |  |  | 50000 | 0 | 0 | 20 | 0.09 | 0.07 | 0.05 | 0.04 | 0 | 0 | 0.06 | 0.05 | 0.04 | 0.03 | 0 | 0 | 0.03 | 0.03 | 0.02 | 0.01 | 0 | 0 | True |  | Non Federally-Regulated | 09/25/2018 |  | 02/12/2020
Eaton (formerly Cooper Industries) | Halo | RL4069S1EWHDM** | Light Emitting Diode | Inseparable Luminaire | Quick Connect | Forward Phase Cut Controls | 77.6 | 2667 | -0.0007 | 92 | 59 | 500 | 1 | Elevated | 50000 |  |  | 50000 | 0 | 0 | 20 | 0.03 | 0.01 | 0.01 | 0.01 | 0 | 0 | 0.05 | 0.03 | 0.02 | 0.01 | 0 | 0 | 0.08 | 0.05 | 0.01 | 0.01 | 0 | 0 | True |  | Non Federally-Regulated | 09/25/2018 |  | 02/12/2020
Eaton (formerly Cooper Industries) | Halo | RL6069S1EWHDM** | Light Emitting Diode | Inseparable Luminaire | Quick Connect | Forward Phase Cut Controls | 85.8 | 2673 | -0.0001 | 92 | 58 | 500 | 1 | Elevated | 50000 |  |  | 50000 | 0 | 0 | 20 | 0.03 | 0.01 | 0.01 | 0.01 | 0 | 0 | 0.07 | 0.05 | 0.02 | 0 | 0 | 0 | 0.1 | 0.09 | 0.01 | 0.01 | 0 | 0 | True |  | Non Federally-Regulated | 09/25/2018 |  | 02/12/2020
Eaton (formerly Cooper Industries) | Halo | CLD7089SWH*** | Light Emitting Diode | Inseparable Luminaire | Quick Connect | Forward Phase Cut Controls | 76.7 | 3036 | -0.0001 | 91 | 92 | 500 | 1 | Elevated | 50000 |  |  | 50000 | 0 | 0 | 20 | 0.04 | 0.03 | 0.03 | 0.03 | 0 | 0 | 0.05 | 0.04 | 0.03 | 0.03 | 0 | 0 | 0.07 | 0.02 | 0.02 | 0.02 | 0 | 0 | True |  | Non Federally-Regulated | 10/04/2018 |  | 02/12/2020
Eaton (formerly Cooper Industries) | Halo | HC410D010 HM412 927 41***** | Light Emitting Diode | Inseparable Luminaire | Quick Connect | Forward Phase Cut Controls | 62.6 | 2654 | -0.002 | 95 | 92 | 500 | 1 | Elevated | 50000 |  |  | 50000 | 0 | 0 | 20 | 0.3 | 0.3 | 0.3 | 0.28 | 0 | 0 | 0.27 | 0.27 | 0.27 | 0.27 | 0 | 0 | 0.13 | 0.12 | 0.12 | 0.12 | 0 | 0 | True |  | Non Federally-Regulated | 11/20/2018 |  | 02/12/2020
Eaton (formerly Cooper Industries) | Halo | HC410D010 HM412 930 41***** | Light Emitting Diode | Inseparable Luminaire | Quick Connect | Forward Phase Cut Controls | 62.6 | 2654 | -0.002 | 95 | 92 | 500 | 1 | Elevated | 50000 |  |  | 50000 | 0 | 0 | 20 | 0.3 | 0.3 | 0.3 | 0.28 | 0 | 0 | 0.27 | 0.27 | 0.27 | 0.27 | 0 | 0 | 0.13 | 0.12 | 0.12 | 0.12 | 0 | 0 | True |  | Non Federally-Regulated | 11/20/2018 |  | 02/12/2020
Eaton (formerly Cooper Industries) | Halo | HC410D010 HM412 935 41***** | Light Emitting Diode | Inseparable Luminaire | Quick Connect | Forward Phase Cut Controls | 62.6 | 2654 | -0.002 | 95 | 92 | 500 | 1 | Elevated | 50000 |  |  | 50000 | 0 | 0 | 20 | 0.3 | 0.3 | 0.3 | 0.28 | 0 | 0 | 0.27 | 0.27 | 0.27 | 0.27 | 0 | 0 | 0.13 | 0.12 | 0.12 | 0.12 | 0 | 0 | True |  | Non Federally-Regulated | 11/20/2018 |  | 02/12/2020
Eaton (formerly Cooper Industries) | Halo | HC410D010 HM412 940 41***** | Light Emitting Diode | Inseparable Luminaire | Quick Connect | Forward Phase Cut Controls | 62.6 | 2654 | -0.002 | 95 | 92 | 500 | 1 | Elevated | 50000 |  |  | 50000 | 0 | 0 | 20 | 0.3 | 0.3 | 0.3 | 0.28 | 0 | 0 | 0.27 | 0.27 | 0.27 | 0.27 | 0 | 0 | 0.13 | 0.12 | 0.12 | 0.12 | 0 | 0 | True |  | Non Federally-Regulated | 11/20/2018 |  | 02/12/2020
Eaton (formerly Cooper Industries) | Halo | HC4R10D010 HM412 927 41***** | Light Emitting Diode | Inseparable Luminaire | Quick Connect | Forward Phase Cut Controls | 62.6 | 2654 | -0.002 | 95 | 92 | 500 | 1 | Elevated | 50000 |  |  | 50000 | 0 | 0 | 20 | 0.3 | 0.3 | 0.3 | 0.28 | 0 | 0 | 0.27 | 0.27 | 0.27 | 0.27 | 0 | 0 | 0.13 | 0.12 | 0.12 | 0.12 | 0 | 0 | True |  | Non Federally-Regulated | 11/20/2018 |  | 02/12/2020
Eaton (formerly Cooper Industries) | Halo | HC4R10D010 HM412 930 41***** | Light Emitting Diode | Inseparable Luminaire | Quick Connect | Forward Phase Cut Controls | 62.6 | 2654 | -0.002 | 95 | 92 | 500 | 1 | Elevated | 50000 |  |  | 50000 | 0 | 0 | 20 | 0.3 | 0.3 | 0.3 | 0.28 | 0 | 0 | 0.27 | 0.27 | 0.27 | 0.27 | 0 | 0 | 0.13 | 0.12 | 0.12 | 0.12 | 0 | 0 | True |  | Non Federally-Regulated | 11/20/2018 |  | 02/12/2020
Eaton (formerly Cooper Industries) | Halo | HC4R10D010 HM412 935 41***** | Light Emitting Diode | Inseparable Luminaire | Quick Connect | Forward Phase Cut Controls | 62.6 | 2654 | -0.002 | 95 | 92 | 500 | 1 | Elevated | 50000 |  |  | 50000 | 0 | 0 | 20 | 0.3 | 0.3 | 0.3 | 0.28 | 0 | 0 | 0.27 | 0.27 | 0.27 | 0.27 | 0 | 0 | 0.13 | 0.12 | 0.12 | 0.12 | 0 | 0 | True |  | Non Federally-Regulated | 11/20/2018 |  | 02/12/2020
Eaton (formerly Cooper Industries) | Halo | HC4R10D010 HM412 940 41***** | Light Emitting Diode | Inseparable Luminaire | Quick Connect | Forward Phase Cut Controls | 62.6 | 2654 | -0.002 | 95 | 92 | 500 | 1 | Elevated | 50000 |  |  | 50000 | 0 | 0 | 20 | 0.3 | 0.3 | 0.3 | 0.28 | 0 | 0 | 0.27 | 0.27 | 0.27 | 0.27 | 0 | 0 | 0.13 | 0.12 | 0.12 | 0.12 | 0 | 0 | True |  | Non Federally-Regulated | 11/20/2018 |  | 02/12/2020
Eaton (formerly Cooper Industries) | Halo | HC415D010 HM412 927 41***** | Light Emitting Diode | Inseparable Luminaire | Quick Connect | Forward Phase Cut Controls | 60.8 | 2647 | -0.0019 | 96 | 84 | 500 | 1 | Elevated | 50000 |  |  | 50000 | 0 | 0 | 20 | 0.23 | 0.23 | 0.23 | 0.23 | 0 | 0 | 0.19 | 0.18 | 0.18 | 0.17 | 0 | 0 | 0.12 | 0.12 | 0.11 | 0.1 | 0 | 0 | True |  | Non Federally-Regulated | 11/20/2018 |  | 02/12/2020
Eaton (formerly Cooper Industries) | Halo | HC415D010 HM412 930 41***** | Light Emitting Diode | Inseparable Luminaire | Quick Connect | Forward Phase Cut Controls | 60.8 | 2647 | -0.0019 | 96 | 84 | 500 | 1 | Elevated | 50000 |  |  | 50000 | 0 | 0 | 20 | 0.23 | 0.23 | 0.23 | 0.23 | 0 | 0 | 0.19 | 0.18 | 0.18 | 0.17 | 0 | 0 | 0.12 | 0.12 | 0.11 | 0.1 | 0 | 0 | True |  | Non Federally-Regulated | 11/20/2018 |  | 02/12/2020
Eaton (formerly Cooper Industries) | Halo | HC415D010 HM412 935 41***** | Light Emitting Diode | Inseparable Luminaire | Quick Connect | Forward Phase Cut Controls | 60.8 | 2647 | -0.0019 | 96 | 84 | 500 | 1 | Elevated | 50000 |  |  | 50000 | 0 | 0 | 20 | 0.23 | 0.23 | 0.23 | 0.23 | 0 | 0 | 0.19 | 0.18 | 0.18 | 0.17 | 0 | 0 | 0.12 | 0.12 | 0.11 | 0.1 | 0 | 0 | True |  | Non Federally-Regulated | 11/20/2018 |  | 02/12/2020
Eaton (formerly Cooper Industries) | Halo | HC415D010 HM412 940 41***** | Light Emitting Diode | Inseparable Luminaire | Quick Connect | Forward Phase Cut Controls | 60.8 | 2647 | -0.0019 | 96 | 84 | 500 | 1 | Elevated | 50000 |  |  | 50000 | 0 | 0 | 20 | 0.23 | 0.23 | 0.23 | 0.23 | 0 | 0 | 0.19 | 0.18 | 0.18 | 0.17 | 0 | 0 | 0.12 | 0.12 | 0.11 | 0.1 | 0 | 0 | True |  | Non Federally-Regulated | 11/20/2018 |  | 02/12/2020
Eaton (formerly Cooper Industries) | Halo | HC4R15D010 HM412 927 41***** | Light Emitting Diode | Inseparable Luminaire | Quick Connect | Forward Phase Cut Controls | 60.8 | 2647 | -0.0019 | 96 | 84 | 500 | 1 | Elevated | 50000 |  |  | 50000 | 0 | 0 | 20 | 0.23 | 0.23 | 0.23 | 0.23 | 0 | 0 | 0.19 | 0.18 | 0.18 | 0.17 | 0 | 0 | 0.12 | 0.12 | 0.11 | 0.1 | 0 | 0 | True |  | Non Federally-Regulated | 11/20/2018 |  | 02/12/2020
Eaton (formerly Cooper Industries) | Halo | HC4R15D010 HM412 930 41***** | Light Emitting Diode | Inseparable Luminaire | Quick Connect | Forward Phase Cut Controls | 60.8 | 2647 | -0.0019 | 96 | 84 | 500 | 1 | Elevated | 50000 |  |  | 50000 | 0 | 0 | 20 | 0.23 | 0.23 | 0.23 | 0.23 | 0 | 0 | 0.19 | 0.18 | 0.18 | 0.17 | 0 | 0 | 0.12 | 0.12 | 0.11 | 0.1 | 0 | 0 | True |  | Non Federally-Regulated | 11/20/2018 |  | 02/12/2020
Eaton (formerly Cooper Industries) | Halo | HC4R15D010 HM412 935 41***** | Light Emitting Diode | Inseparable Luminaire | Quick Connect | Forward Phase Cut Controls | 60.8 | 2647 | -0.0019 | 96 | 84 | 500 | 1 | Elevated | 50000 |  |  | 50000 | 0 | 0 | 20 | 0.23 | 0.23 | 0.23 | 0.23 | 0 | 0 | 0.19 | 0.18 | 0.18 | 0.17 | 0 | 0 | 0.12 | 0.12 | 0.11 | 0.1 | 0 | 0 | True |  | Non Federally-Regulated | 11/20/2018 |  | 02/12/2020
Eaton (formerly Cooper Industries) | Halo | HC4R15D010 HM412 940 41***** | Light Emitting Diode | Inseparable Luminaire | Quick Connect | Forward Phase Cut Controls | 60.8 | 2647 | -0.0019 | 96 | 84 | 500 | 1 | Elevated | 50000 |  |  | 50000 | 0 | 0 | 20 | 0.23 | 0.23 | 0.23 | 0.23 | 0 | 0 | 0.19 | 0.18 | 0.18 | 0.17 | 0 | 0 | 0.12 | 0.12 | 0.11 | 0.1 | 0 | 0 | True |  | Non Federally-Regulated | 11/20/2018 |  | 02/12/2020
Eaton (formerly Cooper Industries) | Halo | HC420D010 HM412 927 41***** | Light Emitting Diode | Inseparable Luminaire | Quick Connect | Forward Phase Cut Controls | 71 | 1447 | -0.0011 | 96 | 80 | 500 | 1 | Elevated | 50000 |  |  | 50000 | 0 | 0 | 20 | 0.19 | 0.18 | 0.18 | 0.18 | 0 | 0 | 0.17 | 0.17 | 0.17 | 0.17 | 0 | 0 | 0.08 | 0.07 | 0.07 | 0.07 | 0 | 0 | True |  | Non Federally-Regulated | 11/20/2018 |  | 02/12/2020
Eaton (formerly Cooper Industries) | Halo | HC420D010 HM412 930 41***** | Light Emitting Diode | Inseparable Luminaire | Quick Connect | Forward Phase Cut Controls | 71 | 1447 | -0.0011 | 96 | 80 | 500 | 1 | Elevated | 50000 |  |  | 50000 | 0 | 0 | 20 | 0.19 | 0.18 | 0.18 | 0.18 | 0 | 0 | 0.17 | 0.17 | 0.17 | 0.17 | 0 | 0 | 0.08 | 0.07 | 0.07 | 0.07 | 0 | 0 | True |  | Non Federally-Regulated | 11/20/2018 |  | 02/12/2020
Eaton (formerly Cooper Industries) | Halo | HC420D010 HM412 935 41***** | Light Emitting Diode | Inseparable Luminaire | Quick Connect | Forward Phase Cut Controls | 71 | 1447 | -0.0011 | 96 | 80 | 500 | 1 | Elevated | 50000 |  |  | 50000 | 0 | 0 | 20 | 0.19 | 0.18 | 0.18 | 0.18 | 0 | 0 | 0.17 | 0.17 | 0.17 | 0.17 | 0 | 0 | 0.08 | 0.07 | 0.07 | 0.07 | 0 | 0 | True |  | Non Federally-Regulated | 11/20/2018 |  | 02/12/2020
Eaton (formerly Cooper Industries) | Halo | HC420D010 HM412 940 41***** | Light Emitting Diode | Inseparable Luminaire | Quick Connect | Forward Phase Cut Controls | 71 | 1447 | -0.0011 | 96 | 80 | 500 | 1 | Elevated | 50000 |  |  | 50000 | 0 | 0 | 20 | 0.19 | 0.18 | 0.18 | 0.18 | 0 | 0 | 0.17 | 0.17 | 0.17 | 0.17 | 0 | 0 | 0.08 | 0.07 | 0.07 | 0.07 | 0 | 0 | True |  | Non Federally-Regulated | 11/20/2018 |  | 02/12/2020
Eaton (formerly Cooper Industries) | Halo | HC4R20D010 HM412 927 41***** | Light Emitting Diode | Inseparable Luminaire | Quick Connect | Forward Phase Cut Controls | 71 | 1447 | -0.0011 | 96 | 80 | 500 | 1 | Elevated | 50000 |  |  | 50000 | 0 | 0 | 20 | 0.19 | 0.18 | 0.18 | 0.18 | 0 | 0 | 0.17 | 0.17 | 0.17 | 0.17 | 0 | 0 | 0.08 | 0.07 | 0.07 | 0.07 | 0 | 0 | True |  | Non Federally-Regulated | 11/20/2018 |  | 02/12/2020
Eaton (formerly Cooper Industries) | Halo | HC4R20D010 HM412 930 41***** | Light Emitting Diode | Inseparable Luminaire | Quick Connect | Forward Phase Cut Controls | 71 | 1447 | -0.0011 | 96 | 80 | 500 | 1 | Elevated | 50000 |  |  | 50000 | 0 | 0 | 20 | 0.19 | 0.18 | 0.18 | 0.18 | 0 | 0 | 0.17 | 0.17 | 0.17 | 0.17 | 0 | 0 | 0.08 | 0.07 | 0.07 | 0.07 | 0 | 0 | True |  | Non Federally-Regulated | 11/20/2018 |  | 02/12/2020
Eaton (formerly Cooper Industries) | Halo | HC4R20D010 HM412 935 41***** | Light Emitting Diode | Inseparable Luminaire | Quick Connect | Forward Phase Cut Controls | 71 | 1447 | -0.0011 | 96 | 80 | 500 | 1 | Elevated | 50000 |  |  | 50000 | 0 | 0 | 20 | 0.19 | 0.18 | 0.18 | 0.18 | 0 | 0 | 0.17 | 0.17 | 0.17 | 0.17 | 0 | 0 | 0.08 | 0.07 | 0.07 | 0.07 | 0 | 0 | True |  | Non Federally-Regulated | 11/20/2018 |  | 02/12/2020
Eaton (formerly Cooper Industries) | Halo | HC4R20D010 HM412 940 41***** | Light Emitting Diode | Inseparable Luminaire | Quick Connect | Forward Phase Cut Controls | 71 | 1447 | -0.0011 | 96 | 80 | 500 | 1 | Elevated | 50000 |  |  | 50000 | 0 | 0 | 20 | 0.19 | 0.18 | 0.18 | 0.18 | 0 | 0 | 0.17 | 0.17 | 0.17 | 0.17 | 0 | 0 | 0.08 | 0.07 | 0.07 | 0.07 | 0 | 0 | True |  | Non Federally-Regulated | 11/20/2018 |  | 02/12/2020
Eaton (formerly Cooper Industries) | Halo | HC430D010 HM434 927 41***** | Light Emitting Diode | Inseparable Luminaire | Quick Connect | Forward Phase Cut Controls | 62.6 | 2696 | -0.0003 | 95 | 76 | 500 | 1 | Elevated | 50000 |  |  | 50000 | 0 | 0 | 20 | 0.29 | 0.28 | 0.28 | 0.28 | 0 | 0 | 0.24 | 0.24 | 0.24 | 0.24 | 0 | 0 | 0.1 | 0.11 | 0.1 | 0.1 | 0 | 0 | True |  | Non Federally-Regulated | 11/20/2018 |  | 02/12/2020
Eaton (formerly Cooper Industries) | Halo | HC430D010 HM434 930 41***** | Light Emitting Diode | Inseparable Luminaire | Quick Connect | Forward Phase Cut Controls | 62.6 | 2696 | -0.0003 | 95 | 76 | 500 | 1 | Elevated | 50000 |  |  | 50000 | 0 | 0 | 20 | 0.29 | 0.28 | 0.28 | 0.28 | 0 | 0 | 0.24 | 0.24 | 0.24 | 0.24 | 0 | 0 | 0.1 | 0.11 | 0.1 | 0.1 | 0 | 0 | True |  | Non Federally-Regulated | 11/20/2018 |  | 02/12/2020
Eaton (formerly Cooper Industries) | Halo | HC430D010 HM434 935 41***** | Light Emitting Diode | Inseparable Luminaire | Quick Connect | Forward Phase Cut Controls | 62.6 | 2696 | -0.0003 | 95 | 76 | 500 | 1 | Elevated | 50000 |  |  | 50000 | 0 | 0 | 20 | 0.29 | 0.28 | 0.28 | 0.28 | 0 | 0 | 0.24 | 0.24 | 0.24 | 0.24 | 0 | 0 | 0.1 | 0.11 | 0.1 | 0.1 | 0 | 0 | True |  | Non Federally-Regulated | 11/20/2018 |  | 02/12/2020
Eaton (formerly Cooper Industries) | Halo | HC430D010 HM434 940 41***** | Light Emitting Diode | Inseparable Luminaire | Quick Connect | Forward Phase Cut Controls | 62.6 | 2696 | -0.0003 | 95 | 76 | 500 | 1 | Elevated | 50000 |  |  | 50000 | 0 | 0 | 20 | 0.29 | 0.28 | 0.28 | 0.28 | 0 | 0 | 0.24 | 0.24 | 0.24 | 0.24 | 0 | 0 | 0.1 | 0.11 | 0.1 | 0.1 | 0 | 0 | True |  | Non Federally-Regulated | 11/20/2018 |  | 02/12/2020
Eaton (formerly Cooper Industries) | Halo | HC4R30D010 HM434 927 41***** | Light Emitting Diode | Inseparable Luminaire | Quick Connect | Forward Phase Cut Controls | 62.6 | 2696 | -0.0003 | 95 | 76 | 500 | 1 | Elevated | 50000 |  |  | 50000 | 0 | 0 | 20 | 0.29 | 0.28 | 0.28 | 0.28 | 0 | 0 | 0.24 | 0.24 | 0.24 | 0.24 | 0 | 0 | 0.1 | 0.11 | 0.1 | 0.1 | 0 | 0 | True |  | Non Federally-Regulated | 11/20/2018 |  | 02/12/2020
Eaton (formerly Cooper Industries) | Halo | HC4R30D010 HM434 930 41***** | Light Emitting Diode | Inseparable Luminaire | Quick Connect | Forward Phase Cut Controls | 62.6 | 2696 | -0.0003 | 95 | 76 | 500 | 1 | Elevated | 50000 |  |  | 50000 | 0 | 0 | 20 | 0.29 | 0.28 | 0.28 | 0.28 | 0 | 0 | 0.24 | 0.24 | 0.24 | 0.24 | 0 | 0 | 0.1 | 0.11 | 0.1 | 0.1 | 0 | 0 | True |  | Non Federally-Regulated | 11/20/2018 |  | 02/12/2020
Eaton (formerly Cooper Industries) | Halo | HC4R30D010 HM434 935 41***** | Light Emitting Diode | Inseparable Luminaire | Quick Connect | Forward Phase Cut Controls | 62.6 | 2696 | -0.0003 | 95 | 76 | 500 | 1 | Elevated | 50000 |  |  | 50000 | 0 | 0 | 20 | 0.29 | 0.28 | 0.28 | 0.28 | 0 | 0 | 0.24 | 0.24 | 0.24 | 0.24 | 0 | 0 | 0.1 | 0.11 | 0.1 | 0.1 | 0 | 0 | True |  | Non Federally-Regulated | 11/20/2018 |  | 02/12/2020
Eaton (formerly Cooper Industries) | Halo | HC4R30D010 HM434 940 41***** | Light Emitting Diode | Inseparable Luminaire | Quick Connect | Forward Phase Cut Controls | 62.6 | 2696 | -0.0003 | 95 | 76 | 500 | 1 | Elevated | 50000 |  |  | 50000 | 0 | 0 | 20 | 0.29 | 0.28 | 0.28 | 0.28 | 0 | 0 | 0.24 | 0.24 | 0.24 | 0.24 | 0 | 0 | 0.1 | 0.11 | 0.1 | 0.1 | 0 | 0 | True |  | Non Federally-Regulated | 11/20/2018 |  | 02/12/2020
Eaton (formerly Cooper Industries) | Halo | HC440D010 HM434 927 41***** | Light Emitting Diode | Inseparable Luminaire | Quick Connect | Forward Phase Cut Controls | 67.9 | 2713 | -0.0001 | 94 | 71 | 500 | 1 | Elevated | 50000 |  |  | 50000 | 0 | 0 | 20 | 0.28 | 0.27 | 0.26 | 0.26 | 0 | 0 | 0.24 | 0.24 | 0.24 | 0.24 | 0 | 0 | 0.14 | 0.13 | 0.13 | 0.13 | 0 | 0 | True |  | Non Federally-Regulated | 11/20/2018 |  | 02/12/2020
Eaton (formerly Cooper Industries) | Halo | HC440D010 HM434 930 41***** | Light Emitting Diode | Inseparable Luminaire | Quick Connect | Forward Phase Cut Controls | 67.9 | 2713 | -0.0001 | 94 | 71 | 500 | 1 | Elevated | 50000 |  |  | 50000 | 0 | 0 | 20 | 0.28 | 0.27 | 0.26 | 0.26 | 0 | 0 | 0.24 | 0.24 | 0.24 | 0.24 | 0 | 0 | 0.14 | 0.13 | 0.13 | 0.13 | 0 | 0 | True |  | Non Federally-Regulated | 11/20/2018 |  | 02/12/2020
Eaton (formerly Cooper Industries) | Halo | HC440D010 HM434 935 41***** | Light Emitting Diode | Inseparable Luminaire | Quick Connect | Forward Phase Cut Controls | 67.9 | 2713 | -0.0001 | 94 | 71 | 500 | 1 | Elevated | 50000 |  |  | 50000 | 0 | 0 | 20 | 0.28 | 0.27 | 0.26 | 0.26 | 0 | 0 | 0.24 | 0.24 | 0.24 | 0.24 | 0 | 0 | 0.14 | 0.13 | 0.13 | 0.13 | 0 | 0 | True |  | Non Federally-Regulated | 11/20/2018 |  | 02/12/2020
Eaton (formerly Cooper Industries) | Halo | HC440D010 HM434 940 41***** | Light Emitting Diode | Inseparable Luminaire | Quick Connect | Forward Phase Cut Controls | 67.9 | 2713 | -0.0001 | 94 | 71 | 500 | 1 | Elevated | 50000 |  |  | 50000 | 0 | 0 | 20 | 0.28 | 0.27 | 0.26 | 0.26 | 0 | 0 | 0.24 | 0.24 | 0.24 | 0.24 | 0 | 0 | 0.14 | 0.13 | 0.13 | 0.13 | 0 | 0 | True |  | Non Federally-Regulated | 11/20/2018 |  | 02/12/2020
Eaton (formerly Cooper Industries) | Halo | HC4R40D010 HM434 927 41***** | Light Emitting Diode | Inseparable Luminaire | Quick Connect | Forward Phase Cut Controls | 67.9 | 2713 | -0.0001 | 94 | 71 | 500 | 1 | Elevated | 50000 |  |  | 50000 | 0 | 0 | 20 | 0.28 | 0.27 | 0.26 | 0.26 | 0 | 0 | 0.24 | 0.24 | 0.24 | 0.24 | 0 | 0 | 0.14 | 0.13 | 0.13 | 0.13 | 0 | 0 | True |  | Non Federally-Regulated | 11/20/2018 |  | 02/12/2020
Eaton (formerly Cooper Industries) | Halo | HC4R40D010 HM434 930 41***** | Light Emitting Diode | Inseparable Luminaire | Quick Connect | Forward Phase Cut Controls | 67.9 | 2713 | -0.0001 | 94 | 71 | 500 | 1 | Elevated | 50000 |  |  | 50000 | 0 | 0 | 20 | 0.28 | 0.27 | 0.26 | 0.26 | 0 | 0 | 0.24 | 0.24 | 0.24 | 0.24 | 0 | 0 | 0.14 | 0.13 | 0.13 | 0.13 | 0 | 0 | True |  | Non Federally-Regulated | 11/20/2018 |  | 02/12/2020
Eaton (formerly Cooper Industries) | Halo | HC4R40D010 HM434 935 41***** | Light Emitting Diode | Inseparable Luminaire | Quick Connect | Forward Phase Cut Controls | 67.9 | 2713 | -0.0001 | 94 | 71 | 500 | 1 | Elevated | 50000 |  |  | 50000 | 0 | 0 | 20 | 0.28 | 0.27 | 0.26 | 0.26 | 0 | 0 | 0.24 | 0.24 | 0.24 | 0.24 | 0 | 0 | 0.14 | 0.13 | 0.13 | 0.13 | 0 | 0 | True |  | Non Federally-Regulated | 11/20/2018 |  | 02/12/2020
Eaton (formerly Cooper Industries) | Halo | HC4R40D010 HM434 940 41***** | Light Emitting Diode | Inseparable Luminaire | Quick Connect | Forward Phase Cut Controls | 67.9 | 2713 | -0.0001 | 94 | 71 | 500 | 1 | Elevated | 50000 |  |  | 50000 | 0 | 0 | 20 | 0.28 | 0.27 | 0.26 | 0.26 | 0 | 0 | 0.24 | 0.24 | 0.24 | 0.24 | 0 | 0 | 0.14 | 0.13 | 0.13 | 0.13 | 0 | 0 | True |  | Non Federally-Regulated | 11/20/2018 |  | 02/12/2020
Eaton (formerly Cooper Industries) | Halo | LT560WH12927** | Light Emitting Diode | Inseparable Luminaire | Quick Connect | Forward Phase Cut Controls | 94.6 | 2753 | -0.0002 | 91 | 94 | 500 | 1 | Elevated | 50000 |  |  | 50000 | 0 | 0 | 20 | 0.13 | 0.13 | 0.13 | 0.13 | 0 | 0 | 0.18 | 0.18 | 0.18 | 0.16 | 0 | 0 | 0.12 | 0.12 | 0.12 | 0.1 | 0 | 0 | True |  | Non Federally-Regulated | 01/03/2019 |  | 02/12/2020
Eaton (formerly Cooper Industries) | Halo | LT560WH12930** | Light Emitting Diode | Inseparable Luminaire | Quick Connect | Forward Phase Cut Controls | 94.6 | 3000 | -0.0002 | 91 | 94 | 500 | 1 | Elevated | 50000 |  |  | 50000 | 0 | 0 | 20 | 0.13 | 0.13 | 0.13 | 0.13 | 0 | 0 | 0.18 | 0.18 | 0.18 | 0.16 | 0 | 0 | 0.12 | 0.12 | 0.12 | 0.1 | 0 | 0 | True |  | Non Federally-Regulated | 01/03/2019 |  | 02/12/2020
Eaton (formerly Cooper Industries) | Halo | LT560WH12935** | Light Emitting Diode | Inseparable Luminaire | Quick Connect | Forward Phase Cut Controls | 94.6 | 3500 | -0.0002 | 91 | 94 | 500 | 1 | Elevated | 50000 |  |  | 50000 | 0 | 0 | 20 | 0.13 | 0.13 | 0.13 | 0.13 | 0 | 0 | 0.18 | 0.18 | 0.18 | 0.16 | 0 | 0 | 0.12 | 0.12 | 0.12 | 0.1 | 0 | 0 | True |  | Non Federally-Regulated | 01/03/2019 |  | 02/12/2020
Eaton (formerly Cooper Industries) | Halo | LT560WH12940** | Light Emitting Diode | Inseparable Luminaire | Quick Connect | Forward Phase Cut Controls | 94.6 | 4000 | -0.0002 | 91 | 94 | 500 | 1 | Elevated | 50000 |  |  | 50000 | 0 | 0 | 20 | 0.13 | 0.13 | 0.13 | 0.13 | 0 | 0 | 0.18 | 0.18 | 0.18 | 0.16 | 0 | 0 | 0.12 | 0.12 | 0.12 | 0.1 | 0 | 0 | True |  | Non Federally-Regulated | 01/03/2019 |  | 02/12/2020
Eaton (formerly Cooper Industries) | Halo | L80825SP9027MB | Light Emitting Diode | Inseparable Luminaire | Quick Connect | Forward Phase Cut Controls | 54 | 2700 | 0.0005 | 91 | 54 | 500 | 1 | Elevated | 50000 |  |  | 50000 | 0 | 0 | 20 | 0.18 | 0.16 | 0.15 | 0.14 | 0 | 0 | 0.23 | 0.23 | 0.21 | 0.2 | 0 | 0 | 0.06 | 0.07 | 0.06 | 0.05 | 0 | 0 | True |  | Non Federally-Regulated | 01/09/2019 |  | 02/12/2020
Eaton (formerly Cooper Industries) | Halo | L80825SP9030MB | Light Emitting Diode | Inseparable Luminaire | Quick Connect | Forward Phase Cut Controls | 54 | 3000 | 0.0005 | 91 | 54 | 500 | 1 | Elevated | 50000 |  |  | 50000 | 0 | 0 | 20 | 0.18 | 0.16 | 0.15 | 0.14 | 0 | 0 | 0.23 | 0.23 | 0.21 | 0.2 | 0 | 0 | 0.06 | 0.07 | 0.06 | 0.05 | 0 | 0 | True |  | Non Federally-Regulated | 01/09/2019 |  | 02/12/2020
Eaton (formerly Cooper Industries) | Halo | L80825SP9035MB | Light Emitting Diode | Inseparable Luminaire | Quick Connect | Forward Phase Cut Controls | 54 | 3500 | 0.0005 | 91 | 54 | 500 | 1 | Elevated | 50000 |  |  | 50000 | 0 | 0 | 20 | 0.18 | 0.16 | 0.15 | 0.14 | 0 | 0 | 0.23 | 0.23 | 0.21 | 0.2 | 0 | 0 | 0.06 | 0.07 | 0.06 | 0.05 | 0 | 0 | True |  | Non Federally-Regulated | 01/09/2019 |  | 02/12/2020
Eaton (formerly Cooper Industries) | Halo | L80825SP9040MB | Light Emitting Diode | Inseparable Luminaire | Quick Connect | Forward Phase Cut Controls | 54 | 4000 | 0.0005 | 91 | 54 | 500 | 1 | Elevated | 50000 |  |  | 50000 | 0 | 0 | 20 | 0.18 | 0.16 | 0.15 | 0.14 | 0 | 0 | 0.23 | 0.23 | 0.21 | 0.2 | 0 | 0 | 0.06 | 0.07 | 0.06 | 0.05 | 0 | 0 | True |  | Non Federally-Regulated | 01/09/2019 |  | 02/12/2020
Eaton (formerly Cooper Industries) | Halo | L80825NF9027MB | Light Emitting Diode | Inseparable Luminaire | Quick Connect | Forward Phase Cut Controls | 54 | 2700 | 0.0005 | 91 | 54 | 500 | 1 | Elevated | 50000 |  |  | 50000 | 0 | 0 | 20 | 0.18 | 0.16 | 0.15 | 0.14 | 0 | 0 | 0.23 | 0.23 | 0.21 | 0.2 | 0 | 0 | 0.06 | 0.07 | 0.06 | 0.05 | 0 | 0 | True |  | Non Federally-Regulated | 01/09/2019 |  | 02/12/2020
Eaton (formerly Cooper Industries) | Halo | L80825NF9030MB | Light Emitting Diode | Inseparable Luminaire | Quick Connect | Forward Phase Cut Controls | 54 | 3000 | 0.0005 | 91 | 54 | 500 | 1 | Elevated | 50000 |  |  | 50000 | 0 | 0 | 20 | 0.18 | 0.16 | 0.15 | 0.14 | 0 | 0 | 0.23 | 0.23 | 0.21 | 0.2 | 0 | 0 | 0.06 | 0.07 | 0.06 | 0.05 | 0 | 0 | True |  | Non Federally-Regulated | 01/09/2019 |  | 02/12/2020
Eaton (formerly Cooper Industries) | Halo | L80825NF9035MB | Light Emitting Diode | Inseparable Luminaire | Quick Connect | Forward Phase Cut Controls | 54 | 3500 | 0.0005 | 91 | 54 | 500 | 1 | Elevated | 50000 |  |  | 50000 | 0 | 0 | 20 | 0.18 | 0.16 | 0.15 | 0.14 | 0 | 0 | 0.23 | 0.23 | 0.21 | 0.2 | 0 | 0 | 0.06 | 0.07 | 0.06 | 0.05 | 0 | 0 | True |  | Non Federally-Regulated | 01/09/2019 |  | 02/12/2020
Eaton (formerly Cooper Industries) | Halo | L80825NF9040MB | Light Emitting Diode | Inseparable Luminaire | Quick Connect | Forward Phase Cut Controls | 54 | 4000 | 0.0005 | 91 | 54 | 500 | 1 | Elevated | 50000 |  |  | 50000 | 0 | 0 | 20 | 0.18 | 0.16 | 0.15 | 0.14 | 0 | 0 | 0.23 | 0.23 | 0.21 | 0.2 | 0 | 0 | 0.06 | 0.07 | 0.06 | 0.05 | 0 | 0 | True |  | Non Federally-Regulated | 01/09/2019 |  | 02/12/2020
Eaton (formerly Cooper Industries) | Halo | L80825FL9027MB | Light Emitting Diode | Inseparable Luminaire | Quick Connect | Forward Phase Cut Controls | 54 | 2700 | 0.0005 | 91 | 54 | 500 | 1 | Elevated | 50000 |  |  | 50000 | 0 | 0 | 20 | 0.18 | 0.16 | 0.15 | 0.14 | 0 | 0 | 0.23 | 0.23 | 0.21 | 0.2 | 0 | 0 | 0.06 | 0.07 | 0.06 | 0.05 | 0 | 0 | True |  | Non Federally-Regulated | 01/09/2019 |  | 02/12/2020
Eaton (formerly Cooper Industries) | Halo | L80825FL9030MB | Light Emitting Diode | Inseparable Luminaire | Quick Connect | Forward Phase Cut Controls | 54 | 3000 | 0.0005 | 91 | 54 | 500 | 1 | Elevated | 50000 |  |  | 50000 | 0 | 0 | 20 | 0.18 | 0.16 | 0.15 | 0.14 | 0 | 0 | 0.23 | 0.23 | 0.21 | 0.2 | 0 | 0 | 0.06 | 0.07 | 0.06 | 0.05 | 0 | 0 | True |  | Non Federally-Regulated | 01/09/2019 |  | 02/12/2020
Eaton (formerly Cooper Industries) | Halo | L80825FL9035MB | Light Emitting Diode | Inseparable Luminaire | Quick Connect | Forward Phase Cut Controls | 54 | 3500 | 0.0005 | 91 | 54 | 500 | 1 | Elevated | 50000 |  |  | 50000 | 0 | 0 | 20 | 0.18 | 0.16 | 0.15 | 0.14 | 0 | 0 | 0.23 | 0.23 | 0.21 | 0.2 | 0 | 0 | 0.06 | 0.07 | 0.06 | 0.05 | 0 | 0 | True |  | Non Federally-Regulated | 01/09/2019 |  | 02/12/2020
Eaton (formerly Cooper Industries) | Halo | L80825FL9040MB | Light Emitting Diode | Inseparable Luminaire | Quick Connect | Forward Phase Cut Controls | 54 | 4000 | 0.0005 | 91 | 54 | 500 | 1 | Elevated | 50000 |  |  | 50000 | 0 | 0 | 20 | 0.18 | 0.16 | 0.15 | 0.14 | 0 | 0 | 0.23 | 0.23 | 0.21 | 0.2 | 0 | 0 | 0.06 | 0.07 | 0.06 | 0.05 | 0 | 0 | True |  | Non Federally-Regulated | 01/09/2019 |  | 02/12/2020
Eaton (formerly Cooper Industries) | Halo | L80825SP9027P | Light Emitting Diode | Inseparable Luminaire | Quick Connect | Forward Phase Cut Controls | 54 | 2700 | 0.0005 | 91 | 54 | 500 | 1 | Elevated | 50000 |  |  | 50000 | 0 | 0 | 20 | 0.18 | 0.16 | 0.15 | 0.14 | 0 | 0 | 0.23 | 0.23 | 0.21 | 0.2 | 0 | 0 | 0.06 | 0.07 | 0.06 | 0.05 | 0 | 0 | True |  | Non Federally-Regulated | 01/09/2019 |  | 02/12/2020
Eaton (formerly Cooper Industries) | Halo | L80825SP9030P | Light Emitting Diode | Inseparable Luminaire | Quick Connect | Forward Phase Cut Controls | 54 | 3000 | 0.0005 | 91 | 54 | 500 | 1 | Elevated | 50000 |  |  | 50000 | 0 | 0 | 20 | 0.18 | 0.16 | 0.15 | 0.14 | 0 | 0 | 0.23 | 0.23 | 0.21 | 0.2 | 0 | 0 | 0.06 | 0.07 | 0.06 | 0.05 | 0 | 0 | True |  | Non Federally-Regulated | 01/09/2019 |  | 02/12/2020
Eaton (formerly Cooper Industries) | Halo | L80825SP9035P | Light Emitting Diode | Inseparable Luminaire | Quick Connect | Forward Phase Cut Controls | 54 | 3500 | 0.0005 | 91 | 54 | 500 | 1 | Elevated | 50000 |  |  | 50000 | 0 | 0 | 20 | 0.18 | 0.16 | 0.15 | 0.14 | 0 | 0 | 0.23 | 0.23 | 0.21 | 0.2 | 0 | 0 | 0.06 | 0.07 | 0.06 | 0.05 | 0 | 0 | True |  | Non Federally-Regulated | 01/09/2019 |  | 02/12/2020
Eaton (formerly Cooper Industries) | Halo | L80825SP9040P | Light Emitting Diode | Inseparable Luminaire | Quick Connect | Forward Phase Cut Controls | 54 | 4000 | 0.0005 | 91 | 54 | 500 | 1 | Elevated | 50000 |  |  | 50000 | 0 | 0 | 20 | 0.18 | 0.16 | 0.15 | 0.14 | 0 | 0 | 0.23 | 0.23 | 0.21 | 0.2 | 0 | 0 | 0.06 | 0.07 | 0.06 | 0.05 | 0 | 0 | True |  | Non Federally-Regulated | 01/09/2019 |  | 02/12/2020
Eaton (formerly Cooper Industries) | Halo | L80825NF9027P | Light Emitting Diode | Inseparable Luminaire | Quick Connect | Forward Phase Cut Controls | 54 | 2700 | 0.0005 | 91 | 54 | 500 | 1 | Elevated | 50000 |  |  | 50000 | 0 | 0 | 20 | 0.18 | 0.16 | 0.15 | 0.14 | 0 | 0 | 0.23 | 0.23 | 0.21 | 0.2 | 0 | 0 | 0.06 | 0.07 | 0.06 | 0.05 | 0 | 0 | True |  | Non Federally-Regulated | 01/09/2019 |  | 02/12/2020
Eaton (formerly Cooper Industries) | Halo | L80825NF9030P | Light Emitting Diode | Inseparable Luminaire | Quick Connect | Forward Phase Cut Controls | 54 | 3000 | 0.0005 | 91 | 54 | 500 | 1 | Elevated | 50000 |  |  | 50000 | 0 | 0 | 20 | 0.18 | 0.16 | 0.15 | 0.14 | 0 | 0 | 0.23 | 0.23 | 0.21 | 0.2 | 0 | 0 | 0.06 | 0.07 | 0.06 | 0.05 | 0 | 0 | True |  | Non Federally-Regulated | 01/09/2019 |  | 02/12/2020
Eaton (formerly Cooper Industries) | Halo | L80825NF9035P | Light Emitting Diode | Inseparable Luminaire | Quick Connect | Forward Phase Cut Controls | 54 | 3500 | 0.0005 | 91 | 54 | 500 | 1 | Elevated | 50000 |  |  | 50000 | 0 | 0 | 20 | 0.18 | 0.16 | 0.15 | 0.14 | 0 | 0 | 0.23 | 0.23 | 0.21 | 0.2 | 0 | 0 | 0.06 | 0.07 | 0.06 | 0.05 | 0 | 0 | True |  | Non Federally-Regulated | 01/09/2019 |  | 02/12/2020
Eaton (formerly Cooper Industries) | Halo | L80825NF9040P | Light Emitting Diode | Inseparable Luminaire | Quick Connect | Forward Phase Cut Controls | 54 | 4000 | 0.0005 | 91 | 54 | 500 | 1 | Elevated | 50000 |  |  | 50000 | 0 | 0 | 20 | 0.18 | 0.16 | 0.15 | 0.14 | 0 | 0 | 0.23 | 0.23 | 0.21 | 0.2 | 0 | 0 | 0.06 | 0.07 | 0.06 | 0.05 | 0 | 0 | True |  | Non Federally-Regulated | 01/09/2019 |  | 02/12/2020
Eaton (formerly Cooper Industries) | Halo | L80825FL9027P | Light Emitting Diode | Inseparable Luminaire | Quick Connect | Forward Phase Cut Controls | 54 | 2700 | 0.0005 | 91 | 54 | 500 | 1 | Elevated | 50000 |  |  | 50000 | 0 | 0 | 20 | 0.18 | 0.16 | 0.15 | 0.14 | 0 | 0 | 0.23 | 0.23 | 0.21 | 0.2 | 0 | 0 | 0.06 | 0.07 | 0.06 | 0.05 | 0 | 0 | True |  | Non Federally-Regulated | 01/09/2019 |  | 02/12/2020
Eaton (formerly Cooper Industries) | Halo | L80825FL9030P | Light Emitting Diode | Inseparable Luminaire | Quick Connect | Forward Phase Cut Controls | 54 | 3000 | 0.0005 | 91 | 54 | 500 | 1 | Elevated | 50000 |  |  | 50000 | 0 | 0 | 20 | 0.18 | 0.16 | 0.15 | 0.14 | 0 | 0 | 0.23 | 0.23 | 0.21 | 0.2 | 0 | 0 | 0.06 | 0.07 | 0.06 | 0.05 | 0 | 0 | True |  | Non Federally-Regulated | 01/09/2019 |  | 02/12/2020
Eaton (formerly Cooper Industries) | Halo | L80825FL9035P | Light Emitting Diode | Inseparable Luminaire | Quick Connect | Forward Phase Cut Controls | 54 | 3500 | 0.0005 | 91 | 54 | 500 | 1 | Elevated | 50000 |  |  | 50000 | 0 | 0 | 20 | 0.18 | 0.16 | 0.15 | 0.14 | 0 | 0 | 0.23 | 0.23 | 0.21 | 0.2 | 0 | 0 | 0.06 | 0.07 | 0.06 | 0.05 | 0 | 0 | True |  | Non Federally-Regulated | 01/09/2019 |  | 02/12/2020
Eaton (formerly Cooper Industries) | Halo | L80825FL9040P | Light Emitting Diode | Inseparable Luminaire | Quick Connect | Forward Phase Cut Controls | 54 | 4000 | 0.0005 | 91 | 54 | 500 | 1 | Elevated | 50000 |  |  | 50000 | 0 | 0 | 20 | 0.18 | 0.16 | 0.15 | 0.14 | 0 | 0 | 0.23 | 0.23 | 0.21 | 0.2 | 0 | 0 | 0.06 | 0.07 | 0.06 | 0.05 | 0 | 0 | True |  | Non Federally-Regulated | 01/09/2019 |  | 02/12/2020
Eaton (formerly Cooper Industries) | Halo | L80825SP9027AH | Light Emitting Diode | Inseparable Luminaire | Quick Connect | Forward Phase Cut Controls | 54 | 2700 | 0.0005 | 91 | 54 | 500 | 1 | Elevated | 50000 |  |  | 50000 | 0 | 0 | 20 | 0.18 | 0.16 | 0.15 | 0.14 | 0 | 0 | 0.23 | 0.23 | 0.21 | 0.2 | 0 | 0 | 0.06 | 0.07 | 0.06 | 0.05 | 0 | 0 | True |  | Non Federally-Regulated | 01/09/2019 |  | 02/12/2020
Eaton (formerly Cooper Industries) | Halo | L80825SP9030AH | Light Emitting Diode | Inseparable Luminaire | Quick Connect | Forward Phase Cut Controls | 54 | 3000 | 0.0005 | 91 | 54 | 500 | 1 | Elevated | 50000 |  |  | 50000 | 0 | 0 | 20 | 0.18 | 0.16 | 0.15 | 0.14 | 0 | 0 | 0.23 | 0.23 | 0.21 | 0.2 | 0 | 0 | 0.06 | 0.07 | 0.06 | 0.05 | 0 | 0 | True |  | Non Federally-Regulated | 01/09/2019 |  | 02/12/2020
Eaton (formerly Cooper Industries) | Halo | L80825SP9035AH | Light Emitting Diode | Inseparable Luminaire | Quick Connect | Forward Phase Cut Controls | 54 | 3500 | 0.0005 | 91 | 54 | 500 | 1 | Elevated | 50000 |  |  | 50000 | 0 | 0 | 20 | 0.18 | 0.16 | 0.15 | 0.14 | 0 | 0 | 0.23 | 0.23 | 0.21 | 0.2 | 0 | 0 | 0.06 | 0.07 | 0.06 | 0.05 | 0 | 0 | True |  | Non Federally-Regulated | 01/09/2019 |  | 02/12/2020
Eaton (formerly Cooper Industries) | Halo | L80825SP9040AH | Light Emitting Diode | Inseparable Luminaire | Quick Connect | Forward Phase Cut Controls | 54 | 4000 | 0.0005 | 91 | 54 | 500 | 1 | Elevated | 50000 |  |  | 50000 | 0 | 0 | 20 | 0.18 | 0.16 | 0.15 | 0.14 | 0 | 0 | 0.23 | 0.23 | 0.21 | 0.2 | 0 | 0 | 0.06 | 0.07 | 0.06 | 0.05 | 0 | 0 | True |  | Non Federally-Regulated | 01/09/2019 |  | 02/12/2020
Eaton (formerly Cooper Industries) | Halo | L80825NF9027AH | Light Emitting Diode | Inseparable Luminaire | Quick Connect | Forward Phase Cut Controls | 54 | 2700 | 0.0005 | 91 | 54 | 500 | 1 | Elevated | 50000 |  |  | 50000 | 0 | 0 | 20 | 0.18 | 0.16 | 0.15 | 0.14 | 0 | 0 | 0.23 | 0.23 | 0.21 | 0.2 | 0 | 0 | 0.06 | 0.07 | 0.06 | 0.05 | 0 | 0 | True |  | Non Federally-Regulated | 01/09/2019 |  | 02/12/2020
Eaton (formerly Cooper Industries) | Halo | L80825NF9030AH | Light Emitting Diode | Inseparable Luminaire | Quick Connect | Forward Phase Cut Controls | 54 | 3000 | 0.0005 | 91 | 54 | 500 | 1 | Elevated | 50000 |  |  | 50000 | 0 | 0 | 20 | 0.18 | 0.16 | 0.15 | 0.14 | 0 | 0 | 0.23 | 0.23 | 0.21 | 0.2 | 0 | 0 | 0.06 | 0.07 | 0.06 | 0.05 | 0 | 0 | True |  | Non Federally-Regulated | 01/09/2019 |  | 02/12/2020
Eaton (formerly Cooper Industries) | Halo | L80825NF9035AH | Light Emitting Diode | Inseparable Luminaire | Quick Connect | Forward Phase Cut Controls | 54 | 3500 | 0.0005 | 91 | 54 | 500 | 1 | Elevated | 50000 |  |  | 50000 | 0 | 0 | 20 | 0.18 | 0.16 | 0.15 | 0.14 | 0 | 0 | 0.23 | 0.23 | 0.21 | 0.2 | 0 | 0 | 0.06 | 0.07 | 0.06 | 0.05 | 0 | 0 | True |  | Non Federally-Regulated | 01/09/2019 |  | 02/12/2020
Eaton (formerly Cooper Industries) | Halo | L80825NF9040AH | Light Emitting Diode | Inseparable Luminaire | Quick Connect | Forward Phase Cut Controls | 54 | 4000 | 0.0005 | 91 | 54 | 500 | 1 | Elevated | 50000 |  |  | 50000 | 0 | 0 | 20 | 0.18 | 0.16 | 0.15 | 0.14 | 0 | 0 | 0.23 | 0.23 | 0.21 | 0.2 | 0 | 0 | 0.06 | 0.07 | 0.06 | 0.05 | 0 | 0 | True |  | Non Federally-Regulated | 01/09/2019 |  | 02/12/2020
Eaton (formerly Cooper Industries) | Halo | L80825FL9027AH | Light Emitting Diode | Inseparable Luminaire | Quick Connect | Forward Phase Cut Controls | 54 | 2700 | 0.0005 | 91 | 54 | 500 | 1 | Elevated | 50000 |  |  | 50000 | 0 | 0 | 20 | 0.18 | 0.16 | 0.15 | 0.14 | 0 | 0 | 0.23 | 0.23 | 0.21 | 0.2 | 0 | 0 | 0.06 | 0.07 | 0.06 | 0.05 | 0 | 0 | True |  | Non Federally-Regulated | 01/09/2019 |  | 02/12/2020
Eaton (formerly Cooper Industries) | Halo | L80825FL9030AH | Light Emitting Diode | Inseparable Luminaire | Quick Connect | Forward Phase Cut Controls | 54 | 3000 | 0.0005 | 91 | 54 | 500 | 1 | Elevated | 50000 |  |  | 50000 | 0 | 0 | 20 | 0.18 | 0.16 | 0.15 | 0.14 | 0 | 0 | 0.23 | 0.23 | 0.21 | 0.2 | 0 | 0 | 0.06 | 0.07 | 0.06 | 0.05 | 0 | 0 | True |  | Non Federally-Regulated | 01/09/2019 |  | 02/12/2020
Eaton (formerly Cooper Industries) | Halo | L80825FL9035AH | Light Emitting Diode | Inseparable Luminaire | Quick Connect | Forward Phase Cut Controls | 54 | 3500 | 0.0005 | 91 | 54 | 500 | 1 | Elevated | 50000 |  |  | 50000 | 0 | 0 | 20 | 0.18 | 0.16 | 0.15 | 0.14 | 0 | 0 | 0.23 | 0.23 | 0.21 | 0.2 | 0 | 0 | 0.06 | 0.07 | 0.06 | 0.05 | 0 | 0 | True |  | Non Federally-Regulated | 01/09/2019 |  | 02/12/2020
Eaton (formerly Cooper Industries) | Halo | L80825FL9040AH | Light Emitting Diode | Inseparable Luminaire | Quick Connect | Forward Phase Cut Controls | 54 | 4000 | 0.0005 | 91 | 54 | 500 | 1 | Elevated | 50000 |  |  | 50000 | 0 | 0 | 20 | 0.18 | 0.16 | 0.15 | 0.14 | 0 | 0 | 0.23 | 0.23 | 0.21 | 0.2 | 0 | 0 | 0.06 | 0.07 | 0.06 | 0.05 | 0 | 0 | True |  | Non Federally-Regulated | 01/09/2019 |  | 02/12/2020
Eaton (formerly Cooper Industries) | IRIS | P408ICAT MH4LED15V927E E4*** | Light Emitting Diode | Inseparable Luminaire | Quick Connect | Forward Phase Cut Controls | 54.8 | 2691 | -0.0012 | 90 | 51 | 500 | 1 | Elevated | 50000 |  |  | 50000 | 0 | 0 | 20 | 0.09 | 0.09 | 0.09 | 0.08 | 0 | 0 | 0.23 | 0.22 | 0.22 | 0.18 | 0.02 | 0.02 | 0.13 | 0.13 | 0.13 | 0.1 | 0.03 | 0.03 | True |  | Non Federally-Regulated | 01/17/2019 |  | 02/12/2020
Eaton (formerly Cooper Industries) | IRIS | P3LED09NFL25930E | Light Emitting Diode | Inseparable Luminaire | Quick Connect | Forward Phase Cut Controls | 70.3 | 3053 | 0.0011 | 90 | 51 | 500 | 1 | Elevated | 50000 |  |  | 50000 | 0 | 0 | 20 | 0.05 | 0.06 | 0.06 | 0.05 | 0 | 0 | 0.09 | 0.07 | 0.07 | 0.07 | 0.02 | 0.02 | 0.06 | 0.05 | 0.05 | 0.04 | 0.02 | 0.02 | True |  | Non Federally-Regulated | 01/18/2019 |  | 02/12/2020
Eaton (formerly Cooper Industries) | IRIS | P408ICAT MH4LED20V927E E4*** | Light Emitting Diode | Inseparable Luminaire | Quick Connect | Forward Phase Cut Controls | 52.9 | 2675 | -0.0011 | 90 | 52 | 500 | 1 | Elevated | 50000 |  |  | 50000 | 0 | 0 | 20 | 0.09 | 0.09 | 0.09 | 0.08 | 0 | 0 | 0.23 | 0.22 | 0.22 | 0.18 | 0.02 | 0.02 | 0.13 | 0.13 | 0.13 | 0.1 | 0.03 | 0.03 | True |  | Non Federally-Regulated | 01/18/2019 |  | 02/12/2020
Eaton (formerly Cooper Industries) | Halo | RL406WH930DM* | Light Emitting Diode | Inseparable Luminaire | Quick Connect | Forward Phase Cut Controls | 77.9 | 2995 | -0.0001 | 93 | 66 | 500 | 1 | Elevated | 50000 |  |  | 50000 | 0 | 0 | 20 | 0.02 | 0.02 | 0.01 | 0.01 | 0 | 0 | 0.02 | 0.02 | 0.02 | 0.02 | 0 | 0 | 0.11 | 0.02 | 0.01 | 0.01 | 0.01 | 0 | True |  | Non Federally-Regulated | 02/20/2019 |  | 02/12/2020
Eaton (formerly Cooper Industries) | Halo | RL60WH6930DM* | Light Emitting Diode | Inseparable Luminaire | Quick Connect | Forward Phase Cut Controls | 79.4 | 2999 | 0.0006 | 92 | 59 | 500 | 1 | Elevated | 50000 |  |  | 50000 | 0 | 0 | 20 | 0.03 | 0.02 | 0.02 | 0.01 | 0 | 0 | 0.02 | 0.02 | 0.02 | 0.02 | 0 | 0 | 0.03 | 0.02 | 0.01 | 0.01 | 0.01 | 0 | True |  | Non Federally-Regulated | 02/20/2019 |  | 02/12/2020
Eaton (formerly Cooper Industries) | Halo | HLB4069301EMW* | Light Emitting Diode | Inseparable Luminaire | Quick Connect | Forward Phase Cut Controls | 72.7 | 3103 | -0.002 | 94 | 72 | 500 | 1 | Elevated | 50000 |  |  | 50000 | 0 | 0 | 20 | 0.05 | 0.04 | 0.04 | 0.03 | 0 | 0 | 0.05 | 0.04 | 0.04 | 0.03 | 0 | 0 | 0.03 | 0.02 | 0.02 | 0.01 | 0 | 0 | True |  | Non Federally-Regulated | 02/20/2019 |  | 02/12/2020
Eaton (formerly Cooper Industries) | Halo | HLB4069401EMW* | Light Emitting Diode | Inseparable Luminaire | Quick Connect | Forward Phase Cut Controls | 72.7 | 3103 | -0.002 | 94 | 72 | 500 | 1 | Elevated | 50000 |  |  | 50000 | 0 | 0 | 20 | 0.05 | 0.04 | 0.04 | 0.03 | 0 | 0 | 0.05 | 0.04 | 0.04 | 0.03 | 0 | 0 | 0.03 | 0.02 | 0.02 | 0.01 | 0 | 0 | True |  | Non Federally-Regulated | 02/20/2019 |  | 02/12/2020
Eaton (formerly Cooper Industries) | Halo | HLB4S069301EMW* | Light Emitting Diode | Inseparable Luminaire | Quick Connect | Forward Phase Cut Controls | 68.5 | 3060 | -0.0015 | 94 | 71 | 500 | 1 | Elevated | 50000 |  |  | 50000 | 0 | 0 | 20 | 0.05 | 0.04 | 0.04 | 0.03 | 0 | 0 | 0.04 | 0.04 | 0.04 | 0.03 | 0 | 0 | 0.04 | 0.03 | 0.02 | 0.01 | 0 | 0 | True |  | Non Federally-Regulated | 02/20/2019 |  | 02/12/2020
Eaton (formerly Cooper Industries) | Halo | HLB4S069401EMW* | Light Emitting Diode | Inseparable Luminaire | Quick Connect | Forward Phase Cut Controls | 68.5 | 3060 | -0.0015 | 94 | 71 | 500 | 1 | Elevated | 50000 |  |  | 50000 | 0 | 0 | 20 | 0.05 | 0.04 | 0.04 | 0.03 | 0 | 0 | 0.04 | 0.04 | 0.04 | 0.03 | 0 | 0 | 0.04 | 0.03 | 0.02 | 0.01 | 0 | 0 | True |  | Non Federally-Regulated | 02/20/2019 |  | 02/12/2020
Eaton (formerly Cooper Industries) | Halo | HLB4S069FS1EMW* | Light Emitting Diode | Inseparable Luminaire | Quick Connect | Forward Phase Cut Controls | 67.8 | 2730 | 0.0003 | 93 | 62 | 500 | 1 | Elevated | 50000 |  |  | 50000 | 0 | 0 | 20 | 0.06 | 0.05 | 0.03 | 0.02 | 0 | 0 | 0.06 | 0.06 | 0.04 | 0.03 | 0 | 0 | 0.06 | 0.04 | 0.02 | 0.02 | 0 | 0 | True |  | Non Federally-Regulated | 02/20/2019 |  | 02/12/2020
Eaton (formerly Cooper Industries) | Halo | HLB6S099271EMW* | Light Emitting Diode | Inseparable Luminaire | Quick Connect | Forward Phase Cut Controls | 69.6 | 2776 | -0.0008 | 93 | 60 | 500 | 1 | Elevated | 50000 |  |  | 50000 | 0 | 0 | 20 | 0.07 | 0.06 | 0.05 | 0.04 | 0 | 0 | 0.06 | 0.06 | 0.05 | 0.04 | 0 | 0 | 0.04 | 0.03 | 0.02 | 0.02 | 0 | 0 | True |  | Non Federally-Regulated | 02/20/2019 |  | 02/12/2020
Eaton (formerly Cooper Industries) | Halo | HLB6S099301EMW* | Light Emitting Diode | Inseparable Luminaire | Quick Connect | Forward Phase Cut Controls | 69.6 | 2776 | -0.0008 | 93 | 60 | 500 | 1 | Elevated | 50000 |  |  | 50000 | 0 | 0 | 20 | 0.07 | 0.06 | 0.05 | 0.04 | 0 | 0 | 0.06 | 0.06 | 0.05 | 0.04 | 0 | 0 | 0.04 | 0.03 | 0.02 | 0.02 | 0 | 0 | True |  | Non Federally-Regulated | 02/20/2019 |  | 02/12/2020
Eaton (formerly Cooper Industries) | Halo | HLB6S099401EMW* | Light Emitting Diode | Inseparable Luminaire | Quick Connect | Forward Phase Cut Controls | 69.6 | 2776 | -0.0008 | 93 | 60 | 500 | 1 | Elevated | 50000 |  |  | 50000 | 0 | 0 | 20 | 0.07 | 0.06 | 0.05 | 0.04 | 0 | 0 | 0.06 | 0.06 | 0.05 | 0.04 | 0 | 0 | 0.04 | 0.03 | 0.02 | 0.02 | 0 | 0 | True |  | Non Federally-Regulated | 02/20/2019 |  | 02/12/2020
Eaton (formerly Cooper Industries) | Halo | HLB6S099FS1EMW* | Light Emitting Diode | Inseparable Luminaire | Quick Connect | Forward Phase Cut Controls | 69.9 | 2751 | 0.0003 | 93 | 61 | 500 | 1 | Elevated | 50000 |  |  | 50000 | 0 | 0 | 20 | 0.07 | 0.06 | 0.04 | 0.03 | 0 | 0 | 0.1 | 0.07 | 0.05 | 0.03 | 0 | 0 | 0.07 | 0.05 | 0.03 | 0.02 | 0 | 0 | True |  | Non Federally-Regulated | 02/20/2019 |  | 02/12/2020
Eaton (formerly Cooper Industries) | Halo | HLB6099271EMW* | Light Emitting Diode | Inseparable Luminaire | Quick Connect | Forward Phase Cut Controls | 73.4 | 2737 | 0.0004 | 93 | 60 | 500 | 1 | Elevated | 50000 |  |  | 50000 | 0 | 0 | 20 | 0.08 | 0.07 | 0.07 | 0.05 | 0.01 | 0 | 0.06 | 0.06 | 0.06 | 0.04 | 0.01 | 0 | 0.04 | 0.03 | 0.02 | 0.02 | 0 | 0 | True |  | Non Federally-Regulated | 02/20/2019 |  | 02/12/2020
Eaton (formerly Cooper Industries) | Halo | HLB6099301EMW* | Light Emitting Diode | Inseparable Luminaire | Quick Connect | Forward Phase Cut Controls | 73.4 | 2737 | 0.0004 | 93 | 60 | 500 | 1 | Elevated | 50000 |  |  | 50000 | 0 | 0 | 20 | 0.08 | 0.07 | 0.07 | 0.05 | 0.01 | 0 | 0.06 | 0.06 | 0.06 | 0.04 | 0.01 | 0 | 0.04 | 0.03 | 0.02 | 0.02 | 0 | 0 | True |  | Non Federally-Regulated | 02/20/2019 |  | 02/12/2020
Eaton (formerly Cooper Industries) | Halo | HLB6099401EMW* | Light Emitting Diode | Inseparable Luminaire | Quick Connect | Forward Phase Cut Controls | 73.4 | 2737 | 0.0004 | 93 | 60 | 500 | 1 | Elevated | 50000 |  |  | 50000 | 0 | 0 | 20 | 0.08 | 0.07 | 0.07 | 0.05 | 0.01 | 0 | 0.06 | 0.06 | 0.06 | 0.04 | 0.01 | 0 | 0.04 | 0.03 | 0.02 | 0.02 | 0 | 0 | True |  | Non Federally-Regulated | 02/20/2019 |  | 02/12/2020
Eaton (formerly Cooper Industries) | Halo | HL36A20SP 927ED010 ICAT TL3*** | Light Emitting Diode | Inseparable Luminaire | Quick Connect | Forward Phase Cut Controls | 67.1 | 2731 | 0.0005 | 94 | 56 | 500 | 1 | Elevated | 50000 |  |  | 50000 | 0 | 0 | 20 | 0.02 | 0.02 | 0.02 | 0.01 | 0 | 0 | 0.08 | 0.07 | 0.06 | 0.05 | 0 | 0 | 0.13 | 0.12 | 0.11 | 0.1 | 0 | 0 | True |  | Non Federally-Regulated | 02/20/2019 |  | 02/12/2020
Eaton (formerly Cooper Industries) | Halo | HL36A20SP 930ED010 ICAT TL3*** | Light Emitting Diode | Inseparable Luminaire | Quick Connect | Forward Phase Cut Controls | 67.1 | 2731 | 0.0005 | 94 | 56 | 500 | 1 | Elevated | 50000 |  |  | 50000 | 0 | 0 | 20 | 0.02 | 0.02 | 0.02 | 0.01 | 0 | 0 | 0.08 | 0.07 | 0.06 | 0.05 | 0 | 0 | 0.13 | 0.12 | 0.11 | 0.1 | 0 | 0 | True |  | Non Federally-Regulated | 02/20/2019 |  | 02/12/2020
Eaton (formerly Cooper Industries) | Halo | HL36A20SP 935ED010 ICAT TL3*** | Light Emitting Diode | Inseparable Luminaire | Quick Connect | Forward Phase Cut Controls | 67.1 | 2731 | 0.0005 | 94 | 56 | 500 | 1 | Elevated | 50000 |  |  | 50000 | 0 | 0 | 20 | 0.02 | 0.02 | 0.02 | 0.01 | 0 | 0 | 0.08 | 0.07 | 0.06 | 0.05 | 0 | 0 | 0.13 | 0.12 | 0.11 | 0.1 | 0 | 0 | True |  | Non Federally-Regulated | 02/20/2019 |  | 02/12/2020
Eaton (formerly Cooper Industries) | Halo | HL36A20SP 940ED010 ICAT TL3*** | Light Emitting Diode | Inseparable Luminaire | Quick Connect | Forward Phase Cut Controls | 67.1 | 2731 | 0.0005 | 94 | 56 | 500 | 1 | Elevated | 50000 |  |  | 50000 | 0 | 0 | 20 | 0.02 | 0.02 | 0.02 | 0.01 | 0 | 0 | 0.08 | 0.07 | 0.06 | 0.05 | 0 | 0 | 0.13 | 0.12 | 0.11 | 0.1 | 0 | 0 | True |  | Non Federally-Regulated | 02/20/2019 |  | 02/12/2020
Eaton (formerly Cooper Industries) | Halo | HL36A20NFL 927ED010 ICAT TL3*** | Light Emitting Diode | Inseparable Luminaire | Quick Connect | Forward Phase Cut Controls | 67.1 | 2731 | 0.0005 | 94 | 56 | 500 | 1 | Elevated | 50000 |  |  | 50000 | 0 | 0 | 20 | 0.02 | 0.02 | 0.02 | 0.01 | 0 | 0 | 0.08 | 0.07 | 0.06 | 0.05 | 0 | 0 | 0.13 | 0.12 | 0.11 | 0.1 | 0 | 0 | True |  | Non Federally-Regulated | 02/20/2019 |  | 02/12/2020
Eaton (formerly Cooper Industries) | Halo | HL36A20NFL 930ED010 ICAT TL3*** | Light Emitting Diode | Inseparable Luminaire | Quick Connect | Forward Phase Cut Controls | 67.1 | 2731 | 0.0005 | 94 | 56 | 500 | 1 | Elevated | 50000 |  |  | 50000 | 0 | 0 | 20 | 0.02 | 0.02 | 0.02 | 0.01 | 0 | 0 | 0.08 | 0.07 | 0.06 | 0.05 | 0 | 0 | 0.13 | 0.12 | 0.11 | 0.1 | 0 | 0 | True |  | Non Federally-Regulated | 02/20/2019 |  | 02/12/2020
Eaton (formerly Cooper Industries) | Halo | HL36A20NFL 935ED010 ICAT TL3*** | Light Emitting Diode | Inseparable Luminaire | Quick Connect | Forward Phase Cut Controls | 67.1 | 2731 | 0.0005 | 94 | 56 | 500 | 1 | Elevated | 50000 |  |  | 50000 | 0 | 0 | 20 | 0.02 | 0.02 | 0.02 | 0.01 | 0 | 0 | 0.08 | 0.07 | 0.06 | 0.05 | 0 | 0 | 0.13 | 0.12 | 0.11 | 0.1 | 0 | 0 | True |  | Non Federally-Regulated | 02/20/2019 |  | 02/12/2020
Eaton (formerly Cooper Industries) | Halo | HL36A20NFL 940ED010 ICAT TL3*** | Light Emitting Diode | Inseparable Luminaire | Quick Connect | Forward Phase Cut Controls | 67.1 | 2731 | 0.0005 | 94 | 56 | 500 | 1 | Elevated | 50000 |  |  | 50000 | 0 | 0 | 20 | 0.02 | 0.02 | 0.02 | 0.01 | 0 | 0 | 0.08 | 0.07 | 0.06 | 0.05 | 0 | 0 | 0.13 | 0.12 | 0.11 | 0.1 | 0 | 0 | True |  | Non Federally-Regulated | 02/20/2019 |  | 02/12/2020
Eaton (formerly Cooper Industries) | Halo | HL36A20FL 927ED010 ICAT TL3*** | Light Emitting Diode | Inseparable Luminaire | Quick Connect | Forward Phase Cut Controls | 67.1 | 2731 | 0.0005 | 94 | 56 | 500 | 1 | Elevated | 50000 |  |  | 50000 | 0 | 0 | 20 | 0.02 | 0.02 | 0.02 | 0.01 | 0 | 0 | 0.08 | 0.07 | 0.06 | 0.05 | 0 | 0 | 0.13 | 0.12 | 0.11 | 0.1 | 0 | 0 | True |  | Non Federally-Regulated | 02/20/2019 |  | 02/12/2020
Eaton (formerly Cooper Industries) | Halo | HL36A20FL 930ED010 ICAT TL3*** | Light Emitting Diode | Inseparable Luminaire | Quick Connect | Forward Phase Cut Controls | 67.1 | 2731 | 0.0005 | 94 | 56 | 500 | 1 | Elevated | 50000 |  |  | 50000 | 0 | 0 | 20 | 0.02 | 0.02 | 0.02 | 0.01 | 0 | 0 | 0.08 | 0.07 | 0.06 | 0.05 | 0 | 0 | 0.13 | 0.12 | 0.11 | 0.1 | 0 | 0 | True |  | Non Federally-Regulated | 02/20/2019 |  | 02/12/2020
Eaton (formerly Cooper Industries) | Halo | HL36A20FL 935ED010 ICAT TL3*** | Light Emitting Diode | Inseparable Luminaire | Quick Connect | Forward Phase Cut Controls | 67.1 | 2731 | 0.0005 | 94 | 56 | 500 | 1 | Elevated | 50000 |  |  | 50000 | 0 | 0 | 20 | 0.02 | 0.02 | 0.02 | 0.01 | 0 | 0 | 0.08 | 0.07 | 0.06 | 0.05 | 0 | 0 | 0.13 | 0.12 | 0.11 | 0.1 | 0 | 0 | True |  | Non Federally-Regulated | 02/20/2019 |  | 02/12/2020
Eaton (formerly Cooper Industries) | Halo | HL36A20FL 940ED010 ICAT TL3*** | Light Emitting Diode | Inseparable Luminaire | Quick Connect | Forward Phase Cut Controls | 67.1 | 2731 | 0.0005 | 94 | 56 | 500 | 1 | Elevated | 50000 |  |  | 50000 | 0 | 0 | 20 | 0.02 | 0.02 | 0.02 | 0.01 | 0 | 0 | 0.08 | 0.07 | 0.06 | 0.05 | 0 | 0 | 0.13 | 0.12 | 0.11 | 0.1 | 0 | 0 | True |  | Non Federally-Regulated | 02/20/2019 |  | 02/12/2020
Eaton (formerly Cooper Industries) | Halo | HL36A20WFL 927ED010 ICAT TL3*** | Light Emitting Diode | Inseparable Luminaire | Quick Connect | Forward Phase Cut Controls | 67.1 | 2731 | 0.0005 | 94 | 56 | 500 | 1 | Elevated | 50000 |  |  | 50000 | 0 | 0 | 20 | 0.02 | 0.02 | 0.02 | 0.01 | 0 | 0 | 0.08 | 0.07 | 0.06 | 0.05 | 0 | 0 | 0.13 | 0.12 | 0.11 | 0.1 | 0 | 0 | True |  | Non Federally-Regulated | 02/20/2019 |  | 02/12/2020
Eaton (formerly Cooper Industries) | Halo | HL36A20WFL 930ED010 ICAT TL3*** | Light Emitting Diode | Inseparable Luminaire | Quick Connect | Forward Phase Cut Controls | 67.1 | 2731 | 0.0005 | 94 | 56 | 500 | 1 | Elevated | 50000 |  |  | 50000 | 0 | 0 | 20 | 0.02 | 0.02 | 0.02 | 0.01 | 0 | 0 | 0.08 | 0.07 | 0.06 | 0.05 | 0 | 0 | 0.13 | 0.12 | 0.11 | 0.1 | 0 | 0 | True |  | Non Federally-Regulated | 02/20/2019 |  | 02/12/2020
Eaton (formerly Cooper Industries) | Halo | HL36A20WFL 935ED010 ICAT TL3*** | Light Emitting Diode | Inseparable Luminaire | Quick Connect | Forward Phase Cut Controls | 67.1 | 2731 | 0.0005 | 94 | 56 | 500 | 1 | Elevated | 50000 |  |  | 50000 | 0 | 0 | 20 | 0.02 | 0.02 | 0.02 | 0.01 | 0 | 0 | 0.08 | 0.07 | 0.06 | 0.05 | 0 | 0 | 0.13 | 0.12 | 0.11 | 0.1 | 0 | 0 | True |  | Non Federally-Regulated | 02/20/2019 |  | 02/12/2020
Eaton (formerly Cooper Industries) | Halo | HL36A20WFL 940ED010 ICAT TL3*** | Light Emitting Diode | Inseparable Luminaire | Quick Connect | Forward Phase Cut Controls | 67.1 | 2731 | 0.0005 | 94 | 56 | 500 | 1 | Elevated | 50000 |  |  | 50000 | 0 | 0 | 20 | 0.02 | 0.02 | 0.02 | 0.01 | 0 | 0 | 0.08 | 0.07 | 0.06 | 0.05 | 0 | 0 | 0.13 | 0.12 | 0.11 | 0.1 | 0 | 0 | True |  | Non Federally-Regulated | 02/20/2019 |  | 02/12/2020
Eaton (formerly Cooper Industries) | Halo | HL36AR20SP 927ED010 ICAT TL3*** | Light Emitting Diode | Inseparable Luminaire | Quick Connect | Forward Phase Cut Controls | 67.1 | 2731 | 0.0005 | 94 | 56 | 500 | 1 | Elevated | 50000 |  |  | 50000 | 0 | 0 | 20 | 0.02 | 0.02 | 0.02 | 0.01 | 0 | 0 | 0.08 | 0.07 | 0.06 | 0.05 | 0 | 0 | 0.13 | 0.12 | 0.11 | 0.1 | 0 | 0 | True |  | Non Federally-Regulated | 02/20/2019 |  | 02/12/2020
Eaton (formerly Cooper Industries) | Halo | HL36AR20SP 930ED010 ICAT TL3*** | Light Emitting Diode | Inseparable Luminaire | Quick Connect | Forward Phase Cut Controls | 67.1 | 2731 | 0.0005 | 94 | 56 | 500 | 1 | Elevated | 50000 |  |  | 50000 | 0 | 0 | 20 | 0.02 | 0.02 | 0.02 | 0.01 | 0 | 0 | 0.08 | 0.07 | 0.06 | 0.05 | 0 | 0 | 0.13 | 0.12 | 0.11 | 0.1 | 0 | 0 | True |  | Non Federally-Regulated | 02/20/2019 |  | 02/12/2020
Eaton (formerly Cooper Industries) | Halo | HL36AR20SP 935ED010 ICAT TL3*** | Light Emitting Diode | Inseparable Luminaire | Quick Connect | Forward Phase Cut Controls | 67.1 | 2731 | 0.0005 | 94 | 56 | 500 | 1 | Elevated | 50000 |  |  | 50000 | 0 | 0 | 20 | 0.02 | 0.02 | 0.02 | 0.01 | 0 | 0 | 0.08 | 0.07 | 0.06 | 0.05 | 0 | 0 | 0.13 | 0.12 | 0.11 | 0.1 | 0 | 0 | True |  | Non Federally-Regulated | 02/20/2019 |  | 02/12/2020
Eaton (formerly Cooper Industries) | Halo | HL36AR20SP 940ED010 ICAT TL3*** | Light Emitting Diode | Inseparable Luminaire | Quick Connect | Forward Phase Cut Controls | 67.1 | 2731 | 0.0005 | 94 | 56 | 500 | 1 | Elevated | 50000 |  |  | 50000 | 0 | 0 | 20 | 0.02 | 0.02 | 0.02 | 0.01 | 0 | 0 | 0.08 | 0.07 | 0.06 | 0.05 | 0 | 0 | 0.13 | 0.12 | 0.11 | 0.1 | 0 | 0 | True |  | Non Federally-Regulated | 02/20/2019 |  | 02/12/2020
Eaton (formerly Cooper Industries) | Halo | HL36AR20NFL 927ED010 ICAT TL3*** | Light Emitting Diode | Inseparable Luminaire | Quick Connect | Forward Phase Cut Controls | 67.1 | 2731 | 0.0005 | 94 | 56 | 500 | 1 | Elevated | 50000 |  |  | 50000 | 0 | 0 | 20 | 0.02 | 0.02 | 0.02 | 0.01 | 0 | 0 | 0.08 | 0.07 | 0.06 | 0.05 | 0 | 0 | 0.13 | 0.12 | 0.11 | 0.1 | 0 | 0 | True |  | Non Federally-Regulated | 02/20/2019 |  | 02/12/2020
Eaton (formerly Cooper Industries) | Halo | HL36AR20NFL 930ED010 ICAT TL3*** | Light Emitting Diode | Inseparable Luminaire | Quick Connect | Forward Phase Cut Controls | 67.1 | 2731 | 0.0005 | 94 | 56 | 500 | 1 | Elevated | 50000 |  |  | 50000 | 0 | 0 | 20 | 0.02 | 0.02 | 0.02 | 0.01 | 0 | 0 | 0.08 | 0.07 | 0.06 | 0.05 | 0 | 0 | 0.13 | 0.12 | 0.11 | 0.1 | 0 | 0 | True |  | Non Federally-Regulated | 02/20/2019 |  | 02/12/2020
Eaton (formerly Cooper Industries) | Halo | HL36AR20NFL 935ED010 ICAT TL3*** | Light Emitting Diode | Inseparable Luminaire | Quick Connect | Forward Phase Cut Controls | 67.1 | 2731 | 0.0005 | 94 | 56 | 500 | 1 | Elevated | 50000 |  |  | 50000 | 0 | 0 | 20 | 0.02 | 0.02 | 0.02 | 0.01 | 0 | 0 | 0.08 | 0.07 | 0.06 | 0.05 | 0 | 0 | 0.13 | 0.12 | 0.11 | 0.1 | 0 | 0 | True |  | Non Federally-Regulated | 02/20/2019 |  | 02/12/2020
Eaton (formerly Cooper Industries) | Halo | HL36AR20NFL 940ED010 ICAT TL3*** | Light Emitting Diode | Inseparable Luminaire | Quick Connect | Forward Phase Cut Controls | 67.1 | 2731 | 0.0005 | 94 | 56 | 500 | 1 | Elevated | 50000 |  |  | 50000 | 0 | 0 | 20 | 0.02 | 0.02 | 0.02 | 0.01 | 0 | 0 | 0.08 | 0.07 | 0.06 | 0.05 | 0 | 0 | 0.13 | 0.12 | 0.11 | 0.1 | 0 | 0 | True |  | Non Federally-Regulated | 02/20/2019 |  | 02/12/2020
Eaton (formerly Cooper Industries) | Halo | HL36AR20FL 927ED010 ICAT TL3*** | Light Emitting Diode | Inseparable Luminaire | Quick Connect | Forward Phase Cut Controls | 67.1 | 2731 | 0.0005 | 94 | 56 | 500 | 1 | Elevated | 50000 |  |  | 50000 | 0 | 0 | 20 | 0.02 | 0.02 | 0.02 | 0.01 | 0 | 0 | 0.08 | 0.07 | 0.06 | 0.05 | 0 | 0 | 0.13 | 0.12 | 0.11 | 0.1 | 0 | 0 | True |  | Non Federally-Regulated | 02/20/2019 |  | 02/12/2020
Eaton (formerly Cooper Industries) | Halo | HL36AR20FL 930ED010 ICAT TL3*** | Light Emitting Diode | Inseparable Luminaire | Quick Connect | Forward Phase Cut Controls | 67.1 | 2731 | 0.0005 | 94 | 56 | 500 | 1 | Elevated | 50000 |  |  | 50000 | 0 | 0 | 20 | 0.02 | 0.02 | 0.02 | 0.01 | 0 | 0 | 0.08 | 0.07 | 0.06 | 0.05 | 0 | 0 | 0.13 | 0.12 | 0.11 | 0.1 | 0 | 0 | True |  | Non Federally-Regulated | 02/20/2019 |  | 02/12/2020
Eaton (formerly Cooper Industries) | Halo | HL36AR20FL 935ED010 ICAT TL3*** | Light Emitting Diode | Inseparable Luminaire | Quick Connect | Forward Phase Cut Controls | 67.1 | 2731 | 0.0005 | 94 | 56 | 500 | 1 | Elevated | 50000 |  |  | 50000 | 0 | 0 | 20 | 0.02 | 0.02 | 0.02 | 0.01 | 0 | 0 | 0.08 | 0.07 | 0.06 | 0.05 | 0 | 0 | 0.13 | 0.12 | 0.11 | 0.1 | 0 | 0 | True |  | Non Federally-Regulated | 02/20/2019 |  | 02/12/2020
Eaton (formerly Cooper Industries) | Halo | HL36AR20FL 940ED010 ICAT TL3*** | Light Emitting Diode | Inseparable Luminaire | Quick Connect | Forward Phase Cut Controls | 67.1 | 2731 | 0.0005 | 94 | 56 | 500 | 1 | Elevated | 50000 |  |  | 50000 | 0 | 0 | 20 | 0.02 | 0.02 | 0.02 | 0.01 | 0 | 0 | 0.08 | 0.07 | 0.06 | 0.05 | 0 | 0 | 0.13 | 0.12 | 0.11 | 0.1 | 0 | 0 | True |  | Non Federally-Regulated | 02/20/2019 |  | 02/12/2020
Eaton (formerly Cooper Industries) | Halo | HL36AR20WFL 927ED010 ICAT TL3*** | Light Emitting Diode | Inseparable Luminaire | Quick Connect | Forward Phase Cut Controls | 67.1 | 2731 | 0.0005 | 94 | 56 | 500 | 1 | Elevated | 50000 |  |  | 50000 | 0 | 0 | 20 | 0.02 | 0.02 | 0.02 | 0.01 | 0 | 0 | 0.08 | 0.07 | 0.06 | 0.05 | 0 | 0 | 0.13 | 0.12 | 0.11 | 0.1 | 0 | 0 | True |  | Non Federally-Regulated | 02/20/2019 |  | 02/12/2020
Eaton (formerly Cooper Industries) | Halo | HL36AR20WFL 930ED010 ICAT TL3*** | Light Emitting Diode | Inseparable Luminaire | Quick Connect | Forward Phase Cut Controls | 67.1 | 2731 | 0.0005 | 94 | 56 | 500 | 1 | Elevated | 50000 |  |  | 50000 | 0 | 0 | 20 | 0.02 | 0.02 | 0.02 | 0.01 | 0 | 0 | 0.08 | 0.07 | 0.06 | 0.05 | 0 | 0 | 0.13 | 0.12 | 0.11 | 0.1 | 0 | 0 | True |  | Non Federally-Regulated | 02/20/2019 |  | 02/12/2020
Eaton (formerly Cooper Industries) | Halo | HL36AR20WFL 935ED010 ICAT TL3*** | Light Emitting Diode | Inseparable Luminaire | Quick Connect | Forward Phase Cut Controls | 67.1 | 2731 | 0.0005 | 94 | 56 | 500 | 1 | Elevated | 50000 |  |  | 50000 | 0 | 0 | 20 | 0.02 | 0.02 | 0.02 | 0.01 | 0 | 0 | 0.08 | 0.07 | 0.06 | 0.05 | 0 | 0 | 0.13 | 0.12 | 0.11 | 0.1 | 0 | 0 | True |  | Non Federally-Regulated | 02/20/2019 |  | 02/12/2020
Eaton (formerly Cooper Industries) | Halo | HL36AR20WFL 940ED010 ICAT TL3*** | Light Emitting Diode | Inseparable Luminaire | Quick Connect | Forward Phase Cut Controls | 67.1 | 2731 | 0.0005 | 94 | 56 | 500 | 1 | Elevated | 50000 |  |  | 50000 | 0 | 0 | 20 | 0.02 | 0.02 | 0.02 | 0.01 | 0 | 0 | 0.08 | 0.07 | 0.06 | 0.05 | 0 | 0 | 0.13 | 0.12 | 0.11 | 0.1 | 0 | 0 | True |  | Non Federally-Regulated | 02/20/2019 |  | 02/12/2020
Eaton (formerly Cooper Industries) | Halo | HL36SA20SP 927ED010 ICAT TLS3*** | Light Emitting Diode | Inseparable Luminaire | Quick Connect | Forward Phase Cut Controls | 67.1 | 2731 | 0.0005 | 94 | 56 | 500 | 1 | Elevated | 50000 |  |  | 50000 | 0 | 0 | 20 | 0.02 | 0.02 | 0.02 | 0.01 | 0 | 0 | 0.08 | 0.07 | 0.06 | 0.05 | 0 | 0 | 0.13 | 0.12 | 0.11 | 0.1 | 0 | 0 | True |  | Non Federally-Regulated | 02/20/2019 |  | 02/12/2020
Eaton (formerly Cooper Industries) | Halo | HL36SA20SP 930ED010 ICAT TLS3*** | Light Emitting Diode | Inseparable Luminaire | Quick Connect | Forward Phase Cut Controls | 67.1 | 2731 | 0.0005 | 94 | 56 | 500 | 1 | Elevated | 50000 |  |  | 50000 | 0 | 0 | 20 | 0.02 | 0.02 | 0.02 | 0.01 | 0 | 0 | 0.08 | 0.07 | 0.06 | 0.05 | 0 | 0 | 0.13 | 0.12 | 0.11 | 0.1 | 0 | 0 | True |  | Non Federally-Regulated | 02/20/2019 |  | 02/12/2020
Eaton (formerly Cooper Industries) | Halo | HL36SA20SP 935ED010 ICAT TLS3*** | Light Emitting Diode | Inseparable Luminaire | Quick Connect | Forward Phase Cut Controls | 67.1 | 2731 | 0.0005 | 94 | 56 | 500 | 1 | Elevated | 50000 |  |  | 50000 | 0 | 0 | 20 | 0.02 | 0.02 | 0.02 | 0.01 | 0 | 0 | 0.08 | 0.07 | 0.06 | 0.05 | 0 | 0 | 0.13 | 0.12 | 0.11 | 0.1 | 0 | 0 | True |  | Non Federally-Regulated | 02/20/2019 |  | 02/12/2020
Eaton (formerly Cooper Industries) | Halo | HL36SA20SP 940ED010 ICAT TLS3*** | Light Emitting Diode | Inseparable Luminaire | Quick Connect | Forward Phase Cut Controls | 67.1 | 2731 | 0.0005 | 94 | 56 | 500 | 1 | Elevated | 50000 |  |  | 50000 | 0 | 0 | 20 | 0.02 | 0.02 | 0.02 | 0.01 | 0 | 0 | 0.08 | 0.07 | 0.06 | 0.05 | 0 | 0 | 0.13 | 0.12 | 0.11 | 0.1 | 0 | 0 | True |  | Non Federally-Regulated | 02/20/2019 |  | 02/12/2020
Eaton (formerly Cooper Industries) | Halo | HL36SA20NFL 927ED010 ICAT TLS3*** | Light Emitting Diode | Inseparable Luminaire | Quick Connect | Forward Phase Cut Controls | 67.1 | 2731 | 0.0005 | 94 | 56 | 500 | 1 | Elevated | 50000 |  |  | 50000 | 0 | 0 | 20 | 0.02 | 0.02 | 0.02 | 0.01 | 0 | 0 | 0.08 | 0.07 | 0.06 | 0.05 | 0 | 0 | 0.13 | 0.12 | 0.11 | 0.1 | 0 | 0 | True |  | Non Federally-Regulated | 02/20/2019 |  | 02/12/2020
Eaton (formerly Cooper Industries) | Halo | HL36SA20NFL 930ED010 ICAT TLS3*** | Light Emitting Diode | Inseparable Luminaire | Quick Connect | Forward Phase Cut Controls | 67.1 | 2731 | 0.0005 | 94 | 56 | 500 | 1 | Elevated | 50000 |  |  | 50000 | 0 | 0 | 20 | 0.02 | 0.02 | 0.02 | 0.01 | 0 | 0 | 0.08 | 0.07 | 0.06 | 0.05 | 0 | 0 | 0.13 | 0.12 | 0.11 | 0.1 | 0 | 0 | True |  | Non Federally-Regulated | 02/20/2019 |  | 02/12/2020
Eaton (formerly Cooper Industries) | Halo | HL36SA20NFL 935ED010 ICAT TLS3*** | Light Emitting Diode | Inseparable Luminaire | Quick Connect | Forward Phase Cut Controls | 67.1 | 2731 | 0.0005 | 94 | 56 | 500 | 1 | Elevated | 50000 |  |  | 50000 | 0 | 0 | 20 | 0.02 | 0.02 | 0.02 | 0.01 | 0 | 0 | 0.08 | 0.07 | 0.06 | 0.05 | 0 | 0 | 0.13 | 0.12 | 0.11 | 0.1 | 0 | 0 | True |  | Non Federally-Regulated | 02/20/2019 |  | 02/12/2020
Eaton (formerly Cooper Industries) | Halo | HL36SA20NFL 940ED010 ICAT TLS3*** | Light Emitting Diode | Inseparable Luminaire | Quick Connect | Forward Phase Cut Controls | 67.1 | 2731 | 0.0005 | 94 | 56 | 500 | 1 | Elevated | 50000 |  |  | 50000 | 0 | 0 | 20 | 0.02 | 0.02 | 0.02 | 0.01 | 0 | 0 | 0.08 | 0.07 | 0.06 | 0.05 | 0 | 0 | 0.13 | 0.12 | 0.11 | 0.1 | 0 | 0 | True |  | Non Federally-Regulated | 02/20/2019 |  | 02/12/2020
Eaton (formerly Cooper Industries) | Halo | HL36SA20FL 927ED010 ICAT TLS3*** | Light Emitting Diode | Inseparable Luminaire | Quick Connect | Forward Phase Cut Controls | 67.1 | 2731 | 0.0005 | 94 | 56 | 500 | 1 | Elevated | 50000 |  |  | 50000 | 0 | 0 | 20 | 0.02 | 0.02 | 0.02 | 0.01 | 0 | 0 | 0.08 | 0.07 | 0.06 | 0.05 | 0 | 0 | 0.13 | 0.12 | 0.11 | 0.1 | 0 | 0 | True |  | Non Federally-Regulated | 02/20/2019 |  | 02/12/2020
Eaton (formerly Cooper Industries) | Halo | HL36SA20FL 930ED010 ICAT TLS3*** | Light Emitting Diode | Inseparable Luminaire | Quick Connect | Forward Phase Cut Controls | 67.1 | 2731 | 0.0005 | 94 | 56 | 500 | 1 | Elevated | 50000 |  |  | 50000 | 0 | 0 | 20 | 0.02 | 0.02 | 0.02 | 0.01 | 0 | 0 | 0.08 | 0.07 | 0.06 | 0.05 | 0 | 0 | 0.13 | 0.12 | 0.11 | 0.1 | 0 | 0 | True |  | Non Federally-Regulated | 02/20/2019 |  | 02/12/2020
Eaton (formerly Cooper Industries) | Halo | HL36SA20FL 935ED010 ICAT TLS3*** | Light Emitting Diode | Inseparable Luminaire | Quick Connect | Forward Phase Cut Controls | 67.1 | 2731 | 0.0005 | 94 | 56 | 500 | 1 | Elevated | 50000 |  |  | 50000 | 0 | 0 | 20 | 0.02 | 0.02 | 0.02 | 0.01 | 0 | 0 | 0.08 | 0.07 | 0.06 | 0.05 | 0 | 0 | 0.13 | 0.12 | 0.11 | 0.1 | 0 | 0 | True |  | Non Federally-Regulated | 02/20/2019 |  | 02/12/2020
Eaton (formerly Cooper Industries) | Halo | HL36SA20FL 940ED010 ICAT TLS3*** | Light Emitting Diode | Inseparable Luminaire | Quick Connect | Forward Phase Cut Controls | 67.1 | 2731 | 0.0005 | 94 | 56 | 500 | 1 | Elevated | 50000 |  |  | 50000 | 0 | 0 | 20 | 0.02 | 0.02 | 0.02 | 0.01 | 0 | 0 | 0.08 | 0.07 | 0.06 | 0.05 | 0 | 0 | 0.13 | 0.12 | 0.11 | 0.1 | 0 | 0 | True |  | Non Federally-Regulated | 02/20/2019 |  | 02/12/2020
Eaton (formerly Cooper Industries) | Halo | HL36SA20WFL 927ED010 ICAT TLS3*** | Light Emitting Diode | Inseparable Luminaire | Quick Connect | Forward Phase Cut Controls | 67.1 | 2731 | 0.0005 | 94 | 56 | 500 | 1 | Elevated | 50000 |  |  | 50000 | 0 | 0 | 20 | 0.02 | 0.02 | 0.02 | 0.01 | 0 | 0 | 0.08 | 0.07 | 0.06 | 0.05 | 0 | 0 | 0.13 | 0.12 | 0.11 | 0.1 | 0 | 0 | True |  | Non Federally-Regulated | 02/20/2019 |  | 02/12/2020
Eaton (formerly Cooper Industries) | Halo | HL36SA20WFL 930ED010 ICAT TLS3*** | Light Emitting Diode | Inseparable Luminaire | Quick Connect | Forward Phase Cut Controls | 67.1 | 2731 | 0.0005 | 94 | 56 | 500 | 1 | Elevated | 50000 |  |  | 50000 | 0 | 0 | 20 | 0.02 | 0.02 | 0.02 | 0.01 | 0 | 0 | 0.08 | 0.07 | 0.06 | 0.05 | 0 | 0 | 0.13 | 0.12 | 0.11 | 0.1 | 0 | 0 | True |  | Non Federally-Regulated | 02/20/2019 |  | 02/12/2020
Eaton (formerly Cooper Industries) | Halo | HL36SA20WFL 935ED010 ICAT TLS3*** | Light Emitting Diode | Inseparable Luminaire | Quick Connect | Forward Phase Cut Controls | 67.1 | 2731 | 0.0005 | 94 | 56 | 500 | 1 | Elevated | 50000 |  |  | 50000 | 0 | 0 | 20 | 0.02 | 0.02 | 0.02 | 0.01 | 0 | 0 | 0.08 | 0.07 | 0.06 | 0.05 | 0 | 0 | 0.13 | 0.12 | 0.11 | 0.1 | 0 | 0 | True |  | Non Federally-Regulated | 02/20/2019 |  | 02/12/2020
Eaton (formerly Cooper Industries) | Halo | HL36SA20WFL 940ED010 ICAT TLS3*** | Light Emitting Diode | Inseparable Luminaire | Quick Connect | Forward Phase Cut Controls | 67.1 | 2731 | 0.0005 | 94 | 56 | 500 | 1 | Elevated | 50000 |  |  | 50000 | 0 | 0 | 20 | 0.02 | 0.02 | 0.02 | 0.01 | 0 | 0 | 0.08 | 0.07 | 0.06 | 0.05 | 0 | 0 | 0.13 | 0.12 | 0.11 | 0.1 | 0 | 0 | True |  | Non Federally-Regulated | 02/20/2019 |  | 02/12/2020
Eaton (formerly Cooper Industries) | Halo | HL36SAR20SP 927ED010 ICAT TLS3*** | Light Emitting Diode | Inseparable Luminaire | Quick Connect | Forward Phase Cut Controls | 67.1 | 2731 | 0.0005 | 94 | 56 | 500 | 1 | Elevated | 50000 |  |  | 50000 | 0 | 0 | 20 | 0.02 | 0.02 | 0.02 | 0.01 | 0 | 0 | 0.08 | 0.07 | 0.06 | 0.05 | 0 | 0 | 0.13 | 0.12 | 0.11 | 0.1 | 0 | 0 | True |  | Non Federally-Regulated | 02/20/2019 |  | 02/12/2020
Eaton (formerly Cooper Industries) | Halo | HL36SAR20SP 930ED010 ICAT TLS3*** | Light Emitting Diode | Inseparable Luminaire | Quick Connect | Forward Phase Cut Controls | 67.1 | 2731 | 0.0005 | 94 | 56 | 500 | 1 | Elevated | 50000 |  |  | 50000 | 0 | 0 | 20 | 0.02 | 0.02 | 0.02 | 0.01 | 0 | 0 | 0.08 | 0.07 | 0.06 | 0.05 | 0 | 0 | 0.13 | 0.12 | 0.11 | 0.1 | 0 | 0 | True |  | Non Federally-Regulated | 02/20/2019 |  | 02/12/2020
Eaton (formerly Cooper Industries) | Halo | HL36SAR20SP 935ED010 ICAT TLS3*** | Light Emitting Diode | Inseparable Luminaire | Quick Connect | Forward Phase Cut Controls | 67.1 | 2731 | 0.0005 | 94 | 56 | 500 | 1 | Elevated | 50000 |  |  | 50000 | 0 | 0 | 20 | 0.02 | 0.02 | 0.02 | 0.01 | 0 | 0 | 0.08 | 0.07 | 0.06 | 0.05 | 0 | 0 | 0.13 | 0.12 | 0.11 | 0.1 | 0 | 0 | True |  | Non Federally-Regulated | 02/20/2019 |  | 02/12/2020
Eaton (formerly Cooper Industries) | Halo | HL36SAR20SP 940ED010 ICAT TLS3*** | Light Emitting Diode | Inseparable Luminaire | Quick Connect | Forward Phase Cut Controls | 67.1 | 2731 | 0.0005 | 94 | 56 | 500 | 1 | Elevated | 50000 |  |  | 50000 | 0 | 0 | 20 | 0.02 | 0.02 | 0.02 | 0.01 | 0 | 0 | 0.08 | 0.07 | 0.06 | 0.05 | 0 | 0 | 0.13 | 0.12 | 0.11 | 0.1 | 0 | 0 | True |  | Non Federally-Regulated | 02/20/2019 |  | 02/12/2020
Eaton (formerly Cooper Industries) | Halo | HL36SAR20NFL 927ED010 ICAT TLS3*** | Light Emitting Diode | Inseparable Luminaire | Quick Connect | Forward Phase Cut Controls | 67.1 | 2731 | 0.0005 | 94 | 56 | 500 | 1 | Elevated | 50000 |  |  | 50000 | 0 | 0 | 20 | 0.02 | 0.02 | 0.02 | 0.01 | 0 | 0 | 0.08 | 0.07 | 0.06 | 0.05 | 0 | 0 | 0.13 | 0.12 | 0.11 | 0.1 | 0 | 0 | True |  | Non Federally-Regulated | 02/20/2019 |  | 02/12/2020
Eaton (formerly Cooper Industries) | Halo | HL36SAR20NFL 930ED010 ICAT TLS3*** | Light Emitting Diode | Inseparable Luminaire | Quick Connect | Forward Phase Cut Controls | 67.1 | 2731 | 0.0005 | 94 | 56 | 500 | 1 | Elevated | 50000 |  |  | 50000 | 0 | 0 | 20 | 0.02 | 0.02 | 0.02 | 0.01 | 0 | 0 | 0.08 | 0.07 | 0.06 | 0.05 | 0 | 0 | 0.13 | 0.12 | 0.11 | 0.1 | 0 | 0 | True |  | Non Federally-Regulated | 02/20/2019 |  | 02/12/2020
Eaton (formerly Cooper Industries) | Halo | HL36SAR20NFL 935ED010 ICAT TLS3*** | Light Emitting Diode | Inseparable Luminaire | Quick Connect | Forward Phase Cut Controls | 67.1 | 2731 | 0.0005 | 94 | 56 | 500 | 1 | Elevated | 50000 |  |  | 50000 | 0 | 0 | 20 | 0.02 | 0.02 | 0.02 | 0.01 | 0 | 0 | 0.08 | 0.07 | 0.06 | 0.05 | 0 | 0 | 0.13 | 0.12 | 0.11 | 0.1 | 0 | 0 | True |  | Non Federally-Regulated | 02/20/2019 |  | 02/12/2020
Eaton (formerly Cooper Industries) | Halo | HL36SAR20NFL 940ED010 ICAT TLS3*** | Light Emitting Diode | Inseparable Luminaire | Quick Connect | Forward Phase Cut Controls | 67.1 | 2731 | 0.0005 | 94 | 56 | 500 | 1 | Elevated | 50000 |  |  | 50000 | 0 | 0 | 20 | 0.02 | 0.02 | 0.02 | 0.01 | 0 | 0 | 0.08 | 0.07 | 0.06 | 0.05 | 0 | 0 | 0.13 | 0.12 | 0.11 | 0.1 | 0 | 0 | True |  | Non Federally-Regulated | 02/20/2019 |  | 02/12/2020
Eaton (formerly Cooper Industries) | Halo | HL36SAR20FL 927ED010 ICAT TLS3*** | Light Emitting Diode | Inseparable Luminaire | Quick Connect | Forward Phase Cut Controls | 67.1 | 2731 | 0.0005 | 94 | 56 | 500 | 1 | Elevated | 50000 |  |  | 50000 | 0 | 0 | 20 | 0.02 | 0.02 | 0.02 | 0.01 | 0 | 0 | 0.08 | 0.07 | 0.06 | 0.05 | 0 | 0 | 0.13 | 0.12 | 0.11 | 0.1 | 0 | 0 | True |  | Non Federally-Regulated | 02/20/2019 |  | 02/12/2020
Eaton (formerly Cooper Industries) | Halo | HL36SAR20FL 930ED010 ICAT TLS3*** | Light Emitting Diode | Inseparable Luminaire | Quick Connect | Forward Phase Cut Controls | 67.1 | 2731 | 0.0005 | 94 | 56 | 500 | 1 | Elevated | 50000 |  |  | 50000 | 0 | 0 | 20 | 0.02 | 0.02 | 0.02 | 0.01 | 0 | 0 | 0.08 | 0.07 | 0.06 | 0.05 | 0 | 0 | 0.13 | 0.12 | 0.11 | 0.1 | 0 | 0 | True |  | Non Federally-Regulated | 02/20/2019 |  | 02/12/2020
Eaton (formerly Cooper Industries) | Halo | HL36SAR20FL 935ED010 ICAT TLS3*** | Light Emitting Diode | Inseparable Luminaire | Quick Connect | Forward Phase Cut Controls | 67.1 | 2731 | 0.0005 | 94 | 56 | 500 | 1 | Elevated | 50000 |  |  | 50000 | 0 | 0 | 20 | 0.02 | 0.02 | 0.02 | 0.01 | 0 | 0 | 0.08 | 0.07 | 0.06 | 0.05 | 0 | 0 | 0.13 | 0.12 | 0.11 | 0.1 | 0 | 0 | True |  | Non Federally-Regulated | 02/20/2019 |  | 02/12/2020
Eaton (formerly Cooper Industries) | Halo | HL36SAR20FL 940ED010 ICAT TLS3*** | Light Emitting Diode | Inseparable Luminaire | Quick Connect | Forward Phase Cut Controls | 67.1 | 2731 | 0.0005 | 94 | 56 | 500 | 1 | Elevated | 50000 |  |  | 50000 | 0 | 0 | 20 | 0.02 | 0.02 | 0.02 | 0.01 | 0 | 0 | 0.08 | 0.07 | 0.06 | 0.05 | 0 | 0 | 0.13 | 0.12 | 0.11 | 0.1 | 0 | 0 | True |  | Non Federally-Regulated | 02/20/2019 |  | 02/12/2020
Eaton (formerly Cooper Industries) | Halo | HL36SAR20WFL 927ED010 ICAT TLS3*** | Light Emitting Diode | Inseparable Luminaire | Quick Connect | Forward Phase Cut Controls | 67.1 | 2731 | 0.0005 | 94 | 56 | 500 | 1 | Elevated | 50000 |  |  | 50000 | 0 | 0 | 20 | 0.02 | 0.02 | 0.02 | 0.01 | 0 | 0 | 0.08 | 0.07 | 0.06 | 0.05 | 0 | 0 | 0.13 | 0.12 | 0.11 | 0.1 | 0 | 0 | True |  | Non Federally-Regulated | 02/20/2019 |  | 02/12/2020
Eaton (formerly Cooper Industries) | Halo | HL36SAR20WFL 930ED010 ICAT TLS3*** | Light Emitting Diode | Inseparable Luminaire | Quick Connect | Forward Phase Cut Controls | 67.1 | 2731 | 0.0005 | 94 | 56 | 500 | 1 | Elevated | 50000 |  |  | 50000 | 0 | 0 | 20 | 0.02 | 0.02 | 0.02 | 0.01 | 0 | 0 | 0.08 | 0.07 | 0.06 | 0.05 | 0 | 0 | 0.13 | 0.12 | 0.11 | 0.1 | 0 | 0 | True |  | Non Federally-Regulated | 02/20/2019 |  | 02/12/2020
Eaton (formerly Cooper Industries) | Halo | HL36SAR20WFL 935ED010 ICAT TLS3*** | Light Emitting Diode | Inseparable Luminaire | Quick Connect | Forward Phase Cut Controls | 67.1 | 2731 | 0.0005 | 94 | 56 | 500 | 1 | Elevated | 50000 |  |  | 50000 | 0 | 0 | 20 | 0.02 | 0.02 | 0.02 | 0.01 | 0 | 0 | 0.08 | 0.07 | 0.06 | 0.05 | 0 | 0 | 0.13 | 0.12 | 0.11 | 0.1 | 0 | 0 | True |  | Non Federally-Regulated | 02/20/2019 |  | 02/12/2020
Eaton (formerly Cooper Industries) | Halo | HL36SAR20WFL 940ED010 ICAT TLS3*** | Light Emitting Diode | Inseparable Luminaire | Quick Connect | Forward Phase Cut Controls | 67.1 | 2731 | 0.0005 | 94 | 56 | 500 | 1 | Elevated | 50000 |  |  | 50000 | 0 | 0 | 20 | 0.02 | 0.02 | 0.02 | 0.01 | 0 | 0 | 0.08 | 0.07 | 0.06 | 0.05 | 0 | 0 | 0.13 | 0.12 | 0.11 | 0.1 | 0 | 0 | True |  | Non Federally-Regulated | 02/20/2019 |  | 02/12/2020
Eaton (formerly Cooper Industries) | Halo | ML4D09NFLD2WE | Light Emitting Diode | Inseparable Luminaire | Quick Connect | 0-10 VDC Controls | 46 | 2944 | -0.0001 | 91 | 52 | 500 | 1 | Elevated | 50000 |  |  | 50000 | 0 | 0 | 20 | 0.28 | 0.28 | 0.27 | 0.27 | 0.04 | 0.01 | 0.23 | 0.23 | 0.22 | 0.22 | 0.05 | 0.02 | 0.23 | 0.23 | 0.22 | 0.21 | 0.05 | 0.01 | True |  | Non Federally-Regulated | 02/20/2019 |  | 02/12/2020
Eaton (formerly Cooper Industries) | Halo | ML4D09NFLD2WE010 | Light Emitting Diode | Inseparable Luminaire | Quick Connect | 0-10 VDC Controls | 46 | 2944 | -0.0001 | 91 | 52 | 500 | 1 | Elevated | 50000 |  |  | 50000 | 0 | 0 | 20 | 0.28 | 0.28 | 0.27 | 0.27 | 0.04 | 0.01 | 0.23 | 0.23 | 0.22 | 0.22 | 0.05 | 0.02 | 0.23 | 0.23 | 0.22 | 0.21 | 0.05 | 0.01 | True |  | Non Federally-Regulated | 02/20/2019 |  | 02/12/2020
Eaton (formerly Cooper Industries) | Halo | ML4D09FLD2WE | Light Emitting Diode | Inseparable Luminaire | Quick Connect | 0-10 VDC Controls | 46 | 2944 | -0.0001 | 91 | 52 | 500 | 1 | Elevated | 50000 |  |  | 50000 | 0 | 0 | 20 | 0.28 | 0.28 | 0.27 | 0.27 | 0.04 | 0.01 | 0.23 | 0.23 | 0.22 | 0.22 | 0.05 | 0.02 | 0.23 | 0.23 | 0.22 | 0.21 | 0.05 | 0.01 | True |  | Non Federally-Regulated | 02/20/2019 |  | 02/12/2020
Eaton (formerly Cooper Industries) | Halo | ML4D09FLD2WE010 | Light Emitting Diode | Inseparable Luminaire | Quick Connect | 0-10 VDC Controls | 46 | 2944 | -0.0001 | 91 | 52 | 500 | 1 | Elevated | 50000 |  |  | 50000 | 0 | 0 | 20 | 0.28 | 0.28 | 0.27 | 0.27 | 0.04 | 0.01 | 0.23 | 0.23 | 0.22 | 0.22 | 0.05 | 0.02 | 0.23 | 0.23 | 0.22 | 0.21 | 0.05 | 0.01 | True |  | Non Federally-Regulated | 02/20/2019 |  | 02/12/2020
Eaton (formerly Cooper Industries) | Halo | ELG406930TBZ | Light Emitting Diode | Inseparable Luminaire | Quick Connect | Forward Phase Cut Controls | 76.7 | 3036 | -0.0001 | 94 | 73 | 500 | 1 | Elevated | 50000 |  |  | 50000 | 0 | 0 | 20 | 0.04 | 0.03 | 0.03 | 0.03 | 0 | 0 | 0.05 | 0.04 | 0.03 | 0.03 | 0 | 0 | 0.07 | 0.02 | 0.02 | 0.02 | 0 | 0 | True |  | Non Federally-Regulated | 03/11/2019 |  | 02/12/2020
Eaton (formerly Cooper Industries) | Halo | ELG406935TBZ | Light Emitting Diode | Inseparable Luminaire | Quick Connect | Forward Phase Cut Controls | 76.7 | 3500 | -0.0001 | 94 | 73 | 500 | 1 | Elevated | 50000 |  |  | 50000 | 0 | 0 | 20 | 0.04 | 0.03 | 0.03 | 0.03 | 0 | 0 | 0.05 | 0.04 | 0.03 | 0.03 | 0 | 0 | 0.07 | 0.02 | 0.02 | 0.02 | 0 | 0 | True |  | Non Federally-Regulated | 03/11/2019 |  | 02/12/2020
Eaton (formerly Cooper Industries) | Halo | ELG406940TBZ | Light Emitting Diode | Inseparable Luminaire | Quick Connect | Forward Phase Cut Controls | 76.7 | 4000 | -0.0001 | 94 | 73 | 500 | 1 | Elevated | 50000 |  |  | 50000 | 0 | 0 | 20 | 0.04 | 0.03 | 0.03 | 0.03 | 0 | 0 | 0.05 | 0.04 | 0.03 | 0.03 | 0 | 0 | 0.07 | 0.02 | 0.02 | 0.02 | 0 | 0 | True |  | Non Federally-Regulated | 03/11/2019 |  | 02/12/2020
Eaton (formerly Cooper Industries) | Halo | ELG406927WH | Light Emitting Diode | Inseparable Luminaire | Quick Connect | Forward Phase Cut Controls | 65.8 | 2716 | -0.0004 | 94 | 73 | 500 | 1 | Elevated | 50000 |  |  | 50000 | 0 | 0 | 20 | 0.04 | 0.03 | 0.03 | 0.03 | 0 | 0 | 0.05 | 0.04 | 0.03 | 0.03 | 0 | 0 | 0.07 | 0.02 | 0.02 | 0.02 | 0 | 0 | True |  | Non Federally-Regulated | 03/11/2019 |  | 02/12/2020
Eaton (formerly Cooper Industries) | Halo | ELG406930WH | Light Emitting Diode | Inseparable Luminaire | Quick Connect | Forward Phase Cut Controls | 65.8 | 3000 | -0.0004 | 94 | 73 | 500 | 1 | Elevated | 50000 |  |  | 50000 | 0 | 0 | 20 | 0.04 | 0.03 | 0.03 | 0.03 | 0 | 0 | 0.05 | 0.04 | 0.03 | 0.03 | 0 | 0 | 0.07 | 0.02 | 0.02 | 0.02 | 0 | 0 | True |  | Non Federally-Regulated | 03/11/2019 |  | 02/12/2020
Eaton (formerly Cooper Industries) | Halo | ELG406935WH | Light Emitting Diode | Inseparable Luminaire | Quick Connect | Forward Phase Cut Controls | 65.8 | 3500 | -0.0004 | 94 | 73 | 500 | 1 | Elevated | 50000 |  |  | 50000 | 0 | 0 | 20 | 0.04 | 0.03 | 0.03 | 0.03 | 0 | 0 | 0.05 | 0.04 | 0.03 | 0.03 | 0 | 0 | 0.07 | 0.02 | 0.02 | 0.02 | 0 | 0 | True |  | Non Federally-Regulated | 03/11/2019 |  | 02/12/2020
Eaton (formerly Cooper Industries) | Halo | ELG406940WH | Light Emitting Diode | Inseparable Luminaire | Quick Connect | Forward Phase Cut Controls | 65.8 | 4000 | -0.0004 | 94 | 73 | 500 | 1 | Elevated | 50000 |  |  | 50000 | 0 | 0 | 20 | 0.04 | 0.03 | 0.03 | 0.03 | 0 | 0 | 0.05 | 0.04 | 0.03 | 0.03 | 0 | 0 | 0.07 | 0.02 | 0.02 | 0.02 | 0 | 0 | True |  | Non Federally-Regulated | 03/11/2019 |  | 02/12/2020
Eaton (formerly Cooper Industries) | Halo | ELSG406927WH | Light Emitting Diode | Inseparable Luminaire | Quick Connect | Forward Phase Cut Controls | 65.2 | 2696 | 0.0001 | 93 | 72 | 500 | 1 | Elevated | 50000 |  |  | 50000 | 0 | 0 | 20 | 0.04 | 0.03 | 0.03 | 0.03 | 0 | 0 | 0.05 | 0.04 | 0.03 | 0.03 | 0 | 0 | 0.07 | 0.02 | 0.02 | 0.02 | 0 | 0 | True |  | Non Federally-Regulated | 03/11/2019 |  | 02/12/2020
Eaton (formerly Cooper Industries) | Halo | ELSG406930WH | Light Emitting Diode | Inseparable Luminaire | Quick Connect | Forward Phase Cut Controls | 65.2 | 3000 | 0.0001 | 93 | 72 | 500 | 1 | Elevated | 50000 |  |  | 50000 | 0 | 0 | 20 | 0.04 | 0.03 | 0.03 | 0.03 | 0 | 0 | 0.05 | 0.04 | 0.03 | 0.03 | 0 | 0 | 0.07 | 0.02 | 0.02 | 0.02 | 0 | 0 | True |  | Non Federally-Regulated | 03/11/2019 |  | 02/12/2020
Eaton (formerly Cooper Industries) | Halo | ELSG406935WH | Light Emitting Diode | Inseparable Luminaire | Quick Connect | Forward Phase Cut Controls | 65.2 | 3500 | 0.0001 | 93 | 72 | 500 | 1 | Elevated | 50000 |  |  | 50000 | 0 | 0 | 20 | 0.04 | 0.03 | 0.03 | 0.03 | 0 | 0 | 0.05 | 0.04 | 0.03 | 0.03 | 0 | 0 | 0.07 | 0.02 | 0.02 | 0.02 | 0 | 0 | True |  | Non Federally-Regulated | 03/11/2019 |  | 02/12/2020
Eaton (formerly Cooper Industries) | Halo | ELSG406940WH | Light Emitting Diode | Inseparable Luminaire | Quick Connect | Forward Phase Cut Controls | 65.2 | 4000 | 0.0001 | 93 | 72 | 500 | 1 | Elevated | 50000 |  |  | 50000 | 0 | 0 | 20 | 0.04 | 0.03 | 0.03 | 0.03 | 0 | 0 | 0.05 | 0.04 | 0.03 | 0.03 | 0 | 0 | 0.07 | 0.02 | 0.02 | 0.02 | 0 | 0 | True |  | Non Federally-Regulated | 03/11/2019 |  | 02/12/2020
Eaton (formerly Cooper Industries) | Halo | ELSG406927TBZ | Light Emitting Diode | Inseparable Luminaire | Quick Connect | Forward Phase Cut Controls | 64.1 | 2708 | 0.0004 | 94 | 73 | 500 | 1 | Elevated | 50000 |  |  | 50000 | 0 | 0 | 20 | 0.04 | 0.03 | 0.03 | 0.03 | 0 | 0 | 0.05 | 0.04 | 0.03 | 0.03 | 0 | 0 | 0.07 | 0.02 | 0.02 | 0.02 | 0 | 0 | True |  | Non Federally-Regulated | 03/11/2019 |  | 02/12/2020
Eaton (formerly Cooper Industries) | Halo | ELSG406930TBZ | Light Emitting Diode | Inseparable Luminaire | Quick Connect | Forward Phase Cut Controls | 64.1 | 3000 | 0.0004 | 94 | 73 | 500 | 1 | Elevated | 50000 |  |  | 50000 | 0 | 0 | 20 | 0.04 | 0.03 | 0.03 | 0.03 | 0 | 0 | 0.05 | 0.04 | 0.03 | 0.03 | 0 | 0 | 0.07 | 0.02 | 0.02 | 0.02 | 0 | 0 | True |  | Non Federally-Regulated | 03/11/2019 |  | 02/12/2020
Eaton (formerly Cooper Industries) | Halo | ELSG406935TBZ | Light Emitting Diode | Inseparable Luminaire | Quick Connect | Forward Phase Cut Controls | 64.1 | 3500 | 0.0004 | 94 | 73 | 500 | 1 | Elevated | 50000 |  |  | 50000 | 0 | 0 | 20 | 0.04 | 0.03 | 0.03 | 0.03 | 0 | 0 | 0.05 | 0.04 | 0.03 | 0.03 | 0 | 0 | 0.07 | 0.02 | 0.02 | 0.02 | 0 | 0 | True |  | Non Federally-Regulated | 03/11/2019 |  | 02/12/2020
Eaton (formerly Cooper Industries) | Halo | ELSG406940TBZ | Light Emitting Diode | Inseparable Luminaire | Quick Connect | Forward Phase Cut Controls | 64.1 | 4000 | 0.0004 | 94 | 73 | 500 | 1 | Elevated | 50000 |  |  | 50000 | 0 | 0 | 20 | 0.04 | 0.03 | 0.03 | 0.03 | 0 | 0 | 0.05 | 0.04 | 0.03 | 0.03 | 0 | 0 | 0.07 | 0.02 | 0.02 | 0.02 | 0 | 0 | True |  | Non Federally-Regulated | 03/11/2019 |  | 02/12/2020
Eaton (formerly Cooper Industries) | Halo | ML4D09NFL927E | Light Emitting Diode | Inseparable Luminaire | Quick Connect | Forward Phase Cut Controls | 54.2 | 2683 | -0.0002 | 94 | 60 | 500 | 1 | Elevated | 50000 |  |  | 50000 | 0 | 0 | 20 | 0.02 | 0.02 | 0.02 | 0.01 | 0 | 0 | 0.08 | 0.07 | 0.06 | 0.05 | 0 | 0 | 0.13 | 0.12 | 0.11 | 0.1 | 0 | 0 | True |  | Non Federally-Regulated | 05/03/2019 |  | 02/12/2020
Eaton (formerly Cooper Industries) | Halo | ML4D09NFL930E | Light Emitting Diode | Inseparable Luminaire | Quick Connect | Forward Phase Cut Controls | 54.2 | 3000 | -0.0002 | 94 | 60 | 500 | 1 | Elevated | 50000 |  |  | 50000 | 0 | 0 | 20 | 0.02 | 0.02 | 0.02 | 0.01 | 0 | 0 | 0.08 | 0.07 | 0.06 | 0.05 | 0 | 0 | 0.13 | 0.12 | 0.11 | 0.1 | 0 | 0 | True |  | Non Federally-Regulated | 05/03/2019 |  | 02/12/2020
Eaton (formerly Cooper Industries) | Halo | ML4D09NFL935E | Light Emitting Diode | Inseparable Luminaire | Quick Connect | Forward Phase Cut Controls | 54.2 | 3500 | -0.0002 | 94 | 60 | 500 | 1 | Elevated | 50000 |  |  | 50000 | 0 | 0 | 20 | 0.02 | 0.02 | 0.02 | 0.01 | 0 | 0 | 0.08 | 0.07 | 0.06 | 0.05 | 0 | 0 | 0.13 | 0.12 | 0.11 | 0.1 | 0 | 0 | True |  | Non Federally-Regulated | 05/03/2019 |  | 02/12/2020
Eaton (formerly Cooper Industries) | Halo | ML4D09NFL940E | Light Emitting Diode | Inseparable Luminaire | Quick Connect | Forward Phase Cut Controls | 54.2 | 4000 | -0.0002 | 94 | 60 | 500 | 1 | Elevated | 50000 |  |  | 50000 | 0 | 0 | 20 | 0.02 | 0.02 | 0.02 | 0.01 | 0 | 0 | 0.08 | 0.07 | 0.06 | 0.05 | 0 | 0 | 0.13 | 0.12 | 0.11 | 0.1 | 0 | 0 | True |  | Non Federally-Regulated | 05/03/2019 |  | 02/12/2020
Eaton (formerly Cooper Industries) | Halo | ML4D09NFLD2WE | Light Emitting Diode | Inseparable Luminaire | Quick Connect | Forward Phase Cut Controls | 46 | 2944 | -0.0012 | 92 | 57 | 500 | 1 | Elevated | 50000 |  |  | 50000 | 0 | 0 | 20 | 0.02 | 0.02 | 0.02 | 0.01 | 0 | 0 | 0.08 | 0.07 | 0.06 | 0.05 | 0 | 0 | 0.13 | 0.12 | 0.11 | 0.1 | 0 | 0 | True |  | Non Federally-Regulated | 05/03/2019 |  | 02/12/2020
Eaton (formerly Cooper Industries) | Halo | ML4D09NFL927E010 | Light Emitting Diode | Inseparable Luminaire | Quick Connect | Forward Phase Cut Controls | 54.2 | 2683 | -0.0002 | 94 | 60 | 500 | 1 | Elevated | 50000 |  |  | 50000 | 0 | 0 | 20 | 0.02 | 0.02 | 0.02 | 0.01 | 0 | 0 | 0.08 | 0.07 | 0.06 | 0.05 | 0 | 0 | 0.13 | 0.12 | 0.11 | 0.1 | 0 | 0 | True |  | Non Federally-Regulated | 05/03/2019 |  | 02/12/2020
Eaton (formerly Cooper Industries) | Halo | ML4D09NFL930E010 | Light Emitting Diode | Inseparable Luminaire | Quick Connect | Forward Phase Cut Controls | 54.2 | 3000 | -0.0002 | 94 | 60 | 500 | 1 | Elevated | 50000 |  |  | 50000 | 0 | 0 | 20 | 0.02 | 0.02 | 0.02 | 0.01 | 0 | 0 | 0.08 | 0.07 | 0.06 | 0.05 | 0 | 0 | 0.13 | 0.12 | 0.11 | 0.1 | 0 | 0 | True |  | Non Federally-Regulated | 05/03/2019 |  | 02/12/2020
Eaton (formerly Cooper Industries) | Halo | ML4D09NFL935E010 | Light Emitting Diode | Inseparable Luminaire | Quick Connect | Forward Phase Cut Controls | 54.2 | 3500 | -0.0002 | 94 | 60 | 500 | 1 | Elevated | 50000 |  |  | 50000 | 0 | 0 | 20 | 0.02 | 0.02 | 0.02 | 0.01 | 0 | 0 | 0.08 | 0.07 | 0.06 | 0.05 | 0 | 0 | 0.13 | 0.12 | 0.11 | 0.1 | 0 | 0 | True |  | Non Federally-Regulated | 05/03/2019 |  | 02/12/2020
Eaton (formerly Cooper Industries) | Halo | ML4D09NFL940E010 | Light Emitting Diode | Inseparable Luminaire | Quick Connect | Forward Phase Cut Controls | 54.2 | 4000 | -0.0002 | 94 | 60 | 500 | 1 | Elevated | 50000 |  |  | 50000 | 0 | 0 | 20 | 0.02 | 0.02 | 0.02 | 0.01 | 0 | 0 | 0.08 | 0.07 | 0.06 | 0.05 | 0 | 0 | 0.13 | 0.12 | 0.11 | 0.1 | 0 | 0 | True |  | Non Federally-Regulated | 05/03/2019 |  | 02/12/2020
Eaton (formerly Cooper Industries) | Halo | ML409NFLD2WE010 | Light Emitting Diode | Inseparable Luminaire | Quick Connect | Forward Phase Cut Controls | 46 | 2944 | -0.0012 | 92 | 57 | 500 | 1 | Elevated | 50000 |  |  | 50000 | 0 | 0 | 20 | 0.02 | 0.02 | 0.02 | 0.01 | 0 | 0 | 0.08 | 0.07 | 0.06 | 0.05 | 0 | 0 | 0.13 | 0.12 | 0.11 | 0.1 | 0 | 0 | True |  | Non Federally-Regulated | 05/03/2019 |  | 02/12/2020
Eaton (formerly Cooper Industries) | Halo | ML4D09FL927E | Light Emitting Diode | Inseparable Luminaire | Quick Connect | Forward Phase Cut Controls | 80.4 | 2700 | 0.0004 | 94 | 60 | 500 | 1 | Elevated | 50000 |  |  | 50000 | 0 | 0 | 20 | 0.02 | 0.02 | 0.02 | 0.01 | 0 | 0 | 0.08 | 0.07 | 0.06 | 0.05 | 0 | 0 | 0.13 | 0.12 | 0.11 | 0.1 | 0 | 0 | True |  | Non Federally-Regulated | 05/03/2019 |  | 02/12/2020
Eaton (formerly Cooper Industries) | Halo | ML4D09FL930E | Light Emitting Diode | Inseparable Luminaire | Quick Connect | Forward Phase Cut Controls | 80.4 | 3000 | 0.0004 | 94 | 60 | 500 | 1 | Elevated | 50000 |  |  | 50000 | 0 | 0 | 20 | 0.02 | 0.02 | 0.02 | 0.01 | 0 | 0 | 0.08 | 0.07 | 0.06 | 0.05 | 0 | 0 | 0.13 | 0.12 | 0.11 | 0.1 | 0 | 0 | True |  | Non Federally-Regulated | 05/03/2019 |  | 02/12/2020
Eaton (formerly Cooper Industries) | Halo | ML4D09FL935E | Light Emitting Diode | Inseparable Luminaire | Quick Connect | Forward Phase Cut Controls | 80.4 | 3500 | 0.0004 | 94 | 60 | 500 | 1 | Elevated | 50000 |  |  | 50000 | 0 | 0 | 20 | 0.02 | 0.02 | 0.02 | 0.01 | 0 | 0 | 0.08 | 0.07 | 0.06 | 0.05 | 0 | 0 | 0.13 | 0.12 | 0.11 | 0.1 | 0 | 0 | True |  | Non Federally-Regulated | 05/03/2019 |  | 02/12/2020
Eaton (formerly Cooper Industries) | Halo | ML4D09FL940E | Light Emitting Diode | Inseparable Luminaire | Quick Connect | Forward Phase Cut Controls | 80.4 | 4000 | 0.0004 | 94 | 60 | 500 | 1 | Elevated | 50000 |  |  | 50000 | 0 | 0 | 20 | 0.02 | 0.02 | 0.02 | 0.01 | 0 | 0 | 0.08 | 0.07 | 0.06 | 0.05 | 0 | 0 | 0.13 | 0.12 | 0.11 | 0.1 | 0 | 0 | True |  | Non Federally-Regulated | 05/03/2019 |  | 02/12/2020
Eaton (formerly Cooper Industries) | Halo | ML4D09FL927E010 | Light Emitting Diode | Inseparable Luminaire | Quick Connect | Forward Phase Cut Controls | 80.4 | 2700 | 0.0004 | 94 | 60 | 500 | 1 | Elevated | 50000 |  |  | 50000 | 0 | 0 | 20 | 0.02 | 0.02 | 0.02 | 0.01 | 0 | 0 | 0.08 | 0.07 | 0.06 | 0.05 | 0 | 0 | 0.13 | 0.12 | 0.11 | 0.1 | 0 | 0 | True |  | Non Federally-Regulated | 05/03/2019 |  | 02/12/2020
Eaton (formerly Cooper Industries) | Halo | ML4D09FL930E010 | Light Emitting Diode | Inseparable Luminaire | Quick Connect | Forward Phase Cut Controls | 80.4 | 3000 | 0.0004 | 94 | 60 | 500 | 1 | Elevated | 50000 |  |  | 50000 | 0 | 0 | 20 | 0.02 | 0.02 | 0.02 | 0.01 | 0 | 0 | 0.08 | 0.07 | 0.06 | 0.05 | 0 | 0 | 0.13 | 0.12 | 0.11 | 0.1 | 0 | 0 | True |  | Non Federally-Regulated | 05/03/2019 |  | 02/12/2020
Eaton (formerly Cooper Industries) | Halo | ML4D09FL935E010 | Light Emitting Diode | Inseparable Luminaire | Quick Connect | Forward Phase Cut Controls | 80.4 | 3500 | 0.0004 | 94 | 60 | 500 | 1 | Elevated | 50000 |  |  | 50000 | 0 | 0 | 20 | 0.02 | 0.02 | 0.02 | 0.01 | 0 | 0 | 0.08 | 0.07 | 0.06 | 0.05 | 0 | 0 | 0.13 | 0.12 | 0.11 | 0.1 | 0 | 0 | True |  | Non Federally-Regulated | 05/03/2019 |  | 02/12/2020
Eaton (formerly Cooper Industries) | Halo | ML4D09FL940E010 | Light Emitting Diode | Inseparable Luminaire | Quick Connect | Forward Phase Cut Controls | 80.4 | 4000 | 0.0004 | 94 | 60 | 500 | 1 | Elevated | 50000 |  |  | 50000 | 0 | 0 | 20 | 0.02 | 0.02 | 0.02 | 0.01 | 0 | 0 | 0.08 | 0.07 | 0.06 | 0.05 | 0 | 0 | 0.13 | 0.12 | 0.11 | 0.1 | 0 | 0 | True |  | Non Federally-Regulated | 05/03/2019 |  | 02/12/2020
Eaton (formerly Cooper Industries) | Halo | HLC4079301EWH - *** | Light Emitting Diode | Inseparable Luminaire | Quick Connect | Forward Phase Cut Controls | 62.1 | 2985 | 0.0001 | 92 | 61 | 500 | 1 | Elevated | 50000 |  |  | 50000 | 0 | 0 | 20 | 0.3 | 0.3 | 0.27 | 0.26 | 0.06 | 0.02 | 0.28 | 0.28 | 0.27 | 0.25 | 0.03 | 0.01 | 0.22 | 0.2 | 0.2 | 0.16 | 0.02 | 0.01 | True |  | Non Federally-Regulated | 05/07/2019 |  | 02/12/2020
Eaton (formerly Cooper Industries) | Halo | HLC4079401EWH - *** | Light Emitting Diode | Inseparable Luminaire | Quick Connect | Forward Phase Cut Controls | 62.1 | 4000 | 0.0001 | 92 | 61 | 500 | 1 | Elevated | 50000 |  |  | 50000 | 0 | 0 | 20 | 0.3 | 0.3 | 0.27 | 0.26 | 0.06 | 0.02 | 0.28 | 0.28 | 0.27 | 0.25 | 0.03 | 0.01 | 0.22 | 0.2 | 0.2 | 0.16 | 0.02 | 0.01 | True |  | Non Federally-Regulated | 05/07/2019 |  | 02/12/2020
Eaton (formerly Cooper Industries) | Halo | HLC6099301EWH - *** | Light Emitting Diode | Inseparable Luminaire | Quick Connect | Forward Phase Cut Controls | 60.1 | 3006 | 0 | 92 | 61 | 500 | 1 | Elevated | 50000 |  |  | 50000 | 0 | 0 | 20 | 0.29 | 0.29 | 0.28 | 0.27 | 0.05 | 0.02 | 0.27 | 0.27 | 0.26 | 0.23 | 0.03 | 0 | 0.22 | 0.21 | 0.21 | 0.17 | 0.3 | 0.1 | True |  | Non Federally-Regulated | 05/07/2019 |  | 02/12/2020
Eaton (formerly Cooper Industries) | Halo | HLC6099401EWH - *** | Light Emitting Diode | Inseparable Luminaire | Quick Connect | Forward Phase Cut Controls | 60.1 | 3006 | 0 | 92 | 61 | 500 | 1 | Elevated | 50000 |  |  | 50000 | 0 | 0 | 20 | 0.29 | 0.29 | 0.28 | 0.27 | 0.05 | 0.02 | 0.27 | 0.27 | 0.26 | 0.23 | 0.03 | 0 | 0.22 | 0.21 | 0.21 | 0.17 | 0.3 | 0.1 | True |  | Non Federally-Regulated | 05/07/2019 |  | 02/12/2020
Eaton (formerly Cooper Industries) | Halo | HC610D010 HM612 927 61***** | Light Emitting Diode | Inseparable Luminaire | Quick Connect | Forward Phase Cut Controls | 70.1 | 2646 | -0.0022 | 96 | 87 | 500 | 1 | Elevated | 50000 |  |  | 50000 | 0 | 0 | 20 | 0.3 | 0.3 | 0.3 | 0.28 | 0 | 0 | 0.27 | 0.27 | 0.27 | 0.27 | 0 | 0 | 0.13 | 0.12 | 0.12 | 0.12 | 0 | 0 | True |  | Non Federally-Regulated | 05/22/2019 |  | 02/12/2020
Eaton (formerly Cooper Industries) | Halo | HC610D010 HM612 930 61***** | Light Emitting Diode | Inseparable Luminaire | Quick Connect | Forward Phase Cut Controls | 70.1 | 3000 | -0.0022 | 96 | 87 | 500 | 1 | Elevated | 50000 |  |  | 50000 | 0 | 0 | 20 | 0.3 | 0.3 | 0.3 | 0.28 | 0 | 0 | 0.27 | 0.27 | 0.27 | 0.27 | 0 | 0 | 0.13 | 0.12 | 0.12 | 0.12 | 0 | 0 | True |  | Non Federally-Regulated | 05/22/2019 |  | 02/12/2020
Eaton (formerly Cooper Industries) | Halo | HC610D010 HM612 935 61***** | Light Emitting Diode | Inseparable Luminaire | Quick Connect | Forward Phase Cut Controls | 70.1 | 3500 | -0.0022 | 96 | 87 | 500 | 1 | Elevated | 50000 |  |  | 50000 | 0 | 0 | 20 | 0.3 | 0.3 | 0.3 | 0.28 | 0 | 0 | 0.27 | 0.27 | 0.27 | 0.27 | 0 | 0 | 0.13 | 0.12 | 0.12 | 0.12 | 0 | 0 | True |  | Non Federally-Regulated | 05/22/2019 |  | 02/12/2020
Eaton (formerly Cooper Industries) | Halo | HC610D010 HM612 940 61***** | Light Emitting Diode | Inseparable Luminaire | Quick Connect | Forward Phase Cut Controls | 70.1 | 4000 | -0.0022 | 96 | 87 | 500 | 1 | Elevated | 50000 |  |  | 50000 | 0 | 0 | 20 | 0.3 | 0.3 | 0.3 | 0.28 | 0 | 0 | 0.27 | 0.27 | 0.27 | 0.27 | 0 | 0 | 0.13 | 0.12 | 0.12 | 0.12 | 0 | 0 | True |  | Non Federally-Regulated | 05/22/2019 |  | 02/12/2020
Eaton (formerly Cooper Industries) | Halo | HC6R10D010 HM6R12 927 62R***** | Light Emitting Diode | Inseparable Luminaire | Quick Connect | Forward Phase Cut Controls | 70.1 | 2646 | -0.0022 | 96 | 87 | 500 | 1 | Elevated | 50000 |  |  | 50000 | 0 | 0 | 20 | 0.3 | 0.3 | 0.3 | 0.28 | 0 | 0 | 0.27 | 0.27 | 0.27 | 0.27 | 0 | 0 | 0.13 | 0.12 | 0.12 | 0.12 | 0 | 0 | True |  | Non Federally-Regulated | 05/22/2019 |  | 02/12/2020
Eaton (formerly Cooper Industries) | Halo | HC6R10D010 HM6R12 930 62R***** | Light Emitting Diode | Inseparable Luminaire | Quick Connect | Forward Phase Cut Controls | 70.1 | 3000 | -0.0022 | 96 | 87 | 500 | 1 | Elevated | 50000 |  |  | 50000 | 0 | 0 | 20 | 0.3 | 0.3 | 0.3 | 0.28 | 0 | 0 | 0.27 | 0.27 | 0.27 | 0.27 | 0 | 0 | 0.13 | 0.12 | 0.12 | 0.12 | 0 | 0 | True |  | Non Federally-Regulated | 05/22/2019 |  | 02/12/2020
Eaton (formerly Cooper Industries) | Halo | HC6R10D010 HM6R12 935 62R***** | Light Emitting Diode | Inseparable Luminaire | Quick Connect | Forward Phase Cut Controls | 70.1 | 3500 | -0.0022 | 96 | 87 | 500 | 1 | Elevated | 50000 |  |  | 50000 | 0 | 0 | 20 | 0.3 | 0.3 | 0.3 | 0.28 | 0 | 0 | 0.27 | 0.27 | 0.27 | 0.27 | 0 | 0 | 0.13 | 0.12 | 0.12 | 0.12 | 0 | 0 | True |  | Non Federally-Regulated | 05/22/2019 |  | 02/12/2020
Eaton (formerly Cooper Industries) | Halo | HC6R10D010 HM6R12 940 62R***** | Light Emitting Diode | Inseparable Luminaire | Quick Connect | Forward Phase Cut Controls | 70.1 | 4000 | -0.0022 | 96 | 87 | 500 | 1 | Elevated | 50000 |  |  | 50000 | 0 | 0 | 20 | 0.3 | 0.3 | 0.3 | 0.28 | 0 | 0 | 0.27 | 0.27 | 0.27 | 0.27 | 0 | 0 | 0.13 | 0.12 | 0.12 | 0.12 | 0 | 0 | True |  | Non Federally-Regulated | 05/22/2019 |  | 02/12/2020
Eaton (formerly Cooper Industries) | Halo | HC56R10D010 HM6R12 927 62R***** | Light Emitting Diode | Inseparable Luminaire | Quick Connect | Forward Phase Cut Controls | 70.1 | 2646 | -0.0022 | 96 | 87 | 500 | 1 | Elevated | 50000 |  |  | 50000 | 0 | 0 | 20 | 0.3 | 0.3 | 0.3 | 0.28 | 0 | 0 | 0.27 | 0.27 | 0.27 | 0.27 | 0 | 0 | 0.13 | 0.12 | 0.12 | 0.12 | 0 | 0 | True |  | Non Federally-Regulated | 05/22/2019 |  | 02/12/2020
Eaton (formerly Cooper Industries) | Halo | HC56R10D010 HM6R12 930 62R***** | Light Emitting Diode | Inseparable Luminaire | Quick Connect | Forward Phase Cut Controls | 70.1 | 3000 | -0.0022 | 96 | 87 | 500 | 1 | Elevated | 50000 |  |  | 50000 | 0 | 0 | 20 | 0.3 | 0.3 | 0.3 | 0.28 | 0 | 0 | 0.27 | 0.27 | 0.27 | 0.27 | 0 | 0 | 0.13 | 0.12 | 0.12 | 0.12 | 0 | 0 | True |  | Non Federally-Regulated | 05/22/2019 |  | 02/12/2020
Eaton (formerly Cooper Industries) | Halo | HC56R10D010 HM6R12 935 62R***** | Light Emitting Diode | Inseparable Luminaire | Quick Connect | Forward Phase Cut Controls | 70.1 | 3500 | -0.0022 | 96 | 87 | 500 | 1 | Elevated | 50000 |  |  | 50000 | 0 | 0 | 20 | 0.3 | 0.3 | 0.3 | 0.28 | 0 | 0 | 0.27 | 0.27 | 0.27 | 0.27 | 0 | 0 | 0.13 | 0.12 | 0.12 | 0.12 | 0 | 0 | True |  | Non Federally-Regulated | 05/22/2019 |  | 02/12/2020
Eaton (formerly Cooper Industries) | Halo | HC56R10D010 HM6R12 940 62R***** | Light Emitting Diode | Inseparable Luminaire | Quick Connect | Forward Phase Cut Controls | 70.1 | 4000 | -0.0022 | 96 | 87 | 500 | 1 | Elevated | 50000 |  |  | 50000 | 0 | 0 | 20 | 0.3 | 0.3 | 0.3 | 0.28 | 0 | 0 | 0.27 | 0.27 | 0.27 | 0.27 | 0 | 0 | 0.13 | 0.12 | 0.12 | 0.12 | 0 | 0 | True |  | Non Federally-Regulated | 05/22/2019 |  | 02/12/2020
Eaton (formerly Cooper Industries) | Halo | HC615D010 HM612 927 61***** | Light Emitting Diode | Inseparable Luminaire | Quick Connect | Forward Phase Cut Controls | 67.8 | 2648 | -0.0018 | 96 | 85 | 500 | 1 | Elevated | 50000 |  |  | 50000 | 0 | 0 | 20 | 0.23 | 0.23 | 0.23 | 0.23 | 0 | 0 | 0.19 | 0.18 | 0.18 | 0.17 | 0 | 0 | 0.12 | 0.12 | 0.11 | 0.1 | 0 | 0 | True |  | Non Federally-Regulated | 05/22/2019 |  | 02/12/2020
Eaton (formerly Cooper Industries) | Halo | HC615D010 HM612 930 61***** | Light Emitting Diode | Inseparable Luminaire | Quick Connect | Forward Phase Cut Controls | 67.8 | 3000 | -0.0018 | 96 | 85 | 500 | 1 | Elevated | 50000 |  |  | 50000 | 0 | 0 | 20 | 0.23 | 0.23 | 0.23 | 0.23 | 0 | 0 | 0.19 | 0.18 | 0.18 | 0.17 | 0 | 0 | 0.12 | 0.12 | 0.11 | 0.1 | 0 | 0 | True |  | Non Federally-Regulated | 05/22/2019 |  | 02/12/2020
Eaton (formerly Cooper Industries) | Halo | HC615D010 HM612 935 61***** | Light Emitting Diode | Inseparable Luminaire | Quick Connect | Forward Phase Cut Controls | 67.8 | 3500 | -0.0018 | 96 | 85 | 500 | 1 | Elevated | 50000 |  |  | 50000 | 0 | 0 | 20 | 0.23 | 0.23 | 0.23 | 0.23 | 0 | 0 | 0.19 | 0.18 | 0.18 | 0.17 | 0 | 0 | 0.12 | 0.12 | 0.11 | 0.1 | 0 | 0 | True |  | Non Federally-Regulated | 05/22/2019 |  | 02/12/2020
Eaton (formerly Cooper Industries) | Halo | HC615D010 HM612 940 61***** | Light Emitting Diode | Inseparable Luminaire | Quick Connect | Forward Phase Cut Controls | 67.8 | 4000 | -0.0018 | 96 | 85 | 500 | 1 | Elevated | 50000 |  |  | 50000 | 0 | 0 | 20 | 0.23 | 0.23 | 0.23 | 0.23 | 0 | 0 | 0.19 | 0.18 | 0.18 | 0.17 | 0 | 0 | 0.12 | 0.12 | 0.11 | 0.1 | 0 | 0 | True |  | Non Federally-Regulated | 05/22/2019 |  | 02/12/2020
Eaton (formerly Cooper Industries) | Halo | HC6R15D010 HM6R12 927 62R***** | Light Emitting Diode | Inseparable Luminaire | Quick Connect | Forward Phase Cut Controls | 67.8 | 2648 | -0.0018 | 96 | 85 | 500 | 1 | Elevated | 50000 |  |  | 50000 | 0 | 0 | 20 | 0.23 | 0.23 | 0.23 | 0.23 | 0 | 0 | 0.19 | 0.18 | 0.18 | 0.17 | 0 | 0 | 0.12 | 0.12 | 0.11 | 0.1 | 0 | 0 | True |  | Non Federally-Regulated | 05/22/2019 |  | 02/12/2020
Eaton (formerly Cooper Industries) | Halo | HC6R15D010 HM6R12 930 62R***** | Light Emitting Diode | Inseparable Luminaire | Quick Connect | Forward Phase Cut Controls | 67.8 | 3000 | -0.0018 | 96 | 85 | 500 | 1 | Elevated | 50000 |  |  | 50000 | 0 | 0 | 20 | 0.23 | 0.23 | 0.23 | 0.23 | 0 | 0 | 0.19 | 0.18 | 0.18 | 0.17 | 0 | 0 | 0.12 | 0.12 | 0.11 | 0.1 | 0 | 0 | True |  | Non Federally-Regulated | 05/22/2019 |  | 02/12/2020
Eaton (formerly Cooper Industries) | Halo | HC6R150D010 HM6R12 935 62R***** | Light Emitting Diode | Inseparable Luminaire | Quick Connect | Forward Phase Cut Controls | 67.8 | 3500 | -0.0018 | 96 | 85 | 500 | 1 | Elevated | 50000 |  |  | 50000 | 0 | 0 | 20 | 0.23 | 0.23 | 0.23 | 0.23 | 0 | 0 | 0.19 | 0.18 | 0.18 | 0.17 | 0 | 0 | 0.12 | 0.12 | 0.11 | 0.1 | 0 | 0 | True |  | Non Federally-Regulated | 05/22/2019 |  | 02/12/2020
Eaton (formerly Cooper Industries) | Halo | HC6R150D010 HM6R12 940 62R***** | Light Emitting Diode | Inseparable Luminaire | Quick Connect | Forward Phase Cut Controls | 67.8 | 4000 | -0.0018 | 96 | 85 | 500 | 1 | Elevated | 50000 |  |  | 50000 | 0 | 0 | 20 | 0.23 | 0.23 | 0.23 | 0.23 | 0 | 0 | 0.19 | 0.18 | 0.18 | 0.17 | 0 | 0 | 0.12 | 0.12 | 0.11 | 0.1 | 0 | 0 | True |  | Non Federally-Regulated | 05/22/2019 |  | 02/12/2020
Eaton (formerly Cooper Industries) | Halo | HC56R15D010 HM6R12 927 62R***** | Light Emitting Diode | Inseparable Luminaire | Quick Connect | Forward Phase Cut Controls | 67.8 | 2648 | -0.0018 | 96 | 85 | 500 | 1 | Elevated | 50000 |  |  | 50000 | 0 | 0 | 20 | 0.23 | 0.23 | 0.23 | 0.23 | 0 | 0 | 0.19 | 0.18 | 0.18 | 0.17 | 0 | 0 | 0.12 | 0.12 | 0.11 | 0.1 | 0 | 0 | True |  | Non Federally-Regulated | 05/22/2019 |  | 02/12/2020
Eaton (formerly Cooper Industries) | Halo | HC56R15D010 HM6R12 930 62R***** | Light Emitting Diode | Inseparable Luminaire | Quick Connect | Forward Phase Cut Controls | 67.8 | 3000 | -0.0018 | 96 | 85 | 500 | 1 | Elevated | 50000 |  |  | 50000 | 0 | 0 | 20 | 0.23 | 0.23 | 0.23 | 0.23 | 0 | 0 | 0.19 | 0.18 | 0.18 | 0.17 | 0 | 0 | 0.12 | 0.12 | 0.11 | 0.1 | 0 | 0 | True |  | Non Federally-Regulated | 05/22/2019 |  | 02/12/2020
Eaton (formerly Cooper Industries) | Halo | HC56R15D010 HM6R12 935 62R***** | Light Emitting Diode | Inseparable Luminaire | Quick Connect | Forward Phase Cut Controls | 67.8 | 3500 | -0.0018 | 96 | 85 | 500 | 1 | Elevated | 50000 |  |  | 50000 | 0 | 0 | 20 | 0.23 | 0.23 | 0.23 | 0.23 | 0 | 0 | 0.19 | 0.18 | 0.18 | 0.17 | 0 | 0 | 0.12 | 0.12 | 0.11 | 0.1 | 0 | 0 | True |  | Non Federally-Regulated | 05/22/2019 |  | 02/12/2020
Eaton (formerly Cooper Industries) | Halo | HC56R150D010 HM6R12 940 62R***** | Light Emitting Diode | Inseparable Luminaire | Quick Connect | Forward Phase Cut Controls | 67.8 | 4000 | -0.0018 | 96 | 85 | 500 | 1 | Elevated | 50000 |  |  | 50000 | 0 | 0 | 20 | 0.23 | 0.23 | 0.23 | 0.23 | 0 | 0 | 0.19 | 0.18 | 0.18 | 0.17 | 0 | 0 | 0.12 | 0.12 | 0.11 | 0.1 | 0 | 0 | True |  | Non Federally-Regulated | 05/22/2019 |  | 02/12/2020
Eaton (formerly Cooper Industries) | Halo | HC620D010 HM612 927 61***** | Light Emitting Diode | Inseparable Luminaire | Quick Connect | Forward Phase Cut Controls | 64.1 | 2656 | -0.0013 | 96 | 83 | 500 | 1 | Elevated | 50000 |  |  | 50000 | 0 | 0 | 20 | 0.19 | 0.18 | 0.18 | 0.18 | 0 | 0 | 0.17 | 0.17 | 0.17 | 0.17 | 0 | 0 | 0.08 | 0.07 | 0.07 | 0.07 | 0 | 0 | True |  | Non Federally-Regulated | 05/22/2019 |  | 02/12/2020
Eaton (formerly Cooper Industries) | Halo | HC620D010 HM612 930 61***** | Light Emitting Diode | Inseparable Luminaire | Quick Connect | Forward Phase Cut Controls | 64.1 | 3000 | -0.0013 | 96 | 83 | 500 | 1 | Elevated | 50000 |  |  | 50000 | 0 | 0 | 20 | 0.19 | 0.18 | 0.18 | 0.18 | 0 | 0 | 0.17 | 0.17 | 0.17 | 0.17 | 0 | 0 | 0.08 | 0.07 | 0.07 | 0.07 | 0 | 0 | True |  | Non Federally-Regulated | 05/22/2019 |  | 02/12/2020
Eaton (formerly Cooper Industries) | Halo | HC620D010 HM612 935 61***** | Light Emitting Diode | Inseparable Luminaire | Quick Connect | Forward Phase Cut Controls | 64.1 | 3500 | -0.0013 | 96 | 83 | 500 | 1 | Elevated | 50000 |  |  | 50000 | 0 | 0 | 20 | 0.19 | 0.18 | 0.18 | 0.18 | 0 | 0 | 0.17 | 0.17 | 0.17 | 0.17 | 0 | 0 | 0.08 | 0.07 | 0.07 | 0.07 | 0 | 0 | True |  | Non Federally-Regulated | 05/22/2019 |  | 02/12/2020
Eaton (formerly Cooper Industries) | Halo | HC620D010 HM612 940 61***** | Light Emitting Diode | Inseparable Luminaire | Quick Connect | Forward Phase Cut Controls | 64.1 | 4000 | -0.0013 | 96 | 83 | 500 | 1 | Elevated | 50000 |  |  | 50000 | 0 | 0 | 20 | 0.19 | 0.18 | 0.18 | 0.18 | 0 | 0 | 0.17 | 0.17 | 0.17 | 0.17 | 0 | 0 | 0.08 | 0.07 | 0.07 | 0.07 | 0 | 0 | True |  | Non Federally-Regulated | 05/22/2019 |  | 02/12/2020
Eaton (formerly Cooper Industries) | Halo | HC6R20D010 HM6R12 927 62R***** | Light Emitting Diode | Inseparable Luminaire | Quick Connect | Forward Phase Cut Controls | 64.1 | 2656 | -0.0013 | 96 | 83 | 500 | 1 | Elevated | 50000 |  |  | 50000 | 0 | 0 | 20 | 0.19 | 0.18 | 0.18 | 0.18 | 0 | 0 | 0.17 | 0.17 | 0.17 | 0.17 | 0 | 0 | 0.08 | 0.07 | 0.07 | 0.07 | 0 | 0 | True |  | Non Federally-Regulated | 05/22/2019 |  | 02/12/2020
Eaton (formerly Cooper Industries) | Halo | HC6R20D010 HM6R12 930 62R***** | Light Emitting Diode | Inseparable Luminaire | Quick Connect | Forward Phase Cut Controls | 64.1 | 3000 | -0.0013 | 96 | 83 | 500 | 1 | Elevated | 50000 |  |  | 50000 | 0 | 0 | 20 | 0.19 | 0.18 | 0.18 | 0.18 | 0 | 0 | 0.17 | 0.17 | 0.17 | 0.17 | 0 | 0 | 0.08 | 0.07 | 0.07 | 0.07 | 0 | 0 | True |  | Non Federally-Regulated | 05/22/2019 |  | 02/12/2020
Eaton (formerly Cooper Industries) | Halo | HC6R200D010 HM6R12 935 62R***** | Light Emitting Diode | Inseparable Luminaire | Quick Connect | Forward Phase Cut Controls | 64.1 | 3500 | -0.0013 | 96 | 83 | 500 | 1 | Elevated | 50000 |  |  | 50000 | 0 | 0 | 20 | 0.19 | 0.18 | 0.18 | 0.18 | 0 | 0 | 0.17 | 0.17 | 0.17 | 0.17 | 0 | 0 | 0.08 | 0.07 | 0.07 | 0.07 | 0 | 0 | True |  | Non Federally-Regulated | 05/22/2019 |  | 02/12/2020
Eaton (formerly Cooper Industries) | Halo | HC6R200D010 HM6R12 940 62R***** | Light Emitting Diode | Inseparable Luminaire | Quick Connect | Forward Phase Cut Controls | 64.1 | 4000 | -0.0013 | 96 | 83 | 500 | 1 | Elevated | 50000 |  |  | 50000 | 0 | 0 | 20 | 0.19 | 0.18 | 0.18 | 0.18 | 0 | 0 | 0.17 | 0.17 | 0.17 | 0.17 | 0 | 0 | 0.08 | 0.07 | 0.07 | 0.07 | 0 | 0 | True |  | Non Federally-Regulated | 05/22/2019 |  | 02/12/2020
Eaton (formerly Cooper Industries) | Halo | HC56R20D010 HM6R12 927 62R***** | Light Emitting Diode | Inseparable Luminaire | Quick Connect | Forward Phase Cut Controls | 64.1 | 2656 | -0.0013 | 96 | 83 | 500 | 1 | Elevated | 50000 |  |  | 50000 | 0 | 0 | 20 | 0.19 | 0.18 | 0.18 | 0.18 | 0 | 0 | 0.17 | 0.17 | 0.17 | 0.17 | 0 | 0 | 0.08 | 0.07 | 0.07 | 0.07 | 0 | 0 | True |  | Non Federally-Regulated | 05/22/2019 |  | 02/12/2020
Eaton (formerly Cooper Industries) | Halo | HC56R20D010 HM6R12 930 62R***** | Light Emitting Diode | Inseparable Luminaire | Quick Connect | Forward Phase Cut Controls | 64.1 | 3000 | -0.0013 | 96 | 83 | 500 | 1 | Elevated | 50000 |  |  | 50000 | 0 | 0 | 20 | 0.19 | 0.18 | 0.18 | 0.18 | 0 | 0 | 0.17 | 0.17 | 0.17 | 0.17 | 0 | 0 | 0.08 | 0.07 | 0.07 | 0.07 | 0 | 0 | True |  | Non Federally-Regulated | 05/22/2019 |  | 02/12/2020
Eaton (formerly Cooper Industries) | Halo | HC56R20D010 HM6R12 935 62R***** | Light Emitting Diode | Inseparable Luminaire | Quick Connect | Forward Phase Cut Controls | 64.1 | 3500 | -0.0013 | 96 | 83 | 500 | 1 | Elevated | 50000 |  |  | 50000 | 0 | 0 | 20 | 0.19 | 0.18 | 0.18 | 0.18 | 0 | 0 | 0.17 | 0.17 | 0.17 | 0.17 | 0 | 0 | 0.08 | 0.07 | 0.07 | 0.07 | 0 | 0 | True |  | Non Federally-Regulated | 05/22/2019 |  | 02/12/2020
Eaton (formerly Cooper Industries) | Halo | HC56R20D010 HM6R12 940 62R***** | Light Emitting Diode | Inseparable Luminaire | Quick Connect | Forward Phase Cut Controls | 64.1 | 4000 | -0.0013 | 96 | 83 | 500 | 1 | Elevated | 50000 |  |  | 50000 | 0 | 0 | 20 | 0.19 | 0.18 | 0.18 | 0.18 | 0 | 0 | 0.17 | 0.17 | 0.17 | 0.17 | 0 | 0 | 0.08 | 0.07 | 0.07 | 0.07 | 0 | 0 | True |  | Non Federally-Regulated | 05/22/2019 |  | 02/12/2020
Eaton (formerly Cooper Industries) | Halo | HC630D010 HM634 927 61***** | Light Emitting Diode | Inseparable Luminaire | Quick Connect | Forward Phase Cut Controls | 70.4 | 2686 | 0.0002 | 96 | 80 | 500 | 1 | Elevated | 50000 |  |  | 50000 | 0 | 0 | 20 | 0.29 | 0.28 | 0.28 | 0.28 | 0 | 0 | 0.24 | 0.24 | 0.24 | 0.24 | 0 | 0 | 0.1 | 0.11 | 0.1 | 0.1 | 0 | 0 | True |  | Non Federally-Regulated | 05/22/2019 |  | 02/12/2020
Eaton (formerly Cooper Industries) | Halo | HC630D010 HM634 930 61***** | Light Emitting Diode | Inseparable Luminaire | Quick Connect | Forward Phase Cut Controls | 70.4 | 3000 | 0.0002 | 96 | 80 | 500 | 1 | Elevated | 50000 |  |  | 50000 | 0 | 0 | 20 | 0.29 | 0.28 | 0.28 | 0.28 | 0 | 0 | 0.24 | 0.24 | 0.24 | 0.24 | 0 | 0 | 0.1 | 0.11 | 0.1 | 0.1 | 0 | 0 | True |  | Non Federally-Regulated | 05/22/2019 |  | 02/12/2020
Eaton (formerly Cooper Industries) | Halo | HC630D010 HM634 935 61***** | Light Emitting Diode | Inseparable Luminaire | Quick Connect | Forward Phase Cut Controls | 70.4 | 3500 | 0.0002 | 96 | 80 | 500 | 1 | Elevated | 50000 |  |  | 50000 | 0 | 0 | 20 | 0.29 | 0.28 | 0.28 | 0.28 | 0 | 0 | 0.24 | 0.24 | 0.24 | 0.24 | 0 | 0 | 0.1 | 0.11 | 0.1 | 0.1 | 0 | 0 | True |  | Non Federally-Regulated | 05/22/2019 |  | 02/12/2020
Eaton (formerly Cooper Industries) | Halo | HC630D010 HM634 940 61***** | Light Emitting Diode | Inseparable Luminaire | Quick Connect | Forward Phase Cut Controls | 70.4 | 4000 | 0.0002 | 96 | 80 | 500 | 1 | Elevated | 50000 |  |  | 50000 | 0 | 0 | 20 | 0.29 | 0.28 | 0.28 | 0.28 | 0 | 0 | 0.24 | 0.24 | 0.24 | 0.24 | 0 | 0 | 0.1 | 0.11 | 0.1 | 0.1 | 0 | 0 | True |  | Non Federally-Regulated | 05/22/2019 |  | 02/12/2020
Eaton (formerly Cooper Industries) | Halo | HC6R30D010 HM6R34 927 62R***** | Light Emitting Diode | Inseparable Luminaire | Quick Connect | Forward Phase Cut Controls | 70.4 | 2686 | 0.0002 | 96 | 80 | 500 | 1 | Elevated | 50000 |  |  | 50000 | 0 | 0 | 20 | 0.29 | 0.28 | 0.28 | 0.28 | 0 | 0 | 0.24 | 0.24 | 0.24 | 0.24 | 0 | 0 | 0.1 | 0.11 | 0.1 | 0.1 | 0 | 0 | True |  | Non Federally-Regulated | 05/22/2019 |  | 02/12/2020
Eaton (formerly Cooper Industries) | Halo | HC6R30D010 HM6R34 930 62R***** | Light Emitting Diode | Inseparable Luminaire | Quick Connect | Forward Phase Cut Controls | 70.4 | 3000 | 0.0002 | 96 | 80 | 500 | 1 | Elevated | 50000 |  |  | 50000 | 0 | 0 | 20 | 0.29 | 0.28 | 0.28 | 0.28 | 0 | 0 | 0.24 | 0.24 | 0.24 | 0.24 | 0 | 0 | 0.1 | 0.11 | 0.1 | 0.1 | 0 | 0 | True |  | Non Federally-Regulated | 05/22/2019 |  | 02/12/2020
Eaton (formerly Cooper Industries) | Halo | HC6R30D010 HM6R34 935 62R***** | Light Emitting Diode | Inseparable Luminaire | Quick Connect | Forward Phase Cut Controls | 70.4 | 3500 | 0.0002 | 96 | 80 | 500 | 1 | Elevated | 50000 |  |  | 50000 | 0 | 0 | 20 | 0.29 | 0.28 | 0.28 | 0.28 | 0 | 0 | 0.24 | 0.24 | 0.24 | 0.24 | 0 | 0 | 0.1 | 0.11 | 0.1 | 0.1 | 0 | 0 | True |  | Non Federally-Regulated | 05/22/2019 |  | 02/12/2020
Eaton (formerly Cooper Industries) | Halo | HC6R30D010 HM6R34 940 62R***** | Light Emitting Diode | Inseparable Luminaire | Quick Connect | Forward Phase Cut Controls | 70.4 | 4000 | 0.0002 | 96 | 80 | 500 | 1 | Elevated | 50000 |  |  | 50000 | 0 | 0 | 20 | 0.29 | 0.28 | 0.28 | 0.28 | 0 | 0 | 0.24 | 0.24 | 0.24 | 0.24 | 0 | 0 | 0.1 | 0.11 | 0.1 | 0.1 | 0 | 0 | True |  | Non Federally-Regulated | 05/22/2019 |  | 02/12/2020
Eaton (formerly Cooper Industries) | Halo | HC56R30D010 HM6R34 927 62R***** | Light Emitting Diode | Inseparable Luminaire | Quick Connect | Forward Phase Cut Controls | 70.4 | 2686 | 0.0002 | 96 | 80 | 500 | 1 | Elevated | 50000 |  |  | 50000 | 0 | 0 | 20 | 0.29 | 0.28 | 0.28 | 0.28 | 0 | 0 | 0.24 | 0.24 | 0.24 | 0.24 | 0 | 0 | 0.1 | 0.11 | 0.1 | 0.1 | 0 | 0 | True |  | Non Federally-Regulated | 05/22/2019 |  | 02/12/2020
Eaton (formerly Cooper Industries) | Halo | HC56R30D010 HM6R34 930 62R***** | Light Emitting Diode | Inseparable Luminaire | Quick Connect | Forward Phase Cut Controls | 70.4 | 3000 | 0.0002 | 96 | 80 | 500 | 1 | Elevated | 50000 |  |  | 50000 | 0 | 0 | 20 | 0.29 | 0.28 | 0.28 | 0.28 | 0 | 0 | 0.24 | 0.24 | 0.24 | 0.24 | 0 | 0 | 0.1 | 0.11 | 0.1 | 0.1 | 0 | 0 | True |  | Non Federally-Regulated | 05/22/2019 |  | 02/12/2020
Eaton (formerly Cooper Industries) | Halo | HC56R30D010 HM6R34 935 62R***** | Light Emitting Diode | Inseparable Luminaire | Quick Connect | Forward Phase Cut Controls | 70.4 | 3500 | 0.0002 | 96 | 80 | 500 | 1 | Elevated | 50000 |  |  | 50000 | 0 | 0 | 20 | 0.29 | 0.28 | 0.28 | 0.28 | 0 | 0 | 0.24 | 0.24 | 0.24 | 0.24 | 0 | 0 | 0.1 | 0.11 | 0.1 | 0.1 | 0 | 0 | True |  | Non Federally-Regulated | 05/22/2019 |  | 02/12/2020
Eaton (formerly Cooper Industries) | Halo | HC56R30D010 HM6R34 940 62R***** | Light Emitting Diode | Inseparable Luminaire | Quick Connect | Forward Phase Cut Controls | 70.4 | 4000 | 0.0002 | 96 | 80 | 500 | 1 | Elevated | 50000 |  |  | 50000 | 0 | 0 | 20 | 0.29 | 0.28 | 0.28 | 0.28 | 0 | 0 | 0.24 | 0.24 | 0.24 | 0.24 | 0 | 0 | 0.1 | 0.11 | 0.1 | 0.1 | 0 | 0 | True |  | Non Federally-Regulated | 05/22/2019 |  | 02/12/2020
Eaton (formerly Cooper Industries) | Halo | HC640D010 HM634 927 61***** | Light Emitting Diode | Inseparable Luminaire | Quick Connect | Forward Phase Cut Controls | 66.2 | 2691 | 0.0004 | 96 | 77 | 500 | 1 | Elevated | 50000 |  |  | 50000 | 0 | 0 | 20 | 0.28 | 0.27 | 0.26 | 0.26 | 0 | 0 | 0.24 | 0.24 | 0.24 | 0.24 | 0 | 0 | 0.14 | 0.13 | 0.13 | 0.13 | 0 | 0 | True |  | Non Federally-Regulated | 05/22/2019 |  | 02/12/2020
Eaton (formerly Cooper Industries) | Halo | HC640D010 HM634 930 61***** | Light Emitting Diode | Inseparable Luminaire | Quick Connect | Forward Phase Cut Controls | 66.2 | 2691 | 0.0004 | 96 | 77 | 500 | 1 | Elevated | 50000 |  |  | 50000 | 0 | 0 | 20 | 0.28 | 0.27 | 0.26 | 0.26 | 0 | 0 | 0.24 | 0.24 | 0.24 | 0.24 | 0 | 0 | 0.14 | 0.13 | 0.13 | 0.13 | 0 | 0 | True |  | Non Federally-Regulated | 05/22/2019 |  | 02/12/2020
Eaton (formerly Cooper Industries) | Halo | HC640D010 HM634 935 61***** | Light Emitting Diode | Inseparable Luminaire | Quick Connect | Forward Phase Cut Controls | 66.2 | 2691 | 0.0004 | 96 | 77 | 500 | 1 | Elevated | 50000 |  |  | 50000 | 0 | 0 | 20 | 0.28 | 0.27 | 0.26 | 0.26 | 0 | 0 | 0.24 | 0.24 | 0.24 | 0.24 | 0 | 0 | 0.14 | 0.13 | 0.13 | 0.13 | 0 | 0 | True |  | Non Federally-Regulated | 05/22/2019 |  | 02/12/2020
Eaton (formerly Cooper Industries) | Halo | HC640D010 HM634 940 61***** | Light Emitting Diode | Inseparable Luminaire | Quick Connect | Forward Phase Cut Controls | 66.2 | 2691 | 0.0004 | 96 | 77 | 500 | 1 | Elevated | 50000 |  |  | 50000 | 0 | 0 | 20 | 0.28 | 0.27 | 0.26 | 0.26 | 0 | 0 | 0.24 | 0.24 | 0.24 | 0.24 | 0 | 0 | 0.14 | 0.13 | 0.13 | 0.13 | 0 | 0 | True |  | Non Federally-Regulated | 05/22/2019 |  | 02/12/2020
Eaton (formerly Cooper Industries) | Halo | HC6R40D010 HM6R34 927 62R***** | Light Emitting Diode | Inseparable Luminaire | Quick Connect | Forward Phase Cut Controls | 66.2 | 2691 | 0.0004 | 96 | 77 | 500 | 1 | Elevated | 50000 |  |  | 50000 | 0 | 0 | 20 | 0.28 | 0.27 | 0.26 | 0.26 | 0 | 0 | 0.24 | 0.24 | 0.24 | 0.24 | 0 | 0 | 0.14 | 0.13 | 0.13 | 0.13 | 0 | 0 | True |  | Non Federally-Regulated | 05/22/2019 |  | 02/12/2020
Eaton (formerly Cooper Industries) | Halo | HC6R40D010 HM6R34 930 62R***** | Light Emitting Diode | Inseparable Luminaire | Quick Connect | Forward Phase Cut Controls | 66.2 | 2691 | 0.0004 | 96 | 77 | 500 | 1 | Elevated | 50000 |  |  | 50000 | 0 | 0 | 20 | 0.28 | 0.27 | 0.26 | 0.26 | 0 | 0 | 0.24 | 0.24 | 0.24 | 0.24 | 0 | 0 | 0.14 | 0.13 | 0.13 | 0.13 | 0 | 0 | True |  | Non Federally-Regulated | 05/22/2019 |  | 02/12/2020
Eaton (formerly Cooper Industries) | Halo | HC6R40D010 HM6R34 935 62R***** | Light Emitting Diode | Inseparable Luminaire | Quick Connect | Forward Phase Cut Controls | 66.2 | 2691 | 0.0004 | 96 | 77 | 500 | 1 | Elevated | 50000 |  |  | 50000 | 0 | 0 | 20 | 0.28 | 0.27 | 0.26 | 0.26 | 0 | 0 | 0.24 | 0.24 | 0.24 | 0.24 | 0 | 0 | 0.14 | 0.13 | 0.13 | 0.13 | 0 | 0 | True |  | Non Federally-Regulated | 05/22/2019 |  | 02/12/2020
Eaton (formerly Cooper Industries) | Halo | HC6R40D010 HM6R34 940 62R***** | Light Emitting Diode | Inseparable Luminaire | Quick Connect | Forward Phase Cut Controls | 66.2 | 2691 | 0.0004 | 96 | 77 | 500 | 1 | Elevated | 50000 |  |  | 50000 | 0 | 0 | 20 | 0.28 | 0.27 | 0.26 | 0.26 | 0 | 0 | 0.24 | 0.24 | 0.24 | 0.24 | 0 | 0 | 0.14 | 0.13 | 0.13 | 0.13 | 0 | 0 | True |  | Non Federally-Regulated | 05/22/2019 |  | 02/12/2020
Eaton (formerly Cooper Industries) | Halo | HC56R40D010 HM6R34 927 62R***** | Light Emitting Diode | Inseparable Luminaire | Quick Connect | Forward Phase Cut Controls | 66.2 | 2691 | 0.0004 | 96 | 77 | 500 | 1 | Elevated | 50000 |  |  | 50000 | 0 | 0 | 20 | 0.28 | 0.27 | 0.26 | 0.26 | 0 | 0 | 0.24 | 0.24 | 0.24 | 0.24 | 0 | 0 | 0.14 | 0.13 | 0.13 | 0.13 | 0 | 0 | True |  | Non Federally-Regulated | 05/22/2019 |  | 02/12/2020
Eaton (formerly Cooper Industries) | Halo | HC56R40D010 HM6R34 930 62R***** | Light Emitting Diode | Inseparable Luminaire | Quick Connect | Forward Phase Cut Controls | 66.2 | 2691 | 0.0004 | 96 | 77 | 500 | 1 | Elevated | 50000 |  |  | 50000 | 0 | 0 | 20 | 0.28 | 0.27 | 0.26 | 0.26 | 0 | 0 | 0.24 | 0.24 | 0.24 | 0.24 | 0 | 0 | 0.14 | 0.13 | 0.13 | 0.13 | 0 | 0 | True |  | Non Federally-Regulated | 05/22/2019 |  | 02/12/2020
Eaton (formerly Cooper Industries) | Halo | HC56R40D010 HM6R34 935 62R***** | Light Emitting Diode | Inseparable Luminaire | Quick Connect | Forward Phase Cut Controls | 66.2 | 2691 | 0.0004 | 96 | 77 | 500 | 1 | Elevated | 50000 |  |  | 50000 | 0 | 0 | 20 | 0.28 | 0.27 | 0.26 | 0.26 | 0 | 0 | 0.24 | 0.24 | 0.24 | 0.24 | 0 | 0 | 0.14 | 0.13 | 0.13 | 0.13 | 0 | 0 | True |  | Non Federally-Regulated | 05/22/2019 |  | 02/12/2020
Eaton (formerly Cooper Industries) | Halo | HC56R40D010 HM6R34 940 62R***** | Light Emitting Diode | Inseparable Luminaire | Quick Connect | Forward Phase Cut Controls | 66.2 | 2691 | 0.0004 | 96 | 77 | 500 | 1 | Elevated | 50000 |  |  | 50000 | 0 | 0 | 20 | 0.28 | 0.27 | 0.26 | 0.26 | 0 | 0 | 0.24 | 0.24 | 0.24 | 0.24 | 0 | 0 | 0.14 | 0.13 | 0.13 | 0.13 | 0 | 0 | True |  | Non Federally-Regulated | 05/22/2019 |  | 02/12/2020
Eaton (formerly Cooper Industries) | Halo | HLB3059271EMW* | Light Emitting Diode | Inseparable Luminaire | Quick Connect | Forward Phase Cut Controls | 63.8 | 2663 | -0.0004 | 94 | 61 | 500 | 1 | Elevated | 50000 |  |  | 50000 | 0 | 0 | 20 | 0.3 | 0.29 | 0.28 | 0.27 | 0.05 | 0.01 | 0.3 | 0.3 | 0.3 | 0.28 | 0.06 | 0.02 | 0.2 | 0.2 | 0.2 | 0.16 | 0 | 0 | True |  | Non Federally-Regulated | 05/22/2019 |  | 02/12/2020
Eaton (formerly Cooper Industries) | Halo | HLB3059301EMW* | Light Emitting Diode | Inseparable Luminaire | Quick Connect | Forward Phase Cut Controls | 63.8 | 3000 | -0.0004 | 94 | 61 | 500 | 1 | Elevated | 50000 |  |  | 50000 | 0 | 0 | 20 | 0.3 | 0.29 | 0.28 | 0.27 | 0.05 | 0.01 | 0.3 | 0.3 | 0.3 | 0.28 | 0.06 | 0.02 | 0.2 | 0.2 | 0.2 | 0.16 | 0 | 0 | True |  | Non Federally-Regulated | 05/22/2019 |  | 02/12/2020
Eaton (formerly Cooper Industries) | Halo | HLB3059351EMW* | Light Emitting Diode | Inseparable Luminaire | Quick Connect | Forward Phase Cut Controls | 63.8 | 3500 | -0.0004 | 94 | 61 | 500 | 1 | Elevated | 50000 |  |  | 50000 | 0 | 0 | 20 | 0.3 | 0.29 | 0.28 | 0.27 | 0.05 | 0.01 | 0.3 | 0.3 | 0.3 | 0.28 | 0.06 | 0.02 | 0.2 | 0.2 | 0.2 | 0.16 | 0 | 0 | True |  | Non Federally-Regulated | 05/22/2019 |  | 02/12/2020
Eaton (formerly Cooper Industries) | Halo | HLB3054071EMW* | Light Emitting Diode | Inseparable Luminaire | Quick Connect | Forward Phase Cut Controls | 63.8 | 4000 | -0.0004 | 94 | 61 | 500 | 1 | Elevated | 50000 |  |  | 50000 | 0 | 0 | 20 | 0.3 | 0.29 | 0.28 | 0.27 | 0.05 | 0.01 | 0.3 | 0.3 | 0.3 | 0.28 | 0.06 | 0.02 | 0.2 | 0.2 | 0.2 | 0.16 | 0 | 0 | True |  | Non Federally-Regulated | 05/22/2019 |  | 02/12/2020
Eaton (formerly Cooper Industries) | Halo | HLB3S059271EMW* | Light Emitting Diode | Inseparable Luminaire | Quick Connect | Forward Phase Cut Controls | 62.6 | 2669 | -0.0004 | 93 | 59 | 500 | 1 | Elevated | 50000 |  |  | 50000 | 0 | 0 | 20 | 0.27 | 0.26 | 0.25 | 0.24 | 0.06 | 0.02 | 0.32 | 0.32 | 0.32 | 0.27 | 0.06 | 0.02 | 0.18 | 0.18 | 0.18 | 0.14 | 0 | 0 | True |  | Non Federally-Regulated | 05/22/2019 |  | 02/12/2020
Eaton (formerly Cooper Industries) | Halo | HLB3S059301EMW* | Light Emitting Diode | Inseparable Luminaire | Quick Connect | Forward Phase Cut Controls | 62.6 | 3000 | -0.0004 | 93 | 59 | 500 | 1 | Elevated | 50000 |  |  | 50000 | 0 | 0 | 20 | 0.27 | 0.26 | 0.25 | 0.24 | 0.06 | 0.02 | 0.32 | 0.32 | 0.32 | 0.27 | 0.06 | 0.02 | 0.18 | 0.18 | 0.18 | 0.14 | 0 | 0 | True |  | Non Federally-Regulated | 05/22/2019 |  | 02/12/2020
Eaton (formerly Cooper Industries) | Halo | HLB3S059351EMW* | Light Emitting Diode | Inseparable Luminaire | Quick Connect | Forward Phase Cut Controls | 62.6 | 3500 | -0.0004 | 93 | 59 | 500 | 1 | Elevated | 50000 |  |  | 50000 | 0 | 0 | 20 | 0.27 | 0.26 | 0.25 | 0.24 | 0.06 | 0.02 | 0.32 | 0.32 | 0.32 | 0.27 | 0.06 | 0.02 | 0.18 | 0.18 | 0.18 | 0.14 | 0 | 0 | True |  | Non Federally-Regulated | 05/22/2019 |  | 02/12/2020
Eaton (formerly Cooper Industries) | Halo | HLB3S059401EMW* | Light Emitting Diode | Inseparable Luminaire | Quick Connect | Forward Phase Cut Controls | 62.6 | 4000 | -0.0004 | 93 | 59 | 500 | 1 | Elevated | 50000 |  |  | 50000 | 0 | 0 | 20 | 0.27 | 0.26 | 0.25 | 0.24 | 0.06 | 0.02 | 0.32 | 0.32 | 0.32 | 0.27 | 0.06 | 0.02 | 0.18 | 0.18 | 0.18 | 0.14 | 0 | 0 | True |  | Non Federally-Regulated | 05/22/2019 |  | 02/12/2020
Eaton (formerly Cooper Industries) | Halo | RL4099BLE40AWH**** | Light Emitting Diode | Inseparable Luminaire | Quick Connect | Forward Phase Cut Controls | 93 | 2700 | 0.0002 | 92 | 59 | 500 | 1 | Elevated | 50000 |  |  | 50000 | 0 | 0 | 20 | 0.3 | 0.17 | 0.16 | 0.16 | 0.02 | 0 | 0.3 | 0.12 | 0.12 | 0.12 | 0.02 | 0 | 0.27 | 0.05 | 0.03 | 0.02 | 0 | 0 | True |  | Non Federally-Regulated | 06/24/2019 |  | 02/12/2020
Eaton (formerly Cooper Industries) | Halo | RL56129BLE40AWH**** | Light Emitting Diode | Inseparable Luminaire | Quick Connect | Forward Phase Cut Controls | 92 | 2700 | 0.0001 | 92 | 57 | 500 | 1 | Elevated | 50000 |  |  | 50000 | 0 | 0 | 20 | 0.3 | 0.17 | 0.16 | 0.16 | 0.02 | 0 | 0.3 | 0.12 | 0.12 | 0.12 | 0.02 | 0 | 0.27 | 0.05 | 0.03 | 0.02 | 0 | 0 | True |  | Non Federally-Regulated | 06/24/2019 |  | 02/12/2020
Eaton (formerly Cooper Industries) | Halo | HU1109D9*** | Light Emitting Diode | Inseparable Luminaire | Direct Wired | Forward Phase Cut Controls | 69.4 | 2712 | -0.0003 | 93 | 59 | 500 | 1 | Elevated | 50000 |  |  | 50000 | 0 | 0 | 20 | 0.34 | 0.31 | 0.25 | 0.17 | 0.02 | 0 | 0.18 | 0.15 | 0.03 | 0.03 | 0.01 | 0 | 0.27 | 0.29 | 0.03 | 0.02 | 0 | 0 | True |  | Non Federally-Regulated | 07/08/2019 |  | 02/12/2020
Eaton (formerly Cooper Industries) | Halo | HU1118D9*** | Light Emitting Diode | Inseparable Luminaire | Direct Wired | Forward Phase Cut Controls | 74.2 | 2725 | 0.0006 | 93 | 60 | 500 | 1 | Elevated | 50000 |  |  | 50000 | 0 | 0 | 20 | 0.18 | 0.16 | 0.07 | 0.04 | 0 | 0 | 0.24 | 0.24 | 0.04 | 0.02 | 0.01 | 0.01 | 0.24 | 0.23 | 0.06 | 0.03 | 0 | 0 | True |  | Non Federally-Regulated | 07/08/2019 |  | 02/12/2020
Eaton (formerly Cooper Industries) | Halo | HU1124D9*** | Light Emitting Diode | Inseparable Luminaire | Direct Wired | Forward Phase Cut Controls | 74.9 | 2735 | 0.001 | 93 | 59 | 500 | 1 | Elevated | 50000 |  |  | 50000 | 0 | 0 | 20 | 0.2 | 0.14 | 0.07 | 0.04 | 0 | 0 | 0.25 | 0.25 | 0.02 | 0.02 | 0.01 | 0 | 0.23 | 0.28 | 0.1 | 0.07 | 0 | 0 | True |  | Non Federally-Regulated | 07/08/2019 |  | 02/12/2020
Eaton (formerly Cooper Industries) | Halo | HU1136D9*** | Light Emitting Diode | Inseparable Luminaire | Direct Wired | Forward Phase Cut Controls | 76.9 | 2765 | 0.0007 | 93 | 59 | 500 | 1 | Elevated | 50000 |  |  | 50000 | 0 | 0 | 20 | 0.24 | 0.22 | 0.16 | 0.11 | 0.02 | 0 | 0.19 | 0.18 | 0.03 | 0.02 | 0.02 | 0.01 | 0.36 | 0.29 | 0.01 | 0.01 | 0 | 0 | True |  | Non Federally-Regulated | 07/08/2019 |  | 02/12/2020
Eaton (formerly Cooper Industries) | Halo | HU1148D9*** | Light Emitting Diode | Inseparable Luminaire | Direct Wired | Forward Phase Cut Controls | 77.8 | 2722 | 0.0005 | 93 | 60 | 500 | 1 | Elevated | 50000 |  |  | 50000 | 0 | 0 | 20 | 0.13 | 0.09 | 0.07 | 0.05 | 0 | 0 | 0.18 | 0.13 | 0.03 | 0.01 | 0 | 0 | 0.4 | 0.3 | 0.05 | 0.02 | 0 | 0 | True |  | Non Federally-Regulated | 07/08/2019 |  | 02/12/2020
Eaton (formerly Cooper Industries) | Halo | RL56099S1EWH-CA | Light Emitting Diode | Inseparable Luminaire | Quick Connect | Forward Phase Cut Controls | 91.9 | 2675 | 0.0006 | 91 | 56 | 500 | 1 | Elevated | 50000 |  |  | 50000 | 0 | 0 | 20 | 0.07 | 0.06 | 0.03 | 0.02 | 0 | 0 | 0.11 | 0.1 | 0.04 | 0.02 | 0 | 0 | 0.16 | 0.12 | 0.03 | 0.02 | 0 | 0 | True |  | Non Federally-Regulated | 07/08/2019 |  | 02/12/2020
Eaton (formerly Cooper Industries) | Halo | HHA19609BLE40A*** | Light Emitting Diode | Inseparable Luminaire | Quick Connect | Forward Phase Cut Controls | 93.8 | 2657 | 0.0007 | 92 | 54 | 500 | 1 | Elevated | 50000 |  |  | 50000 | 0 | 0 | 20 | 0.28 | 0.25 | 0.25 | 0.25 | 0.04 | 0.01 | 0.3 | 0.2 | 0.14 | 0.14 | 0.04 | 0.01 | 0.25 | 0.08 | 0.08 | 0.08 | 0 | 0 | True |  | Non Federally-Regulated | 07/16/2019 |  | 02/12/2020
Eaton (formerly Cooper Industries) | Halo | RL4099S1EWHR-CA | Light Emitting Diode | Inseparable Luminaire | Quick Connect | Forward Phase Cut Controls | 91.9 | 2675 | 0.0006 | 91 | 56 | 500 | 1 | Elevated | 50000 |  |  | 50000 | 0 | 0 | 20 | 0.07 | 0.06 | 0.03 | 0.02 | 0 | 0 | 0.11 | 0.1 | 0.04 | 0.02 | 0 | 0 | 0.16 | 0.12 | 0.03 | 0.02 | 0 | 0 | True |  | Non Federally-Regulated | 07/16/2019 |  | 02/12/2020
Eaton (formerly Cooper Industries) | Halo | RL4069S1EWHR-CA | Light Emitting Diode | Inseparable Luminaire | Quick Connect | Forward Phase Cut Controls | 90 | 2669 | 0.0006 | 92 | 57 | 500 | 1 | Elevated | 50000 |  |  | 50000 | 0 | 0 | 20 | 0.08 | 0.07 | 0.03 | 0.02 | 0 | 0 | 0.11 | 0.1 | 0.04 | 0.02 | 0 | 0 | 0.19 | 0.14 | 0.03 | 0.02 | 0 | 0 | True |  | Non Federally-Regulated | 07/16/2019 |  | 02/12/2020
Eaton (formerly Cooper Industries) | Halo | RL460WH6927-6PK-CA | Light Emitting Diode | Inseparable Luminaire | Quick Connect | Forward Phase Cut Controls | 92.5 | 2704 | 0.0001 | 92 | 59 | 500 | 1 | Elevated | 50000 |  |  | 50000 | 0 | 0 | 20 | 0.07 | 0.06 | 0.04 | 0.03 | 0 | 0 | 0.13 | 0.1 | 0.04 | 0.02 | 0 | 0 | 0.16 | 0.11 | 0.03 | 0.02 | 0 | 0 | True |  | Non Federally-Regulated | 07/30/2019 |  | 02/12/2020
Eaton (formerly Cooper Industries) | Halo | RL460WH930-CA | Light Emitting Diode | Inseparable Luminaire | Quick Connect | Forward Phase Cut Controls | 92.5 | 3000 | 0.0001 | 92 | 59 | 500 | 1 | Elevated | 50000 |  |  | 50000 | 0 | 0 | 20 | 0.07 | 0.06 | 0.04 | 0.03 | 0 | 0 | 0.13 | 0.1 | 0.04 | 0.02 | 0 | 0 | 0.16 | 0.11 | 0.03 | 0.02 | 0 | 0 | True |  | Non Federally-Regulated | 07/30/2019 |  | 02/12/2020
Eaton (formerly Cooper Industries) | Halo | RL460WH6930-6PK-CA | Light Emitting Diode | Inseparable Luminaire | Quick Connect | Forward Phase Cut Controls | 92.5 | 3000 | 0.0001 | 92 | 59 | 500 | 1 | Elevated | 50000 |  |  | 50000 | 0 | 0 | 20 | 0.07 | 0.06 | 0.04 | 0.03 | 0 | 0 | 0.13 | 0.1 | 0.04 | 0.02 | 0 | 0 | 0.16 | 0.11 | 0.03 | 0.02 | 0 | 0 | True |  | Non Federally-Regulated | 07/30/2019 |  | 02/12/2020
Eaton (formerly Cooper Industries) | Halo | RL460WH935-CA | Light Emitting Diode | Inseparable Luminaire | Quick Connect | Forward Phase Cut Controls | 92.5 | 3500 | 0.0001 | 92 | 59 | 500 | 1 | Elevated | 50000 |  |  | 50000 | 0 | 0 | 20 | 0.07 | 0.06 | 0.04 | 0.03 | 0 | 0 | 0.13 | 0.1 | 0.04 | 0.02 | 0 | 0 | 0.16 | 0.11 | 0.03 | 0.02 | 0 | 0 | True |  | Non Federally-Regulated | 07/30/2019 |  | 02/12/2020
Eaton (formerly Cooper Industries) | Halo | RL460WH940-CA | Light Emitting Diode | Inseparable Luminaire | Quick Connect | Forward Phase Cut Controls | 92.5 | 4000 | 0.0001 | 92 | 59 | 500 | 1 | Elevated | 50000 |  |  | 50000 | 0 | 0 | 20 | 0.07 | 0.06 | 0.04 | 0.03 | 0 | 0 | 0.13 | 0.1 | 0.04 | 0.02 | 0 | 0 | 0.16 | 0.11 | 0.03 | 0.02 | 0 | 0 | True |  | Non Federally-Regulated | 07/30/2019 |  | 02/12/2020
Eaton (formerly Cooper Industries) | Halo | L815SM05**927MB | Light Emitting Diode | Directional Lamp | Direct Wired | Forward Phase Cut Controls | 81.5 | 2669 | -0.0006 | 96 | 73 | 500 | 1 | Elevated | 50000 |  | 1 | 50000 | 0 | 0 | 20 | 0 | 0 | 0 | 0 | 0 | 0 | 0.01 | 0.02 | 0.01 | 0.01 | 0 | 0 | 0.09 | 0.07 | 0.06 | 0.04 | 0 | 0 | True | False | Non Federally-Regulated | 10/22/2019 |  | 02/12/2020
Eaton (formerly Cooper Industries) | Halo | L815SM05**930MB | Light Emitting Diode | Directional Lamp | Direct Wired | Forward Phase Cut Controls | 81.5 | 3000 | -0.0006 | 96 | 73 | 500 | 1 | Elevated | 50000 |  | 1 | 50000 | 0 | 0 | 20 | 0 | 0 | 0 | 0 | 0 | 0 | 0.01 | 0.02 | 0.01 | 0.01 | 0 | 0 | 0.09 | 0.07 | 0.06 | 0.04 | 0 | 0 | True | False | Non Federally-Regulated | 10/22/2019 |  | 02/12/2020
Eaton (formerly Cooper Industries) | Halo | L815SM05**935MB | Light Emitting Diode | Directional Lamp | Direct Wired | Forward Phase Cut Controls | 81.5 | 3500 | -0.0006 | 96 | 73 | 500 | 1 | Elevated | 50000 |  | 1 | 50000 | 0 | 0 | 20 | 0 | 0 | 0 | 0 | 0 | 0 | 0.01 | 0.02 | 0.01 | 0.01 | 0 | 0 | 0.09 | 0.07 | 0.06 | 0.04 | 0 | 0 | True | False | Non Federally-Regulated | 10/22/2019 |  | 02/12/2020
Eaton (formerly Cooper Industries) | Halo | L815SM05**940MB | Light Emitting Diode | Directional Lamp | Direct Wired | Forward Phase Cut Controls | 81.5 | 4000 | -0.0006 | 96 | 73 | 500 | 1 | Elevated | 50000 |  | 1 | 50000 | 0 | 0 | 20 | 0 | 0 | 0 | 0 | 0 | 0 | 0.01 | 0.02 | 0.01 | 0.01 | 0 | 0 | 0.09 | 0.07 | 0.06 | 0.04 | 0 | 0 | True | False | Non Federally-Regulated | 10/22/2019 |  | 02/12/2020
Eaton (formerly Cooper Industries) | Halo | L815SM05**927P | Light Emitting Diode | Directional Lamp | Direct Wired | Forward Phase Cut Controls | 81.5 | 2669 | -0.0006 | 96 | 73 | 500 | 1 | Elevated | 50000 |  | 1 | 50000 | 0 | 0 | 20 | 0 | 0 | 0 | 0 | 0 | 0 | 0.01 | 0.02 | 0.01 | 0.01 | 0 | 0 | 0.09 | 0.07 | 0.06 | 0.04 | 0 | 0 | True | False | Non Federally-Regulated | 10/22/2019 |  | 02/12/2020
Eaton (formerly Cooper Industries) | Halo | L815SM05**930P | Light Emitting Diode | Directional Lamp | Direct Wired | Forward Phase Cut Controls | 81.5 | 3000 | -0.0006 | 96 | 73 | 500 | 1 | Elevated | 50000 |  | 1 | 50000 | 0 | 0 | 20 | 0 | 0 | 0 | 0 | 0 | 0 | 0.01 | 0.02 | 0.01 | 0.01 | 0 | 0 | 0.09 | 0.07 | 0.06 | 0.04 | 0 | 0 | True | False | Non Federally-Regulated | 10/22/2019 |  | 02/12/2020
Eaton (formerly Cooper Industries) | Halo | L815SM05**935P | Light Emitting Diode | Directional Lamp | Direct Wired | Forward Phase Cut Controls | 81.5 | 3500 | -0.0006 | 96 | 73 | 500 | 1 | Elevated | 50000 |  | 1 | 50000 | 0 | 0 | 20 | 0 | 0 | 0 | 0 | 0 | 0 | 0.01 | 0.02 | 0.01 | 0.01 | 0 | 0 | 0.09 | 0.07 | 0.06 | 0.04 | 0 | 0 | True | False | Non Federally-Regulated | 10/22/2019 |  | 02/12/2020
Eaton (formerly Cooper Industries) | Halo | L815SM05**940P | Light Emitting Diode | Directional Lamp | Direct Wired | Forward Phase Cut Controls | 81.5 | 4000 | -0.0006 | 96 | 73 | 500 | 1 | Elevated | 50000 |  | 1 | 50000 | 0 | 0 | 20 | 0 | 0 | 0 | 0 | 0 | 0 | 0.01 | 0.02 | 0.01 | 0.01 | 0 | 0 | 0.09 | 0.07 | 0.06 | 0.04 | 0 | 0 | True | False | Non Federally-Regulated | 10/22/2019 |  | 02/12/2020
Eaton (formerly Cooper Industries) | Halo | L815SM05**927SL | Light Emitting Diode | Directional Lamp | Direct Wired | Forward Phase Cut Controls | 81.5 | 2669 | -0.0006 | 96 | 73 | 500 | 1 | Elevated | 50000 |  | 1 | 50000 | 0 | 0 | 20 | 0 | 0 | 0 | 0 | 0 | 0 | 0.01 | 0.02 | 0.01 | 0.01 | 0 | 0 | 0.09 | 0.07 | 0.06 | 0.04 | 0 | 0 | True | False | Non Federally-Regulated | 10/22/2019 |  | 02/12/2020
Eaton (formerly Cooper Industries) | Halo | L815SM05**930SL | Light Emitting Diode | Directional Lamp | Direct Wired | Forward Phase Cut Controls | 81.5 | 3000 | -0.0006 | 96 | 73 | 500 | 1 | Elevated | 50000 |  | 1 | 50000 | 0 | 0 | 20 | 0 | 0 | 0 | 0 | 0 | 0 | 0.01 | 0.02 | 0.01 | 0.01 | 0 | 0 | 0.09 | 0.07 | 0.06 | 0.04 | 0 | 0 | True | False | Non Federally-Regulated | 10/22/2019 |  | 02/12/2020
Eaton (formerly Cooper Industries) | Halo | L815SM05**935SL | Light Emitting Diode | Directional Lamp | Direct Wired | Forward Phase Cut Controls | 81.5 | 3500 | -0.0006 | 96 | 73 | 500 | 1 | Elevated | 50000 |  | 1 | 50000 | 0 | 0 | 20 | 0 | 0 | 0 | 0 | 0 | 0 | 0.01 | 0.02 | 0.01 | 0.01 | 0 | 0 | 0.09 | 0.07 | 0.06 | 0.04 | 0 | 0 | True | False | Non Federally-Regulated | 10/22/2019 |  | 02/12/2020
Eaton (formerly Cooper Industries) | Halo | L815SM05**940SL | Light Emitting Diode | Directional Lamp | Direct Wired | Forward Phase Cut Controls | 81.5 | 4000 | -0.0006 | 96 | 73 | 500 | 1 | Elevated | 50000 |  | 1 | 50000 | 0 | 0 | 20 | 0 | 0 | 0 | 0 | 0 | 0 | 0.01 | 0.02 | 0.01 | 0.01 | 0 | 0 | 0.09 | 0.07 | 0.06 | 0.04 | 0 | 0 | True | False | Non Federally-Regulated | 10/22/2019 |  | 02/12/2020
Eaton (formerly Cooper Industries) | Halo | L815SM10**927MB | Light Emitting Diode | Directional Lamp | Direct Wired | Forward Phase Cut Controls | 72.2 | 2746 | -0.0001 | 94 | 72 | 500 | 1 | Elevated | 50000 |  | 1 | 50000 | 0 | 0 | 20 | 0.03 | 0 | 0 | 0 | 0 | 0 | 0.05 | 0.03 | 0.03 | 0.02 | 0 | 0 | 0.11 | 0.1 | 0.1 | 0.07 | 0.02 | 0.01 | True | False | Non Federally-Regulated | 10/22/2019 |  | 02/12/2020
Eaton (formerly Cooper Industries) | Halo | L815SM10**930MB | Light Emitting Diode | Directional Lamp | Direct Wired | Forward Phase Cut Controls | 72.2 | 3000 | -0.0001 | 94 | 72 | 500 | 1 | Elevated | 50000 |  | 1 | 50000 | 0 | 0 | 20 | 0.03 | 0 | 0 | 0 | 0 | 0 | 0.05 | 0.03 | 0.03 | 0.02 | 0 | 0 | 0.11 | 0.1 | 0.1 | 0.07 | 0.02 | 0.01 | True | False | Non Federally-Regulated | 10/22/2019 |  | 02/12/2020
Eaton (formerly Cooper Industries) | Halo | L815SM10**935MB | Light Emitting Diode | Directional Lamp | Direct Wired | Forward Phase Cut Controls | 72.2 | 3500 | -0.0001 | 94 | 72 | 500 | 1 | Elevated | 50000 |  | 1 | 50000 | 0 | 0 | 20 | 0.03 | 0 | 0 | 0 | 0 | 0 | 0.05 | 0.03 | 0.03 | 0.02 | 0 | 0 | 0.11 | 0.1 | 0.1 | 0.07 | 0.02 | 0.01 | True | False | Non Federally-Regulated | 10/22/2019 |  | 02/12/2020
Eaton (formerly Cooper Industries) | Halo | L815SM10**940MB | Light Emitting Diode | Directional Lamp | Direct Wired | Forward Phase Cut Controls | 72.2 | 4000 | -0.0001 | 94 | 72 | 500 | 1 | Elevated | 50000 |  | 1 | 50000 | 0 | 0 | 20 | 0.03 | 0 | 0 | 0 | 0 | 0 | 0.05 | 0.03 | 0.03 | 0.02 | 0 | 0 | 0.11 | 0.1 | 0.1 | 0.07 | 0.02 | 0.01 | True | False | Non Federally-Regulated | 10/22/2019 |  | 02/12/2020
Eaton (formerly Cooper Industries) | Halo | L815SM10**927P | Light Emitting Diode | Directional Lamp | Direct Wired | Forward Phase Cut Controls | 72.2 | 2746 | -0.0001 | 94 | 72 | 500 | 1 | Elevated | 50000 |  | 1 | 50000 | 0 | 0 | 20 | 0.03 | 0 | 0 | 0 | 0 | 0 | 0.05 | 0.03 | 0.03 | 0.02 | 0 | 0 | 0.11 | 0.1 | 0.1 | 0.07 | 0.02 | 0.01 | True | False | Non Federally-Regulated | 10/22/2019 |  | 02/12/2020
Eaton (formerly Cooper Industries) | Halo | L815SM10**930P | Light Emitting Diode | Directional Lamp | Direct Wired | Forward Phase Cut Controls | 72.2 | 3000 | -0.0001 | 94 | 72 | 500 | 1 | Elevated | 50000 |  | 1 | 50000 | 0 | 0 | 20 | 0.03 | 0 | 0 | 0 | 0 | 0 | 0.05 | 0.03 | 0.03 | 0.02 | 0 | 0 | 0.11 | 0.1 | 0.1 | 0.07 | 0.02 | 0.01 | True | False | Non Federally-Regulated | 10/22/2019 |  | 02/12/2020
Eaton (formerly Cooper Industries) | Halo | L815SM10**935P | Light Emitting Diode | Directional Lamp | Direct Wired | Forward Phase Cut Controls | 72.2 | 3500 | -0.0001 | 94 | 72 | 500 | 1 | Elevated | 50000 |  | 1 | 50000 | 0 | 0 | 20 | 0.03 | 0 | 0 | 0 | 0 | 0 | 0.05 | 0.03 | 0.03 | 0.02 | 0 | 0 | 0.11 | 0.1 | 0.1 | 0.07 | 0.02 | 0.01 | True | False | Non Federally-Regulated | 10/22/2019 |  | 02/12/2020
Eaton (formerly Cooper Industries) | Halo | L815SM10**940P | Light Emitting Diode | Directional Lamp | Direct Wired | Forward Phase Cut Controls | 72.2 | 4000 | -0.0001 | 94 | 72 | 500 | 1 | Elevated | 50000 |  | 1 | 50000 | 0 | 0 | 20 | 0.03 | 0 | 0 | 0 | 0 | 0 | 0.05 | 0.03 | 0.03 | 0.02 | 0 | 0 | 0.11 | 0.1 | 0.1 | 0.07 | 0.02 | 0.01 | True | False | Non Federally-Regulated | 10/22/2019 |  | 02/12/2020
Eaton (formerly Cooper Industries) | Halo | L815SM10**927SL | Light Emitting Diode | Directional Lamp | Direct Wired | Forward Phase Cut Controls | 72.2 | 2746 | -0.0001 | 94 | 72 | 500 | 1 | Elevated | 50000 |  | 1 | 50000 | 0 | 0 | 20 | 0.03 | 0 | 0 | 0 | 0 | 0 | 0.05 | 0.03 | 0.03 | 0.02 | 0 | 0 | 0.11 | 0.1 | 0.1 | 0.07 | 0.02 | 0.01 | True | False | Non Federally-Regulated | 10/22/2019 |  | 02/12/2020
Eaton (formerly Cooper Industries) | Halo | L815SM10**930SL | Light Emitting Diode | Directional Lamp | Direct Wired | Forward Phase Cut Controls | 72.2 | 3000 | -0.0001 | 94 | 72 | 500 | 1 | Elevated | 50000 |  | 1 | 50000 | 0 | 0 | 20 | 0.03 | 0 | 0 | 0 | 0 | 0 | 0.05 | 0.03 | 0.03 | 0.02 | 0 | 0 | 0.11 | 0.1 | 0.1 | 0.07 | 0.02 | 0.01 | True | False | Non Federally-Regulated | 10/22/2019 |  | 02/12/2020
Eaton (formerly Cooper Industries) | Halo | L815SM10**935SL | Light Emitting Diode | Directional Lamp | Direct Wired | Forward Phase Cut Controls | 72.2 | 3500 | -0.0001 | 94 | 72 | 500 | 1 | Elevated | 50000 |  | 1 | 50000 | 0 | 0 | 20 | 0.03 | 0 | 0 | 0 | 0 | 0 | 0.05 | 0.03 | 0.03 | 0.02 | 0 | 0 | 0.11 | 0.1 | 0.1 | 0.07 | 0.02 | 0.01 | True | False | Non Federally-Regulated | 10/22/2019 |  | 02/12/2020
Eaton (formerly Cooper Industries) | Halo | L815SM10**940SL | Light Emitting Diode | Directional Lamp | Direct Wired | Forward Phase Cut Controls | 72.2 | 4000 | -0.0001 | 94 | 72 | 500 | 1 | Elevated | 50000 |  | 1 | 50000 | 0 | 0 | 20 | 0.03 | 0 | 0 | 0 | 0 | 0 | 0.05 | 0.03 | 0.03 | 0.02 | 0 | 0 | 0.11 | 0.1 | 0.1 | 0.07 | 0.02 | 0.01 | True | False | Non Federally-Regulated | 10/22/2019 |  | 02/12/2020
Eaton (formerly Cooper Industries) | Halo | L815SM18**927MB | Light Emitting Diode | Directional Lamp | Direct Wired | Forward Phase Cut Controls | 70.2 | 2700 | 0.0005 | 90 | 60 | 500 | 1 | Elevated | 50000 |  | 1 | 50000 | 0 | 0 | 20 | 0.04 | 0.01 | 0.01 | 0 | 0 | 0 | 0.07 | 0.06 | 0.05 | 0.04 | 0 | 0 | 0.14 | 0.13 | 0.12 | 0.11 | 0.02 | 0 | True | False | Non Federally-Regulated | 10/22/2019 |  | 02/12/2020
Eaton (formerly Cooper Industries) | Halo | L815SM18**930MB | Light Emitting Diode | Directional Lamp | Direct Wired | Forward Phase Cut Controls | 70.2 | 3000 | 0.0005 | 90 | 60 | 500 | 1 | Elevated | 50000 |  | 1 | 50000 | 0 | 0 | 20 | 0.04 | 0.01 | 0.01 | 0 | 0 | 0 | 0.07 | 0.06 | 0.05 | 0.04 | 0 | 0 | 0.14 | 0.13 | 0.12 | 0.11 | 0.02 | 0 | True | False | Non Federally-Regulated | 10/22/2019 |  | 02/12/2020
Eaton (formerly Cooper Industries) | Halo | L815SM18**935MB | Light Emitting Diode | Directional Lamp | Direct Wired | Forward Phase Cut Controls | 70.2 | 3500 | 0.0005 | 90 | 60 | 500 | 1 | Elevated | 50000 |  | 1 | 50000 | 0 | 0 | 20 | 0.04 | 0.01 | 0.01 | 0 | 0 | 0 | 0.07 | 0.06 | 0.05 | 0.04 | 0 | 0 | 0.14 | 0.13 | 0.12 | 0.11 | 0.02 | 0 | True | False | Non Federally-Regulated | 10/22/2019 |  | 02/12/2020
Eaton (formerly Cooper Industries) | Halo | L815SM18**940MB | Light Emitting Diode | Directional Lamp | Direct Wired | Forward Phase Cut Controls | 70.2 | 4000 | 0.0005 | 90 | 60 | 500 | 1 | Elevated | 50000 |  | 1 | 50000 | 0 | 0 | 20 | 0.04 | 0.01 | 0.01 | 0 | 0 | 0 | 0.07 | 0.06 | 0.05 | 0.04 | 0 | 0 | 0.14 | 0.13 | 0.12 | 0.11 | 0.02 | 0 | True | False | Non Federally-Regulated | 10/22/2019 |  | 02/12/2020
Eaton (formerly Cooper Industries) | Halo | L815SM18**927P | Light Emitting Diode | Directional Lamp | Direct Wired | Forward Phase Cut Controls | 70.2 | 2700 | 0.0005 | 90 | 60 | 500 | 1 | Elevated | 50000 |  | 1 | 50000 | 0 | 0 | 20 | 0.04 | 0.01 | 0.01 | 0 | 0 | 0 | 0.07 | 0.06 | 0.05 | 0.04 | 0 | 0 | 0.14 | 0.13 | 0.12 | 0.11 | 0.02 | 0 | True | False | Non Federally-Regulated | 10/22/2019 |  | 02/12/2020
Eaton (formerly Cooper Industries) | Halo | L815SM18**930P | Light Emitting Diode | Directional Lamp | Direct Wired | Forward Phase Cut Controls | 70.2 | 3000 | 0.0005 | 90 | 60 | 500 | 1 | Elevated | 50000 |  | 1 | 50000 | 0 | 0 | 20 | 0.04 | 0.01 | 0.01 | 0 | 0 | 0 | 0.07 | 0.06 | 0.05 | 0.04 | 0 | 0 | 0.14 | 0.13 | 0.12 | 0.11 | 0.02 | 0 | True | False | Non Federally-Regulated | 10/22/2019 |  | 02/12/2020
Eaton (formerly Cooper Industries) | Halo | L815SM18**935P | Light Emitting Diode | Directional Lamp | Direct Wired | Forward Phase Cut Controls | 70.2 | 3500 | 0.0005 | 90 | 60 | 500 | 1 | Elevated | 50000 |  | 1 | 50000 | 0 | 0 | 20 | 0.04 | 0.01 | 0.01 | 0 | 0 | 0 | 0.07 | 0.06 | 0.05 | 0.04 | 0 | 0 | 0.14 | 0.13 | 0.12 | 0.11 | 0.02 | 0 | True | False | Non Federally-Regulated | 10/22/2019 |  | 02/12/2020
Eaton (formerly Cooper Industries) | Halo | L815SM18**940P | Light Emitting Diode | Directional Lamp | Direct Wired | Forward Phase Cut Controls | 70.2 | 4000 | 0.0005 | 90 | 60 | 500 | 1 | Elevated | 50000 |  | 1 | 50000 | 0 | 0 | 20 | 0.04 | 0.01 | 0.01 | 0 | 0 | 0 | 0.07 | 0.06 | 0.05 | 0.04 | 0 | 0 | 0.14 | 0.13 | 0.12 | 0.11 | 0.02 | 0 | True | False | Non Federally-Regulated | 10/22/2019 |  | 02/12/2020
Eaton (formerly Cooper Industries) | Halo | L815SM18**927SL | Light Emitting Diode | Directional Lamp | Direct Wired | Forward Phase Cut Controls | 70.2 | 2700 | 0.0005 | 90 | 60 | 500 | 1 | Elevated | 50000 |  | 1 | 50000 | 0 | 0 | 20 | 0.04 | 0.01 | 0.01 | 0 | 0 | 0 | 0.07 | 0.06 | 0.05 | 0.04 | 0 | 0 | 0.14 | 0.13 | 0.12 | 0.11 | 0.02 | 0 | True | False | Non Federally-Regulated | 10/22/2019 |  | 02/12/2020
Eaton (formerly Cooper Industries) | Halo | L815SM18**930SL | Light Emitting Diode | Directional Lamp | Direct Wired | Forward Phase Cut Controls | 70.2 | 3000 | 0.0005 | 90 | 60 | 500 | 1 | Elevated | 50000 |  | 1 | 50000 | 0 | 0 | 20 | 0.04 | 0.01 | 0.01 | 0 | 0 | 0 | 0.07 | 0.06 | 0.05 | 0.04 | 0 | 0 | 0.14 | 0.13 | 0.12 | 0.11 | 0.02 | 0 | True | False | Non Federally-Regulated | 10/22/2019 |  | 02/12/2020
Eaton (formerly Cooper Industries) | Halo | L815SM18**935SL | Light Emitting Diode | Directional Lamp | Direct Wired | Forward Phase Cut Controls | 70.2 | 3500 | 0.0005 | 90 | 60 | 500 | 1 | Elevated | 50000 |  | 1 | 50000 | 0 | 0 | 20 | 0.04 | 0.01 | 0.01 | 0 | 0 | 0 | 0.07 | 0.06 | 0.05 | 0.04 | 0 | 0 | 0.14 | 0.13 | 0.12 | 0.11 | 0.02 | 0 | True | False | Non Federally-Regulated | 10/22/2019 |  | 02/12/2020
Eaton (formerly Cooper Industries) | Halo | L815SM18**940SL | Light Emitting Diode | Directional Lamp | Direct Wired | Forward Phase Cut Controls | 70.2 | 4000 | 0.0005 | 90 | 60 | 500 | 1 | Elevated | 50000 |  | 1 | 50000 | 0 | 0 | 20 | 0.04 | 0.01 | 0.01 | 0 | 0 | 0 | 0.07 | 0.06 | 0.05 | 0.04 | 0 | 0 | 0.14 | 0.13 | 0.12 | 0.11 | 0.02 | 0 | True | False | Non Federally-Regulated | 10/22/2019 |  | 02/12/2020
Eaton (formerly Cooper Industries) | Halo | L815MED10**927MB | Light Emitting Diode | Directional Lamp | Direct Wired | Forward Phase Cut Controls | 73.2 | 2668 | -0.0017 | 95 | 79 | 500 | 1 | Elevated | 50000 |  | 1 | 50000 | 0 | 0 | 20 | 0.09 | 0.01 | 0.01 | 0.01 | 0 | 0 | 0.05 | 0.02 | 0.01 | 0.01 | 0 | 0 | 0.08 | 0.07 | 0.06 | 0.04 | 0.01 | 0 | True | False | Non Federally-Regulated | 10/22/2019 |  | 02/12/2020
Eaton (formerly Cooper Industries) | Halo | L815MED10**930MB | Light Emitting Diode | Directional Lamp | Direct Wired | Forward Phase Cut Controls | 73.2 | 3000 | -0.0017 | 95 | 79 | 500 | 1 | Elevated | 50000 |  | 1 | 50000 | 0 | 0 | 20 | 0.09 | 0.01 | 0.01 | 0.01 | 0 | 0 | 0.05 | 0.02 | 0.01 | 0.01 | 0 | 0 | 0.08 | 0.07 | 0.06 | 0.04 | 0.01 | 0 | True | False | Non Federally-Regulated | 10/22/2019 |  | 02/12/2020
Eaton (formerly Cooper Industries) | Halo | L815MED10**935MB | Light Emitting Diode | Directional Lamp | Direct Wired | Forward Phase Cut Controls | 73.2 | 3500 | -0.0017 | 95 | 79 | 500 | 1 | Elevated | 50000 |  | 1 | 50000 | 0 | 0 | 20 | 0.09 | 0.01 | 0.01 | 0.01 | 0 | 0 | 0.05 | 0.02 | 0.01 | 0.01 | 0 | 0 | 0.08 | 0.07 | 0.06 | 0.04 | 0.01 | 0 | True | False | Non Federally-Regulated | 10/22/2019 |  | 02/12/2020
Eaton (formerly Cooper Industries) | Halo | L815MED10**940MB | Light Emitting Diode | Directional Lamp | Direct Wired | Forward Phase Cut Controls | 73.2 | 4000 | -0.0017 | 95 | 79 | 500 | 1 | Elevated | 50000 |  | 1 | 50000 | 0 | 0 | 20 | 0.09 | 0.01 | 0.01 | 0.01 | 0 | 0 | 0.05 | 0.02 | 0.01 | 0.01 | 0 | 0 | 0.08 | 0.07 | 0.06 | 0.04 | 0.01 | 0 | True | False | Non Federally-Regulated | 10/22/2019 |  | 02/12/2020
Eaton (formerly Cooper Industries) | Halo | L815MED10**927P | Light Emitting Diode | Directional Lamp | Direct Wired | Forward Phase Cut Controls | 73.2 | 2668 | -0.0017 | 95 | 79 | 500 | 1 | Elevated | 50000 |  | 1 | 50000 | 0 | 0 | 20 | 0.09 | 0.01 | 0.01 | 0.01 | 0 | 0 | 0.05 | 0.02 | 0.01 | 0.01 | 0 | 0 | 0.08 | 0.07 | 0.06 | 0.04 | 0.01 | 0 | True | False | Non Federally-Regulated | 10/22/2019 |  | 02/12/2020
Eaton (formerly Cooper Industries) | Halo | L815MED10**930P | Light Emitting Diode | Directional Lamp | Direct Wired | Forward Phase Cut Controls | 73.2 | 3000 | -0.0017 | 95 | 79 | 500 | 1 | Elevated | 50000 |  | 1 | 50000 | 0 | 0 | 20 | 0.09 | 0.01 | 0.01 | 0.01 | 0 | 0 | 0.05 | 0.02 | 0.01 | 0.01 | 0 | 0 | 0.08 | 0.07 | 0.06 | 0.04 | 0.01 | 0 | True | False | Non Federally-Regulated | 10/22/2019 |  | 02/12/2020
Eaton (formerly Cooper Industries) | Halo | L815MED10**935P | Light Emitting Diode | Directional Lamp | Direct Wired | Forward Phase Cut Controls | 73.2 | 3500 | -0.0017 | 95 | 79 | 500 | 1 | Elevated | 50000 |  | 1 | 50000 | 0 | 0 | 20 | 0.09 | 0.01 | 0.01 | 0.01 | 0 | 0 | 0.05 | 0.02 | 0.01 | 0.01 | 0 | 0 | 0.08 | 0.07 | 0.06 | 0.04 | 0.01 | 0 | True | False | Non Federally-Regulated | 10/22/2019 |  | 02/12/2020
Eaton (formerly Cooper Industries) | Halo | L815MED10**940P | Light Emitting Diode | Directional Lamp | Direct Wired | Forward Phase Cut Controls | 73.2 | 4000 | -0.0017 | 95 | 79 | 500 | 1 | Elevated | 50000 |  | 1 | 50000 | 0 | 0 | 20 | 0.09 | 0.01 | 0.01 | 0.01 | 0 | 0 | 0.05 | 0.02 | 0.01 | 0.01 | 0 | 0 | 0.08 | 0.07 | 0.06 | 0.04 | 0.01 | 0 | True | False | Non Federally-Regulated | 10/22/2019 |  | 02/12/2020
Eaton (formerly Cooper Industries) | Halo | L815MED10**927SL | Light Emitting Diode | Directional Lamp | Direct Wired | Forward Phase Cut Controls | 73.2 | 2668 | -0.0017 | 95 | 79 | 500 | 1 | Elevated | 50000 |  | 1 | 50000 | 0 | 0 | 20 | 0.09 | 0.01 | 0.01 | 0.01 | 0 | 0 | 0.05 | 0.02 | 0.01 | 0.01 | 0 | 0 | 0.08 | 0.07 | 0.06 | 0.04 | 0.01 | 0 | True | False | Non Federally-Regulated | 10/22/2019 |  | 02/12/2020
Eaton (formerly Cooper Industries) | Halo | L815MED10**930SL | Light Emitting Diode | Directional Lamp | Direct Wired | Forward Phase Cut Controls | 73.2 | 3000 | -0.0017 | 95 | 79 | 500 | 1 | Elevated | 50000 |  | 1 | 50000 | 0 | 0 | 20 | 0.09 | 0.01 | 0.01 | 0.01 | 0 | 0 | 0.05 | 0.02 | 0.01 | 0.01 | 0 | 0 | 0.08 | 0.07 | 0.06 | 0.04 | 0.01 | 0 | True | False | Non Federally-Regulated | 10/22/2019 |  | 02/12/2020
Eaton (formerly Cooper Industries) | Halo | L815MED10**935SL | Light Emitting Diode | Directional Lamp | Direct Wired | Forward Phase Cut Controls | 73.2 | 3500 | -0.0017 | 95 | 79 | 500 | 1 | Elevated | 50000 |  | 1 | 50000 | 0 | 0 | 20 | 0.09 | 0.01 | 0.01 | 0.01 | 0 | 0 | 0.05 | 0.02 | 0.01 | 0.01 | 0 | 0 | 0.08 | 0.07 | 0.06 | 0.04 | 0.01 | 0 | True | False | Non Federally-Regulated | 10/22/2019 |  | 02/12/2020
Eaton (formerly Cooper Industries) | Halo | L815MED10**940SL | Light Emitting Diode | Directional Lamp | Direct Wired | Forward Phase Cut Controls | 73.2 | 4000 | -0.0017 | 95 | 79 | 500 | 1 | Elevated | 50000 |  | 1 | 50000 | 0 | 0 | 20 | 0.09 | 0.01 | 0.01 | 0.01 | 0 | 0 | 0.05 | 0.02 | 0.01 | 0.01 | 0 | 0 | 0.08 | 0.07 | 0.06 | 0.04 | 0.01 | 0 | True | False | Non Federally-Regulated | 10/22/2019 |  | 02/12/2020
Eaton (formerly Cooper Industries) | Halo | L815MED20**927MB | Light Emitting Diode | Directional Lamp | Direct Wired | Forward Phase Cut Controls | 67.4 | 2708 | -0.001 | 96 | 72 | 500 | 1 | Elevated | 50000 |  | 1 | 50000 | 0 | 0 | 20 | 0.01 | 0.01 | 0.01 | 0.01 | 0 | 0 | 0.04 | 0.03 | 0.03 | 0.02 | 0 | 0 | 0.1 | 0.09 | 0.08 | 0.07 | 0.01 | 0 | True | False | Non Federally-Regulated | 10/22/2019 |  | 02/12/2020
Eaton (formerly Cooper Industries) | Halo | L815MED20**930MB | Light Emitting Diode | Directional Lamp | Direct Wired | Forward Phase Cut Controls | 67.4 | 3000 | -0.001 | 96 | 72 | 500 | 1 | Elevated | 50000 |  | 1 | 50000 | 0 | 0 | 20 | 0.01 | 0.01 | 0.01 | 0.01 | 0 | 0 | 0.04 | 0.03 | 0.03 | 0.02 | 0 | 0 | 0.1 | 0.09 | 0.08 | 0.07 | 0.01 | 0 | True | False | Non Federally-Regulated | 10/22/2019 |  | 02/12/2020
Eaton (formerly Cooper Industries) | Halo | L815MED20**935MB | Light Emitting Diode | Directional Lamp | Direct Wired | Forward Phase Cut Controls | 67.4 | 3500 | -0.001 | 96 | 72 | 500 | 1 | Elevated | 50000 |  | 1 | 50000 | 0 | 0 | 20 | 0.01 | 0.01 | 0.01 | 0.01 | 0 | 0 | 0.04 | 0.03 | 0.03 | 0.02 | 0 | 0 | 0.1 | 0.09 | 0.08 | 0.07 | 0.01 | 0 | True | False | Non Federally-Regulated | 10/22/2019 |  | 02/12/2020
Eaton (formerly Cooper Industries) | Halo | L815SMED20**940MB | Light Emitting Diode | Directional Lamp | Direct Wired | Forward Phase Cut Controls | 67.4 | 4000 | -0.001 | 96 | 72 | 500 | 1 | Elevated | 50000 |  | 1 | 50000 | 0 | 0 | 20 | 0.01 | 0.01 | 0.01 | 0.01 | 0 | 0 | 0.04 | 0.03 | 0.03 | 0.02 | 0 | 0 | 0.1 | 0.09 | 0.08 | 0.07 | 0.01 | 0 | True | False | Non Federally-Regulated | 10/22/2019 |  | 02/12/2020
Eaton (formerly Cooper Industries) | Halo | L815MED20**927P | Light Emitting Diode | Directional Lamp | Direct Wired | Forward Phase Cut Controls | 67.4 | 2708 | -0.001 | 96 | 72 | 500 | 1 | Elevated | 50000 |  | 1 | 50000 | 0 | 0 | 20 | 0.01 | 0.01 | 0.01 | 0.01 | 0 | 0 | 0.04 | 0.03 | 0.03 | 0.02 | 0 | 0 | 0.1 | 0.09 | 0.08 | 0.07 | 0.01 | 0 | True | False | Non Federally-Regulated | 10/22/2019 |  | 02/12/2020
Eaton (formerly Cooper Industries) | Halo | L815MED20**930P | Light Emitting Diode | Directional Lamp | Direct Wired | Forward Phase Cut Controls | 67.4 | 3000 | -0.001 | 96 | 72 | 500 | 1 | Elevated | 50000 |  | 1 | 50000 | 0 | 0 | 20 | 0.01 | 0.01 | 0.01 | 0.01 | 0 | 0 | 0.04 | 0.03 | 0.03 | 0.02 | 0 | 0 | 0.1 | 0.09 | 0.08 | 0.07 | 0.01 | 0 | True | False | Non Federally-Regulated | 10/22/2019 |  | 02/12/2020
Eaton (formerly Cooper Industries) | Halo | L815MED20**935P | Light Emitting Diode | Directional Lamp | Direct Wired | Forward Phase Cut Controls | 67.4 | 3500 | -0.001 | 96 | 72 | 500 | 1 | Elevated | 50000 |  | 1 | 50000 | 0 | 0 | 20 | 0.01 | 0.01 | 0.01 | 0.01 | 0 | 0 | 0.04 | 0.03 | 0.03 | 0.02 | 0 | 0 | 0.1 | 0.09 | 0.08 | 0.07 | 0.01 | 0 | True | False | Non Federally-Regulated | 10/22/2019 |  | 02/12/2020
Eaton (formerly Cooper Industries) | Halo | L815MED20**940P | Light Emitting Diode | Directional Lamp | Direct Wired | Forward Phase Cut Controls | 67.4 | 4000 | -0.001 | 96 | 72 | 500 | 1 | Elevated | 50000 |  | 1 | 50000 | 0 | 0 | 20 | 0.01 | 0.01 | 0.01 | 0.01 | 0 | 0 | 0.04 | 0.03 | 0.03 | 0.02 | 0 | 0 | 0.1 | 0.09 | 0.08 | 0.07 | 0.01 | 0 | True | False | Non Federally-Regulated | 10/22/2019 |  | 02/12/2020
Eaton (formerly Cooper Industries) | Halo | L815MED20**927SL | Light Emitting Diode | Directional Lamp | Direct Wired | Forward Phase Cut Controls | 67.4 | 2708 | -0.001 | 96 | 72 | 500 | 1 | Elevated | 50000 |  | 1 | 50000 | 0 | 0 | 20 | 0.01 | 0.01 | 0.01 | 0.01 | 0 | 0 | 0.04 | 0.03 | 0.03 | 0.02 | 0 | 0 | 0.1 | 0.09 | 0.08 | 0.07 | 0.01 | 0 | True | False | Non Federally-Regulated | 10/22/2019 |  | 02/12/2020
Eaton (formerly Cooper Industries) | Halo | L815MED20**930SL | Light Emitting Diode | Directional Lamp | Direct Wired | Forward Phase Cut Controls | 67.4 | 3000 | -0.001 | 96 | 72 | 500 | 1 | Elevated | 50000 |  | 1 | 50000 | 0 | 0 | 20 | 0.01 | 0.01 | 0.01 | 0.01 | 0 | 0 | 0.04 | 0.03 | 0.03 | 0.02 | 0 | 0 | 0.1 | 0.09 | 0.08 | 0.07 | 0.01 | 0 | True | False | Non Federally-Regulated | 10/22/2019 |  | 02/12/2020
Eaton (formerly Cooper Industries) | Halo | L815MED20**935SL | Light Emitting Diode | Directional Lamp | Direct Wired | Forward Phase Cut Controls | 67.4 | 3500 | -0.001 | 96 | 72 | 500 | 1 | Elevated | 50000 |  | 1 | 50000 | 0 | 0 | 20 | 0.01 | 0.01 | 0.01 | 0.01 | 0 | 0 | 0.04 | 0.03 | 0.03 | 0.02 | 0 | 0 | 0.1 | 0.09 | 0.08 | 0.07 | 0.01 | 0 | True | False | Non Federally-Regulated | 10/22/2019 |  | 02/12/2020
Eaton (formerly Cooper Industries) | Halo | L815MED20**940SL | Light Emitting Diode | Directional Lamp | Direct Wired | Forward Phase Cut Controls | 67.4 | 4000 | -0.001 | 96 | 72 | 500 | 1 | Elevated | 50000 |  | 1 | 50000 | 0 | 0 | 20 | 0.01 | 0.01 | 0.01 | 0.01 | 0 | 0 | 0.04 | 0.03 | 0.03 | 0.02 | 0 | 0 | 0.1 | 0.09 | 0.08 | 0.07 | 0.01 | 0 | True | False | Non Federally-Regulated | 10/22/2019 |  | 02/12/2020
Eaton (formerly Cooper Industries) | Halo | L815MED30**927MB | Light Emitting Diode | Directional Lamp | Direct Wired | Forward Phase Cut Controls | 67.8 | 2734 | 0.0005 | 94 | 58 | 500 | 1 | Elevated | 50000 |  | 1 | 50000 | 0 | 0 | 20 | 0.03 | 0.02 | 0.02 | 0.02 | 0 | 0 | 0.06 | 0.06 | 0.06 | 0.04 | 0 | 0 | 0.13 | 0.13 | 0.13 | 0.1 | 0.03 | 0.01 | True | False | Non Federally-Regulated | 10/22/2019 |  | 02/12/2020
Eaton (formerly Cooper Industries) | Halo | L815MED30**930MB | Light Emitting Diode | Directional Lamp | Direct Wired | Forward Phase Cut Controls | 67.8 | 3000 | 0.0005 | 94 | 58 | 500 | 1 | Elevated | 50000 |  | 1 | 50000 | 0 | 0 | 20 | 0.03 | 0.02 | 0.02 | 0.02 | 0 | 0 | 0.06 | 0.06 | 0.06 | 0.04 | 0 | 0 | 0.13 | 0.13 | 0.13 | 0.1 | 0.03 | 0.01 | True | False | Non Federally-Regulated | 10/22/2019 |  | 02/12/2020
Eaton (formerly Cooper Industries) | Halo | L815MED30**935MB | Light Emitting Diode | Directional Lamp | Direct Wired | Forward Phase Cut Controls | 67.8 | 3500 | 0.0005 | 94 | 58 | 500 | 1 | Elevated | 50000 |  | 1 | 50000 | 0 | 0 | 20 | 0.03 | 0.02 | 0.02 | 0.02 | 0 | 0 | 0.06 | 0.06 | 0.06 | 0.04 | 0 | 0 | 0.13 | 0.13 | 0.13 | 0.1 | 0.03 | 0.01 | True | False | Non Federally-Regulated | 10/22/2019 |  | 02/12/2020
Eaton (formerly Cooper Industries) | Halo | L815MED30**940MB | Light Emitting Diode | Directional Lamp | Direct Wired | Forward Phase Cut Controls | 67.8 | 4000 | 0.0005 | 94 | 58 | 500 | 1 | Elevated | 50000 |  | 1 | 50000 | 0 | 0 | 20 | 0.03 | 0.02 | 0.02 | 0.02 | 0 | 0 | 0.06 | 0.06 | 0.06 | 0.04 | 0 | 0 | 0.13 | 0.13 | 0.13 | 0.1 | 0.03 | 0.01 | True | False | Non Federally-Regulated | 10/22/2019 |  | 02/12/2020
Eaton (formerly Cooper Industries) | Halo | L815MED30**927P | Light Emitting Diode | Directional Lamp | Direct Wired | Forward Phase Cut Controls | 67.8 | 2734 | 0.0005 | 94 | 58 | 500 | 1 | Elevated | 50000 |  | 1 | 50000 | 0 | 0 | 20 | 0.03 | 0.02 | 0.02 | 0.02 | 0 | 0 | 0.06 | 0.06 | 0.06 | 0.04 | 0 | 0 | 0.13 | 0.13 | 0.13 | 0.1 | 0.03 | 0.01 | True | False | Non Federally-Regulated | 10/22/2019 |  | 02/12/2020
Eaton (formerly Cooper Industries) | Halo | L815MED30**930P | Light Emitting Diode | Directional Lamp | Direct Wired | Forward Phase Cut Controls | 67.8 | 3000 | 0.0005 | 94 | 58 | 500 | 1 | Elevated | 50000 |  | 1 | 50000 | 0 | 0 | 20 | 0.03 | 0.02 | 0.02 | 0.02 | 0 | 0 | 0.06 | 0.06 | 0.06 | 0.04 | 0 | 0 | 0.13 | 0.13 | 0.13 | 0.1 | 0.03 | 0.01 | True | False | Non Federally-Regulated | 10/22/2019 |  | 02/12/2020
Eaton (formerly Cooper Industries) | Halo | L815MED30**935P | Light Emitting Diode | Directional Lamp | Direct Wired | Forward Phase Cut Controls | 67.8 | 3500 | 0.0005 | 94 | 58 | 500 | 1 | Elevated | 50000 |  | 1 | 50000 | 0 | 0 | 20 | 0.03 | 0.02 | 0.02 | 0.02 | 0 | 0 | 0.06 | 0.06 | 0.06 | 0.04 | 0 | 0 | 0.13 | 0.13 | 0.13 | 0.1 | 0.03 | 0.01 | True | False | Non Federally-Regulated | 10/22/2019 |  | 02/12/2020
Eaton (formerly Cooper Industries) | Halo | L815MED30**940P | Light Emitting Diode | Directional Lamp | Direct Wired | Forward Phase Cut Controls | 67.8 | 4000 | 0.0005 | 94 | 58 | 500 | 1 | Elevated | 50000 |  | 1 | 50000 | 0 | 0 | 20 | 0.03 | 0.02 | 0.02 | 0.02 | 0 | 0 | 0.06 | 0.06 | 0.06 | 0.04 | 0 | 0 | 0.13 | 0.13 | 0.13 | 0.1 | 0.03 | 0.01 | True | False | Non Federally-Regulated | 10/22/2019 |  | 02/12/2020
Eaton (formerly Cooper Industries) | Halo | L815MED30**927SL | Light Emitting Diode | Directional Lamp | Direct Wired | Forward Phase Cut Controls | 67.8 | 2734 | 0.0005 | 94 | 58 | 500 | 1 | Elevated | 50000 |  | 1 | 50000 | 0 | 0 | 20 | 0.03 | 0.02 | 0.02 | 0.02 | 0 | 0 | 0.06 | 0.06 | 0.06 | 0.04 | 0 | 0 | 0.13 | 0.13 | 0.13 | 0.1 | 0.03 | 0.01 | True | False | Non Federally-Regulated | 10/22/2019 |  | 02/12/2020
Eaton (formerly Cooper Industries) | Halo | L815MED30**930SL | Light Emitting Diode | Directional Lamp | Direct Wired | Forward Phase Cut Controls | 67.8 | 3000 | 0.0005 | 94 | 58 | 500 | 1 | Elevated | 50000 |  | 1 | 50000 | 0 | 0 | 20 | 0.03 | 0.02 | 0.02 | 0.02 | 0 | 0 | 0.06 | 0.06 | 0.06 | 0.04 | 0 | 0 | 0.13 | 0.13 | 0.13 | 0.1 | 0.03 | 0.01 | True | False | Non Federally-Regulated | 10/22/2019 |  | 02/12/2020
Eaton (formerly Cooper Industries) | Halo | L815MED30**935SL | Light Emitting Diode | Directional Lamp | Direct Wired | Forward Phase Cut Controls | 67.8 | 3500 | 0.0005 | 94 | 58 | 500 | 1 | Elevated | 50000 |  | 1 | 50000 | 0 | 0 | 20 | 0.03 | 0.02 | 0.02 | 0.02 | 0 | 0 | 0.06 | 0.06 | 0.06 | 0.04 | 0 | 0 | 0.13 | 0.13 | 0.13 | 0.1 | 0.03 | 0.01 | True | False | Non Federally-Regulated | 10/22/2019 |  | 02/12/2020
Eaton (formerly Cooper Industries) | Halo | L815MED30**940SL | Light Emitting Diode | Directional Lamp | Direct Wired | Forward Phase Cut Controls | 67.8 | 4000 | 0.0005 | 94 | 58 | 500 | 1 | Elevated | 50000 |  | 1 | 50000 | 0 | 0 | 20 | 0.03 | 0.02 | 0.02 | 0.02 | 0 | 0 | 0.06 | 0.06 | 0.06 | 0.04 | 0 | 0 | 0.13 | 0.13 | 0.13 | 0.1 | 0.03 | 0.01 | True | False | Non Federally-Regulated | 10/22/2019 |  | 02/12/2020
Eaton (formerly Cooper Industries) | Halo | L815SQ10**927MB | Light Emitting Diode | Directional Lamp | Direct Wired | Forward Phase Cut Controls | 70.5 | 2808 | 0.002 | 93 | 63 | 500 | 1 | Elevated | 50000 |  | 1 | 50000 | 0 | 0 | 20 | 0.06 | 0.01 | 0.01 | 0 | 0 | 0 | 0.05 | 0.03 | 0.02 | 0.01 | 0.01 | 0 | 0.08 | 0.07 | 0.07 | 0.04 | 0.02 | 0 | True | False | Non Federally-Regulated | 10/22/2019 |  | 02/12/2020
Eaton (formerly Cooper Industries) | Halo | L815SQ10**930MB | Light Emitting Diode | Directional Lamp | Direct Wired | Forward Phase Cut Controls | 70.5 | 3000 | 0.002 | 93 | 63 | 500 | 1 | Elevated | 50000 |  | 1 | 50000 | 0 | 0 | 20 | 0.06 | 0.01 | 0.01 | 0 | 0 | 0 | 0.05 | 0.03 | 0.02 | 0.01 | 0.01 | 0 | 0.08 | 0.07 | 0.07 | 0.04 | 0.02 | 0 | True | False | Non Federally-Regulated | 10/22/2019 |  | 02/12/2020
Eaton (formerly Cooper Industries) | Halo | L815SQ10**935MB | Light Emitting Diode | Directional Lamp | Direct Wired | Forward Phase Cut Controls | 70.5 | 3500 | 0.002 | 93 | 63 | 500 | 1 | Elevated | 50000 |  | 1 | 50000 | 0 | 0 | 20 | 0.06 | 0.01 | 0.01 | 0 | 0 | 0 | 0.05 | 0.03 | 0.02 | 0.01 | 0.01 | 0 | 0.08 | 0.07 | 0.07 | 0.04 | 0.02 | 0 | True | False | Non Federally-Regulated | 10/22/2019 |  | 02/12/2020
Eaton (formerly Cooper Industries) | Halo | L815SQ10**940MB | Light Emitting Diode | Directional Lamp | Direct Wired | Forward Phase Cut Controls | 70.5 | 4000 | 0.002 | 93 | 63 | 500 | 1 | Elevated | 50000 |  | 1 | 50000 | 0 | 0 | 20 | 0.06 | 0.01 | 0.01 | 0 | 0 | 0 | 0.05 | 0.03 | 0.02 | 0.01 | 0.01 | 0 | 0.08 | 0.07 | 0.07 | 0.04 | 0.02 | 0 | True | False | Non Federally-Regulated | 10/22/2019 |  | 02/12/2020
Eaton (formerly Cooper Industries) | Halo | L815SQ10**927P | Light Emitting Diode | Directional Lamp | Direct Wired | Forward Phase Cut Controls | 70.5 | 2808 | 0.002 | 93 | 63 | 500 | 1 | Elevated | 50000 |  | 1 | 50000 | 0 | 0 | 20 | 0.06 | 0.01 | 0.01 | 0 | 0 | 0 | 0.05 | 0.03 | 0.02 | 0.01 | 0.01 | 0 | 0.08 | 0.07 | 0.07 | 0.04 | 0.02 | 0 | True | False | Non Federally-Regulated | 10/22/2019 |  | 02/12/2020
Eaton (formerly Cooper Industries) | Halo | L815SQ10**930P | Light Emitting Diode | Directional Lamp | Direct Wired | Forward Phase Cut Controls | 70.5 | 3000 | 0.002 | 93 | 63 | 500 | 1 | Elevated | 50000 |  | 1 | 50000 | 0 | 0 | 20 | 0.06 | 0.01 | 0.01 | 0 | 0 | 0 | 0.05 | 0.03 | 0.02 | 0.01 | 0.01 | 0 | 0.08 | 0.07 | 0.07 | 0.04 | 0.02 | 0 | True | False | Non Federally-Regulated | 10/22/2019 |  | 02/12/2020
Eaton (formerly Cooper Industries) | Halo | L815SQ10**935P | Light Emitting Diode | Directional Lamp | Direct Wired | Forward Phase Cut Controls | 70.5 | 3500 | 0.002 | 93 | 63 | 500 | 1 | Elevated | 50000 |  | 1 | 50000 | 0 | 0 | 20 | 0.06 | 0.01 | 0.01 | 0 | 0 | 0 | 0.05 | 0.03 | 0.02 | 0.01 | 0.01 | 0 | 0.08 | 0.07 | 0.07 | 0.04 | 0.02 | 0 | True | False | Non Federally-Regulated | 10/22/2019 |  | 02/12/2020
Eaton (formerly Cooper Industries) | Halo | L815SQ10**940P | Light Emitting Diode | Directional Lamp | Direct Wired | Forward Phase Cut Controls | 70.5 | 4000 | 0.002 | 93 | 63 | 500 | 1 | Elevated | 50000 |  | 1 | 50000 | 0 | 0 | 20 | 0.06 | 0.01 | 0.01 | 0 | 0 | 0 | 0.05 | 0.03 | 0.02 | 0.01 | 0.01 | 0 | 0.08 | 0.07 | 0.07 | 0.04 | 0.02 | 0 | True | False | Non Federally-Regulated | 10/22/2019 |  | 02/12/2020
Eaton (formerly Cooper Industries) | Halo | L815SQ10**927SL | Light Emitting Diode | Directional Lamp | Direct Wired | Forward Phase Cut Controls | 70.5 | 2808 | 0.002 | 93 | 63 | 500 | 1 | Elevated | 50000 |  | 1 | 50000 | 0 | 0 | 20 | 0.06 | 0.01 | 0.01 | 0 | 0 | 0 | 0.05 | 0.03 | 0.02 | 0.01 | 0.01 | 0 | 0.08 | 0.07 | 0.07 | 0.04 | 0.02 | 0 | True | False | Non Federally-Regulated | 10/22/2019 |  | 02/12/2020
Eaton (formerly Cooper Industries) | Halo | L815SQ10**930SL | Light Emitting Diode | Directional Lamp | Direct Wired | Forward Phase Cut Controls | 70.5 | 3000 | 0.002 | 93 | 63 | 500 | 1 | Elevated | 50000 |  | 1 | 50000 | 0 | 0 | 20 | 0.06 | 0.01 | 0.01 | 0 | 0 | 0 | 0.05 | 0.03 | 0.02 | 0.01 | 0.01 | 0 | 0.08 | 0.07 | 0.07 | 0.04 | 0.02 | 0 | True | False | Non Federally-Regulated | 10/22/2019 |  | 02/12/2020
Eaton (formerly Cooper Industries) | Halo | L815SQ10**935SL | Light Emitting Diode | Directional Lamp | Direct Wired | Forward Phase Cut Controls | 70.5 | 3500 | 0.002 | 93 | 63 | 500 | 1 | Elevated | 50000 |  | 1 | 50000 | 0 | 0 | 20 | 0.06 | 0.01 | 0.01 | 0 | 0 | 0 | 0.05 | 0.03 | 0.02 | 0.01 | 0.01 | 0 | 0.08 | 0.07 | 0.07 | 0.04 | 0.02 | 0 | True | False | Non Federally-Regulated | 10/22/2019 |  | 02/12/2020
Eaton (formerly Cooper Industries) | Halo | L815SQ10**940SL | Light Emitting Diode | Directional Lamp | Direct Wired | Forward Phase Cut Controls | 70.5 | 4000 | 0.002 | 93 | 63 | 500 | 1 | Elevated | 50000 |  | 1 | 50000 | 0 | 0 | 20 | 0.06 | 0.01 | 0.01 | 0 | 0 | 0 | 0.05 | 0.03 | 0.02 | 0.01 | 0.01 | 0 | 0.08 | 0.07 | 0.07 | 0.04 | 0.02 | 0 | True | False | Non Federally-Regulated | 10/22/2019 |  | 02/12/2020
Eaton (formerly Cooper Industries) | Halo | L815SQ20**927MB | Light Emitting Diode | Directional Lamp | Direct Wired | Forward Phase Cut Controls | 64 | 2815 | 0.001 | 92 | 59 | 500 | 1 | Elevated | 50000 |  | 1 | 50000 | 0 | 0 | 20 | 0.02 | 0.01 | 0.01 | 0.01 | 0 | 0 | 0.07 | 0.07 | 0.06 | 0.05 | 0.01 | 0 | 0.07 | 0.07 | 0.06 | 0.05 | 0 | 0 | True | False | Non Federally-Regulated | 10/22/2019 |  | 02/12/2020
Eaton (formerly Cooper Industries) | Halo | L815SQ20**930MB | Light Emitting Diode | Directional Lamp | Direct Wired | Forward Phase Cut Controls | 64 | 3000 | 0.001 | 92 | 59 | 500 | 1 | Elevated | 50000 |  | 1 | 50000 | 0 | 0 | 20 | 0.02 | 0.01 | 0.01 | 0.01 | 0 | 0 | 0.07 | 0.07 | 0.06 | 0.05 | 0.01 | 0 | 0.07 | 0.07 | 0.06 | 0.05 | 0 | 0 | True | False | Non Federally-Regulated | 10/22/2019 |  | 02/12/2020
Eaton (formerly Cooper Industries) | Halo | L815SQ20**935MB | Light Emitting Diode | Directional Lamp | Direct Wired | Forward Phase Cut Controls | 64 | 3500 | 0.001 | 92 | 59 | 500 | 1 | Elevated | 50000 |  | 1 | 50000 | 0 | 0 | 20 | 0.02 | 0.01 | 0.01 | 0.01 | 0 | 0 | 0.07 | 0.07 | 0.06 | 0.05 | 0.01 | 0 | 0.07 | 0.07 | 0.06 | 0.05 | 0 | 0 | True | False | Non Federally-Regulated | 10/22/2019 |  | 02/12/2020
Eaton (formerly Cooper Industries) | Halo | L815SQ20**940MB | Light Emitting Diode | Directional Lamp | Direct Wired | Forward Phase Cut Controls | 64 | 4000 | 0.001 | 92 | 59 | 500 | 1 | Elevated | 50000 |  | 1 | 50000 | 0 | 0 | 20 | 0.02 | 0.01 | 0.01 | 0.01 | 0 | 0 | 0.07 | 0.07 | 0.06 | 0.05 | 0.01 | 0 | 0.07 | 0.07 | 0.06 | 0.05 | 0 | 0 | True | False | Non Federally-Regulated | 10/22/2019 |  | 02/12/2020
Eaton (formerly Cooper Industries) | Halo | L815SQ20**927P | Light Emitting Diode | Directional Lamp | Direct Wired | Forward Phase Cut Controls | 64 | 2815 | 0.001 | 92 | 59 | 500 | 1 | Elevated | 50000 |  | 1 | 50000 | 0 | 0 | 20 | 0.02 | 0.01 | 0.01 | 0.01 | 0 | 0 | 0.07 | 0.07 | 0.06 | 0.05 | 0.01 | 0 | 0.07 | 0.07 | 0.06 | 0.05 | 0 | 0 | True | False | Non Federally-Regulated | 10/22/2019 |  | 02/12/2020
Eaton (formerly Cooper Industries) | Halo | L815SQ20**930P | Light Emitting Diode | Directional Lamp | Direct Wired | Forward Phase Cut Controls | 64 | 3000 | 0.001 | 92 | 59 | 500 | 1 | Elevated | 50000 |  | 1 | 50000 | 0 | 0 | 20 | 0.02 | 0.01 | 0.01 | 0.01 | 0 | 0 | 0.07 | 0.07 | 0.06 | 0.05 | 0.01 | 0 | 0.07 | 0.07 | 0.06 | 0.05 | 0 | 0 | True | False | Non Federally-Regulated | 10/22/2019 |  | 02/12/2020
Eaton (formerly Cooper Industries) | Halo | L815SQ20**935P | Light Emitting Diode | Directional Lamp | Direct Wired | Forward Phase Cut Controls | 64 | 3500 | 0.001 | 92 | 59 | 500 | 1 | Elevated | 50000 |  | 1 | 50000 | 0 | 0 | 20 | 0.02 | 0.01 | 0.01 | 0.01 | 0 | 0 | 0.07 | 0.07 | 0.06 | 0.05 | 0.01 | 0 | 0.07 | 0.07 | 0.06 | 0.05 | 0 | 0 | True | False | Non Federally-Regulated | 10/22/2019 |  | 02/12/2020
Eaton (formerly Cooper Industries) | Halo | L815SQ20**940P | Light Emitting Diode | Directional Lamp | Direct Wired | Forward Phase Cut Controls | 64 | 4000 | 0.001 | 92 | 59 | 500 | 1 | Elevated | 50000 |  | 1 | 50000 | 0 | 0 | 20 | 0.02 | 0.01 | 0.01 | 0.01 | 0 | 0 | 0.07 | 0.07 | 0.06 | 0.05 | 0.01 | 0 | 0.07 | 0.07 | 0.06 | 0.05 | 0 | 0 | True | False | Non Federally-Regulated | 10/22/2019 |  | 02/12/2020
Eaton (formerly Cooper Industries) | Halo | L815SQ20**927SL | Light Emitting Diode | Directional Lamp | Direct Wired | Forward Phase Cut Controls | 64 | 2815 | 0.001 | 92 | 59 | 500 | 1 | Elevated | 50000 |  | 1 | 50000 | 0 | 0 | 20 | 0.02 | 0.01 | 0.01 | 0.01 | 0 | 0 | 0.07 | 0.07 | 0.06 | 0.05 | 0.01 | 0 | 0.07 | 0.07 | 0.06 | 0.05 | 0 | 0 | True | False | Non Federally-Regulated | 10/22/2019 |  | 02/12/2020
Eaton (formerly Cooper Industries) | Halo | L815SQ20**930SL | Light Emitting Diode | Directional Lamp | Direct Wired | Forward Phase Cut Controls | 64 | 3000 | 0.001 | 92 | 59 | 500 | 1 | Elevated | 50000 |  | 1 | 50000 | 0 | 0 | 20 | 0.02 | 0.01 | 0.01 | 0.01 | 0 | 0 | 0.07 | 0.07 | 0.06 | 0.05 | 0.01 | 0 | 0.07 | 0.07 | 0.06 | 0.05 | 0 | 0 | True | False | Non Federally-Regulated | 10/22/2019 |  | 02/12/2020
Eaton (formerly Cooper Industries) | Halo | L815SQ20**935SL | Light Emitting Diode | Directional Lamp | Direct Wired | Forward Phase Cut Controls | 64 | 3500 | 0.001 | 92 | 59 | 500 | 1 | Elevated | 50000 |  | 1 | 50000 | 0 | 0 | 20 | 0.02 | 0.01 | 0.01 | 0.01 | 0 | 0 | 0.07 | 0.07 | 0.06 | 0.05 | 0.01 | 0 | 0.07 | 0.07 | 0.06 | 0.05 | 0 | 0 | True | False | Non Federally-Regulated | 10/22/2019 |  | 02/12/2020
Eaton (formerly Cooper Industries) | Halo | L815SQ20**940SL | Light Emitting Diode | Directional Lamp | Direct Wired | Forward Phase Cut Controls | 64 | 4000 | 0.001 | 92 | 59 | 500 | 1 | Elevated | 50000 |  | 1 | 50000 | 0 | 0 | 20 | 0.02 | 0.01 | 0.01 | 0.01 | 0 | 0 | 0.07 | 0.07 | 0.06 | 0.05 | 0.01 | 0 | 0.07 | 0.07 | 0.06 | 0.05 | 0 | 0 | True | False | Non Federally-Regulated | 10/22/2019 |  | 02/12/2020
Eaton (formerly Cooper Industries) | Halo | L815SQ30**927MB | Light Emitting Diode | Directional Lamp | Direct Wired | Forward Phase Cut Controls | 67.2 | 2793 | 0 | 93 | 62 | 500 | 1 | Elevated | 50000 |  | 1 | 50000 | 0 | 0 | 20 | 0.03 | 0.02 | 0.02 | 0.01 | 0 | 0 | 0.09 | 0.07 | 0.06 | 0.04 | 0.01 | 0 | 0.18 | 0.14 | 0.14 | 0.11 | 0.02 | 0 | True | False | Non Federally-Regulated | 10/22/2019 |  | 02/12/2020
Eaton (formerly Cooper Industries) | Halo | L815SQ30**930MB | Light Emitting Diode | Directional Lamp | Direct Wired | Forward Phase Cut Controls | 67.2 | 3000 | 0 | 93 | 62 | 500 | 1 | Elevated | 50000 |  | 1 | 50000 | 0 | 0 | 20 | 0.03 | 0.02 | 0.02 | 0.01 | 0 | 0 | 0.09 | 0.07 | 0.06 | 0.04 | 0.01 | 0 | 0.18 | 0.14 | 0.14 | 0.11 | 0.02 | 0 | True | False | Non Federally-Regulated | 10/22/2019 |  | 02/12/2020
Eaton (formerly Cooper Industries) | Halo | L815SQ30**935MB | Light Emitting Diode | Directional Lamp | Direct Wired | Forward Phase Cut Controls | 67.2 | 3500 | 0 | 93 | 62 | 500 | 1 | Elevated | 50000 |  | 1 | 50000 | 0 | 0 | 20 | 0.03 | 0.02 | 0.02 | 0.01 | 0 | 0 | 0.09 | 0.07 | 0.06 | 0.04 | 0.01 | 0 | 0.18 | 0.14 | 0.14 | 0.11 | 0.02 | 0 | True | False | Non Federally-Regulated | 10/22/2019 |  | 02/12/2020
Eaton (formerly Cooper Industries) | Halo | L815SQ30**940MB | Light Emitting Diode | Directional Lamp | Direct Wired | Forward Phase Cut Controls | 67.2 | 4000 | 0 | 93 | 62 | 500 | 1 | Elevated | 50000 |  | 1 | 50000 | 0 | 0 | 20 | 0.03 | 0.02 | 0.02 | 0.01 | 0 | 0 | 0.09 | 0.07 | 0.06 | 0.04 | 0.01 | 0 | 0.18 | 0.14 | 0.14 | 0.11 | 0.02 | 0 | True | False | Non Federally-Regulated | 10/22/2019 |  | 02/12/2020
Eaton (formerly Cooper Industries) | Halo | L815SQ30**927P | Light Emitting Diode | Directional Lamp | Direct Wired | Forward Phase Cut Controls | 67.2 | 2793 | 0 | 93 | 62 | 500 | 1 | Elevated | 50000 |  | 1 | 50000 | 0 | 0 | 20 | 0.03 | 0.02 | 0.02 | 0.01 | 0 | 0 | 0.09 | 0.07 | 0.06 | 0.04 | 0.01 | 0 | 0.18 | 0.14 | 0.14 | 0.11 | 0.02 | 0 | True | False | Non Federally-Regulated | 10/22/2019 |  | 02/12/2020
Eaton (formerly Cooper Industries) | Halo | L815SQ30**930P | Light Emitting Diode | Directional Lamp | Direct Wired | Forward Phase Cut Controls | 67.2 | 3000 | 0 | 93 | 62 | 500 | 1 | Elevated | 50000 |  | 1 | 50000 | 0 | 0 | 20 | 0.03 | 0.02 | 0.02 | 0.01 | 0 | 0 | 0.09 | 0.07 | 0.06 | 0.04 | 0.01 | 0 | 0.18 | 0.14 | 0.14 | 0.11 | 0.02 | 0 | True | False | Non Federally-Regulated | 10/22/2019 |  | 02/12/2020
Eaton (formerly Cooper Industries) | Halo | L815SQ30**935P | Light Emitting Diode | Directional Lamp | Direct Wired | Forward Phase Cut Controls | 67.2 | 3500 | 0 | 93 | 62 | 500 | 1 | Elevated | 50000 |  | 1 | 50000 | 0 | 0 | 20 | 0.03 | 0.02 | 0.02 | 0.01 | 0 | 0 | 0.09 | 0.07 | 0.06 | 0.04 | 0.01 | 0 | 0.18 | 0.14 | 0.14 | 0.11 | 0.02 | 0 | True | False | Non Federally-Regulated | 10/22/2019 |  | 02/12/2020
Eaton (formerly Cooper Industries) | Halo | L815SQ30**940P | Light Emitting Diode | Directional Lamp | Direct Wired | Forward Phase Cut Controls | 67.2 | 4000 | 0 | 93 | 62 | 500 | 1 | Elevated | 50000 |  | 1 | 50000 | 0 | 0 | 20 | 0.03 | 0.02 | 0.02 | 0.01 | 0 | 0 | 0.09 | 0.07 | 0.06 | 0.04 | 0.01 | 0 | 0.18 | 0.14 | 0.14 | 0.11 | 0.02 | 0 | True | False | Non Federally-Regulated | 10/22/2019 |  | 02/12/2020
Eaton (formerly Cooper Industries) | Halo | L815SQ30**927SL | Light Emitting Diode | Directional Lamp | Direct Wired | Forward Phase Cut Controls | 67.2 | 2793 | 0 | 93 | 62 | 500 | 1 | Elevated | 50000 |  | 1 | 50000 | 0 | 0 | 20 | 0.03 | 0.02 | 0.02 | 0.01 | 0 | 0 | 0.09 | 0.07 | 0.06 | 0.04 | 0.01 | 0 | 0.18 | 0.14 | 0.14 | 0.11 | 0.02 | 0 | True | False | Non Federally-Regulated | 10/22/2019 |  | 02/12/2020
Eaton (formerly Cooper Industries) | Halo | L815SQ30**930SL | Light Emitting Diode | Directional Lamp | Direct Wired | Forward Phase Cut Controls | 67.2 | 3000 | 0 | 93 | 62 | 500 | 1 | Elevated | 50000 |  | 1 | 50000 | 0 | 0 | 20 | 0.03 | 0.02 | 0.02 | 0.01 | 0 | 0 | 0.09 | 0.07 | 0.06 | 0.04 | 0.01 | 0 | 0.18 | 0.14 | 0.14 | 0.11 | 0.02 | 0 | True | False | Non Federally-Regulated | 10/22/2019 |  | 02/12/2020
Eaton (formerly Cooper Industries) | Halo | L815SQ30**935SL | Light Emitting Diode | Directional Lamp | Direct Wired | Forward Phase Cut Controls | 67.2 | 3500 | 0 | 93 | 62 | 500 | 1 | Elevated | 50000 |  | 1 | 50000 | 0 | 0 | 20 | 0.03 | 0.02 | 0.02 | 0.01 | 0 | 0 | 0.09 | 0.07 | 0.06 | 0.04 | 0.01 | 0 | 0.18 | 0.14 | 0.14 | 0.11 | 0.02 | 0 | True | False | Non Federally-Regulated | 10/22/2019 |  | 02/12/2020
Eaton (formerly Cooper Industries) | Halo | L815SQ30**940SL | Light Emitting Diode | Directional Lamp | Direct Wired | Forward Phase Cut Controls | 67.2 | 4000 | 0 | 93 | 62 | 500 | 1 | Elevated | 50000 |  | 1 | 50000 | 0 | 0 | 20 | 0.03 | 0.02 | 0.02 | 0.01 | 0 | 0 | 0.09 | 0.07 | 0.06 | 0.04 | 0.01 | 0 | 0.18 | 0.14 | 0.14 | 0.11 | 0.02 | 0 | True | False | Non Federally-Regulated | 10/22/2019 |  | 02/12/2020
Eaton (formerly Cooper Industries) | Halo | L815SQ40**927MB | Light Emitting Diode | Directional Lamp | Direct Wired | Forward Phase Cut Controls | 65.3 | 2798 | -0.0004 | 92 | 57 | 500 | 1 | Elevated | 50000 |  | 1 | 50000 | 0 | 0 | 20 | 0.05 | 0.03 | 0.02 | 0.01 | 0 | 0 | 0.06 | 0.05 | 0.04 | 0.03 | 0 | 0 | 0.12 | 0.11 | 0.11 | 0.08 | 0.01 | 0 | True | False | Non Federally-Regulated | 10/22/2019 |  | 02/12/2020
Eaton (formerly Cooper Industries) | Halo | L815SQ40**930MB | Light Emitting Diode | Directional Lamp | Direct Wired | Forward Phase Cut Controls | 65.3 | 3000 | -0.0004 | 92 | 57 | 500 | 1 | Elevated | 50000 |  | 1 | 50000 | 0 | 0 | 20 | 0.05 | 0.03 | 0.02 | 0.01 | 0 | 0 | 0.06 | 0.05 | 0.04 | 0.03 | 0 | 0 | 0.12 | 0.11 | 0.11 | 0.08 | 0.01 | 0 | True | False | Non Federally-Regulated | 10/22/2019 |  | 02/12/2020
Eaton (formerly Cooper Industries) | Halo | L815SQ40**935MB | Light Emitting Diode | Directional Lamp | Direct Wired | Forward Phase Cut Controls | 65.3 | 3500 | -0.0004 | 92 | 57 | 500 | 1 | Elevated | 50000 |  | 1 | 50000 | 0 | 0 | 20 | 0.05 | 0.03 | 0.02 | 0.01 | 0 | 0 | 0.06 | 0.05 | 0.04 | 0.03 | 0 | 0 | 0.12 | 0.11 | 0.11 | 0.08 | 0.01 | 0 | True | False | Non Federally-Regulated | 10/22/2019 |  | 02/12/2020
Eaton (formerly Cooper Industries) | Halo | L815SQ40**940MB | Light Emitting Diode | Directional Lamp | Direct Wired | Forward Phase Cut Controls | 65.3 | 4000 | -0.0004 | 92 | 57 | 500 | 1 | Elevated | 50000 |  | 1 | 50000 | 0 | 0 | 20 | 0.05 | 0.03 | 0.02 | 0.01 | 0 | 0 | 0.06 | 0.05 | 0.04 | 0.03 | 0 | 0 | 0.12 | 0.11 | 0.11 | 0.08 | 0.01 | 0 | True | False | Non Federally-Regulated | 10/22/2019 |  | 02/12/2020
Eaton (formerly Cooper Industries) | Halo | L815SQ40**927P | Light Emitting Diode | Directional Lamp | Direct Wired | Forward Phase Cut Controls | 65.3 | 2798 | -0.0004 | 92 | 57 | 500 | 1 | Elevated | 50000 |  | 1 | 50000 | 0 | 0 | 20 | 0.05 | 0.03 | 0.02 | 0.01 | 0 | 0 | 0.06 | 0.05 | 0.04 | 0.03 | 0 | 0 | 0.12 | 0.11 | 0.11 | 0.08 | 0.01 | 0 | True | False | Non Federally-Regulated | 10/22/2019 |  | 02/12/2020
Eaton (formerly Cooper Industries) | Halo | L815SQ40**930P | Light Emitting Diode | Directional Lamp | Direct Wired | Forward Phase Cut Controls | 65.3 | 3000 | -0.0004 | 92 | 57 | 500 | 1 | Elevated | 50000 |  | 1 | 50000 | 0 | 0 | 20 | 0.05 | 0.03 | 0.02 | 0.01 | 0 | 0 | 0.06 | 0.05 | 0.04 | 0.03 | 0 | 0 | 0.12 | 0.11 | 0.11 | 0.08 | 0.01 | 0 | True | False | Non Federally-Regulated | 10/22/2019 |  | 02/12/2020
Eaton (formerly Cooper Industries) | Halo | L815SQ40**935P | Light Emitting Diode | Directional Lamp | Direct Wired | Forward Phase Cut Controls | 65.3 | 3500 | -0.0004 | 92 | 57 | 500 | 1 | Elevated | 50000 |  | 1 | 50000 | 0 | 0 | 20 | 0.05 | 0.03 | 0.02 | 0.01 | 0 | 0 | 0.06 | 0.05 | 0.04 | 0.03 | 0 | 0 | 0.12 | 0.11 | 0.11 | 0.08 | 0.01 | 0 | True | False | Non Federally-Regulated | 10/22/2019 |  | 02/12/2020
Eaton (formerly Cooper Industries) | Halo | L815SQ40**940P | Light Emitting Diode | Directional Lamp | Direct Wired | Forward Phase Cut Controls | 65.3 | 4000 | -0.0004 | 92 | 57 | 500 | 1 | Elevated | 50000 |  | 1 | 50000 | 0 | 0 | 20 | 0.05 | 0.03 | 0.02 | 0.01 | 0 | 0 | 0.06 | 0.05 | 0.04 | 0.03 | 0 | 0 | 0.12 | 0.11 | 0.11 | 0.08 | 0.01 | 0 | True | False | Non Federally-Regulated | 10/22/2019 |  | 02/12/2020
Eaton (formerly Cooper Industries) | Halo | L815SQ40**927SL | Light Emitting Diode | Directional Lamp | Direct Wired | Forward Phase Cut Controls | 65.3 | 2798 | -0.0004 | 92 | 57 | 500 | 1 | Elevated | 50000 |  | 1 | 50000 | 0 | 0 | 20 | 0.05 | 0.03 | 0.02 | 0.01 | 0 | 0 | 0.06 | 0.05 | 0.04 | 0.03 | 0 | 0 | 0.12 | 0.11 | 0.11 | 0.08 | 0.01 | 0 | True | False | Non Federally-Regulated | 10/22/2019 |  | 02/12/2020
Eaton (formerly Cooper Industries) | Halo | L815SQ40**930SL | Light Emitting Diode | Directional Lamp | Direct Wired | Forward Phase Cut Controls | 65.3 | 3000 | -0.0004 | 92 | 57 | 500 | 1 | Elevated | 50000 |  | 1 | 50000 | 0 | 0 | 20 | 0.05 | 0.03 | 0.02 | 0.01 | 0 | 0 | 0.06 | 0.05 | 0.04 | 0.03 | 0 | 0 | 0.12 | 0.11 | 0.11 | 0.08 | 0.01 | 0 | True | False | Non Federally-Regulated | 10/22/2019 |  | 02/12/2020
Eaton (formerly Cooper Industries) | Halo | L815SQ40**935SL | Light Emitting Diode | Directional Lamp | Direct Wired | Forward Phase Cut Controls | 65.3 | 3500 | -0.0004 | 92 | 57 | 500 | 1 | Elevated | 50000 |  | 1 | 50000 | 0 | 0 | 20 | 0.05 | 0.03 | 0.02 | 0.01 | 0 | 0 | 0.06 | 0.05 | 0.04 | 0.03 | 0 | 0 | 0.12 | 0.11 | 0.11 | 0.08 | 0.01 | 0 | True | False | Non Federally-Regulated | 10/22/2019 |  | 02/12/2020
Eaton (formerly Cooper Industries) | Halo | L815SQ40**940SL | Light Emitting Diode | Directional Lamp | Direct Wired | Forward Phase Cut Controls | 65.3 | 4000 | -0.0004 | 92 | 57 | 500 | 1 | Elevated | 50000 |  | 1 | 50000 | 0 | 0 | 20 | 0.05 | 0.03 | 0.02 | 0.01 | 0 | 0 | 0.06 | 0.05 | 0.04 | 0.03 | 0 | 0 | 0.12 | 0.11 | 0.11 | 0.08 | 0.01 | 0 | True | False | Non Federally-Regulated | 10/22/2019 |  | 02/12/2020
Eaton (formerly Cooper Industries) | Halo | HLB4S069FSE010MW* | Light Emitting Diode | Directional Lamp | Quick Connect | Forward Phase Cut Controls | 80 | 2681 | 0.0019 | 94 | 66 | 500 | 1 | Elevated | 50000 |  | 1 | 50000 | 0 | 0 | 20 | 0.37 | 0.2 | 0.17 | 0.17 | 0.04 | 0.01 | 0.4 | 0.18 | 0.19 | 0.13 | 0.03 | 0.01 | 0.36 | 0.13 | 0.05 | 0.04 | 0.01 | 0 | True | False | Non Federally-Regulated | 10/22/2019 |  | 02/12/2020
Eaton (formerly Cooper Industries) | Halo | HLB6S099FSE010MW* | Light Emitting Diode | Directional Lamp | Quick Connect | Forward Phase Cut Controls | 75 | 2689 | 0.0017 | 93 | 61 | 500 | 1 | Elevated | 50000 |  | 1 | 50000 | 0 | 0 | 20 | 0.36 | 0.2 | 0.18 | 0.18 | 0.03 | 0 | 0.4 | 0.18 | 0.15 | 0.15 | 0.03 | 0.01 | 0.25 | 0.11 | 0.05 | 0.01 | 0 | 0 | True | False | Non Federally-Regulated | 10/22/2019 |  | 02/12/2020
Eaton (formerly Cooper Industries) | Halo | HLB4069FSE010MW* | Light Emitting Diode | Directional Lamp | Quick Connect | Forward Phase Cut Controls | 75 | 2703 | 0.0019 | 94 | 65 | 500 | 1 | Elevated | 50000 |  | 1 | 50000 | 0 | 0 | 20 | 0.35 | 0.18 | 0.17 | 0.17 | 0.02 | 0 | 0.37 | 0.16 | 0.13 | 0.13 | 0.02 | 0 | 0.3 | 0.08 | 0.05 | 0.04 | 0.01 | 0 | True | False | Non Federally-Regulated | 10/22/2019 |  | 02/12/2020
Eaton (formerly Cooper Industries) | Halo | HLB6099FSE010MW* | Light Emitting Diode | Directional Lamp | Quick Connect | Forward Phase Cut Controls | 72 | 2692 | 0.0018 | 93 | 64 | 500 | 1 | Elevated | 50000 |  | 1 | 50000 | 0 | 0 | 20 | 0.4 | 0.28 | 0.24 | 0.24 | 0.03 | 0 | 0.5 | 0.3 | 0.19 | 0.18 | 0.02 | 0 | 0.45 | 0.25 | 0.05 | 0.05 | 0.01 | 0 | True | False | Non Federally-Regulated | 10/22/2019 |  | 02/12/2020
Eaton (formerly Cooper Industries) | Halo | HLBSL4069FS231EMW* | Light Emitting Diode | Directional Lamp | Quick Connect | Forward Phase Cut Controls | 76 | 2686 | -0.0002 | 93 | 54 | 500 | 1 | Elevated | 50000 |  | 1 | 50000 | 0 | 0 | 20 | 0.11 | 0.1 | 0.07 | 0.05 | 0 | 0 | 0.03 | 0.02 | 0.02 | 0.02 | 0.01 | 0.01 | 0.02 | 0.02 | 0.01 | 0.01 | 0 | 0 | True | False | Non Federally-Regulated | 10/22/2019 |  | 02/12/2020
Eaton (formerly Cooper Industries) | Halo | HLBSL4069FS351EMW* | Light Emitting Diode | Directional Lamp | Quick Connect | Forward Phase Cut Controls | 77 | 3031 | -0.0001 | 93 | 57 | 500 | 1 | Elevated | 50000 |  | 1 | 50000 | 0 | 0 | 20 | 0.05 | 0.04 | 0.04 | 0.03 | 0 | 0 | 0.04 | 0.03 | 0.02 | 0.02 | 0 | 0 | 0.02 | 0.01 | 0.01 | 0.01 | 0 | 0 | True | False | Non Federally-Regulated | 10/22/2019 |  | 02/12/2020
Eaton (formerly Cooper Industries) | Halo | HLBSL4069FS461EMW* | Light Emitting Diode | Directional Lamp | Quick Connect | Forward Phase Cut Controls | 82 | 4105 | -0.0006 | 94 | 76 | 500 | 1 | Elevated | 50000 |  | 1 | 50000 | 0 | 0 | 20 | 0.05 | 0.04 | 0.04 | 0.03 | 0 | 0 | 0.04 | 0.03 | 0.02 | 0.02 | 0 | 0 | 0.02 | 0.01 | 0.01 | 0.01 | 0 | 0 | True | False | Non Federally-Regulated | 10/22/2019 |  | 02/12/2020
Eaton (formerly Cooper Industries) | Halo | HLBSL6099FS231EMW* | Light Emitting Diode | Directional Lamp | Quick Connect | Forward Phase Cut Controls | 74 | 2703 | 0.0002 | 93 | 60 | 500 | 1 | Elevated | 50000 |  | 1 | 50000 | 0 | 0 | 20 | 0.25 | 0.22 | 0.18 | 0.11 | 0.03 | 0 | 0.06 | 0.04 | 0.04 | 0.03 | 0 | 0 | 0.02 | 0.02 | 0.02 | 0.01 | 0.01 | 0 | True | False | Non Federally-Regulated | 10/22/2019 |  | 02/12/2020
Eaton (formerly Cooper Industries) | Halo | HLBSL6099FS351EMW* | Light Emitting Diode | Directional Lamp | Quick Connect | Forward Phase Cut Controls | 79 | 3087 | 0.0002 | 94 | 72 | 500 | 1 | Elevated | 50000 |  | 1 | 50000 | 0 | 0 | 20 | 0.17 | 0.16 | 0.16 | 0.12 | 0.02 | 0 | 0.05 | 0.03 | 0.03 | 0.02 | 0 | 0 | 0.02 | 0.01 | 0.01 | 0.01 | 0 | 0 | True | False | Non Federally-Regulated | 10/22/2019 |  | 02/12/2020
Eaton (formerly Cooper Industries) | Halo | HLBSL6099FS461EMW* | Light Emitting Diode | Directional Lamp | Quick Connect | Forward Phase Cut Controls | 82 | 4063 | 0.001 | 94 | 78 | 500 | 1 | Elevated | 50000 |  | 1 | 50000 | 0 | 0 | 20 | 0.17 | 0.16 | 0.16 | 0.12 | 0.02 | 0 | 0.05 | 0.03 | 0.03 | 0.02 | 0 | 0 | 0.02 | 0.01 | 0.01 | 0.01 | 0 | 0 | True | False | Non Federally-Regulated | 10/22/2019 |  | 02/12/2020
Eaton (formerly Cooper Industries) | Halo | RL56069BLE4WHVA | Light Emitting Diode | Directional Lamp | Quick Connect | Forward Phase Cut Controls | 74 | 2686 | 0.006 | 92 | 60 | 500 | 1 | Elevated | 50000 |  | 1 | 50000 | 0 | 0 | 20 | 0.55 | 0.15 | 0.13 | 0.12 | 0.02 | 0 | 0.06 | 0.03 | 0.02 | 0.02 | 0 | 0 | 0.04 | 0.01 | 0 | 0 | 0 | 0 | True | False | Non Federally-Regulated | 10/22/2019 |  | 02/12/2020
Eaton (formerly Cooper Industries) | Halo | HLA406VWFL9FS1EMW* | Light Emitting Diode | Directional Lamp | Quick Connect | Forward Phase Cut Controls | 70 | 2711 | 0.0009 | 93 | 61 | 500 | 1 | Elevated | 50000 |  | 1 | 50000 | 0 | 0 | 20 | 0.36 | 0.2 | 0.17 | 0.02 | 0 | 0 | 0.02 | 0.08 | 0.01 | 0.01 | 0 | 0 | 0.02 | 0.02 | 0.01 | 0.01 | 0 | 0 | True | False | Non Federally-Regulated | 10/30/2019 |  | 02/12/2020
Eaton (formerly Cooper Industries) | Halo | HLA4S06VWFL9FS1EMW* | Light Emitting Diode | Directional Lamp | Quick Connect | Forward Phase Cut Controls | 70 | 2711 | 0.0009 | 93 | 61 | 500 | 1 | Elevated | 50000 |  | 1 | 50000 | 0 | 0 | 20 | 0.36 | 0.2 | 0.17 | 0.02 | 0 | 0 | 0.02 | 0.08 | 0.01 | 0.01 | 0 | 0 | 0.02 | 0.02 | 0.01 | 0.01 | 0 | 0 | True | False | Non Federally-Regulated | 10/30/2019 |  | 02/12/2020
Eaton (formerly Cooper Industries) | Halo | PR6FS24D010 PR6M24MD 9FS*** | Light Emitting Diode | Directional Lamp | Quick Connect | Forward Phase Cut Controls | 64 | 2966 | 0.0009 | 93 | 68 | 500 | 1 | Elevated | 50000 |  | 1 | 50000 | 0 | 0 | 20 | 0.08 | 0.01 | 0.01 | 0 | 0 | 0 | 0.04 | 0.01 | 0.01 | 0 | 0 | 0 | 0.11 | 0.04 | 0.02 | 0.01 | 0 | 0 | True | False | Non Federally-Regulated | 10/30/2019 |  | 02/12/2020
Eaton (formerly Cooper Industries) | Halo | PR6FS24D010 PR6M24WD 9FS*** | Light Emitting Diode | Directional Lamp | Quick Connect | Forward Phase Cut Controls | 64 | 2966 | 0.0009 | 93 | 68 | 500 | 1 | Elevated | 50000 |  | 1 | 50000 | 0 | 0 | 20 | 0.08 | 0.01 | 0.01 | 0 | 0 | 0 | 0.04 | 0.01 | 0.01 | 0 | 0 | 0 | 0.11 | 0.04 | 0.02 | 0.01 | 0 | 0 | True | False | Non Federally-Regulated | 10/30/2019 |  | 02/12/2020
Eaton (formerly Cooper Industries) | Halo | PR6CPFS24D010 PR6M24MD 9FS*** | Light Emitting Diode | Directional Lamp | Quick Connect | Forward Phase Cut Controls | 64 | 2966 | 0.0009 | 93 | 68 | 500 | 1 | Elevated | 50000 |  | 1 | 50000 | 0 | 0 | 20 | 0.08 | 0.01 | 0.01 | 0 | 0 | 0 | 0.04 | 0.01 | 0.01 | 0 | 0 | 0 | 0.11 | 0.04 | 0.02 | 0.01 | 0 | 0 | True | False | Non Federally-Regulated | 10/30/2019 |  | 02/12/2020
Eaton (formerly Cooper Industries) | Halo | PR6CPFS24D010 PR6M24WD 9FS*** | Light Emitting Diode | Directional Lamp | Quick Connect | Forward Phase Cut Controls | 64 | 2966 | 0.0009 | 93 | 68 | 500 | 1 | Elevated | 50000 |  | 1 | 50000 | 0 | 0 | 20 | 0.08 | 0.01 | 0.01 | 0 | 0 | 0 | 0.04 | 0.01 | 0.01 | 0 | 0 | 0 | 0.11 | 0.04 | 0.02 | 0.01 | 0 | 0 | True | False | Non Federally-Regulated | 10/30/2019 |  | 02/12/2020
Eaton (formerly Cooper Industries) | Halo | PR6RFS24D010 PR6M24MD 9FS*** | Light Emitting Diode | Directional Lamp | Quick Connect | Forward Phase Cut Controls | 64 | 2966 | 0.0009 | 93 | 68 | 500 | 1 | Elevated | 50000 |  | 1 | 50000 | 0 | 0 | 20 | 0.08 | 0.01 | 0.01 | 0 | 0 | 0 | 0.04 | 0.01 | 0.01 | 0 | 0 | 0 | 0.11 | 0.04 | 0.02 | 0.01 | 0 | 0 | True | False | Non Federally-Regulated | 10/30/2019 |  | 02/12/2020
Eaton (formerly Cooper Industries) | Halo | PR6RFS24D010 PR6M24WD 9FS*** | Light Emitting Diode | Directional Lamp | Quick Connect | Forward Phase Cut Controls | 64 | 2966 | 0.0009 | 93 | 68 | 500 | 1 | Elevated | 50000 |  | 1 | 50000 | 0 | 0 | 20 | 0.08 | 0.01 | 0.01 | 0 | 0 | 0 | 0.04 | 0.01 | 0.01 | 0 | 0 | 0 | 0.11 | 0.04 | 0.02 | 0.01 | 0 | 0 | True | False | Non Federally-Regulated | 10/30/2019 |  | 02/12/2020
Eaton (formerly Cooper Industries) | Halo | PR6RCPFS24D010 PR6M24MD 9FS*** | Light Emitting Diode | Directional Lamp | Quick Connect | Forward Phase Cut Controls | 64 | 2966 | 0.0009 | 93 | 68 | 500 | 1 | Elevated | 50000 |  | 1 | 50000 | 0 | 0 | 20 | 0.08 | 0.01 | 0.01 | 0 | 0 | 0 | 0.04 | 0.01 | 0.01 | 0 | 0 | 0 | 0.11 | 0.04 | 0.02 | 0.01 | 0 | 0 | True | False | Non Federally-Regulated | 10/30/2019 |  | 02/12/2020
Eaton (formerly Cooper Industries) | Halo | PR6RCPFS24D010 PR6M24WD 9FS*** | Light Emitting Diode | Directional Lamp | Quick Connect | Forward Phase Cut Controls | 64 | 2966 | 0.0009 | 93 | 68 | 500 | 1 | Elevated | 50000 |  | 1 | 50000 | 0 | 0 | 20 | 0.08 | 0.01 | 0.01 | 0 | 0 | 0 | 0.04 | 0.01 | 0.01 | 0 | 0 | 0 | 0.11 | 0.04 | 0.02 | 0.01 | 0 | 0 | True | False | Non Federally-Regulated | 10/30/2019 |  | 02/12/2020
Eaton (formerly Cooper Industries) | Halo | PR6SFS24D010MW PR6M24MD 9FS*** | Light Emitting Diode | Directional Lamp | Quick Connect | Forward Phase Cut Controls | 64 | 2966 | 0.0009 | 93 | 68 | 500 | 1 | Elevated | 50000 |  | 1 | 50000 | 0 | 0 | 20 | 0.08 | 0.01 | 0.01 | 0 | 0 | 0 | 0.04 | 0.01 | 0.01 | 0 | 0 | 0 | 0.11 | 0.04 | 0.02 | 0.01 | 0 | 0 | True | False | Non Federally-Regulated | 10/30/2019 |  | 02/12/2020
Eaton (formerly Cooper Industries) | Halo | PR6SFS24D010MW PR6M24WD 9FS*** | Light Emitting Diode | Directional Lamp | Quick Connect | Forward Phase Cut Controls | 64 | 2966 | 0.0009 | 93 | 68 | 500 | 1 | Elevated | 50000 |  | 1 | 50000 | 0 | 0 | 20 | 0.08 | 0.01 | 0.01 | 0 | 0 | 0 | 0.04 | 0.01 | 0.01 | 0 | 0 | 0 | 0.11 | 0.04 | 0.02 | 0.01 | 0 | 0 | True | False | Non Federally-Regulated | 10/30/2019 |  | 02/12/2020
Eaton (formerly Cooper Industries) | Halo | PR6SFS24D010MMS PR6M24MD 9FS*** | Light Emitting Diode | Directional Lamp | Quick Connect | Forward Phase Cut Controls | 64 | 2966 | 0.0009 | 93 | 68 | 500 | 1 | Elevated | 50000 |  | 1 | 50000 | 0 | 0 | 20 | 0.08 | 0.01 | 0.01 | 0 | 0 | 0 | 0.04 | 0.01 | 0.01 | 0 | 0 | 0 | 0.11 | 0.04 | 0.02 | 0.01 | 0 | 0 | True | False | Non Federally-Regulated | 10/30/2019 |  | 02/12/2020
Eaton (formerly Cooper Industries) | Halo | PR6SFS24D010MMS PR6M24WD 9FS*** | Light Emitting Diode | Directional Lamp | Quick Connect | Forward Phase Cut Controls | 64 | 2966 | 0.0009 | 93 | 68 | 500 | 1 | Elevated | 50000 |  | 1 | 50000 | 0 | 0 | 20 | 0.08 | 0.01 | 0.01 | 0 | 0 | 0 | 0.04 | 0.01 | 0.01 | 0 | 0 | 0 | 0.11 | 0.04 | 0.02 | 0.01 | 0 | 0 | True | False | Non Federally-Regulated | 10/30/2019 |  | 02/12/2020
Eaton (formerly Cooper Industries) | Halo | PR6SFS24D010BZ PR6M24MD 9FS*** | Light Emitting Diode | Directional Lamp | Quick Connect | Forward Phase Cut Controls | 64 | 2966 | 0.0009 | 93 | 68 | 500 | 1 | Elevated | 50000 |  | 1 | 50000 | 0 | 0 | 20 | 0.08 | 0.01 | 0.01 | 0 | 0 | 0 | 0.04 | 0.01 | 0.01 | 0 | 0 | 0 | 0.11 | 0.04 | 0.02 | 0.01 | 0 | 0 | True | False | Non Federally-Regulated | 10/30/2019 |  | 02/12/2020
Eaton (formerly Cooper Industries) | Halo | PR6SFS24D010BZ PR6M24WD 9FS** | Light Emitting Diode | Directional Lamp | Quick Connect | Forward Phase Cut Controls | 64 | 2966 | 0.0009 | 93 | 68 | 500 | 1 | Elevated | 50000 |  | 1 | 50000 | 0 | 0 | 20 | 0.08 | 0.01 | 0.01 | 0 | 0 | 0 | 0.04 | 0.01 | 0.01 | 0 | 0 | 0 | 0.11 | 0.04 | 0.02 | 0.01 | 0 | 0 | True | False | Non Federally-Regulated | 10/30/2019 |  | 02/12/2020
Eaton (formerly Cooper Industries) | Halo | PR6FS12D010 PR6M12MD 9FS*** | Light Emitting Diode | Directional Lamp | Quick Connect | Forward Phase Cut Controls | 82 | 2973 | 0.0014 | 93 | 69 | 500 | 1 | Elevated | 50000 |  | 1 | 50000 | 0 | 0 | 20 | 0.03 | 0.01 | 0.01 | 0 | 0 | 0 | 0.03 | 0.01 | 0.01 | 0 | 0 | 0 | 0.07 | 0.03 | 0.02 | 0 | 0 | 0 | True | False | Non Federally-Regulated | 10/30/2019 |  | 02/12/2020
Eaton (formerly Cooper Industries) | Halo | PR6FS12D010 PR6M12WD 9FS*** | Light Emitting Diode | Directional Lamp | Quick Connect | Forward Phase Cut Controls | 82 | 2973 | 0.0014 | 93 | 69 | 500 | 1 | Elevated | 50000 |  | 1 | 50000 | 0 | 0 | 20 | 0.03 | 0.01 | 0.01 | 0 | 0 | 0 | 0.03 | 0.01 | 0.01 | 0 | 0 | 0 | 0.07 | 0.03 | 0.02 | 0 | 0 | 0 | True | False | Non Federally-Regulated | 10/30/2019 |  | 02/12/2020
Eaton (formerly Cooper Industries) | Halo | PR6CPFS12D010 PR6M12MD 9FS*** | Light Emitting Diode | Directional Lamp | Quick Connect | Forward Phase Cut Controls | 82 | 2973 | 0.0014 | 93 | 69 | 500 | 1 | Elevated | 50000 |  | 1 | 50000 | 0 | 0 | 20 | 0.03 | 0.01 | 0.01 | 0 | 0 | 0 | 0.03 | 0.01 | 0.01 | 0 | 0 | 0 | 0.07 | 0.03 | 0.02 | 0 | 0 | 0 | True | False | Non Federally-Regulated | 10/30/2019 |  | 02/12/2020
Eaton (formerly Cooper Industries) | Halo | PR6CPFS12D010 PR6M12WD 9FS*** | Light Emitting Diode | Directional Lamp | Quick Connect | Forward Phase Cut Controls | 82 | 2973 | 0.0014 | 93 | 69 | 500 | 1 | Elevated | 50000 |  | 1 | 50000 | 0 | 0 | 20 | 0.03 | 0.01 | 0.01 | 0 | 0 | 0 | 0.03 | 0.01 | 0.01 | 0 | 0 | 0 | 0.07 | 0.03 | 0.02 | 0 | 0 | 0 | True | False | Non Federally-Regulated | 10/30/2019 |  | 02/12/2020
Eaton (formerly Cooper Industries) | Halo | PR6RFS12D010 PR6M12MD 9FS*** | Light Emitting Diode | Directional Lamp | Quick Connect | Forward Phase Cut Controls | 82 | 2973 | 0.0014 | 93 | 69 | 500 | 1 | Elevated | 50000 |  | 1 | 50000 | 0 | 0 | 20 | 0.03 | 0.01 | 0.01 | 0 | 0 | 0 | 0.03 | 0.01 | 0.01 | 0 | 0 | 0 | 0.07 | 0.03 | 0.02 | 0 | 0 | 0 | True | False | Non Federally-Regulated | 10/30/2019 |  | 02/12/2020
Eaton (formerly Cooper Industries) | Halo | PR6RFS12D010 PR6M12WD 9FS*** | Light Emitting Diode | Directional Lamp | Quick Connect | Forward Phase Cut Controls | 82 | 2973 | 0.0014 | 93 | 69 | 500 | 1 | Elevated | 50000 |  | 1 | 50000 | 0 | 0 | 20 | 0.03 | 0.01 | 0.01 | 0 | 0 | 0 | 0.03 | 0.01 | 0.01 | 0 | 0 | 0 | 0.07 | 0.03 | 0.02 | 0 | 0 | 0 | True | False | Non Federally-Regulated | 10/30/2019 |  | 02/12/2020
Eaton (formerly Cooper Industries) | Halo | PR6RCPFS12D010 PR6M12MD 9FS*** | Light Emitting Diode | Directional Lamp | Quick Connect | Forward Phase Cut Controls | 82 | 2973 | 0.0014 | 93 | 69 | 500 | 1 | Elevated | 50000 |  | 1 | 50000 | 0 | 0 | 20 | 0.03 | 0.01 | 0.01 | 0 | 0 | 0 | 0.03 | 0.01 | 0.01 | 0 | 0 | 0 | 0.07 | 0.03 | 0.02 | 0 | 0 | 0 | True | False | Non Federally-Regulated | 10/30/2019 |  | 02/12/2020
Eaton (formerly Cooper Industries) | Halo | PR6SFS12D010BZ PR6M12WD 9FS*** | Light Emitting Diode | Directional Lamp | Quick Connect | Forward Phase Cut Controls | 82 | 2973 | 0.0014 | 93 | 69 | 500 | 1 | Elevated | 50000 |  | 1 | 50000 | 0 | 0 | 20 | 0.03 | 0.01 | 0.01 | 0 | 0 | 0 | 0.03 | 0.01 | 0.01 | 0 | 0 | 0 | 0.07 | 0.03 | 0.02 | 0 | 0 | 0 | True | False | Non Federally-Regulated | 10/30/2019 |  | 02/12/2020
Eaton (formerly Cooper Industries) | Halo | PR6SFS12D010MW PR6M12MD 9FS*** | Light Emitting Diode | Directional Lamp | Quick Connect | Forward Phase Cut Controls | 82 | 2973 | 0.0014 | 93 | 69 | 500 | 1 | Elevated | 50000 |  | 1 | 50000 | 0 | 0 | 20 | 0.03 | 0.01 | 0.01 | 0 | 0 | 0 | 0.03 | 0.01 | 0.01 | 0 | 0 | 0 | 0.07 | 0.03 | 0.02 | 0 | 0 | 0 | True | False | Non Federally-Regulated | 10/30/2019 |  | 02/12/2020
Eaton (formerly Cooper Industries) | Halo | PR6SFS12D010MW PR6M12WD 9FS*** | Light Emitting Diode | Directional Lamp | Quick Connect | Forward Phase Cut Controls | 82 | 2973 | 0.0014 | 93 | 69 | 500 | 1 | Elevated | 50000 |  | 1 | 50000 | 0 | 0 | 20 | 0.03 | 0.01 | 0.01 | 0 | 0 | 0 | 0.03 | 0.01 | 0.01 | 0 | 0 | 0 | 0.07 | 0.03 | 0.02 | 0 | 0 | 0 | True | False | Non Federally-Regulated | 10/30/2019 |  | 02/12/2020
Eaton (formerly Cooper Industries) | Halo | PR6SFS12D010MMS PR6M12MD 9FS*** | Light Emitting Diode | Directional Lamp | Quick Connect | Forward Phase Cut Controls | 82 | 2973 | 0.0014 | 93 | 69 | 500 | 1 | Elevated | 50000 |  | 1 | 50000 | 0 | 0 | 20 | 0.03 | 0.01 | 0.01 | 0 | 0 | 0 | 0.03 | 0.01 | 0.01 | 0 | 0 | 0 | 0.07 | 0.03 | 0.02 | 0 | 0 | 0 | True | False | Non Federally-Regulated | 10/30/2019 |  | 02/12/2020
Eaton (formerly Cooper Industries) | Halo | PR6SFS12D010MMS PR6M12WD 9FS*** | Light Emitting Diode | Directional Lamp | Quick Connect | Forward Phase Cut Controls | 82 | 2973 | 0.0014 | 93 | 69 | 500 | 1 | Elevated | 50000 |  | 1 | 50000 | 0 | 0 | 20 | 0.03 | 0.01 | 0.01 | 0 | 0 | 0 | 0.03 | 0.01 | 0.01 | 0 | 0 | 0 | 0.07 | 0.03 | 0.02 | 0 | 0 | 0 | True | False | Non Federally-Regulated | 10/30/2019 |  | 02/12/2020
Eaton (formerly Cooper Industries) | Halo | PR6SFS12D010BZ PR6M12MD 9FS*** | Light Emitting Diode | Directional Lamp | Quick Connect | Forward Phase Cut Controls | 82 | 2973 | 0.0014 | 93 | 69 | 500 | 1 | Elevated | 50000 |  | 1 | 50000 | 0 | 0 | 20 | 0.03 | 0.01 | 0.01 | 0 | 0 | 0 | 0.03 | 0.01 | 0.01 | 0 | 0 | 0 | 0.07 | 0.03 | 0.02 | 0 | 0 | 0 | True | False | Non Federally-Regulated | 10/30/2019 |  | 02/12/2020
Eaton (formerly Cooper Industries) | Halo | PR6SFS12D010BZ PR6M12WD 9FS** | Light Emitting Diode | Directional Lamp | Quick Connect | Forward Phase Cut Controls | 82 | 2973 | 0.0014 | 93 | 69 | 500 | 1 | Elevated | 50000 |  | 1 | 50000 | 0 | 0 | 20 | 0.03 | 0.01 | 0.01 | 0 | 0 | 0 | 0.03 | 0.01 | 0.01 | 0 | 0 | 0 | 0.07 | 0.03 | 0.02 | 0 | 0 | 0 | True | False | Non Federally-Regulated | 10/30/2019 |  | 02/12/2020
Eaton (formerly Cooper Industries) | Halo | HCC4S10D010 HM412 927 41***** | Light Emitting Diode | Inseparable Luminaire | Quick Connect | Forward Phase Cut Controls | 62.6 | 2654 | -0.002 | 95 | 92 | 500 | 1 | Elevated | 50000 |  | 1 | 50000 | 0 | 0 | 20 | 0.3 | 0.3 | 0.3 | 0.28 | 0 | 0 | 0.27 | 0.27 | 0.27 | 0.27 | 0 | 0 | 0.13 | 0.12 | 0.12 | 0.12 | 0 | 0 | True | False | Non Federally-Regulated | 10/30/2019 |  | 02/12/2020
Eaton (formerly Cooper Industries) | Halo | HCC4S10D010 HM412 930 41***** | Light Emitting Diode | Inseparable Luminaire | Quick Connect | Forward Phase Cut Controls | 62.6 | 2654 | -0.002 | 95 | 92 | 500 | 1 | Elevated | 50000 |  | 1 | 50000 | 0 | 0 | 20 | 0.3 | 0.3 | 0.3 | 0.28 | 0 | 0 | 0.27 | 0.27 | 0.27 | 0.27 | 0 | 0 | 0.13 | 0.12 | 0.12 | 0.12 | 0 | 0 | True | False | Non Federally-Regulated | 10/30/2019 |  | 02/12/2020
Eaton (formerly Cooper Industries) | Halo | HCC4S10D010 HM412 935 41***** | Light Emitting Diode | Inseparable Luminaire | Quick Connect | Forward Phase Cut Controls | 62.6 | 2654 | -0.002 | 95 | 92 | 500 | 1 | Elevated | 50000 |  | 1 | 50000 | 0 | 0 | 20 | 0.3 | 0.3 | 0.3 | 0.28 | 0 | 0 | 0.27 | 0.27 | 0.27 | 0.27 | 0 | 0 | 0.13 | 0.12 | 0.12 | 0.12 | 0 | 0 | True | False | Non Federally-Regulated | 10/30/2019 |  | 02/12/2020
Eaton (formerly Cooper Industries) | Halo | HCC4S10D010 HM412 940 41***** | Light Emitting Diode | Inseparable Luminaire | Quick Connect | Forward Phase Cut Controls | 62.6 | 2654 | -0.002 | 95 | 92 | 500 | 1 | Elevated | 50000 |  | 1 | 50000 | 0 | 0 | 20 | 0.3 | 0.3 | 0.3 | 0.28 | 0 | 0 | 0.27 | 0.27 | 0.27 | 0.27 | 0 | 0 | 0.13 | 0.12 | 0.12 | 0.12 | 0 | 0 | True | False | Non Federally-Regulated | 10/30/2019 |  | 02/12/2020
Eaton (formerly Cooper Industries) | Halo | HCC4W10D010 HM412 927 41***** | Light Emitting Diode | Inseparable Luminaire | Quick Connect | Forward Phase Cut Controls | 62.6 | 2654 | -0.002 | 95 | 92 | 500 | 1 | Elevated | 50000 |  | 1 | 50000 | 0 | 0 | 20 | 0.3 | 0.3 | 0.3 | 0.28 | 0 | 0 | 0.27 | 0.27 | 0.27 | 0.27 | 0 | 0 | 0.13 | 0.12 | 0.12 | 0.12 | 0 | 0 | True | False | Non Federally-Regulated | 10/30/2019 |  | 02/12/2020
Eaton (formerly Cooper Industries) | Halo | HCC4W10D010 HM412 930 41***** | Light Emitting Diode | Inseparable Luminaire | Quick Connect | Forward Phase Cut Controls | 62.6 | 2654 | -0.002 | 95 | 92 | 500 | 1 | Elevated | 50000 |  | 1 | 50000 | 0 | 0 | 20 | 0.3 | 0.3 | 0.3 | 0.28 | 0 | 0 | 0.27 | 0.27 | 0.27 | 0.27 | 0 | 0 | 0.13 | 0.12 | 0.12 | 0.12 | 0 | 0 | True | False | Non Federally-Regulated | 10/30/2019 |  | 02/12/2020
Eaton (formerly Cooper Industries) | Halo | HCC4W10D010 HM412 935 41***** | Light Emitting Diode | Inseparable Luminaire | Quick Connect | Forward Phase Cut Controls | 62.6 | 2654 | -0.002 | 95 | 92 | 500 | 1 | Elevated | 50000 |  | 1 | 50000 | 0 | 0 | 20 | 0.3 | 0.3 | 0.3 | 0.28 | 0 | 0 | 0.27 | 0.27 | 0.27 | 0.27 | 0 | 0 | 0.13 | 0.12 | 0.12 | 0.12 | 0 | 0 | True | False | Non Federally-Regulated | 10/30/2019 |  | 02/12/2020
Eaton (formerly Cooper Industries) | Halo | HCC4W10D010 HM412 940 41***** | Light Emitting Diode | Inseparable Luminaire | Quick Connect | Forward Phase Cut Controls | 62.6 | 2654 | -0.002 | 95 | 92 | 500 | 1 | Elevated | 50000 |  | 1 | 50000 | 0 | 0 | 20 | 0.3 | 0.3 | 0.3 | 0.28 | 0 | 0 | 0.27 | 0.27 | 0.27 | 0.27 | 0 | 0 | 0.13 | 0.12 | 0.12 | 0.12 | 0 | 0 | True | False | Non Federally-Regulated | 10/30/2019 |  | 02/12/2020
Eaton (formerly Cooper Industries) | Halo | HCC4S15D010 HM412 927 41***** | Light Emitting Diode | Inseparable Luminaire | Quick Connect | Forward Phase Cut Controls | 60.8 | 2647 | -0.0019 | 96 | 84 | 500 | 1 | Elevated | 50000 |  | 1 | 50000 | 0 | 0 | 20 | 0.23 | 0.23 | 0.23 | 0.23 | 0 | 0 | 0.19 | 0.18 | 0.18 | 0.17 | 0 | 0 | 0.12 | 0.12 | 0.11 | 0.1 | 0 | 0 | True | False | Non Federally-Regulated | 10/30/2019 |  | 02/12/2020
Eaton (formerly Cooper Industries) | Halo | HCC4S15D010 HM412 930 41***** | Light Emitting Diode | Inseparable Luminaire | Quick Connect | Forward Phase Cut Controls | 60.8 | 2647 | -0.0019 | 96 | 84 | 500 | 1 | Elevated | 50000 |  | 1 | 50000 | 0 | 0 | 20 | 0.23 | 0.23 | 0.23 | 0.23 | 0 | 0 | 0.19 | 0.18 | 0.18 | 0.17 | 0 | 0 | 0.12 | 0.12 | 0.11 | 0.1 | 0 | 0 | True | False | Non Federally-Regulated | 10/30/2019 |  | 02/12/2020
Eaton (formerly Cooper Industries) | Halo | HCC4S15D010 HM412 935 41***** | Light Emitting Diode | Inseparable Luminaire | Quick Connect | Forward Phase Cut Controls | 60.8 | 2647 | -0.0019 | 96 | 84 | 500 | 1 | Elevated | 50000 |  | 1 | 50000 | 0 | 0 | 20 | 0.23 | 0.23 | 0.23 | 0.23 | 0 | 0 | 0.19 | 0.18 | 0.18 | 0.17 | 0 | 0 | 0.12 | 0.12 | 0.11 | 0.1 | 0 | 0 | True | False | Non Federally-Regulated | 10/30/2019 |  | 02/12/2020
Eaton (formerly Cooper Industries) | Halo | HCC4S15D010 HM412 940 41***** | Light Emitting Diode | Inseparable Luminaire | Quick Connect | Forward Phase Cut Controls | 60.8 | 2647 | -0.0019 | 96 | 84 | 500 | 1 | Elevated | 50000 |  | 1 | 50000 | 0 | 0 | 20 | 0.23 | 0.23 | 0.23 | 0.23 | 0 | 0 | 0.19 | 0.18 | 0.18 | 0.17 | 0 | 0 | 0.12 | 0.12 | 0.11 | 0.1 | 0 | 0 | True | False | Non Federally-Regulated | 10/30/2019 |  | 02/12/2020
Eaton (formerly Cooper Industries) | Halo | HCC4W15D010 HM412 927 41***** | Light Emitting Diode | Inseparable Luminaire | Quick Connect | Forward Phase Cut Controls | 60.8 | 2647 | -0.0019 | 96 | 84 | 500 | 1 | Elevated | 50000 |  | 1 | 50000 | 0 | 0 | 20 | 0.23 | 0.23 | 0.23 | 0.23 | 0 | 0 | 0.19 | 0.18 | 0.18 | 0.17 | 0 | 0 | 0.12 | 0.12 | 0.11 | 0.1 | 0 | 0 | True | False | Non Federally-Regulated | 10/30/2019 |  | 02/12/2020
Eaton (formerly Cooper Industries) | Halo | HCC4W15D010 HM412 930 41***** | Light Emitting Diode | Inseparable Luminaire | Quick Connect | Forward Phase Cut Controls | 60.8 | 2647 | -0.0019 | 96 | 84 | 500 | 1 | Elevated | 50000 |  | 1 | 50000 | 0 | 0 | 20 | 0.23 | 0.23 | 0.23 | 0.23 | 0 | 0 | 0.19 | 0.18 | 0.18 | 0.17 | 0 | 0 | 0.12 | 0.12 | 0.11 | 0.1 | 0 | 0 | True | False | Non Federally-Regulated | 10/30/2019 |  | 02/12/2020
Eaton (formerly Cooper Industries) | Halo | HCC4W15D010 HM412 935 41***** | Light Emitting Diode | Inseparable Luminaire | Quick Connect | Forward Phase Cut Controls | 60.8 | 2647 | -0.0019 | 96 | 84 | 500 | 1 | Elevated | 50000 |  | 1 | 50000 | 0 | 0 | 20 | 0.23 | 0.23 | 0.23 | 0.23 | 0 | 0 | 0.19 | 0.18 | 0.18 | 0.17 | 0 | 0 | 0.12 | 0.12 | 0.11 | 0.1 | 0 | 0 | True | False | Non Federally-Regulated | 10/30/2019 |  | 02/12/2020
Eaton (formerly Cooper Industries) | Halo | HCC4W15D010 HM412 940 41***** | Light Emitting Diode | Inseparable Luminaire | Quick Connect | Forward Phase Cut Controls | 60.8 | 2647 | -0.0019 | 96 | 84 | 500 | 1 | Elevated | 50000 |  | 1 | 50000 | 0 | 0 | 20 | 0.23 | 0.23 | 0.23 | 0.23 | 0 | 0 | 0.19 | 0.18 | 0.18 | 0.17 | 0 | 0 | 0.12 | 0.12 | 0.11 | 0.1 | 0 | 0 | True | False | Non Federally-Regulated | 10/30/2019 |  | 02/12/2020
Eaton (formerly Cooper Industries) | Halo | HCC4S20D010 HM412 927 41***** | Light Emitting Diode | Inseparable Luminaire | Quick Connect | Forward Phase Cut Controls | 71 | 1447 | -0.0011 | 96 | 80 | 500 | 1 | Elevated | 50000 |  | 1 | 50000 | 0 | 0 | 20 | 0.19 | 0.18 | 0.18 | 0.18 | 0 | 0 | 0.17 | 0.17 | 0.17 | 0.17 | 0 | 0 | 0.08 | 0.07 | 0.07 | 0.07 | 0 | 0 | True | False | Non Federally-Regulated | 10/30/2019 |  | 02/12/2020
Eaton (formerly Cooper Industries) | Halo | HCC4S20D010 HM412 930 41***** | Light Emitting Diode | Inseparable Luminaire | Quick Connect | Forward Phase Cut Controls | 71 | 1447 | -0.0011 | 96 | 80 | 500 | 1 | Elevated | 50000 |  | 1 | 50000 | 0 | 0 | 20 | 0.19 | 0.18 | 0.18 | 0.18 | 0 | 0 | 0.17 | 0.17 | 0.17 | 0.17 | 0 | 0 | 0.08 | 0.07 | 0.07 | 0.07 | 0 | 0 | True | False | Non Federally-Regulated | 10/30/2019 |  | 02/12/2020
Eaton (formerly Cooper Industries) | Halo | HCC4S20D010 HM412 935 41***** | Light Emitting Diode | Inseparable Luminaire | Quick Connect | Forward Phase Cut Controls | 71 | 1447 | -0.0011 | 96 | 80 | 500 | 1 | Elevated | 50000 |  | 1 | 50000 | 0 | 0 | 20 | 0.19 | 0.18 | 0.18 | 0.18 | 0 | 0 | 0.17 | 0.17 | 0.17 | 0.17 | 0 | 0 | 0.08 | 0.07 | 0.07 | 0.07 | 0 | 0 | True | False | Non Federally-Regulated | 10/30/2019 |  | 02/12/2020
Eaton (formerly Cooper Industries) | Halo | HCC4S20D010 HM412 940 41***** | Light Emitting Diode | Inseparable Luminaire | Quick Connect | Forward Phase Cut Controls | 71 | 1447 | -0.0011 | 96 | 80 | 500 | 1 | Elevated | 50000 |  | 1 | 50000 | 0 | 0 | 20 | 0.19 | 0.18 | 0.18 | 0.18 | 0 | 0 | 0.17 | 0.17 | 0.17 | 0.17 | 0 | 0 | 0.08 | 0.07 | 0.07 | 0.07 | 0 | 0 | True | False | Non Federally-Regulated | 10/30/2019 |  | 02/12/2020
Eaton (formerly Cooper Industries) | Halo | HCC4W20D010 HM412 927 41***** | Light Emitting Diode | Inseparable Luminaire | Quick Connect | Forward Phase Cut Controls | 71 | 1447 | -0.0011 | 96 | 80 | 500 | 1 | Elevated | 50000 |  | 1 | 50000 | 0 | 0 | 20 | 0.19 | 0.18 | 0.18 | 0.18 | 0 | 0 | 0.17 | 0.17 | 0.17 | 0.17 | 0 | 0 | 0.08 | 0.07 | 0.07 | 0.07 | 0 | 0 | True | False | Non Federally-Regulated | 10/30/2019 |  | 02/12/2020
Eaton (formerly Cooper Industries) | Halo | HCC4W20D010 HM412 930 41***** | Light Emitting Diode | Inseparable Luminaire | Quick Connect | Forward Phase Cut Controls | 71 | 1447 | -0.0011 | 96 | 80 | 500 | 1 | Elevated | 50000 |  | 1 | 50000 | 0 | 0 | 20 | 0.19 | 0.18 | 0.18 | 0.18 | 0 | 0 | 0.17 | 0.17 | 0.17 | 0.17 | 0 | 0 | 0.08 | 0.07 | 0.07 | 0.07 | 0 | 0 | True | False | Non Federally-Regulated | 10/30/2019 |  | 02/12/2020
Eaton (formerly Cooper Industries) | Halo | HCC4W20D010 HM412 935 41***** | Light Emitting Diode | Inseparable Luminaire | Quick Connect | Forward Phase Cut Controls | 71 | 1447 | -0.0011 | 96 | 80 | 500 | 1 | Elevated | 50000 |  | 1 | 50000 | 0 | 0 | 20 | 0.19 | 0.18 | 0.18 | 0.18 | 0 | 0 | 0.17 | 0.17 | 0.17 | 0.17 | 0 | 0 | 0.08 | 0.07 | 0.07 | 0.07 | 0 | 0 | True | False | Non Federally-Regulated | 10/30/2019 |  | 02/12/2020
Eaton (formerly Cooper Industries) | Halo | HCC4W20D010 HM412 940 41***** | Light Emitting Diode | Inseparable Luminaire | Quick Connect | Forward Phase Cut Controls | 71 | 1447 | -0.0011 | 96 | 80 | 500 | 1 | Elevated | 50000 |  | 1 | 50000 | 0 | 0 | 20 | 0.19 | 0.18 | 0.18 | 0.18 | 0 | 0 | 0.17 | 0.17 | 0.17 | 0.17 | 0 | 0 | 0.08 | 0.07 | 0.07 | 0.07 | 0 | 0 | True | False | Non Federally-Regulated | 10/30/2019 |  | 02/12/2020
Eaton (formerly Cooper Industries) | Halo | HCC6S10D010 HM612 927 61***** | Light Emitting Diode | Inseparable Luminaire | Quick Connect | Forward Phase Cut Controls | 70.1 | 2646 | -0.0022 | 96 | 87 | 500 | 1 | Elevated | 50000 |  | 1 | 50000 | 0 | 0 | 20 | 0.3 | 0.3 | 0.3 | 0.28 | 0 | 0 | 0.27 | 0.27 | 0.27 | 0.27 | 0 | 0 | 0.13 | 0.12 | 0.12 | 0.12 | 0 | 0 | True | False | Non Federally-Regulated | 10/30/2019 |  | 02/12/2020
Eaton (formerly Cooper Industries) | Halo | HCC6S10D010 HM612 930 61***** | Light Emitting Diode | Inseparable Luminaire | Quick Connect | Forward Phase Cut Controls | 70.1 | 3000 | -0.0022 | 96 | 87 | 500 | 1 | Elevated | 50000 |  | 1 | 50000 | 0 | 0 | 20 | 0.3 | 0.3 | 0.3 | 0.28 | 0 | 0 | 0.27 | 0.27 | 0.27 | 0.27 | 0 | 0 | 0.13 | 0.12 | 0.12 | 0.12 | 0 | 0 | True | False | Non Federally-Regulated | 10/30/2019 |  | 02/12/2020
Eaton (formerly Cooper Industries) | Halo | HCC6S10D010 HM612 935 61***** | Light Emitting Diode | Inseparable Luminaire | Quick Connect | Forward Phase Cut Controls | 70.1 | 3500 | -0.0022 | 96 | 87 | 500 | 1 | Elevated | 50000 |  | 1 | 50000 | 0 | 0 | 20 | 0.3 | 0.3 | 0.3 | 0.28 | 0 | 0 | 0.27 | 0.27 | 0.27 | 0.27 | 0 | 0 | 0.13 | 0.12 | 0.12 | 0.12 | 0 | 0 | True | False | Non Federally-Regulated | 10/30/2019 |  | 02/12/2020
Eaton (formerly Cooper Industries) | Halo | HCC6S10D010 HM612 940 61***** | Light Emitting Diode | Inseparable Luminaire | Quick Connect | Forward Phase Cut Controls | 70.1 | 4000 | -0.0022 | 96 | 87 | 500 | 1 | Elevated | 50000 |  | 1 | 50000 | 0 | 0 | 20 | 0.3 | 0.3 | 0.3 | 0.28 | 0 | 0 | 0.27 | 0.27 | 0.27 | 0.27 | 0 | 0 | 0.13 | 0.12 | 0.12 | 0.12 | 0 | 0 | True | False | Non Federally-Regulated | 10/30/2019 |  | 02/12/2020
Eaton (formerly Cooper Industries) | Halo | HCC6W10D010 HM612 927 61***** | Light Emitting Diode | Inseparable Luminaire | Quick Connect | Forward Phase Cut Controls | 70.1 | 2646 | -0.0022 | 96 | 87 | 500 | 1 | Elevated | 50000 |  | 1 | 50000 | 0 | 0 | 20 | 0.3 | 0.3 | 0.3 | 0.28 | 0 | 0 | 0.27 | 0.27 | 0.27 | 0.27 | 0 | 0 | 0.13 | 0.12 | 0.12 | 0.12 | 0 | 0 | True | False | Non Federally-Regulated | 10/30/2019 |  | 02/12/2020
Eaton (formerly Cooper Industries) | Halo | HCC6W10D010 HM612 930 61***** | Light Emitting Diode | Inseparable Luminaire | Quick Connect | Forward Phase Cut Controls | 70.1 | 3000 | -0.0022 | 96 | 87 | 500 | 1 | Elevated | 50000 |  | 1 | 50000 | 0 | 0 | 20 | 0.3 | 0.3 | 0.3 | 0.28 | 0 | 0 | 0.27 | 0.27 | 0.27 | 0.27 | 0 | 0 | 0.13 | 0.12 | 0.12 | 0.12 | 0 | 0 | True | False | Non Federally-Regulated | 10/30/2019 |  | 02/12/2020
Eaton (formerly Cooper Industries) | Halo | HCC6W10D010 HM612 935 61***** | Light Emitting Diode | Inseparable Luminaire | Quick Connect | Forward Phase Cut Controls | 70.1 | 3500 | -0.0022 | 96 | 87 | 500 | 1 | Elevated | 50000 |  | 1 | 50000 | 0 | 0 | 20 | 0.3 | 0.3 | 0.3 | 0.28 | 0 | 0 | 0.27 | 0.27 | 0.27 | 0.27 | 0 | 0 | 0.13 | 0.12 | 0.12 | 0.12 | 0 | 0 | True | False | Non Federally-Regulated | 10/30/2019 |  | 02/12/2020
Eaton (formerly Cooper Industries) | Halo | HCC6W10D010 HM612 940 61***** | Light Emitting Diode | Inseparable Luminaire | Quick Connect | Forward Phase Cut Controls | 70.1 | 4000 | -0.0022 | 96 | 87 | 500 | 1 | Elevated | 50000 |  | 1 | 50000 | 0 | 0 | 20 | 0.3 | 0.3 | 0.3 | 0.28 | 0 | 0 | 0.27 | 0.27 | 0.27 | 0.27 | 0 | 0 | 0.13 | 0.12 | 0.12 | 0.12 | 0 | 0 | True | False | Non Federally-Regulated | 10/30/2019 |  | 02/12/2020
Eaton (formerly Cooper Industries) | Halo | HCC6S15D010 HM612 927 61***** | Light Emitting Diode | Inseparable Luminaire | Quick Connect | Forward Phase Cut Controls | 67.8 | 2648 | -0.0018 | 96 | 85 | 500 | 1 | Elevated | 50000 |  | 1 | 50000 | 0 | 0 | 20 | 0.23 | 0.23 | 0.23 | 0.23 | 0 | 0 | 0.19 | 0.18 | 0.18 | 0.17 | 0 | 0 | 0.12 | 0.12 | 0.11 | 0.1 | 0 | 0 | True | False | Non Federally-Regulated | 10/30/2019 |  | 02/12/2020
Eaton (formerly Cooper Industries) | Halo | HCC6S15D010 HM612 930 61***** | Light Emitting Diode | Inseparable Luminaire | Quick Connect | Forward Phase Cut Controls | 67.8 | 3000 | -0.0018 | 96 | 85 | 500 | 1 | Elevated | 50000 |  | 1 | 50000 | 0 | 0 | 20 | 0.23 | 0.23 | 0.23 | 0.23 | 0 | 0 | 0.19 | 0.18 | 0.18 | 0.17 | 0 | 0 | 0.12 | 0.12 | 0.11 | 0.1 | 0 | 0 | True | False | Non Federally-Regulated | 10/30/2019 |  | 02/12/2020
Eaton (formerly Cooper Industries) | Halo | HCC6S15D010 HM612 935 61***** | Light Emitting Diode | Inseparable Luminaire | Quick Connect | Forward Phase Cut Controls | 67.8 | 3500 | -0.0018 | 96 | 85 | 500 | 1 | Elevated | 50000 |  | 1 | 50000 | 0 | 0 | 20 | 0.23 | 0.23 | 0.23 | 0.23 | 0 | 0 | 0.19 | 0.18 | 0.18 | 0.17 | 0 | 0 | 0.12 | 0.12 | 0.11 | 0.1 | 0 | 0 | True | False | Non Federally-Regulated | 10/30/2019 |  | 02/12/2020
Eaton (formerly Cooper Industries) | Halo | HCC6S15D010 HM612 940 61***** | Light Emitting Diode | Inseparable Luminaire | Quick Connect | Forward Phase Cut Controls | 67.8 | 4000 | -0.0018 | 96 | 85 | 500 | 1 | Elevated | 50000 |  | 1 | 50000 | 0 | 0 | 20 | 0.23 | 0.23 | 0.23 | 0.23 | 0 | 0 | 0.19 | 0.18 | 0.18 | 0.17 | 0 | 0 | 0.12 | 0.12 | 0.11 | 0.1 | 0 | 0 | True | False | Non Federally-Regulated | 10/30/2019 |  | 02/12/2020
Eaton (formerly Cooper Industries) | Halo | HCC6W15D010 HM612 927 61***** | Light Emitting Diode | Inseparable Luminaire | Quick Connect | Forward Phase Cut Controls | 67.8 | 2648 | -0.0018 | 96 | 85 | 500 | 1 | Elevated | 50000 |  | 1 | 50000 | 0 | 0 | 20 | 0.23 | 0.23 | 0.23 | 0.23 | 0 | 0 | 0.19 | 0.18 | 0.18 | 0.17 | 0 | 0 | 0.12 | 0.12 | 0.11 | 0.1 | 0 | 0 | True | False | Non Federally-Regulated | 10/30/2019 |  | 02/12/2020
Eaton (formerly Cooper Industries) | Halo | HCC6W15D010 HM612 930 61***** | Light Emitting Diode | Inseparable Luminaire | Quick Connect | Forward Phase Cut Controls | 67.8 | 3000 | -0.0018 | 96 | 85 | 500 | 1 | Elevated | 50000 |  | 1 | 50000 | 0 | 0 | 20 | 0.23 | 0.23 | 0.23 | 0.23 | 0 | 0 | 0.19 | 0.18 | 0.18 | 0.17 | 0 | 0 | 0.12 | 0.12 | 0.11 | 0.1 | 0 | 0 | True | False | Non Federally-Regulated | 10/30/2019 |  | 02/12/2020
Eaton (formerly Cooper Industries) | Halo | HCC6W15D010 HM612 935 61***** | Light Emitting Diode | Inseparable Luminaire | Quick Connect | Forward Phase Cut Controls | 67.8 | 3500 | -0.0018 | 96 | 85 | 500 | 1 | Elevated | 50000 |  | 1 | 50000 | 0 | 0 | 20 | 0.23 | 0.23 | 0.23 | 0.23 | 0 | 0 | 0.19 | 0.18 | 0.18 | 0.17 | 0 | 0 | 0.12 | 0.12 | 0.11 | 0.1 | 0 | 0 | True | False | Non Federally-Regulated | 10/30/2019 |  | 02/12/2020
Eaton (formerly Cooper Industries) | Halo | HCC6W15D010 HM612 940 61***** | Light Emitting Diode | Inseparable Luminaire | Quick Connect | Forward Phase Cut Controls | 67.8 | 4000 | -0.0018 | 96 | 85 | 500 | 1 | Elevated | 50000 |  | 1 | 50000 | 0 | 0 | 20 | 0.23 | 0.23 | 0.23 | 0.23 | 0 | 0 | 0.19 | 0.18 | 0.18 | 0.17 | 0 | 0 | 0.12 | 0.12 | 0.11 | 0.1 | 0 | 0 | True | False | Non Federally-Regulated | 10/30/2019 |  | 02/12/2020
Eaton (formerly Cooper Industries) | Halo | HCC6S20D010 HM612 927 61***** | Light Emitting Diode | Inseparable Luminaire | Quick Connect | Forward Phase Cut Controls | 64.1 | 2656 | -0.0013 | 96 | 83 | 500 | 1 | Elevated | 50000 |  | 1 | 50000 | 0 | 0 | 20 | 0.19 | 0.18 | 0.18 | 0.18 | 0 | 0 | 0.17 | 0.17 | 0.17 | 0.17 | 0 | 0 | 0.08 | 0.07 | 0.07 | 0.07 | 0 | 0 | True | False | Non Federally-Regulated | 10/30/2019 |  | 02/12/2020
Eaton (formerly Cooper Industries) | Halo | HCC6S20D010 HM612 930 61***** | Light Emitting Diode | Inseparable Luminaire | Quick Connect | Forward Phase Cut Controls | 64.1 | 3000 | -0.0013 | 96 | 83 | 500 | 1 | Elevated | 50000 |  | 1 | 50000 | 0 | 0 | 20 | 0.19 | 0.18 | 0.18 | 0.18 | 0 | 0 | 0.17 | 0.17 | 0.17 | 0.17 | 0 | 0 | 0.08 | 0.07 | 0.07 | 0.07 | 0 | 0 | True | False | Non Federally-Regulated | 10/30/2019 |  | 02/12/2020
Eaton (formerly Cooper Industries) | Halo | HCC6S20D010 HM612 935 61***** | Light Emitting Diode | Inseparable Luminaire | Quick Connect | Forward Phase Cut Controls | 64.1 | 3500 | -0.0013 | 96 | 83 | 500 | 1 | Elevated | 50000 |  | 1 | 50000 | 0 | 0 | 20 | 0.19 | 0.18 | 0.18 | 0.18 | 0 | 0 | 0.17 | 0.17 | 0.17 | 0.17 | 0 | 0 | 0.08 | 0.07 | 0.07 | 0.07 | 0 | 0 | True | False | Non Federally-Regulated | 10/30/2019 |  | 02/12/2020
Eaton (formerly Cooper Industries) | Halo | HCC6S20D010 HM612 940 61***** | Light Emitting Diode | Inseparable Luminaire | Quick Connect | Forward Phase Cut Controls | 64.1 | 4000 | -0.0013 | 96 | 83 | 500 | 1 | Elevated | 50000 |  | 1 | 50000 | 0 | 0 | 20 | 0.19 | 0.18 | 0.18 | 0.18 | 0 | 0 | 0.17 | 0.17 | 0.17 | 0.17 | 0 | 0 | 0.08 | 0.07 | 0.07 | 0.07 | 0 | 0 | True | False | Non Federally-Regulated | 10/30/2019 |  | 02/12/2020
Eaton (formerly Cooper Industries) | Halo | HCC6W20D010 HM612 927 61***** | Light Emitting Diode | Inseparable Luminaire | Quick Connect | Forward Phase Cut Controls | 64.1 | 2656 | -0.0013 | 96 | 83 | 500 | 1 | Elevated | 50000 |  | 1 | 50000 | 0 | 0 | 20 | 0.19 | 0.18 | 0.18 | 0.18 | 0 | 0 | 0.17 | 0.17 | 0.17 | 0.17 | 0 | 0 | 0.08 | 0.07 | 0.07 | 0.07 | 0 | 0 | True | False | Non Federally-Regulated | 10/30/2019 |  | 02/12/2020
Eaton (formerly Cooper Industries) | Halo | HCC6W20D010 HM612 930 61***** | Light Emitting Diode | Inseparable Luminaire | Quick Connect | Forward Phase Cut Controls | 64.1 | 3000 | -0.0013 | 96 | 83 | 500 | 1 | Elevated | 50000 |  | 1 | 50000 | 0 | 0 | 20 | 0.19 | 0.18 | 0.18 | 0.18 | 0 | 0 | 0.17 | 0.17 | 0.17 | 0.17 | 0 | 0 | 0.08 | 0.07 | 0.07 | 0.07 | 0 | 0 | True | False | Non Federally-Regulated | 10/30/2019 |  | 02/12/2020
Eaton (formerly Cooper Industries) | Halo | HCC6W20D010 HM612 935 61***** | Light Emitting Diode | Inseparable Luminaire | Quick Connect | Forward Phase Cut Controls | 64.1 | 3500 | -0.0013 | 96 | 83 | 500 | 1 | Elevated | 50000 |  | 1 | 50000 | 0 | 0 | 20 | 0.19 | 0.18 | 0.18 | 0.18 | 0 | 0 | 0.17 | 0.17 | 0.17 | 0.17 | 0 | 0 | 0.08 | 0.07 | 0.07 | 0.07 | 0 | 0 | True | False | Non Federally-Regulated | 10/30/2019 |  | 02/12/2020
Eaton (formerly Cooper Industries) | Halo | HCC6W20D010 HM612 940 61***** | Light Emitting Diode | Inseparable Luminaire | Quick Connect | Forward Phase Cut Controls | 64.1 | 4000 | -0.0013 | 96 | 83 | 500 | 1 | Elevated | 50000 |  | 1 | 50000 | 0 | 0 | 20 | 0.19 | 0.18 | 0.18 | 0.18 | 0 | 0 | 0.17 | 0.17 | 0.17 | 0.17 | 0 | 0 | 0.08 | 0.07 | 0.07 | 0.07 | 0 | 0 | True | False | Non Federally-Regulated | 10/30/2019 |  | 02/12/2020
Eaton (formerly Cooper Industries) | Halo | HCC6S30D010 HM634 927 61***** | Light Emitting Diode | Inseparable Luminaire | Quick Connect | Forward Phase Cut Controls | 70.4 | 2686 | 0.0002 | 96 | 80 | 500 | 1 | Elevated | 50000 |  | 1 | 50000 | 0 | 0 | 20 | 0.29 | 0.28 | 0.28 | 0.28 | 0 | 0 | 0.24 | 0.24 | 0.24 | 0.24 | 0 | 0 | 0.1 | 0.11 | 0.1 | 0.1 | 0 | 0 | True | False | Non Federally-Regulated | 10/30/2019 |  | 02/12/2020
Eaton (formerly Cooper Industries) | Halo | HCC6S30D010 HM634 930 61***** | Light Emitting Diode | Inseparable Luminaire | Quick Connect | Forward Phase Cut Controls | 70.4 | 3000 | 0.0002 | 96 | 80 | 500 | 1 | Elevated | 50000 |  | 1 | 50000 | 0 | 0 | 20 | 0.29 | 0.28 | 0.28 | 0.28 | 0 | 0 | 0.24 | 0.24 | 0.24 | 0.24 | 0 | 0 | 0.1 | 0.11 | 0.1 | 0.1 | 0 | 0 | True | False | Non Federally-Regulated | 10/30/2019 |  | 02/12/2020
Eaton (formerly Cooper Industries) | Halo | HCC6S30D010 HM634 935 61***** | Light Emitting Diode | Inseparable Luminaire | Quick Connect | Forward Phase Cut Controls | 70.4 | 3500 | 0.0002 | 96 | 80 | 500 | 1 | Elevated | 50000 |  | 1 | 50000 | 0 | 0 | 20 | 0.29 | 0.28 | 0.28 | 0.28 | 0 | 0 | 0.24 | 0.24 | 0.24 | 0.24 | 0 | 0 | 0.1 | 0.11 | 0.1 | 0.1 | 0 | 0 | True | False | Non Federally-Regulated | 10/30/2019 |  | 02/12/2020
Eaton (formerly Cooper Industries) | Halo | HCC6S30D010 HM634 940 61***** | Light Emitting Diode | Inseparable Luminaire | Quick Connect | Forward Phase Cut Controls | 70.4 | 4000 | 0.0002 | 96 | 80 | 500 | 1 | Elevated | 50000 |  | 1 | 50000 | 0 | 0 | 20 | 0.29 | 0.28 | 0.28 | 0.28 | 0 | 0 | 0.24 | 0.24 | 0.24 | 0.24 | 0 | 0 | 0.1 | 0.11 | 0.1 | 0.1 | 0 | 0 | True | False | Non Federally-Regulated | 10/30/2019 |  | 02/12/2020
Eaton (formerly Cooper Industries) | Halo | HCC6W30D010 HM634 927 61***** | Light Emitting Diode | Inseparable Luminaire | Quick Connect | Forward Phase Cut Controls | 70.4 | 2686 | 0.0002 | 96 | 80 | 500 | 1 | Elevated | 50000 |  | 1 | 50000 | 0 | 0 | 20 | 0.29 | 0.28 | 0.28 | 0.28 | 0 | 0 | 0.24 | 0.24 | 0.24 | 0.24 | 0 | 0 | 0.1 | 0.11 | 0.1 | 0.1 | 0 | 0 | True | False | Non Federally-Regulated | 10/30/2019 |  | 02/12/2020
Eaton (formerly Cooper Industries) | Halo | HCC6W30D010 HM634 930 61***** | Light Emitting Diode | Inseparable Luminaire | Quick Connect | Forward Phase Cut Controls | 70.4 | 3000 | 0.0002 | 96 | 80 | 500 | 1 | Elevated | 50000 |  | 1 | 50000 | 0 | 0 | 20 | 0.29 | 0.28 | 0.28 | 0.28 | 0 | 0 | 0.24 | 0.24 | 0.24 | 0.24 | 0 | 0 | 0.1 | 0.11 | 0.1 | 0.1 | 0 | 0 | True | False | Non Federally-Regulated | 10/30/2019 |  | 02/12/2020
Eaton (formerly Cooper Industries) | Halo | HCC6W30D010 HM634 935 61***** | Light Emitting Diode | Inseparable Luminaire | Quick Connect | Forward Phase Cut Controls | 70.4 | 3500 | 0.0002 | 96 | 80 | 500 | 1 | Elevated | 50000 |  | 1 | 50000 | 0 | 0 | 20 | 0.29 | 0.28 | 0.28 | 0.28 | 0 | 0 | 0.24 | 0.24 | 0.24 | 0.24 | 0 | 0 | 0.1 | 0.11 | 0.1 | 0.1 | 0 | 0 | True | False | Non Federally-Regulated | 10/30/2019 |  | 02/12/2020
Eaton (formerly Cooper Industries) | Halo | HCC6W30D010 HM634 940 61***** | Light Emitting Diode | Inseparable Luminaire | Quick Connect | Forward Phase Cut Controls | 70.4 | 4000 | 0.0002 | 96 | 80 | 500 | 1 | Elevated | 50000 |  | 1 | 50000 | 0 | 0 | 20 | 0.29 | 0.28 | 0.28 | 0.28 | 0 | 0 | 0.24 | 0.24 | 0.24 | 0.24 | 0 | 0 | 0.1 | 0.11 | 0.1 | 0.1 | 0 | 0 | True | False | Non Federally-Regulated | 10/30/2019 |  | 02/12/2020
Eaton (formerly Cooper Industries) | Halo | HCC6S40D010 HM634 927 61***** | Light Emitting Diode | Inseparable Luminaire | Quick Connect | Forward Phase Cut Controls | 66.2 | 2691 | 0.0004 | 96 | 77 | 500 | 1 | Elevated | 50000 |  | 1 | 50000 | 0 | 0 | 20 | 0.28 | 0.27 | 0.26 | 0.26 | 0 | 0 | 0.24 | 0.24 | 0.24 | 0.24 | 0 | 0 | 0.14 | 0.13 | 0.13 | 0.13 | 0 | 0 | True | False | Non Federally-Regulated | 10/30/2019 |  | 02/12/2020
Eaton (formerly Cooper Industries) | Halo | HCC6S40D010 HM634 930 61***** | Light Emitting Diode | Inseparable Luminaire | Quick Connect | Forward Phase Cut Controls | 66.2 | 2691 | 0.0004 | 96 | 77 | 500 | 1 | Elevated | 50000 |  | 1 | 50000 | 0 | 0 | 20 | 0.28 | 0.27 | 0.26 | 0.26 | 0 | 0 | 0.24 | 0.24 | 0.24 | 0.24 | 0 | 0 | 0.14 | 0.13 | 0.13 | 0.13 | 0 | 0 | True | False | Non Federally-Regulated | 10/30/2019 |  | 02/12/2020
Eaton (formerly Cooper Industries) | Halo | HCC6S40D010 HM634 935 61***** | Light Emitting Diode | Inseparable Luminaire | Quick Connect | Forward Phase Cut Controls | 66.2 | 2691 | 0.0004 | 96 | 77 | 500 | 1 | Elevated | 50000 |  | 1 | 50000 | 0 | 0 | 20 | 0.28 | 0.27 | 0.26 | 0.26 | 0 | 0 | 0.24 | 0.24 | 0.24 | 0.24 | 0 | 0 | 0.14 | 0.13 | 0.13 | 0.13 | 0 | 0 | True | False | Non Federally-Regulated | 10/30/2019 |  | 02/12/2020
Eaton (formerly Cooper Industries) | Halo | HCC6S40D010 HM634 940 61***** | Light Emitting Diode | Inseparable Luminaire | Quick Connect | Forward Phase Cut Controls | 66.2 | 2691 | 0.0004 | 96 | 77 | 500 | 1 | Elevated | 50000 |  | 1 | 50000 | 0 | 0 | 20 | 0.28 | 0.27 | 0.26 | 0.26 | 0 | 0 | 0.24 | 0.24 | 0.24 | 0.24 | 0 | 0 | 0.14 | 0.13 | 0.13 | 0.13 | 0 | 0 | True | False | Non Federally-Regulated | 10/30/2019 |  | 02/12/2020
Eaton (formerly Cooper Industries) | Halo | HCC6W40D010 HM634 927 61***** | Light Emitting Diode | Inseparable Luminaire | Quick Connect | Forward Phase Cut Controls | 66.2 | 2691 | 0.0004 | 96 | 77 | 500 | 1 | Elevated | 50000 |  | 1 | 50000 | 0 | 0 | 20 | 0.28 | 0.27 | 0.26 | 0.26 | 0 | 0 | 0.24 | 0.24 | 0.24 | 0.24 | 0 | 0 | 0.14 | 0.13 | 0.13 | 0.13 | 0 | 0 | True | False | Non Federally-Regulated | 10/30/2019 |  | 02/12/2020
Eaton (formerly Cooper Industries) | Halo | HCC6W40D010 HM634 930 61***** | Light Emitting Diode | Inseparable Luminaire | Quick Connect | Forward Phase Cut Controls | 66.2 | 2691 | 0.0004 | 96 | 77 | 500 | 1 | Elevated | 50000 |  | 1 | 50000 | 0 | 0 | 20 | 0.28 | 0.27 | 0.26 | 0.26 | 0 | 0 | 0.24 | 0.24 | 0.24 | 0.24 | 0 | 0 | 0.14 | 0.13 | 0.13 | 0.13 | 0 | 0 | True | False | Non Federally-Regulated | 10/30/2019 |  | 02/12/2020
Eaton (formerly Cooper Industries) | Halo | HCC6W40D010 HM634 935 61***** | Light Emitting Diode | Inseparable Luminaire | Quick Connect | Forward Phase Cut Controls | 66.2 | 2691 | 0.0004 | 96 | 77 | 500 | 1 | Elevated | 50000 |  | 1 | 50000 | 0 | 0 | 20 | 0.28 | 0.27 | 0.26 | 0.26 | 0 | 0 | 0.24 | 0.24 | 0.24 | 0.24 | 0 | 0 | 0.14 | 0.13 | 0.13 | 0.13 | 0 | 0 | True | False | Non Federally-Regulated | 10/30/2019 |  | 02/12/2020
Eaton (formerly Cooper Industries) | Halo | HCC6W40D010 HM634 940 61***** | Light Emitting Diode | Inseparable Luminaire | Quick Connect | Forward Phase Cut Controls | 66.2 | 2691 | 0.0004 | 96 | 77 | 500 | 1 | Elevated | 50000 |  | 1 | 50000 | 0 | 0 | 20 | 0.28 | 0.27 | 0.26 | 0.26 | 0 | 0 | 0.24 | 0.24 | 0.24 | 0.24 | 0 | 0 | 0.14 | 0.13 | 0.13 | 0.13 | 0 | 0 | True | False | Non Federally-Regulated | 10/30/2019 |  | 02/12/2020
Eaton (formerly Cooper Industries) | Halo | ML4D09NFLD2WE-CA | Light Emitting Diode | Directional Lamp | Quick Connect | Forward Phase Cut Controls | 46 | 2944 | -0.0012 | 92 | 57 | 500 | 1 | Elevated | 50000 |  | 1 | 50000 | 0 | 0 | 20 | 0.02 | 0.02 | 0.02 | 0.01 | 0 | 0 | 0.08 | 0.07 | 0.06 | 0.05 | 0 | 0 | 0.13 | 0.12 | 0.11 | 0.1 | 0 | 0 | True | False | Non Federally-Regulated | 11/08/2019 |  | 02/12/2020
Eaton (formerly Cooper Industries) | Halo | ML409NFLD2WE010-CA | Light Emitting Diode | Directional Lamp | Quick Connect | Forward Phase Cut Controls | 46 | 2944 | -0.0012 | 92 | 57 | 500 | 1 | Elevated | 50000 |  | 1 | 50000 | 0 | 0 | 20 | 0.02 | 0.02 | 0.02 | 0.01 | 0 | 0 | 0.08 | 0.07 | 0.06 | 0.05 | 0 | 0 | 0.13 | 0.12 | 0.11 | 0.1 | 0 | 0 | True | False | Non Federally-Regulated | 11/08/2019 |  | 02/12/2020
Eaton (formerly Cooper Industries) | Halo | RL56069BLE4WHVA-CA | Light Emitting Diode | Directional Lamp | Quick Connect | Forward Phase Cut Controls | 74 | 2686 | 0.006 | 92 | 60 | 500 | 1 | Elevated | 50000 |  | 1 | 50000 | 0 | 0 | 20 | 0.55 | 0.15 | 0.13 | 0.12 | 0.02 | 0 | 0.06 | 0.03 | 0.02 | 0.02 | 0 | 0 | 0.04 | 0.01 | 0 | 0 | 0 | 0 | True | False | Non Federally-Regulated | 11/18/2019 |  | 02/12/2020
Eaton (formerly Cooper Industries) | Halo | LA4069271EWH-CA | Light Emitting Diode | Directional Lamp | Quick Connect | Forward Phase Cut Controls | 94.1 | 2660 | -0.0005 | 92 | 54 | 500 | 1 | Elevated | 50000 |  | 1 | 50000 | 0 | 0 | 20 | 0.18 | 0.17 | 0.15 | 0.06 | 0.02 | 0 | 0.6 | 0.6 | 0.04 | 0.03 | 0 | 0 | 0.06 | 0.04 | 0.03 | 0.02 | 0 | 0 | True | False | Non Federally-Regulated | 11/20/2019 |  | 02/12/2020
Eaton (formerly Cooper Industries) | Halo | LA4069301EWH-CA | Light Emitting Diode | Directional Lamp | Quick Connect | Forward Phase Cut Controls | 94.1 | 3000 | -0.0005 | 92 | 54 | 500 | 1 | Elevated | 50000 |  | 1 | 50000 | 0 | 0 | 20 | 0.18 | 0.17 | 0.15 | 0.06 | 0.02 | 0 | 0.6 | 0.6 | 0.04 | 0.03 | 0 | 0 | 0.06 | 0.04 | 0.03 | 0.02 | 0 | 0 | True | False | Non Federally-Regulated | 11/20/2019 |  | 02/12/2020
Eaton (formerly Cooper Industries) | Halo | LA56069271EWH-CA | Light Emitting Diode | Directional Lamp | Quick Connect | Forward Phase Cut Controls | 93.6 | 2658 | -0.0005 | 92 | 55 | 500 | 1 | Elevated | 50000 |  | 1 | 50000 | 0 | 0 | 20 | 0.19 | 0.17 | 0.15 | 0.06 | 0.02 | 0 | 0.06 | 0.06 | 0.05 | 0.03 | 0 | 0 | 0.07 | 0.05 | 0.04 | 0.03 | 0 | 0 | True | False | Non Federally-Regulated | 11/20/2019 |  | 02/12/2020
Eaton (formerly Cooper Industries) | Halo | LA56069301EWH-CA | Light Emitting Diode | Directional Lamp | Quick Connect | Forward Phase Cut Controls | 93.6 | 3000 | -0.0005 | 92 | 55 | 500 | 1 | Elevated | 50000 |  | 1 | 50000 | 0 | 0 | 20 | 0.19 | 0.17 | 0.15 | 0.06 | 0.02 | 0 | 0.06 | 0.06 | 0.05 | 0.03 | 0 | 0 | 0.07 | 0.05 | 0.04 | 0.03 | 0 | 0 | True | False | Non Federally-Regulated | 11/20/2019 |  | 02/12/2020
Eaton (formerly Cooper Industries) | Halo | ML4D09NFL927E-CA | Light Emitting Diode | Directional Lamp | Quick Connect | Forward Phase Cut Controls | 87.7 | 2703 | -0.0001 | 95 | 60 | 500 | 1 | Elevated | 50000 |  | 1 | 50000 | 0 | 0 | 20 | 0.02 | 0.02 | 0.02 | 0.01 | 0 | 0 | 0.08 | 0.07 | 0.06 | 0.05 | 0 | 0 | 0.13 | 0.12 | 0.11 | 0.1 | 0 | 0 | True | False | Non Federally-Regulated | 11/20/2019 |  | 02/12/2020
Eaton (formerly Cooper Industries) | Halo | ML4D09NFL930E-CA | Light Emitting Diode | Directional Lamp | Quick Connect | Forward Phase Cut Controls | 87.7 | 3000 | -0.0001 | 95 | 60 | 500 | 1 | Elevated | 50000 |  | 1 | 50000 | 0 | 0 | 20 | 0.02 | 0.02 | 0.02 | 0.01 | 0 | 0 | 0.08 | 0.07 | 0.06 | 0.05 | 0 | 0 | 0.13 | 0.12 | 0.11 | 0.1 | 0 | 0 | True | False | Non Federally-Regulated | 11/20/2019 |  | 02/12/2020
Eaton (formerly Cooper Industries) | Halo | ML4D09FL927E-CA | Light Emitting Diode | Directional Lamp | Quick Connect | Forward Phase Cut Controls | 87.7 | 2703 | -0.0001 | 95 | 60 | 500 | 1 | Elevated | 50000 |  | 1 | 50000 | 0 | 0 | 20 | 0.02 | 0.02 | 0.02 | 0.01 | 0 | 0 | 0.08 | 0.07 | 0.06 | 0.05 | 0 | 0 | 0.13 | 0.12 | 0.11 | 0.1 | 0 | 0 | True | False | Non Federally-Regulated | 11/20/2019 |  | 02/12/2020
Eaton (formerly Cooper Industries) | Halo | ML4D09FL930E-CA | Light Emitting Diode | Directional Lamp | Quick Connect | Forward Phase Cut Controls | 87.7 | 3000 | -0.0001 | 95 | 60 | 500 | 1 | Elevated | 50000 |  | 1 | 50000 | 0 | 0 | 20 | 0.02 | 0.02 | 0.02 | 0.01 | 0 | 0 | 0.08 | 0.07 | 0.06 | 0.05 | 0 | 0 | 0.13 | 0.12 | 0.11 | 0.1 | 0 | 0 | True | False | Non Federally-Regulated | 11/20/2019 |  | 02/12/2020
Eaton (formerly Cooper Industries) | Halo | ML4D09NFL927E010-CA | Light Emitting Diode | Directional Lamp | Quick Connect | Forward Phase Cut Controls | 87.7 | 2703 | -0.0001 | 95 | 60 | 500 | 1 | Elevated | 50000 |  | 1 | 50000 | 0 | 0 | 20 | 0.02 | 0.02 | 0.02 | 0.01 | 0 | 0 | 0.08 | 0.07 | 0.06 | 0.05 | 0 | 0 | 0.13 | 0.12 | 0.11 | 0.1 | 0 | 0 | True | False | Non Federally-Regulated | 11/20/2019 |  | 02/12/2020
Eaton (formerly Cooper Industries) | Halo | ML4D09NFL930E010-CA | Light Emitting Diode | Directional Lamp | Quick Connect | Forward Phase Cut Controls | 87.7 | 3000 | -0.0001 | 95 | 60 | 500 | 1 | Elevated | 50000 |  | 1 | 50000 | 0 | 0 | 20 | 0.02 | 0.02 | 0.02 | 0.01 | 0 | 0 | 0.08 | 0.07 | 0.06 | 0.05 | 0 | 0 | 0.13 | 0.12 | 0.11 | 0.1 | 0 | 0 | True | False | Non Federally-Regulated | 11/20/2019 |  | 02/12/2020
Eaton (formerly Cooper Industries) | Halo | ML4D09FL927E010-CA | Light Emitting Diode | Directional Lamp | Quick Connect | Forward Phase Cut Controls | 87.7 | 2703 | -0.0001 | 95 | 60 | 500 | 1 | Elevated | 50000 |  | 1 | 50000 | 0 | 0 | 20 | 0.02 | 0.02 | 0.02 | 0.01 | 0 | 0 | 0.08 | 0.07 | 0.06 | 0.05 | 0 | 0 | 0.13 | 0.12 | 0.11 | 0.1 | 0 | 0 | True | False | Non Federally-Regulated | 11/20/2019 |  | 02/12/2020
Eaton (formerly Cooper Industries) | Halo | ML4D09FL930E010-CA | Light Emitting Diode | Directional Lamp | Quick Connect | Forward Phase Cut Controls | 87.7 | 3000 | -0.0001 | 95 | 60 | 500 | 1 | Elevated | 50000 |  | 1 | 50000 | 0 | 0 | 20 | 0.02 | 0.02 | 0.02 | 0.01 | 0 | 0 | 0.08 | 0.07 | 0.06 | 0.05 | 0 | 0 | 0.13 | 0.12 | 0.11 | 0.1 | 0 | 0 | True | False | Non Federally-Regulated | 11/20/2019 |  | 02/12/2020
Eaton (formerly Cooper Industries) | Halo | PR4FS12D010 PR4M12MD 9FS*** | Light Emitting Diode | Directional Lamp | Quick Connect | Forward Phase Cut Controls | 61.4 | 3059 | 0 | 93 | 69 | 500 | 1 | Elevated | 50000 |  | 1 | 50000 | 0 | 0 | 20 | 0.03 | 0.01 | 0.01 | 0 | 0 | 0 | 0.03 | 0.01 | 0.01 | 0 | 0 | 0 | 0.07 | 0.03 | 0.02 | 0 | 0 | 0 | True | False | Non Federally-Regulated | 11/20/2019 |  | 02/12/2020
Eaton (formerly Cooper Industries) | Halo | PR4FS12D010 PR4M12WD 9FS*** | Light Emitting Diode | Directional Lamp | Quick Connect | Forward Phase Cut Controls | 61.4 | 3059 | 0 | 93 | 69 | 500 | 1 | Elevated | 50000 |  | 1 | 50000 | 0 | 0 | 20 | 0.03 | 0.01 | 0.01 | 0 | 0 | 0 | 0.03 | 0.01 | 0.01 | 0 | 0 | 0 | 0.07 | 0.03 | 0.02 | 0 | 0 | 0 | True | False | Non Federally-Regulated | 11/20/2019 |  | 02/12/2020
Eaton (formerly Cooper Industries) | Halo | PR4CPFS12D010 PR4M12MD 9FS*** | Light Emitting Diode | Directional Lamp | Quick Connect | Forward Phase Cut Controls | 61.4 | 3059 | 0 | 93 | 69 | 500 | 1 | Elevated | 50000 |  | 1 | 50000 | 0 | 0 | 20 | 0.03 | 0.01 | 0.01 | 0 | 0 | 0 | 0.03 | 0.01 | 0.01 | 0 | 0 | 0 | 0.07 | 0.03 | 0.02 | 0 | 0 | 0 | True | False | Non Federally-Regulated | 11/20/2019 |  | 02/12/2020
Eaton (formerly Cooper Industries) | Halo | PR4CPFS12D010 PR4M12WD 9FS*** | Light Emitting Diode | Directional Lamp | Quick Connect | Forward Phase Cut Controls | 61.4 | 3059 | 0 | 93 | 69 | 500 | 1 | Elevated | 50000 |  | 1 | 50000 | 0 | 0 | 20 | 0.03 | 0.01 | 0.01 | 0 | 0 | 0 | 0.03 | 0.01 | 0.01 | 0 | 0 | 0 | 0.07 | 0.03 | 0.02 | 0 | 0 | 0 | True | False | Non Federally-Regulated | 11/20/2019 |  | 02/12/2020
Eaton (formerly Cooper Industries) | Halo | PR4RFS12D010 PR4M12MD 9FS*** | Light Emitting Diode | Directional Lamp | Quick Connect | Forward Phase Cut Controls | 61.4 | 3059 | 0 | 93 | 69 | 500 | 1 | Elevated | 50000 |  | 1 | 50000 | 0 | 0 | 20 | 0.03 | 0.01 | 0.01 | 0 | 0 | 0 | 0.03 | 0.01 | 0.01 | 0 | 0 | 0 | 0.07 | 0.03 | 0.02 | 0 | 0 | 0 | True | False | Non Federally-Regulated | 11/20/2019 |  | 02/12/2020
Eaton (formerly Cooper Industries) | Halo | PR4RFS12D010 PR4M12WD 9FS*** | Light Emitting Diode | Directional Lamp | Quick Connect | Forward Phase Cut Controls | 61.4 | 3059 | 0 | 93 | 69 | 500 | 1 | Elevated | 50000 |  | 1 | 50000 | 0 | 0 | 20 | 0.03 | 0.01 | 0.01 | 0 | 0 | 0 | 0.03 | 0.01 | 0.01 | 0 | 0 | 0 | 0.07 | 0.03 | 0.02 | 0 | 0 | 0 | True | False | Non Federally-Regulated | 11/20/2019 |  | 02/12/2020
Eaton (formerly Cooper Industries) | Halo | PR4RCPFS12D010 PR4M12MD 9FS*** | Light Emitting Diode | Directional Lamp | Quick Connect | Forward Phase Cut Controls | 61.4 | 3059 | 0 | 93 | 69 | 500 | 1 | Elevated | 50000 |  | 1 | 50000 | 0 | 0 | 20 | 0.03 | 0.01 | 0.01 | 0 | 0 | 0 | 0.03 | 0.01 | 0.01 | 0 | 0 | 0 | 0.07 | 0.03 | 0.02 | 0 | 0 | 0 | True | False | Non Federally-Regulated | 11/20/2019 |  | 02/12/2020
Eaton (formerly Cooper Industries) | Halo | PR4SFS12D010BZ PR4M12WD 9FS*** | Light Emitting Diode | Directional Lamp | Quick Connect | Forward Phase Cut Controls | 61.4 | 3059 | 0 | 93 | 69 | 500 | 1 | Elevated | 50000 |  | 1 | 50000 | 0 | 0 | 20 | 0.03 | 0.01 | 0.01 | 0 | 0 | 0 | 0.03 | 0.01 | 0.01 | 0 | 0 | 0 | 0.07 | 0.03 | 0.02 | 0 | 0 | 0 | True | False | Non Federally-Regulated | 11/20/2019 |  | 02/12/2020
Eaton (formerly Cooper Industries) | Halo | PR4SFS12D010MW PR4M12MD 9FS*** | Light Emitting Diode | Directional Lamp | Quick Connect | Forward Phase Cut Controls | 61.4 | 3059 | 0 | 93 | 69 | 500 | 1 | Elevated | 50000 |  | 1 | 50000 | 0 | 0 | 20 | 0.03 | 0.01 | 0.01 | 0 | 0 | 0 | 0.03 | 0.01 | 0.01 | 0 | 0 | 0 | 0.07 | 0.03 | 0.02 | 0 | 0 | 0 | True | False | Non Federally-Regulated | 11/20/2019 |  | 02/12/2020
Eaton (formerly Cooper Industries) | Halo | PR4SFS12D010MW PR4M12WD 9FS*** | Light Emitting Diode | Directional Lamp | Quick Connect | Forward Phase Cut Controls | 61.4 | 3059 | 0 | 93 | 69 | 500 | 1 | Elevated | 50000 |  | 1 | 50000 | 0 | 0 | 20 | 0.03 | 0.01 | 0.01 | 0 | 0 | 0 | 0.03 | 0.01 | 0.01 | 0 | 0 | 0 | 0.07 | 0.03 | 0.02 | 0 | 0 | 0 | True | False | Non Federally-Regulated | 11/20/2019 |  | 02/12/2020
Eaton (formerly Cooper Industries) | Halo | PR4SFS12D010MMS PR4M12MD 9FS*** | Light Emitting Diode | Directional Lamp | Quick Connect | Forward Phase Cut Controls | 61.4 | 3059 | 0 | 93 | 69 | 500 | 1 | Elevated | 50000 |  | 1 | 50000 | 0 | 0 | 20 | 0.03 | 0.01 | 0.01 | 0 | 0 | 0 | 0.03 | 0.01 | 0.01 | 0 | 0 | 0 | 0.07 | 0.03 | 0.02 | 0 | 0 | 0 | True | False | Non Federally-Regulated | 11/20/2019 |  | 02/12/2020
Eaton (formerly Cooper Industries) | Halo | PR4SFS12D010MMS PR4M12WD 9FS*** | Light Emitting Diode | Directional Lamp | Quick Connect | Forward Phase Cut Controls | 61.4 | 3059 | 0 | 93 | 69 | 500 | 1 | Elevated | 50000 |  | 1 | 50000 | 0 | 0 | 20 | 0.03 | 0.01 | 0.01 | 0 | 0 | 0 | 0.03 | 0.01 | 0.01 | 0 | 0 | 0 | 0.07 | 0.03 | 0.02 | 0 | 0 | 0 | True | False | Non Federally-Regulated | 11/20/2019 |  | 02/12/2020
Eaton (formerly Cooper Industries) | Halo | PR4SFS12D010BZ PR4M12MD 9FS*** | Light Emitting Diode | Directional Lamp | Quick Connect | Forward Phase Cut Controls | 61.4 | 3059 | 0 | 93 | 69 | 500 | 1 | Elevated | 50000 |  | 1 | 50000 | 0 | 0 | 20 | 0.03 | 0.01 | 0.01 | 0 | 0 | 0 | 0.03 | 0.01 | 0.01 | 0 | 0 | 0 | 0.07 | 0.03 | 0.02 | 0 | 0 | 0 | True | False | Non Federally-Regulated | 11/20/2019 |  | 02/12/2020
Eaton (formerly Cooper Industries) | Halo | PR4SFS12D010BZ PR4M12WD 9FS** | Light Emitting Diode | Directional Lamp | Quick Connect | Forward Phase Cut Controls | 61.4 | 3059 | 0 | 93 | 69 | 500 | 1 | Elevated | 50000 |  | 1 | 50000 | 0 | 0 | 20 | 0.03 | 0.01 | 0.01 | 0 | 0 | 0 | 0.03 | 0.01 | 0.01 | 0 | 0 | 0 | 0.07 | 0.03 | 0.02 | 0 | 0 | 0 | True | False | Non Federally-Regulated | 11/20/2019 |  | 02/12/2020
Eaton (formerly Cooper Industries) | Halo | LT460WH6927*-CA | Light Emitting Diode | Directional Lamp | Direct Wired | Forward Phase Cut Controls | 94 | 2676 | -0.0006 | 91 | 52 | 500 | 1 | Elevated | 50000 |  | 1 | 50000 | 0 | 0 | 20 | 0.09 | 0.07 | 0.05 | 0.03 | 0 | 0 | 0.02 | 0.02 | 0.02 | 0.02 | 0 | 0 | 0.02 | 0.01 | 0.01 | 0.01 | 0 | 0 | True | False | Non Federally-Regulated | 11/20/2019 |  | 02/12/2020
Eaton (formerly Cooper Industries) | Halo | LT460WH6930*-CA | Light Emitting Diode | Directional Lamp | Direct Wired | Forward Phase Cut Controls | 94 | 3000 | -0.0006 | 91 | 52 | 500 | 1 | Elevated | 50000 |  | 1 | 50000 | 0 | 0 | 20 | 0.09 | 0.07 | 0.05 | 0.03 | 0 | 0 | 0.02 | 0.02 | 0.02 | 0.02 | 0 | 0 | 0.02 | 0.01 | 0.01 | 0.01 | 0 | 0 | True | False | Non Federally-Regulated | 11/20/2019 |  | 02/12/2020
Eaton (formerly Cooper Industries) | Halo | LT460WH6935*-CA | Light Emitting Diode | Directional Lamp | Direct Wired | Forward Phase Cut Controls | 94 | 3500 | -0.0006 | 91 | 52 | 500 | 1 | Elevated | 50000 |  | 1 | 50000 | 0 | 0 | 20 | 0.09 | 0.07 | 0.05 | 0.03 | 0 | 0 | 0.02 | 0.02 | 0.02 | 0.02 | 0 | 0 | 0.02 | 0.01 | 0.01 | 0.01 | 0 | 0 | True | False | Non Federally-Regulated | 11/20/2019 |  | 02/12/2020
Eaton (formerly Cooper Industries) | Halo | LT460WH6940*-CA | Light Emitting Diode | Directional Lamp | Direct Wired | Forward Phase Cut Controls | 94 | 4000 | -0.0006 | 91 | 52 | 500 | 1 | Elevated | 50000 |  | 1 | 50000 | 0 | 0 | 20 | 0.09 | 0.07 | 0.05 | 0.03 | 0 | 0 | 0.02 | 0.02 | 0.02 | 0.02 | 0 | 0 | 0.02 | 0.01 | 0.01 | 0.01 | 0 | 0 | True | False | Non Federally-Regulated | 11/20/2019 |  | 02/12/2020
Eaton (formerly Cooper Industries) | Halo | LT560WH6927*-CA | Light Emitting Diode | Directional Lamp | Direct Wired | Forward Phase Cut Controls | 94 | 2664 | -0.0004 | 92 | 52 | 500 | 1 | Elevated | 50000 |  | 1 | 50000 | 0 | 0 | 20 | 0.09 | 0.08 | 0.07 | 0.05 | 0 | 0 | 0.02 | 0.02 | 0.02 | 0.01 | 0 | 0 | 0.03 | 0.02 | 0.02 | 0.01 | 0 | 0 | True | False | Non Federally-Regulated | 11/20/2019 |  | 02/12/2020
Eaton (formerly Cooper Industries) | Halo | LT560WH6930*-CA | Light Emitting Diode | Directional Lamp | Direct Wired | Forward Phase Cut Controls | 94 | 3000 | -0.0004 | 92 | 52 | 500 | 1 | Elevated | 50000 |  | 1 | 50000 | 0 | 0 | 20 | 0.09 | 0.08 | 0.07 | 0.05 | 0 | 0 | 0.02 | 0.02 | 0.02 | 0.01 | 0 | 0 | 0.03 | 0.02 | 0.02 | 0.01 | 0 | 0 | True | False | Non Federally-Regulated | 11/20/2019 |  | 02/12/2020
Eaton (formerly Cooper Industries) | Halo | LT560WH6935*-CA | Light Emitting Diode | Directional Lamp | Direct Wired | Forward Phase Cut Controls | 94 | 3500 | -0.0004 | 92 | 52 | 500 | 1 | Elevated | 50000 |  | 1 | 50000 | 0 | 0 | 20 | 0.09 | 0.08 | 0.07 | 0.05 | 0 | 0 | 0.02 | 0.02 | 0.02 | 0.01 | 0 | 0 | 0.03 | 0.02 | 0.02 | 0.01 | 0 | 0 | True | False | Non Federally-Regulated | 11/20/2019 |  | 02/12/2020
Eaton (formerly Cooper Industries) | Halo | LT560WH6940*-CA | Light Emitting Diode | Directional Lamp | Direct Wired | Forward Phase Cut Controls | 94 | 4000 | -0.0004 | 92 | 52 | 500 | 1 | Elevated | 50000 |  | 1 | 50000 | 0 | 0 | 20 | 0.09 | 0.08 | 0.07 | 0.05 | 0 | 0 | 0.02 | 0.02 | 0.02 | 0.01 | 0 | 0 | 0.03 | 0.02 | 0.02 | 0.01 | 0 | 0 | True | False | Non Federally-Regulated | 11/20/2019 |  | 02/12/2020
Eaton (formerly Cooper Industries) | Halo | PR4FS24D010 PR4M24MD 9FS*** | Light Emitting Diode | Directional Lamp | Quick Connect | Forward Phase Cut Controls | 55.9 | 3025 | 0.0002 | 93 | 67 | 500 | 1 | Elevated | 50000 |  | 1 | 50000 | 0 | 0 | 20 | 0.08 | 0.01 | 0.01 | 0 | 0 | 0 | 0.04 | 0.01 | 0.01 | 0 | 0 | 0 | 0.11 | 0.04 | 0.02 | 0.01 | 0 | 0 | True | False | Non Federally-Regulated | 11/21/2019 |  | 02/12/2020
Eaton (formerly Cooper Industries) | Halo | PR4FS24D010 PR4M24WD 9FS*** | Light Emitting Diode | Directional Lamp | Quick Connect | Forward Phase Cut Controls | 55.9 | 3025 | 0.0002 | 93 | 67 | 500 | 1 | Elevated | 50000 |  | 1 | 50000 | 0 | 0 | 20 | 0.08 | 0.01 | 0.01 | 0 | 0 | 0 | 0.04 | 0.01 | 0.01 | 0 | 0 | 0 | 0.11 | 0.04 | 0.02 | 0.01 | 0 | 0 | True | False | Non Federally-Regulated | 11/21/2019 |  | 02/12/2020
Eaton (formerly Cooper Industries) | Halo | PR4CPFS24D010 PR4M24MD 9FS*** | Light Emitting Diode | Directional Lamp | Quick Connect | Forward Phase Cut Controls | 55.9 | 3025 | 0.0002 | 93 | 67 | 500 | 1 | Elevated | 50000 |  | 1 | 50000 | 0 | 0 | 20 | 0.08 | 0.01 | 0.01 | 0 | 0 | 0 | 0.04 | 0.01 | 0.01 | 0 | 0 | 0 | 0.11 | 0.04 | 0.02 | 0.01 | 0 | 0 | True | False | Non Federally-Regulated | 11/21/2019 |  | 02/12/2020
Eaton (formerly Cooper Industries) | Halo | PR4CPFS24D010 PR4M24WD 9FS*** | Light Emitting Diode | Directional Lamp | Quick Connect | Forward Phase Cut Controls | 55.9 | 3025 | 0.0002 | 93 | 67 | 500 | 1 | Elevated | 50000 |  | 1 | 50000 | 0 | 0 | 20 | 0.08 | 0.01 | 0.01 | 0 | 0 | 0 | 0.04 | 0.01 | 0.01 | 0 | 0 | 0 | 0.11 | 0.04 | 0.02 | 0.01 | 0 | 0 | True | False | Non Federally-Regulated | 11/21/2019 |  | 02/12/2020
Eaton (formerly Cooper Industries) | Halo | PR4RFS24D010 PR4M24MD 9FS*** | Light Emitting Diode | Directional Lamp | Quick Connect | Forward Phase Cut Controls | 55.9 | 3025 | 0.0002 | 93 | 67 | 500 | 1 | Elevated | 50000 |  | 1 | 50000 | 0 | 0 | 20 | 0.08 | 0.01 | 0.01 | 0 | 0 | 0 | 0.04 | 0.01 | 0.01 | 0 | 0 | 0 | 0.11 | 0.04 | 0.02 | 0.01 | 0 | 0 | True | False | Non Federally-Regulated | 11/21/2019 |  | 02/12/2020
Eaton (formerly Cooper Industries) | Halo | PR4RFS24D010 PR4M24WD 9FS*** | Light Emitting Diode | Directional Lamp | Quick Connect | Forward Phase Cut Controls | 55.9 | 3025 | 0.0002 | 93 | 67 | 500 | 1 | Elevated | 50000 |  | 1 | 50000 | 0 | 0 | 20 | 0.08 | 0.01 | 0.01 | 0 | 0 | 0 | 0.04 | 0.01 | 0.01 | 0 | 0 | 0 | 0.11 | 0.04 | 0.02 | 0.01 | 0 | 0 | True | False | Non Federally-Regulated | 11/21/2019 |  | 02/12/2020
Eaton (formerly Cooper Industries) | Halo | PR4RCPFS24D010 PR4M24MD 9FS*** | Light Emitting Diode | Directional Lamp | Quick Connect | Forward Phase Cut Controls | 55.9 | 3025 | 0.0002 | 93 | 67 | 500 | 1 | Elevated | 50000 |  | 1 | 50000 | 0 | 0 | 20 | 0.08 | 0.01 | 0.01 | 0 | 0 | 0 | 0.04 | 0.01 | 0.01 | 0 | 0 | 0 | 0.11 | 0.04 | 0.02 | 0.01 | 0 | 0 | True | False | Non Federally-Regulated | 11/21/2019 |  | 02/12/2020
Eaton (formerly Cooper Industries) | Halo | PR4RCPFS24D010 PR4M24WD 9FS*** | Light Emitting Diode | Directional Lamp | Quick Connect | Forward Phase Cut Controls | 55.9 | 3025 | 0.0002 | 93 | 67 | 500 | 1 | Elevated | 50000 |  | 1 | 50000 | 0 | 0 | 20 | 0.08 | 0.01 | 0.01 | 0 | 0 | 0 | 0.04 | 0.01 | 0.01 | 0 | 0 | 0 | 0.11 | 0.04 | 0.02 | 0.01 | 0 | 0 | True | False | Non Federally-Regulated | 11/21/2019 |  | 02/12/2020
Eaton (formerly Cooper Industries) | Halo | PR4SFS24D010MW PR4M24MD 9FS*** | Light Emitting Diode | Directional Lamp | Quick Connect | Forward Phase Cut Controls | 55.9 | 3025 | 0.0002 | 93 | 67 | 500 | 1 | Elevated | 50000 |  | 1 | 50000 | 0 | 0 | 20 | 0.08 | 0.01 | 0.01 | 0 | 0 | 0 | 0.04 | 0.01 | 0.01 | 0 | 0 | 0 | 0.11 | 0.04 | 0.02 | 0.01 | 0 | 0 | True | False | Non Federally-Regulated | 11/21/2019 |  | 02/12/2020
Eaton (formerly Cooper Industries) | Halo | PR4SFS24D010MW PR4M24WD 9FS*** | Light Emitting Diode | Directional Lamp | Quick Connect | Forward Phase Cut Controls | 55.9 | 3025 | 0.0002 | 93 | 67 | 500 | 1 | Elevated | 50000 |  | 1 | 50000 | 0 | 0 | 20 | 0.08 | 0.01 | 0.01 | 0 | 0 | 0 | 0.04 | 0.01 | 0.01 | 0 | 0 | 0 | 0.11 | 0.04 | 0.02 | 0.01 | 0 | 0 | True | False | Non Federally-Regulated | 11/21/2019 |  | 02/12/2020
Eaton (formerly Cooper Industries) | Halo | PR4SFS24D010MMS PR4M24MD 9FS*** | Light Emitting Diode | Directional Lamp | Quick Connect | Forward Phase Cut Controls | 55.9 | 3025 | 0.0002 | 93 | 67 | 500 | 1 | Elevated | 50000 |  | 1 | 50000 | 0 | 0 | 20 | 0.08 | 0.01 | 0.01 | 0 | 0 | 0 | 0.04 | 0.01 | 0.01 | 0 | 0 | 0 | 0.11 | 0.04 | 0.02 | 0.01 | 0 | 0 | True | False | Non Federally-Regulated | 11/21/2019 |  | 02/12/2020
Eaton (formerly Cooper Industries) | Halo | PR4SFS24D010MMS PR4M24WD 9FS*** | Light Emitting Diode | Directional Lamp | Quick Connect | Forward Phase Cut Controls | 55.9 | 3025 | 0.0002 | 93 | 67 | 500 | 1 | Elevated | 50000 |  | 1 | 50000 | 0 | 0 | 20 | 0.08 | 0.01 | 0.01 | 0 | 0 | 0 | 0.04 | 0.01 | 0.01 | 0 | 0 | 0 | 0.11 | 0.04 | 0.02 | 0.01 | 0 | 0 | True | False | Non Federally-Regulated | 11/21/2019 |  | 02/12/2020
Eaton (formerly Cooper Industries) | Halo | PR4SFS24D010BZ PR4M24MD 9FS*** | Light Emitting Diode | Directional Lamp | Quick Connect | Forward Phase Cut Controls | 55.9 | 3025 | 0.0002 | 93 | 67 | 500 | 1 | Elevated | 50000 |  | 1 | 50000 | 0 | 0 | 20 | 0.08 | 0.01 | 0.01 | 0 | 0 | 0 | 0.04 | 0.01 | 0.01 | 0 | 0 | 0 | 0.11 | 0.04 | 0.02 | 0.01 | 0 | 0 | True | False | Non Federally-Regulated | 11/21/2019 |  | 02/12/2020
Eaton (formerly Cooper Industries) | Halo | PR4SFS24D010BZ PR4M24WD 9FS** | Light Emitting Diode | Directional Lamp | Quick Connect | Forward Phase Cut Controls | 55.9 | 3025 | 0.0002 | 93 | 67 | 500 | 1 | Elevated | 50000 |  | 1 | 50000 | 0 | 0 | 20 | 0.08 | 0.01 | 0.01 | 0 | 0 | 0 | 0.04 | 0.01 | 0.01 | 0 | 0 | 0 | 0.11 | 0.04 | 0.02 | 0.01 | 0 | 0 | True | False | Non Federally-Regulated | 11/21/2019 |  | 02/12/2020
Eaton (formerly Cooper Industries) | Halo | LCR2089FSE010MW* | Light Emitting Diode | Directional Lamp | Quick Connect | Forward Phase Cut Controls | 85.2 | 2684 | 0.0024 | 94 | 56 | 500 | 1 | Elevated | 50000 |  | 1 | 50000 | 0 | 0 | 20 | 0.37 | 0.2 | 0.17 | 0.17 | 0.04 | 0.01 | 0.4 | 0.18 | 0.19 | 0.13 | 0.03 | 0.01 | 0.36 | 0.13 | 0.05 | 0.04 | 0.01 | 0 | True | False | Non Federally-Regulated | 12/03/2019 |  | 02/12/2020
Eaton (formerly Cooper Industries) | Halo | LCR4089FSE010MW* | Light Emitting Diode | Directional Lamp | Quick Connect | Forward Phase Cut Controls | 96 | 2714 | 0.0024 | 93 | 58 | 500 | 1 | Elevated | 50000 |  | 1 | 50000 | 0 | 0 | 20 | 0.36 | 0.2 | 0.18 | 0.18 | 0.03 | 0 | 0.4 | 0.18 | 0.15 | 0.15 | 0.03 | 0.01 | 0.25 | 0.11 | 0.05 | 0.01 | 0 | 0 | True | False | Non Federally-Regulated | 12/03/2019 |  | 02/12/2020
Eaton (formerly Cooper Industries) | Halo | LCR4129FSE010MW* | Light Emitting Diode | Directional Lamp | Quick Connect | Forward Phase Cut Controls | 94.4 | 2722 | 0.0024 | 93 | 56 | 500 | 1 | Elevated | 50000 |  | 1 | 50000 | 0 | 0 | 20 | 0.35 | 0.18 | 0.17 | 0.17 | 0.02 | 0 | 0.37 | 0.16 | 0.13 | 0.13 | 0.02 | 0 | 0.3 | 0.08 | 0.05 | 0.04 | 0.01 | 0 | True | False | Non Federally-Regulated | 12/03/2019 |  | 02/12/2020
Eaton (formerly Cooper Industries) | Halo | LCR6159FSE010MW* | Light Emitting Diode | Directional Lamp | Quick Connect | Forward Phase Cut Controls | 104.9 | 2759 | 0.0024 | 94 | 60 | 500 | 1 | Elevated | 50000 |  | 1 | 50000 | 0 | 0 | 20 | 0.4 | 0.28 | 0.24 | 0.24 | 0.03 | 0 | 0.5 | 0.3 | 0.19 | 0.18 | 0.02 | 0 | 0.45 | 0.25 | 0.05 | 0.05 | 0.01 | 0 | True | False | Non Federally-Regulated | 12/03/2019 |  | 02/12/2020
Eaton (formerly Cooper Industries) | Halo | LCR6219FSE010MW* | Light Emitting Diode | Directional Lamp | Quick Connect | Forward Phase Cut Controls | 99.8 | 2744 | 0.0024 | 94 | 58 | 500 | 1 | Elevated | 50000 |  | 1 | 50000 | 0 | 0 | 20 | 0.4 | 0.28 | 0.24 | 0.24 | 0.03 | 0 | 0.5 | 0.3 | 0.19 | 0.18 | 0.02 | 0 | 0.45 | 0.25 | 0.05 | 0.05 | 0.01 | 0 | True | False | Non Federally-Regulated | 12/03/2019 |  | 02/12/2020
Eaton (formerly Cooper Industries) | Halo | LCR6309FSE010MW* | Light Emitting Diode | Directional Lamp | Quick Connect | Forward Phase Cut Controls | 92.2 | 2742 | 0.0024 | 94 | 58 | 500 | 1 | Elevated | 50000 |  | 1 | 50000 | 0 | 0 | 20 | 0.35 | 0.18 | 0.17 | 0.17 | 0.02 | 0 | 0.37 | 0.16 | 0.13 | 0.13 | 0.02 | 0 | 0.3 | 0.08 | 0.05 | 0.04 | 0.01 | 0 | True | False | Non Federally-Regulated | 12/03/2019 |  | 02/12/2020
Eaton (formerly Cooper Industries) | Halo | LCR8309FSE010MW* | Light Emitting Diode | Directional Lamp | Quick Connect | Forward Phase Cut Controls | 95.7 | 2737 | 0.0024 | 94 | 58 | 500 | 1 | Elevated | 50000 |  | 1 | 50000 | 0 | 0 | 20 | 0.87 | 0.5 | 0.27 | 0.27 | 0.27 | 0.05 | 0.9 | 0.55 | 0.23 | 0.23 | 0.03 | 0.01 | 0.9 | 0.49 | 0.12 | 0.11 | 0.03 | 0.01 | True | False | Non Federally-Regulated | 12/03/2019 |  | 02/12/2020
Eaton (formerly Cooper Industries) | Halo | LCR8509FSE010MW* | Light Emitting Diode | Directional Lamp | Quick Connect | Forward Phase Cut Controls | 105.9 | 2706 | 0.0024 | 92 | 51 | 500 | 1 | Elevated | 50000 |  | 1 | 50000 | 0 | 0 | 20 | 0.87 | 0.5 | 0.27 | 0.27 | 0.27 | 0.05 | 0.9 | 0.55 | 0.23 | 0.23 | 0.03 | 0.01 | 0.9 | 0.49 | 0.12 | 0.11 | 0.03 | 0.01 | True | False | Non Federally-Regulated | 12/03/2019 |  | 02/12/2020
Eaton (formerly Cooper Industries) | Halo | RA4069S1EWHDM*** | Light Emitting Diode | Directional Lamp | Quick Connect | Forward Phase Cut Controls | 94 | 2726 | 0.0002 | 93 | 57 | 500 | 1 | Elevated | 50000 |  | 1 | 50000 | 0 | 0 | 20 | 0.13 | 0.11 | 0.09 | 0.06 | 0 | 0 | 0.03 | 0.02 | 0.02 | 0.02 | 0 | 0 | 0.02 | 0.02 | 0.02 | 0.01 | 0.01 | 0 | True | False | Non Federally-Regulated | 12/04/2019 |  | 02/12/2020
Eaton (formerly Cooper Industries) | Halo | RA6069S1EWHDM*** | Light Emitting Diode | Directional Lamp | Quick Connect | Forward Phase Cut Controls | 97 | 2694 | 0.0006 | 93 | 56 | 500 | 1 | Elevated | 50000 |  | 1 | 50000 | 0 | 0 | 20 | 0.22 | 0.19 | 0.15 | 0.02 | 0.01 | 0.03 | 0.04 | 0.03 | 0.02 | 0.01 | 0 | 0 | 0.03 | 0.02 | 0.02 | 0.01 | 0 | 0 | True | False | Non Federally-Regulated | 12/04/2019 |  | 02/12/2020
Eaton (formerly Cooper Industries) | Halo | BLD406930WHR-CA | Light Emitting Diode | Directional Lamp | Quick Connect | Forward Phase Cut Controls | 92 | 2971 | 0.0024 | 92 | 66 | 500 | 1 | Elevated | 50000 |  | 1 | 50000 | 0 | 0 | 20 | 0.32 | 0.3 | 0.29 | 0.22 | 0.03 | 0 | 0.03 | 0.02 | 0.02 | 0.02 | 0 | 0 | 0.05 | 0.02 | 0.02 | 0.02 | 0.01 | 0.01 | True | False | Non Federally-Regulated | 01/07/2020 |  | 02/12/2020
Eaton (formerly Cooper Industries) | Halo | BLD4089SWHR-CA | Light Emitting Diode | Directional Lamp | Quick Connect | Forward Phase Cut Controls | 90 | 2681 | 0.0024 | 91 | 59 | 500 | 1 | Elevated | 50000 |  | 1 | 50000 | 0 | 0 | 20 | 0.07 | 0.05 | 0.03 | 0.02 | 0 | 0 | 0.05 | 0.04 | 0.02 | 0.02 | 0 | 0 | 0.07 | 0.05 | 0.01 | 0.01 | 0 | 0 | True | False | Non Federally-Regulated | 01/07/2020 |  | 02/12/2020
Eaton (formerly Cooper Industries) | Halo | BLD606930WHR-CA | Light Emitting Diode | Directional Lamp | Quick Connect | Forward Phase Cut Controls | 91 | 2975 | 0.0024 | 92 | 65 | 500 | 1 | Elevated | 50000 |  | 1 | 50000 | 0 | 0 | 20 | 0.22 | 0.21 | 0.19 | 0.13 | 0.02 | 0 | 0.09 | 0.03 | 0.03 | 0.02 | 0.01 | 0 | 0.2 | 0.04 | 0.03 | 0.02 | 0.02 | 0 | True | False | Non Federally-Regulated | 01/07/2020 |  | 02/12/2020
Eaton (formerly Cooper Industries) | Halo | BLD6089SWHR-CA | Light Emitting Diode | Directional Lamp | Quick Connect | Forward Phase Cut Controls | 89 | 2681 | 0.0024 | 92 | 61 | 500 | 1 | Elevated | 50000 |  | 1 | 50000 | 0 | 0 | 20 | 0.19 | 0.17 | 0.15 | 0.06 | 0.02 | 0 | 0.06 | 0.06 | 0.05 | 0.03 | 0 | 0 | 0.07 | 0.05 | 0.04 | 0.03 | 0 | 0 | True | False | Non Federally-Regulated | 01/07/2020 |  | 02/12/2020
Eaton (formerly Cooper Industries) | Halo | RA406930WHR-CA | Light Emitting Diode | Directional Lamp | Quick Connect | Forward Phase Cut Controls | 105 | 3062 | 0.0002 | 92 | 64 | 500 | 1 | Elevated | 50000 |  | 1 | 50000 | 0 | 0 | 20 | 0.23 | 0.23 | 0.21 | 0.2 | 0 | 0 | 0.32 | 0.3 | 0.3 | 0.21 | 0.03 | 0.02 | 0.17 | 0.14 | 0.14 | 0.1 | 0.04 | 0.03 | True | False | Non Federally-Regulated | 01/07/2020 |  | 02/12/2020
Eaton (formerly Cooper Industries) | Halo | RA4069S1EWHR-CA | Light Emitting Diode | Directional Lamp | Quick Connect | Forward Phase Cut Controls | 93.5 | 2712 | 0.0006 | 93 | 64 | 500 | 1 | Elevated | 50000 |  | 1 | 50000 | 0 | 0 | 20 | 0.16 | 0.15 | 0.14 | 0.13 | 0 | 0 | 0.25 | 0.23 | 0.23 | 0.22 | 0.02 | 0.02 | 0.18 | 0.18 | 0.17 | 0.15 | 0.03 | 0.02 | True | False | Non Federally-Regulated | 01/07/2020 |  | 02/12/2020
Eaton (formerly Cooper Industries) | Halo | RA56069S1EWHR-CA | Light Emitting Diode | Directional Lamp | Quick Connect | Forward Phase Cut Controls | 96.8 | 2707 | 0.001 | 93 | 64 | 500 | 1 | Elevated | 50000 |  | 1 | 50000 | 0 | 0 | 20 | 0.17 | 0.16 | 0.16 | 0.15 | 0.05 | 0.05 | 0.25 | 0.24 | 0.24 | 0.23 | 0.02 | 0.02 | 0.19 | 0.17 | 0.16 | 0.15 | 0.05 | 0.04 | True | False | Non Federally-Regulated | 01/07/2020 |  | 02/12/2020
Eaton (formerly Cooper Industries) | Halo | RA5606930WHR-CA | Light Emitting Diode | Directional Lamp | Quick Connect | Forward Phase Cut Controls | 107.3 | 3057 | 0.0001 | 93 | 65 | 500 | 1 | Elevated | 50000 |  | 1 | 50000 | 0 | 0 | 20 | 0.3 | 0.28 | 0.26 | 0.23 | 0.03 | 0.02 | 0.3 | 0.28 | 0.26 | 0.23 | 0.03 | 0.02 | 0.16 | 0.16 | 0.14 | 0.1 | 0.03 | 0.02 | True | False | Non Federally-Regulated | 01/07/2020 |  | 02/12/2020
Eaton (formerly Cooper Industries) | Halo | RL3059FS1EWHR | Light Emitting Diode | Directional Lamp | Quick Connect | Forward Phase Cut Controls | 83.2 | 2752 | 0.0019 | 94 | 55 | 500 | 1 | Elevated | 50000 |  | 1 | 50000 | 0 | 0 | 20 | 0.15 | 0.13 | 0.06 | 0.03 | 0 | 0 | 0.06 | 0.05 | 0.02 | 0.02 | 0.01 | 0.01 | 0.03 | 0.02 | 0.01 | 0.01 | 0 | 0.01 | True | False | Non Federally-Regulated | 01/27/2020 |  | 02/12/2020
Eaton (formerly Cooper Industries) | Halo | RA3059FS1EWHR | Light Emitting Diode | Directional Lamp | Quick Connect | Forward Phase Cut Controls | 81.2 | 2722 | 0.0018 | 94 | 55 | 500 | 1 | Elevated | 50000 |  | 1 | 50000 | 0 | 0 | 20 | 0.12 | 0.09 | 0.06 | 0.03 | 0.01 | 0 | 0.05 | 0.03 | 0.02 | 0.02 | 0.01 | 0.01 | 0.05 | 0.03 | 0.02 | 0.01 | 0 | 0 | True | False | Non Federally-Regulated | 01/27/2020 |  | 02/12/2020
Kohler Company | Sterling | 78901-37-NA | Light Emitting Diode | Inseparable Luminaire | Direct Wired | Forward Phase Cut Controls | 45 | 4000 | 0.0011 | 90 | 50 | 296 | 0.9 | Ambient | 50000 |  |  | 54000 | 0.03 | 20 | 22 | 0.03 | 0.03 | 0.02 | 0.01 | 0.01 | 0.01 | 0.01 | 0.01 | 0.01 | 0.01 | 0.01 | 0.01 | 0.01 | 0.01 | 0.01 | 0.01 | 0.01 | 0.01 | True |  | Non Federally-Regulated | 01/17/2019 |  | 02/17/2020
Kohler Company | Sterling | 78901-56-NA | Light Emitting Diode | Inseparable Luminaire | Direct Wired | Forward Phase Cut Controls | 45 | 4000 | 0.0008 | 90 | 50 | 288 | 0.9 | Ambient | 50000 |  |  | 54000 | 0.04 | 21 | 22 | 0.02 | 0.02 | 0.01 | 0.01 | 0.01 | 0.01 | 0.01 | 0.01 | 0.01 | 0.01 | 0.01 | 0.01 | 0.01 | 0.01 | 0.01 | 0.01 | 0.01 | 0.01 | True |  | Non Federally-Regulated | 01/17/2019 |  | 02/17/2020
Kohler Company | Sterling | 78901-20-NA | Light Emitting Diode | Inseparable Luminaire | Direct Wired | Forward Phase Cut Controls | 45 | 4000 | 0.001 | 90 | 50 | 392 | 0.9 | Ambient | 50000 |  |  | 54000 | 0.02 | 21 | 21 | 0.01 | 0.01 | 0.01 | 0.01 | 0.01 | 0.01 | 0.01 | 0.01 | 0.01 | 0.01 | 0.01 | 0.01 | 0.01 | 0.01 | 0.01 | 0.01 | 0.01 | 0.01 | True |  | Non Federally-Regulated | 01/17/2019 |  | 02/17/2020
Kohler Company | Sterling | 78900-23-NA | Light Emitting Diode | Inseparable Luminaire | Direct Wired | Forward Phase Cut Controls | 45 | 4000 | 0.0017 | 90 | 50 | 364 | 0.9 | Ambient | 50000 |  |  | 54000 | 0.04 | 21 | 21 | 0.03 | 0.03 | 0.02 | 0.01 | 0.01 | 0.01 | 0.01 | 0.01 | 0.01 | 0.01 | 0.01 | 0.01 | 0.02 | 0.01 | 0.01 | 0.01 | 0.01 | 0.01 | True |  | Non Federally-Regulated | 01/17/2019 |  | 02/17/2020
Leedarson Lighting Co., Ltd | Generation Lighting | 97502S | Light Emitting Diode | Omnidirectional Lamp | Edison Screw Base | Forward Phase Cut Controls | 95.4 | 3000 | -0.0006 | 93 | 63 | 145 | 0.96 | Elevated | 15000 | 0.91 | 1 |  | 0.1 | 21 | 21 | 0.29 | 0.28 | 0.27 | 0.25 | 0 | 0 | 0.37 | 0.35 | 0.36 | 0.28 | 0.01 | 0.01 | 0.29 | 0.28 | 0.29 | 0.22 | 0.04 | 0.03 | True |  | Non Federally-Regulated | 03/15/2019 |  | 02/17/2020
Hangzhou Huoshi Lighting Co.,Ltd | FLSNT | DSA23150FILCL-27 | Light Emitting Diode | Omnidirectional Lamp | Edison Screw Base | Forward Phase Cut Controls | 117.2 | 2700 | -0.001 | 91 | 51 | 49 | 0.97 | Elevated | 15000 | 0.94 | 1 |  | 0.1 | 16 | 16 | 0.34 | 0.33 | 0.33 | 0.21 | 0 | 0 | 0.04 | 0.04 | 0.03 | 0.03 | 0.01 | 0.01 | 0.08 | 0.03 | 0.03 | 0.03 | 0.01 | 0.01 | True | True | Non Federally-Regulated | 01/27/2020 |  | 02/23/2020
Hangzhou Huoshi Lighting Co.,Ltd | FLSNT | DSA23150FILWH-27 | Light Emitting Diode | Omnidirectional Lamp | Edison Screw Base | Forward Phase Cut Controls | 117.2 | 2700 | -0.001 | 91 | 51 | 49 | 0.97 | Elevated | 15000 | 0.94 | 1 |  | 0.1 | 16 | 16 | 0.34 | 0.33 | 0.33 | 0.21 | 0 | 0 | 0.04 | 0.04 | 0.03 | 0.03 | 0.01 | 0.01 | 0.08 | 0.03 | 0.03 | 0.03 | 0.01 | 0.01 | True | True | Non Federally-Regulated | 01/27/2020 |  | 02/23/2020
Hangzhou Huoshi Lighting Co.,Ltd | FLSNT | DSA23150FILAM-27 | Light Emitting Diode | Omnidirectional Lamp | Edison Screw Base | Forward Phase Cut Controls | 117.2 | 2700 | -0.001 | 91 | 51 | 49 | 0.97 | Elevated | 15000 | 0.94 | 1 |  | 0.1 | 16 | 16 | 0.34 | 0.33 | 0.33 | 0.21 | 0 | 0 | 0.04 | 0.04 | 0.03 | 0.03 | 0.01 | 0.01 | 0.08 | 0.03 | 0.03 | 0.03 | 0.01 | 0.01 | True | True | Non Federally-Regulated | 01/27/2020 |  | 02/23/2020
Hangzhou Huoshi Lighting Co.,Ltd | FLSNT | DSA23150FILFR-27 | Light Emitting Diode | Omnidirectional Lamp | Edison Screw Base | Forward Phase Cut Controls | 117.2 | 2700 | -0.001 | 91 | 51 | 49 | 0.97 | Elevated | 15000 | 0.94 | 1 |  | 0.1 | 16 | 16 | 0.34 | 0.33 | 0.33 | 0.21 | 0 | 0 | 0.04 | 0.04 | 0.03 | 0.03 | 0.01 | 0.01 | 0.08 | 0.03 | 0.03 | 0.03 | 0.01 | 0.01 | True | True | Non Federally-Regulated | 01/27/2020 |  | 02/23/2020
Hangzhou Huoshi Lighting Co.,Ltd | FLSNT | DSA23150FILSM-27 | Light Emitting Diode | Omnidirectional Lamp | Edison Screw Base | Forward Phase Cut Controls | 117.2 | 2700 | -0.001 | 91 | 51 | 49 | 0.97 | Elevated | 15000 | 0.94 | 1 |  | 0.1 | 16 | 16 | 0.34 | 0.33 | 0.33 | 0.21 | 0 | 0 | 0.04 | 0.04 | 0.03 | 0.03 | 0.01 | 0.01 | 0.08 | 0.03 | 0.03 | 0.03 | 0.01 | 0.01 | True | True | Non Federally-Regulated | 01/27/2020 |  | 02/23/2020
Hangzhou Huoshi Lighting Co.,Ltd | FLSNT | DSA23150FILCL-23 | Light Emitting Diode | Omnidirectional Lamp | Edison Screw Base | Forward Phase Cut Controls | 117.2 | 2300 | -0.001 | 91 | 51 | 49 | 0.97 | Elevated | 15000 | 0.94 | 1 |  | 0.1 | 16 | 16 | 0.34 | 0.33 | 0.33 | 0.21 | 0 | 0 | 0.04 | 0.04 | 0.03 | 0.03 | 0.01 | 0.01 | 0.08 | 0.03 | 0.03 | 0.03 | 0.01 | 0.01 | True | True | Non Federally-Regulated | 01/27/2020 |  | 02/23/2020
Hangzhou Huoshi Lighting Co.,Ltd | FLSNT | DSA23150FILWH-23 | Light Emitting Diode | Omnidirectional Lamp | Edison Screw Base | Forward Phase Cut Controls | 117.2 | 2300 | -0.001 | 91 | 51 | 49 | 0.97 | Elevated | 15000 | 0.94 | 1 |  | 0.1 | 16 | 16 | 0.34 | 0.33 | 0.33 | 0.21 | 0 | 0 | 0.04 | 0.04 | 0.03 | 0.03 | 0.01 | 0.01 | 0.08 | 0.03 | 0.03 | 0.03 | 0.01 | 0.01 | True | True | Non Federally-Regulated | 01/27/2020 |  | 02/23/2020
Hangzhou Huoshi Lighting Co.,Ltd | FLSNT | DSA23150FILAM-23 | Light Emitting Diode | Omnidirectional Lamp | Edison Screw Base | Forward Phase Cut Controls | 117.2 | 2300 | -0.001 | 91 | 51 | 49 | 0.97 | Elevated | 15000 | 0.94 | 1 |  | 0.1 | 16 | 16 | 0.34 | 0.33 | 0.33 | 0.21 | 0 | 0 | 0.04 | 0.04 | 0.03 | 0.03 | 0.01 | 0.01 | 0.08 | 0.03 | 0.03 | 0.03 | 0.01 | 0.01 | True | True | Non Federally-Regulated | 01/27/2020 |  | 02/23/2020
Hangzhou Huoshi Lighting Co.,Ltd | FLSNT | DSA23150FILFR-23 | Light Emitting Diode | Omnidirectional Lamp | Edison Screw Base | Forward Phase Cut Controls | 117.2 | 2300 | -0.001 | 91 | 51 | 49 | 0.97 | Elevated | 15000 | 0.94 | 1 |  | 0.1 | 16 | 16 | 0.34 | 0.33 | 0.33 | 0.21 | 0 | 0 | 0.04 | 0.04 | 0.03 | 0.03 | 0.01 | 0.01 | 0.08 | 0.03 | 0.03 | 0.03 | 0.01 | 0.01 | True | True | Non Federally-Regulated | 01/27/2020 |  | 02/23/2020
Hangzhou Huoshi Lighting Co.,Ltd | FLSNT | DSA23150FILSM-23 | Light Emitting Diode | Omnidirectional Lamp | Edison Screw Base | Forward Phase Cut Controls | 117.2 | 2300 | -0.001 | 91 | 51 | 49 | 0.97 | Elevated | 15000 | 0.94 | 1 |  | 0.1 | 16 | 16 | 0.34 | 0.33 | 0.33 | 0.21 | 0 | 0 | 0.04 | 0.04 | 0.03 | 0.03 | 0.01 | 0.01 | 0.08 | 0.03 | 0.03 | 0.03 | 0.01 | 0.01 | True | True | Non Federally-Regulated | 01/27/2020 |  | 02/23/2020
Hangzhou Huoshi Lighting Co.,Ltd | FLSNT | DSA23150FILCL-25 | Light Emitting Diode | Omnidirectional Lamp | Edison Screw Base | Forward Phase Cut Controls | 117.2 | 2500 | -0.001 | 91 | 51 | 49 | 0.97 | Elevated | 15000 | 0.94 | 1 |  | 0.1 | 16 | 16 | 0.34 | 0.33 | 0.33 | 0.21 | 0 | 0 | 0.04 | 0.04 | 0.03 | 0.03 | 0.01 | 0.01 | 0.08 | 0.03 | 0.03 | 0.03 | 0.01 | 0.01 | True | True | Non Federally-Regulated | 01/27/2020 |  | 02/23/2020
Hangzhou Huoshi Lighting Co.,Ltd | FLSNT | DSA23150FILWH-25 | Light Emitting Diode | Omnidirectional Lamp | Edison Screw Base | Forward Phase Cut Controls | 117.2 | 2500 | -0.001 | 91 | 51 | 49 | 0.97 | Elevated | 15000 | 0.94 | 1 |  | 0.1 | 16 | 16 | 0.34 | 0.33 | 0.33 | 0.21 | 0 | 0 | 0.04 | 0.04 | 0.03 | 0.03 | 0.01 | 0.01 | 0.08 | 0.03 | 0.03 | 0.03 | 0.01 | 0.01 | True | True | Non Federally-Regulated | 01/27/2020 |  | 02/23/2020
Hangzhou Huoshi Lighting Co.,Ltd | FLSNT | DSA23150FILAM-25 | Light Emitting Diode | Omnidirectional Lamp | Edison Screw Base | Forward Phase Cut Controls | 117.2 | 2500 | -0.001 | 91 | 51 | 49 | 0.97 | Elevated | 15000 | 0.94 | 1 |  | 0.1 | 16 | 16 | 0.34 | 0.33 | 0.33 | 0.21 | 0 | 0 | 0.04 | 0.04 | 0.03 | 0.03 | 0.01 | 0.01 | 0.08 | 0.03 | 0.03 | 0.03 | 0.01 | 0.01 | True | True | Non Federally-Regulated | 01/27/2020 |  | 02/23/2020
Hangzhou Huoshi Lighting Co.,Ltd | FLSNT | DSA23150FILFR-25 | Light Emitting Diode | Omnidirectional Lamp | Edison Screw Base | Forward Phase Cut Controls | 117.2 | 2500 | -0.001 | 91 | 51 | 49 | 0.97 | Elevated | 15000 | 0.94 | 1 |  | 0.1 | 16 | 16 | 0.34 | 0.33 | 0.33 | 0.21 | 0 | 0 | 0.04 | 0.04 | 0.03 | 0.03 | 0.01 | 0.01 | 0.08 | 0.03 | 0.03 | 0.03 | 0.01 | 0.01 | True | True | Non Federally-Regulated | 01/27/2020 |  | 02/23/2020
Hangzhou Huoshi Lighting Co.,Ltd | FLSNT | DSA23150FILSM-25 | Light Emitting Diode | Omnidirectional Lamp | Edison Screw Base | Forward Phase Cut Controls | 117.2 | 2500 | -0.001 | 91 | 51 | 49 | 0.97 | Elevated | 15000 | 0.94 | 1 |  | 0.1 | 16 | 16 | 0.34 | 0.33 | 0.33 | 0.21 | 0 | 0 | 0.04 | 0.04 | 0.03 | 0.03 | 0.01 | 0.01 | 0.08 | 0.03 | 0.03 | 0.03 | 0.01 | 0.01 | True | True | Non Federally-Regulated | 01/27/2020 |  | 02/23/2020
Hangzhou Huoshi Lighting Co.,Ltd | FLSNT | DSA23150FILCL-30 | Light Emitting Diode | Omnidirectional Lamp | Edison Screw Base | Forward Phase Cut Controls | 117.2 | 3000 | -0.001 | 91 | 51 | 49 | 0.97 | Elevated | 15000 | 0.94 | 1 |  | 0.1 | 16 | 16 | 0.34 | 0.33 | 0.33 | 0.21 | 0 | 0 | 0.04 | 0.04 | 0.03 | 0.03 | 0.01 | 0.01 | 0.08 | 0.03 | 0.03 | 0.03 | 0.01 | 0.01 | True | True | Non Federally-Regulated | 01/27/2020 |  | 02/23/2020
Hangzhou Huoshi Lighting Co.,Ltd | FLSNT | DSA23150FILWH-30 | Light Emitting Diode | Omnidirectional Lamp | Edison Screw Base | Forward Phase Cut Controls | 117.2 | 3000 | -0.001 | 91 | 51 | 49 | 0.97 | Elevated | 15000 | 0.94 | 1 |  | 0.1 | 16 | 16 | 0.34 | 0.33 | 0.33 | 0.21 | 0 | 0 | 0.04 | 0.04 | 0.03 | 0.03 | 0.01 | 0.01 | 0.08 | 0.03 | 0.03 | 0.03 | 0.01 | 0.01 | True | True | Non Federally-Regulated | 01/27/2020 |  | 02/23/2020
Hangzhou Huoshi Lighting Co.,Ltd | FLSNT | DSA23150FILAM-30 | Light Emitting Diode | Omnidirectional Lamp | Edison Screw Base | Forward Phase Cut Controls | 117.2 | 3000 | -0.001 | 91 | 51 | 49 | 0.97 | Elevated | 15000 | 0.94 | 1 |  | 0.1 | 16 | 16 | 0.34 | 0.33 | 0.33 | 0.21 | 0 | 0 | 0.04 | 0.04 | 0.03 | 0.03 | 0.01 | 0.01 | 0.08 | 0.03 | 0.03 | 0.03 | 0.01 | 0.01 | True | True | Non Federally-Regulated | 01/27/2020 |  | 02/23/2020
Hangzhou Huoshi Lighting Co.,Ltd | FLSNT | DSA23150FILFR-30 | Light Emitting Diode | Omnidirectional Lamp | Edison Screw Base | Forward Phase Cut Controls | 117.2 | 3000 | -0.001 | 91 | 51 | 49 | 0.97 | Elevated | 15000 | 0.94 | 1 |  | 0.1 | 16 | 16 | 0.34 | 0.33 | 0.33 | 0.21 | 0 | 0 | 0.04 | 0.04 | 0.03 | 0.03 | 0.01 | 0.01 | 0.08 | 0.03 | 0.03 | 0.03 | 0.01 | 0.01 | True | True | Non Federally-Regulated | 01/27/2020 |  | 02/23/2020
Hangzhou Huoshi Lighting Co.,Ltd | FLSNT | DSA23150FILSM-30 | Light Emitting Diode | Omnidirectional Lamp | Edison Screw Base | Forward Phase Cut Controls | 117.2 | 3000 | -0.001 | 91 | 51 | 49 | 0.97 | Elevated | 15000 | 0.94 | 1 |  | 0.1 | 16 | 16 | 0.34 | 0.33 | 0.33 | 0.21 | 0 | 0 | 0.04 | 0.04 | 0.03 | 0.03 | 0.01 | 0.01 | 0.08 | 0.03 | 0.03 | 0.03 | 0.01 | 0.01 | True | True | Non Federally-Regulated | 01/27/2020 |  | 02/23/2020
Hangzhou Huoshi Lighting Co.,Ltd | FLSNT | DSA23150FILCL-40 | Light Emitting Diode | Omnidirectional Lamp | Edison Screw Base | Forward Phase Cut Controls | 117.2 | 4000 | -0.001 | 91 | 51 | 49 | 0.97 | Elevated | 15000 | 0.94 | 1 |  | 0.1 | 16 | 16 | 0.34 | 0.33 | 0.33 | 0.21 | 0 | 0 | 0.04 | 0.04 | 0.03 | 0.03 | 0.01 | 0.01 | 0.08 | 0.03 | 0.03 | 0.03 | 0.01 | 0.01 | True | True | Non Federally-Regulated | 01/27/2020 |  | 02/23/2020
Hangzhou Huoshi Lighting Co.,Ltd | FLSNT | DSA23150FILWH-40 | Light Emitting Diode | Omnidirectional Lamp | Edison Screw Base | Forward Phase Cut Controls | 117.2 | 4000 | -0.001 | 91 | 51 | 49 | 0.97 | Elevated | 15000 | 0.94 | 1 |  | 0.1 | 16 | 16 | 0.34 | 0.33 | 0.33 | 0.21 | 0 | 0 | 0.04 | 0.04 | 0.03 | 0.03 | 0.01 | 0.01 | 0.08 | 0.03 | 0.03 | 0.03 | 0.01 | 0.01 | True | True | Non Federally-Regulated | 01/27/2020 |  | 02/23/2020
Hangzhou Huoshi Lighting Co.,Ltd | FLSNT | DSA23150FILAM-40 | Light Emitting Diode | Omnidirectional Lamp | Edison Screw Base | Forward Phase Cut Controls | 117.2 | 4000 | -0.001 | 91 | 51 | 49 | 0.97 | Elevated | 15000 | 0.94 | 1 |  | 0.1 | 16 | 16 | 0.34 | 0.33 | 0.33 | 0.21 | 0 | 0 | 0.04 | 0.04 | 0.03 | 0.03 | 0.01 | 0.01 | 0.08 | 0.03 | 0.03 | 0.03 | 0.01 | 0.01 | True | True | Non Federally-Regulated | 01/27/2020 |  | 02/23/2020
Hangzhou Huoshi Lighting Co.,Ltd | FLSNT | DSA23150FILFR-40 | Light Emitting Diode | Omnidirectional Lamp | Edison Screw Base | Forward Phase Cut Controls | 117.2 | 4000 | -0.001 | 91 | 51 | 49 | 0.97 | Elevated | 15000 | 0.94 | 1 |  | 0.1 | 16 | 16 | 0.34 | 0.33 | 0.33 | 0.21 | 0 | 0 | 0.04 | 0.04 | 0.03 | 0.03 | 0.01 | 0.01 | 0.08 | 0.03 | 0.03 | 0.03 | 0.01 | 0.01 | True | True | Non Federally-Regulated | 01/27/2020 |  | 02/23/2020
Hangzhou Huoshi Lighting Co.,Ltd | FLSNT | DSA23150FILSM-40 | Light Emitting Diode | Decorative Lamp | Edison Screw Base | Forward Phase Cut Controls | 117.2 | 4000 | -0.001 | 91 | 51 | 49 | 0.97 | Elevated | 15000 | 0.94 | 1 |  | 0.1 | 16 | 16 | 0.34 | 0.33 | 0.33 | 0.21 | 0 | 0 | 0.04 | 0.04 | 0.03 | 0.03 | 0.01 | 0.01 | 0.08 | 0.03 | 0.03 | 0.03 | 0.01 | 0.01 | True | True | Non Federally-Regulated | 01/27/2020 |  | 02/23/2020
Hangzhou Huoshi Lighting Co.,Ltd | Tesler | 76H28 | Light Emitting Diode | Omnidirectional Lamp | Edison Screw Base | Forward Phase Cut Controls | 117.2 | 2700 | -0.001 | 91 | 51 | 49 | 0.97 | Elevated | 15000 | 0.94 | 1 |  | 0.1 | 16 | 16 | 0.34 | 0.33 | 0.33 | 0.21 | 0 | 0 | 0.04 | 0.04 | 0.03 | 0.03 | 0.01 | 0.01 | 0.08 | 0.03 | 0.03 | 0.03 | 0.01 | 0.01 | True | True | Non Federally-Regulated | 01/27/2020 |  | 02/23/2020
Hangzhou Huoshi Lighting Co.,Ltd | Tesler | 76H29 | Light Emitting Diode | Omnidirectional Lamp | Edison Screw Base | Forward Phase Cut Controls | 117.2 | 3000 | -0.001 | 91 | 51 | 49 | 0.97 | Elevated | 15000 | 0.94 | 1 |  | 0.1 | 16 | 16 | 0.34 | 0.33 | 0.33 | 0.21 | 0 | 0 | 0.04 | 0.04 | 0.03 | 0.03 | 0.01 | 0.01 | 0.08 | 0.03 | 0.03 | 0.03 | 0.01 | 0.01 | True | True | Non Federally-Regulated | 01/27/2020 |  | 02/23/2020
Sunshine Lighting | Sunlite | 88477 | Light Emitting Diode | Light Engine | Direct Wired | Forward Phase Cut Controls | 73 | 2678 | 0.0033 | 92 | 57 | 181 | 0.93 | Elevated | 25000 | 0.947 | 1 |  | 0.1 | 16 | 16 | 0.1 | 0.09 | 0.09 | 0.08 | 0 | 0 | 0.04 | 0.04 | 0.03 | 0.03 | 0 | 0 | 0.02 | 0.02 | 0.02 | 0.02 | 0 | 0 | True | False | Non Federally-Regulated | 02/26/2020 |  | 02/26/2020
Sunshine Lighting | Sunlite | 88478 | Light Emitting Diode | Light Engine | Direct Wired | Forward Phase Cut Controls | 73 | 3000 | 0.0033 | 92 | 57 | 181 | 0.93 | Elevated | 25000 | 0.947 | 1 |  | 0.1 | 16 | 16 | 0.1 | 0.09 | 0.09 | 0.08 | 0 | 0 | 0.04 | 0.04 | 0.03 | 0.03 | 0 | 0 | 0.02 | 0.02 | 0.02 | 0.02 | 0 | 0 | True | False | Non Federally-Regulated | 02/26/2020 |  | 02/26/2020
Sunshine Lighting | Sunlite | 88479 | Light Emitting Diode | Light Engine | Direct Wired | Forward Phase Cut Controls | 73 | 4000 | 0.0033 | 92 | 57 | 181 | 0.93 | Elevated | 25000 | 0.947 | 1 |  | 0.1 | 16 | 16 | 0.1 | 0.09 | 0.09 | 0.08 | 0 | 0 | 0.04 | 0.04 | 0.03 | 0.03 | 0 | 0 | 0.02 | 0.02 | 0.02 | 0.02 | 0 | 0 | True | False | Non Federally-Regulated | 02/26/2020 |  | 02/26/2020
DongGuan JiaSheng Lighting Technology Co.,Ltd | Hampton Bay | JJU3011L-9 | Light Emitting Diode | Inseparable Luminaire | Direct Wired | Forward Phase Cut Controls | 51.5 | 3172 | -0.0006 | 93 | 61 | 311 | 1 | Ambient | 50000 |  |  | 54000 | 0.02 | 19 | 18 | 0.21 | 0.2 | 0.19 | 0.18 | 0 | 0 | 0.25 | 0.25 | 0.24 | 0.21 | 0 | 0 | 0.11 | 0.11 | 0.11 | 0.09 | 0.01 | 0.01 | True |  | Non Federally-Regulated | 03/26/2019 |  | 03/03/2020
DongGuan JiaSheng Lighting Technology Co.,Ltd | Hampton Bay | JJU3011L-9/*** | Light Emitting Diode | Inseparable Luminaire | Direct Wired | Forward Phase Cut Controls | 51.5 | 3172 | -0.0006 | 93 | 61 | 311 | 1 | Ambient | 50000 |  |  | 54000 | 0.02 | 19 | 18 | 0.21 | 0.2 | 0.19 | 0.18 | 0 | 0 | 0.25 | 0.25 | 0.24 | 0.21 | 0 | 0 | 0.11 | 0.11 | 0.11 | 0.09 | 0.01 | 0.01 | True |  | Non Federally-Regulated | 03/26/2019 |  | 03/03/2020
Energetic Lighting | Energetic Lighting | E3DL11P56-92765 | Light Emitting Diode | Inseparable Luminaire | Direct Wired | Forward Phase Cut Controls | 91.8 | 2700 | 0.0006 | 93 | 61 | 102 | 0.97 | Elevated | 35000 |  | 1 | 60000 | 0.1 | 16 | 16 | 0 | 0 | 0 | 0 | 0 | 0 | 0.13 | 0.13 | 0.13 | 0.11 | 0 | 0 | 0.1 | 0.1 | 0.1 | 0.08 | 0.01 | 0 | True | False | Non Federally-Regulated | 03/02/2020 |  | 03/03/2020
Lucifer Lighting Company | Lucifer Lighting | S2C-****-90S17A**-15*0-**** | Light Emitting Diode | Inseparable Luminaire | Direct Wired | 0-10 VDC Controls | 58.9 | 2690 | 0.0004 | 92 | 52 | 71 | 0.96 | Ambient | 50000 |  | 1 | 60000 | 0.02 | 23 | 23 | 0.01 | 0.01 | 0.01 | 0 | 0 | 0 | 0.02 | 0.01 | 0.01 | 0.01 | 0 | 0 | 0.09 | 0.07 | 0.06 | 0.03 | 0.01 | 0 | True | False | Non Federally-Regulated | 02/27/2020 |  | 03/04/2020
Lucifer Lighting Company | Lucifer Lighting | S2C-****-90S17A**-15*0-**** | Light Emitting Diode | Inseparable Luminaire | Direct Wired | Reverse Phase Cut Controls | 59 | 2690 | 0.0004 | 92 | 52 | 71 | 0.96 | Ambient | 50000 |  | 1 | 60000 | 0.02 | 23 | 23 | 0.02 | 0.01 | 0.01 | 0.01 | 0 | 0 | 0.26 | 0.25 | 0.26 | 0.2 | 0 | 0 | 0.25 | 0.24 | 0.25 | 0.18 | 0 | 0 | True | False | Non Federally-Regulated | 02/27/2020 |  | 03/04/2020
Lucifer Lighting Company | Lucifer Lighting | S2C-****-90S17A**-35*0-**** | Light Emitting Diode | Inseparable Luminaire | Direct Wired | 0-10 VDC Controls | 58.9 | 2690 | 0.0004 | 92 | 52 | 71 | 0.96 | Ambient | 50000 |  | 1 | 60000 | 0.02 | 23 | 23 | 0.01 | 0.01 | 0.01 | 0 | 0 | 0 | 0.02 | 0.01 | 0.01 | 0.01 | 0 | 0 | 0.09 | 0.07 | 0.06 | 0.03 | 0.01 | 0 | True | False | Non Federally-Regulated | 02/27/2020 |  | 03/04/2020
Lucifer Lighting Company | Lucifer Lighting | S2C-****-90S17A**-35*0-**** | Light Emitting Diode | Inseparable Luminaire | Direct Wired | Reverse Phase Cut Controls | 59 | 2690 | 0.0004 | 92 | 52 | 71 | 0.96 | Ambient | 50000 |  | 1 | 60000 | 0.02 | 23 | 23 | 0.02 | 0.01 | 0.01 | 0.01 | 0 | 0 | 0.26 | 0.25 | 0.26 | 0.2 | 0 | 0 | 0.25 | 0.24 | 0.25 | 0.18 | 0 | 0 | True | False | Non Federally-Regulated | 02/27/2020 |  | 03/04/2020
Lucifer Lighting Company | Lucifer Lighting | S2C-****-90S17A**-55*0-**** | Light Emitting Diode | Inseparable Luminaire | Direct Wired | 0-10 VDC Controls | 58.9 | 2690 | 0.0004 | 92 | 52 | 71 | 0.96 | Ambient | 50000 |  | 1 | 60000 | 0.02 | 23 | 23 | 0.01 | 0.01 | 0.01 | 0 | 0 | 0 | 0.02 | 0.01 | 0.01 | 0.01 | 0 | 0 | 0.09 | 0.07 | 0.06 | 0.03 | 0.01 | 0 | True | False | Non Federally-Regulated | 02/27/2020 |  | 03/04/2020
Lucifer Lighting Company | Lucifer Lighting | S2C-****-90S17A**-55*0-**** | Light Emitting Diode | Inseparable Luminaire | Direct Wired | Reverse Phase Cut Controls | 59 | 2690 | 0.0004 | 92 | 52 | 71 | 0.96 | Ambient | 50000 |  | 1 | 60000 | 0.02 | 23 | 23 | 0.02 | 0.01 | 0.01 | 0.01 | 0 | 0 | 0.26 | 0.25 | 0.26 | 0.2 | 0 | 0 | 0.25 | 0.24 | 0.25 | 0.18 | 0 | 0 | True | False | Non Federally-Regulated | 02/27/2020 |  | 03/04/2020
Lucifer Lighting Company | Lucifer Lighting | S2P-****-90S17A**-15*0-**** | Light Emitting Diode | Inseparable Luminaire | Direct Wired | 0-10 VDC Controls | 58.9 | 2690 | 0.0004 | 92 | 52 | 71 | 0.96 | Ambient | 50000 |  | 1 | 60000 | 0.02 | 23 | 23 | 0.01 | 0.01 | 0.01 | 0 | 0 | 0 | 0.02 | 0.01 | 0.01 | 0.01 | 0 | 0 | 0.09 | 0.07 | 0.06 | 0.03 | 0.01 | 0 | True | False | Non Federally-Regulated | 02/27/2020 |  | 03/04/2020
Lucifer Lighting Company | Lucifer Lighting | S2P-****-90S17A**-15*0-**** | Light Emitting Diode | Inseparable Luminaire | Direct Wired | Reverse Phase Cut Controls | 59 | 2690 | 0.0004 | 92 | 52 | 71 | 0.96 | Ambient | 50000 |  | 1 | 60000 | 0.02 | 23 | 23 | 0.02 | 0.01 | 0.01 | 0.01 | 0 | 0 | 0.26 | 0.25 | 0.26 | 0.2 | 0 | 0 | 0.25 | 0.24 | 0.25 | 0.18 | 0 | 0 | True | False | Non Federally-Regulated | 02/27/2020 |  | 03/04/2020
Lucifer Lighting Company | Lucifer Lighting | S2P-****-90S17A**-35*0-**** | Light Emitting Diode | Inseparable Luminaire | Direct Wired | 0-10 VDC Controls | 58.9 | 2690 | 0.0004 | 92 | 52 | 71 | 0.96 | Ambient | 50000 |  | 1 | 60000 | 0.02 | 23 | 23 | 0.01 | 0.01 | 0.01 | 0 | 0 | 0 | 0.02 | 0.01 | 0.01 | 0.01 | 0 | 0 | 0.09 | 0.07 | 0.06 | 0.03 | 0.01 | 0 | True | False | Non Federally-Regulated | 02/27/2020 |  | 03/04/2020
Lucifer Lighting Company | Lucifer Lighting | S2P-****-90S17A**-35*0-**** | Light Emitting Diode | Inseparable Luminaire | Direct Wired | Reverse Phase Cut Controls | 59 | 2690 | 0.0004 | 92 | 52 | 71 | 0.96 | Ambient | 50000 |  | 1 | 60000 | 0.02 | 23 | 23 | 0.02 | 0.01 | 0.01 | 0.01 | 0 | 0 | 0.26 | 0.25 | 0.26 | 0.2 | 0 | 0 | 0.25 | 0.24 | 0.25 | 0.18 | 0 | 0 | True | False | Non Federally-Regulated | 02/27/2020 |  | 03/04/2020
Lucifer Lighting Company | Lucifer Lighting | S2P-****-90S17A**-55*0-**** | Light Emitting Diode | Inseparable Luminaire | Direct Wired | 0-10 VDC Controls | 58.9 | 2690 | 0.0004 | 92 | 52 | 71 | 0.96 | Ambient | 50000 |  | 1 | 60000 | 0.02 | 23 | 23 | 0.01 | 0.01 | 0.01 | 0 | 0 | 0 | 0.02 | 0.01 | 0.01 | 0.01 | 0 | 0 | 0.09 | 0.07 | 0.06 | 0.03 | 0.01 | 0 | True | False | Non Federally-Regulated | 02/27/2020 |  | 03/04/2020
Lucifer Lighting Company | Lucifer Lighting | S2P-****-90S17A**-55*0-**** | Light Emitting Diode | Inseparable Luminaire | Direct Wired | Reverse Phase Cut Controls | 59 | 2690 | 0.0004 | 92 | 52 | 71 | 0.96 | Ambient | 50000 |  | 1 | 60000 | 0.02 | 23 | 23 | 0.02 | 0.01 | 0.01 | 0.01 | 0 | 0 | 0.26 | 0.25 | 0.26 | 0.2 | 0 | 0 | 0.25 | 0.24 | 0.25 | 0.18 | 0 | 0 | True | False | Non Federally-Regulated | 02/27/2020 |  | 03/04/2020
Lucifer Lighting Company | Lucifer Lighting | S2W-****-90S17A**-15*0-**** | Light Emitting Diode | Inseparable Luminaire | Direct Wired | 0-10 VDC Controls | 58.9 | 2690 | 0.0004 | 92 | 52 | 71 | 0.96 | Ambient | 50000 |  | 1 | 60000 | 0.02 | 23 | 23 | 0.01 | 0.01 | 0.01 | 0 | 0 | 0 | 0.02 | 0.01 | 0.01 | 0.01 | 0 | 0 | 0.09 | 0.07 | 0.06 | 0.03 | 0.01 | 0 | True | False | Non Federally-Regulated | 02/27/2020 |  | 03/04/2020
Lucifer Lighting Company | Lucifer Lighting | S2W-****-90S17A**-15*0-**** | Light Emitting Diode | Inseparable Luminaire | Direct Wired | Reverse Phase Cut Controls | 59 | 2690 | 0.0004 | 92 | 52 | 71 | 0.96 | Ambient | 50000 |  | 1 | 60000 | 0.02 | 23 | 23 | 0.02 | 0.01 | 0.01 | 0.01 | 0 | 0 | 0.26 | 0.25 | 0.26 | 0.2 | 0 | 0 | 0.25 | 0.24 | 0.25 | 0.18 | 0 | 0 | True | False | Non Federally-Regulated | 02/27/2020 |  | 03/04/2020
Lucifer Lighting Company | Lucifer Lighting | S2W-****-90S17A**-35*0-**** | Light Emitting Diode | Inseparable Luminaire | Direct Wired | 0-10 VDC Controls | 58.9 | 2690 | 0.0004 | 92 | 52 | 71 | 0.96 | Ambient | 50000 |  | 1 | 60000 | 0.02 | 23 | 23 | 0.01 | 0.01 | 0.01 | 0 | 0 | 0 | 0.02 | 0.01 | 0.01 | 0.01 | 0 | 0 | 0.09 | 0.07 | 0.06 | 0.03 | 0.01 | 0 | True | False | Non Federally-Regulated | 02/27/2020 |  | 03/04/2020
Lucifer Lighting Company | Lucifer Lighting | S2W-****-90S17A**-35*0-**** | Light Emitting Diode | Inseparable Luminaire | Direct Wired | Reverse Phase Cut Controls | 59 | 2690 | 0.0004 | 92 | 52 | 71 | 0.96 | Ambient | 50000 |  | 1 | 60000 | 0.02 | 23 | 23 | 0.02 | 0.01 | 0.01 | 0.01 | 0 | 0 | 0.26 | 0.25 | 0.26 | 0.2 | 0 | 0 | 0.25 | 0.24 | 0.25 | 0.18 | 0 | 0 | True | False | Non Federally-Regulated | 02/27/2020 |  | 03/04/2020
Lucifer Lighting Company | Lucifer Lighting | S2W-****-90S17A**-55*0-**** | Light Emitting Diode | Inseparable Luminaire | Direct Wired | 0-10 VDC Controls | 58.9 | 2690 | 0.0004 | 92 | 52 | 71 | 0.96 | Ambient | 50000 |  | 1 | 60000 | 0.02 | 23 | 23 | 0.01 | 0.01 | 0.01 | 0 | 0 | 0 | 0.02 | 0.01 | 0.01 | 0.01 | 0 | 0 | 0.09 | 0.07 | 0.06 | 0.03 | 0.01 | 0 | True | False | Non Federally-Regulated | 02/27/2020 |  | 03/04/2020
Lucifer Lighting Company | Lucifer Lighting | S2W-****-90S17A**-55*0-**** | Light Emitting Diode | Inseparable Luminaire | Direct Wired | Reverse Phase Cut Controls | 59 | 2690 | 0.0004 | 92 | 52 | 71 | 0.96 | Ambient | 50000 |  | 1 | 60000 | 0.02 | 23 | 23 | 0.02 | 0.01 | 0.01 | 0.01 | 0 | 0 | 0.26 | 0.25 | 0.26 | 0.2 | 0 | 0 | 0.25 | 0.24 | 0.25 | 0.18 | 0 | 0 | True | False | Non Federally-Regulated | 02/27/2020 |  | 03/04/2020
Lucifer Lighting Co. | Lucifer Lighting | S2C-****-90S17A**-***0-**** | Light Emitting Diode | Inseparable Luminaire | Direct Wired | 0-10 VDC Controls | 58.9 | 2690 | 0.0004 | 92 | 52 | 71 | 0.96 | Ambient | 50000 |  | 1 | 60000 | 0.02 | 23 | 23 | 0.01 | 0.01 | 0.01 | 0 | 0 | 0 | 0.02 | 0.01 | 0.01 | 0.01 | 0 | 0 | 0.09 | 0.07 | 0.06 | 0.03 | 0.01 | 0 | True | False | Non Federally-Regulated | 03/04/2020 |  | 03/06/2020
Lucifer Lighting Co. | Lucifer Lighting | S2C-****-90S17A**-***0-**** | Light Emitting Diode | Inseparable Luminaire | Direct Wired | Reverse Phase Cut Controls | 59 | 2690 | 0.0004 | 92 | 52 | 71 | 0.96 | Ambient | 50000 |  | 1 | 60000 | 0.02 | 23 | 23 | 0.02 | 0.01 | 0.01 | 0.01 | 0 | 0 | 0.26 | 0.25 | 0.26 | 0.2 | 0 | 0 | 0.25 | 0.24 | 0.25 | 0.18 | 0 | 0 | True | False | Non Federally-Regulated | 03/04/2020 |  | 03/06/2020
Lucifer Lighting Co. | Lucifer Lighting | S2P0**-****-90S17A**-***0-**** | Light Emitting Diode | Inseparable Luminaire | Direct Wired | 0-10 VDC Controls | 58.9 | 2690 | 0.0004 | 92 | 52 | 71 | 0.96 | Ambient | 50000 |  | 1 | 60000 | 0.02 | 23 | 23 | 0.01 | 0.01 | 0.01 | 0 | 0 | 0 | 0.02 | 0.01 | 0.01 | 0.01 | 0 | 0 | 0.09 | 0.07 | 0.06 | 0.03 | 0.01 | 0 | True | False | Non Federally-Regulated | 03/04/2020 |  | 03/06/2020
Lucifer Lighting Co. | Lucifer Lighting | S2P0**-****-90S17A**-***0-**** | Light Emitting Diode | Inseparable Luminaire | Direct Wired | Reverse Phase Cut Controls | 59 | 2690 | 0.0004 | 92 | 52 | 71 | 0.96 | Ambient | 50000 |  | 1 | 60000 | 0.02 | 23 | 23 | 0.02 | 0.01 | 0.01 | 0.01 | 0 | 0 | 0.26 | 0.25 | 0.26 | 0.2 | 0 | 0 | 0.25 | 0.24 | 0.25 | 0.18 | 0 | 0 | True | False | Non Federally-Regulated | 03/04/2020 |  | 03/06/2020
Lucifer Lighting Co. | Lucifer Lighting | S2P1**-****-90S17A**-***0-**** | Light Emitting Diode | Inseparable Luminaire | Direct Wired | 0-10 VDC Controls | 58.9 | 2690 | 0.0004 | 92 | 52 | 71 | 0.96 | Ambient | 50000 |  | 1 | 60000 | 0.02 | 23 | 23 | 0.01 | 0.01 | 0.01 | 0 | 0 | 0 | 0.02 | 0.01 | 0.01 | 0.01 | 0 | 0 | 0.09 | 0.07 | 0.06 | 0.03 | 0.01 | 0 | True | False | Non Federally-Regulated | 03/04/2020 |  | 03/06/2020
Lucifer Lighting Co. | Lucifer Lighting | S2P1**-****-90S17A**-***0-**** | Light Emitting Diode | Inseparable Luminaire | Direct Wired | Reverse Phase Cut Controls | 59 | 2690 | 0.0004 | 92 | 52 | 71 | 0.96 | Ambient | 50000 |  | 1 | 60000 | 0.02 | 23 | 23 | 0.02 | 0.01 | 0.01 | 0.01 | 0 | 0 | 0.26 | 0.25 | 0.26 | 0.2 | 0 | 0 | 0.25 | 0.24 | 0.25 | 0.18 | 0 | 0 | True | False | Non Federally-Regulated | 03/04/2020 |  | 03/06/2020
Lucifer Lighting Co. | Lucifer Lighting | S2P2**-****-90S17A**-***0-**** | Light Emitting Diode | Inseparable Luminaire | Direct Wired | 0-10 VDC Controls | 58.9 | 2690 | 0.0004 | 92 | 52 | 71 | 0.96 | Ambient | 50000 |  | 1 | 60000 | 0.02 | 23 | 23 | 0.01 | 0.01 | 0.01 | 0 | 0 | 0 | 0.02 | 0.01 | 0.01 | 0.01 | 0 | 0 | 0.09 | 0.07 | 0.06 | 0.03 | 0.01 | 0 | True | False | Non Federally-Regulated | 03/04/2020 |  | 03/06/2020
Lucifer Lighting Co. | Lucifer Lighting | S2P2**-****-90S17A**-***0-**** | Light Emitting Diode | Inseparable Luminaire | Direct Wired | Reverse Phase Cut Controls | 59 | 2690 | 0.0004 | 92 | 52 | 71 | 0.96 | Ambient | 50000 |  | 1 | 60000 | 0.02 | 23 | 23 | 0.02 | 0.01 | 0.01 | 0.01 | 0 | 0 | 0.26 | 0.25 | 0.26 | 0.2 | 0 | 0 | 0.25 | 0.24 | 0.25 | 0.18 | 0 | 0 | True | False | Non Federally-Regulated | 03/04/2020 |  | 03/06/2020
Lucifer Lighting Co. | Lucifer Lighting | S2P3**-****-90S17A**-***0-**** | Light Emitting Diode | Inseparable Luminaire | Direct Wired | 0-10 VDC Controls | 58.9 | 2690 | 0.0004 | 92 | 52 | 71 | 0.96 | Ambient | 50000 |  | 1 | 60000 | 0.02 | 23 | 23 | 0.01 | 0.01 | 0.01 | 0 | 0 | 0 | 0.02 | 0.01 | 0.01 | 0.01 | 0 | 0 | 0.09 | 0.07 | 0.06 | 0.03 | 0.01 | 0 | True | False | Non Federally-Regulated | 03/04/2020 |  | 03/06/2020
Lucifer Lighting Co. | Lucifer Lighting | S2P3**-****-90S17A**-***0-**** | Light Emitting Diode | Inseparable Luminaire | Direct Wired | Reverse Phase Cut Controls | 59 | 2690 | 0.0004 | 92 | 52 | 71 | 0.96 | Ambient | 50000 |  | 1 | 60000 | 0.02 | 23 | 23 | 0.02 | 0.01 | 0.01 | 0.01 | 0 | 0 | 0.26 | 0.25 | 0.26 | 0.2 | 0 | 0 | 0.25 | 0.24 | 0.25 | 0.18 | 0 | 0 | True | False | Non Federally-Regulated | 03/04/2020 |  | 03/06/2020
Lucifer Lighting Co. | Lucifer Lighting | S2P4**-****-90S17A**-***0-**** | Light Emitting Diode | Inseparable Luminaire | Direct Wired | 0-10 VDC Controls | 58.9 | 2690 | 0.0004 | 92 | 52 | 71 | 0.96 | Ambient | 50000 |  | 1 | 60000 | 0.02 | 23 | 23 | 0.01 | 0.01 | 0.01 | 0 | 0 | 0 | 0.02 | 0.01 | 0.01 | 0.01 | 0 | 0 | 0.09 | 0.07 | 0.06 | 0.03 | 0.01 | 0 | True | False | Non Federally-Regulated | 03/04/2020 |  | 03/06/2020
Lucifer Lighting Co. | Lucifer Lighting | S2P4**-****-90S17A**-***0-**** | Light Emitting Diode | Inseparable Luminaire | Direct Wired | Reverse Phase Cut Controls | 59 | 2690 | 0.0004 | 92 | 52 | 71 | 0.96 | Ambient | 50000 |  | 1 | 60000 | 0.02 | 23 | 23 | 0.02 | 0.01 | 0.01 | 0.01 | 0 | 0 | 0.26 | 0.25 | 0.26 | 0.2 | 0 | 0 | 0.25 | 0.24 | 0.25 | 0.18 | 0 | 0 | True | False | Non Federally-Regulated | 03/04/2020 |  | 03/06/2020
Lucifer Lighting Co. | Lucifer Lighting | S2P5**-****-90S17A**-***0-**** | Light Emitting Diode | Inseparable Luminaire | Direct Wired | 0-10 VDC Controls | 58.9 | 2690 | 0.0004 | 92 | 52 | 71 | 0.96 | Ambient | 50000 |  | 1 | 60000 | 0.02 | 23 | 23 | 0.01 | 0.01 | 0.01 | 0 | 0 | 0 | 0.02 | 0.01 | 0.01 | 0.01 | 0 | 0 | 0.09 | 0.07 | 0.06 | 0.03 | 0.01 | 0 | True | False | Non Federally-Regulated | 03/04/2020 |  | 03/06/2020
Lucifer Lighting Co. | Lucifer Lighting | S2P5**-****-90S17A**-***0-**** | Light Emitting Diode | Inseparable Luminaire | Direct Wired | Reverse Phase Cut Controls | 59 | 2690 | 0.0004 | 92 | 52 | 71 | 0.96 | Ambient | 50000 |  | 1 | 60000 | 0.02 | 23 | 23 | 0.02 | 0.01 | 0.01 | 0.01 | 0 | 0 | 0.26 | 0.25 | 0.26 | 0.2 | 0 | 0 | 0.25 | 0.24 | 0.25 | 0.18 | 0 | 0 | True | False | Non Federally-Regulated | 03/04/2020 |  | 03/06/2020
Lucifer Lighting Co. | Lucifer Lighting | S2P6**-****-90S17A**-***0-**** | Light Emitting Diode | Inseparable Luminaire | Direct Wired | 0-10 VDC Controls | 58.9 | 2690 | 0.0004 | 92 | 52 | 71 | 0.96 | Ambient | 50000 |  | 1 | 60000 | 0.02 | 23 | 23 | 0.01 | 0.01 | 0.01 | 0 | 0 | 0 | 0.02 | 0.01 | 0.01 | 0.01 | 0 | 0 | 0.09 | 0.07 | 0.06 | 0.03 | 0.01 | 0 | True | False | Non Federally-Regulated | 03/04/2020 |  | 03/06/2020
Lucifer Lighting Co. | Lucifer Lighting | S2P6**-****-90S17A**-***0-**** | Light Emitting Diode | Inseparable Luminaire | Direct Wired | Reverse Phase Cut Controls | 59 | 2690 | 0.0004 | 92 | 52 | 71 | 0.96 | Ambient | 50000 |  | 1 | 60000 | 0.02 | 23 | 23 | 0.02 | 0.01 | 0.01 | 0.01 | 0 | 0 | 0.26 | 0.25 | 0.26 | 0.2 | 0 | 0 | 0.25 | 0.24 | 0.25 | 0.18 | 0 | 0 | True | False | Non Federally-Regulated | 03/04/2020 |  | 03/06/2020
Lucifer Lighting Co. | Lucifer Lighting | S2P7**-****-90S17A**-***0-**** | Light Emitting Diode | Inseparable Luminaire | Direct Wired | 0-10 VDC Controls | 58.9 | 2690 | 0.0004 | 92 | 52 | 71 | 0.96 | Ambient | 50000 |  | 1 | 60000 | 0.02 | 23 | 23 | 0.01 | 0.01 | 0.01 | 0 | 0 | 0 | 0.02 | 0.01 | 0.01 | 0.01 | 0 | 0 | 0.09 | 0.07 | 0.06 | 0.03 | 0.01 | 0 | True | False | Non Federally-Regulated | 03/04/2020 |  | 03/06/2020
Lucifer Lighting Co. | Lucifer Lighting | S2P7**-****-90S17A**-***0-**** | Light Emitting Diode | Inseparable Luminaire | Direct Wired | Reverse Phase Cut Controls | 59 | 2690 | 0.0004 | 92 | 52 | 71 | 0.96 | Ambient | 50000 |  | 1 | 60000 | 0.02 | 23 | 23 | 0.02 | 0.01 | 0.01 | 0.01 | 0 | 0 | 0.26 | 0.25 | 0.26 | 0.2 | 0 | 0 | 0.25 | 0.24 | 0.25 | 0.18 | 0 | 0 | True | False | Non Federally-Regulated | 03/04/2020 |  | 03/06/2020
Lucifer Lighting Co. | Lucifer Lighting | S2P8**-****-90S17A**-***0-**** | Light Emitting Diode | Inseparable Luminaire | Direct Wired | 0-10 VDC Controls | 58.9 | 2690 | 0.0004 | 92 | 52 | 71 | 0.96 | Ambient | 50000 |  | 1 | 60000 | 0.02 | 23 | 23 | 0.01 | 0.01 | 0.01 | 0 | 0 | 0 | 0.02 | 0.01 | 0.01 | 0.01 | 0 | 0 | 0.09 | 0.07 | 0.06 | 0.03 | 0.01 | 0 | True | False | Non Federally-Regulated | 03/04/2020 |  | 03/06/2020
Lucifer Lighting Co. | Lucifer Lighting | S2P8**-****-90S17A**-***0-**** | Light Emitting Diode | Inseparable Luminaire | Direct Wired | Reverse Phase Cut Controls | 59 | 2690 | 0.0004 | 92 | 52 | 71 | 0.96 | Ambient | 50000 |  | 1 | 60000 | 0.02 | 23 | 23 | 0.02 | 0.01 | 0.01 | 0.01 | 0 | 0 | 0.26 | 0.25 | 0.26 | 0.2 | 0 | 0 | 0.25 | 0.24 | 0.25 | 0.18 | 0 | 0 | True | False | Non Federally-Regulated | 03/04/2020 |  | 03/06/2020
Lucifer Lighting Co. | Lucifer Lighting | S2P9**-****-90S17A**-***0-**** | Light Emitting Diode | Inseparable Luminaire | Direct Wired | 0-10 VDC Controls | 58.9 | 2690 | 0.0004 | 92 | 52 | 71 | 0.96 | Ambient | 50000 |  | 1 | 60000 | 0.02 | 23 | 23 | 0.01 | 0.01 | 0.01 | 0 | 0 | 0 | 0.02 | 0.01 | 0.01 | 0.01 | 0 | 0 | 0.09 | 0.07 | 0.06 | 0.03 | 0.01 | 0 | True | False | Non Federally-Regulated | 03/04/2020 |  | 03/06/2020
Lucifer Lighting Co. | Lucifer Lighting | S2P9**-****-90S17A**-***0-**** | Light Emitting Diode | Inseparable Luminaire | Direct Wired | Reverse Phase Cut Controls | 59 | 2690 | 0.0004 | 92 | 52 | 71 | 0.96 | Ambient | 50000 |  | 1 | 60000 | 0.02 | 23 | 23 | 0.02 | 0.01 | 0.01 | 0.01 | 0 | 0 | 0.26 | 0.25 | 0.26 | 0.2 | 0 | 0 | 0.25 | 0.24 | 0.25 | 0.18 | 0 | 0 | True | False | Non Federally-Regulated | 03/04/2020 |  | 03/06/2020
Self Electronics Co., Ltd. | Self | NOVA PLUS EMOTION | Light Emitting Diode | Inseparable Luminaire | Direct Wired | Direct Digital Controls | 85.8 | 2737 | -0.0019 | 94 | 66 | 273 | 0.97 | Ambient | 35000 | 0.968 | 1 | 84000 | 0.1 | 18 | 18 | 1 | 0.38 | 0.17 | 0.04 | 0.02 | 0.01 | 1 | 1 | 1 | 0.29 | 0.1 | 0.05 | 1 | 1 | 1 | 0.41 | 0.16 | 0.07 | True | False | Non Federally-Regulated | 12/31/2019 |  | 03/10/2020
Self Electronics Co., Ltd. | L&S | NOVA PLUS EMOTION | Light Emitting Diode | Inseparable Luminaire | Direct Wired | Direct Digital Controls | 85.8 | 2737 | -0.0019 | 94 | 66 | 273 | 0.97 | Ambient | 35000 | 0.968 | 1 | 84000 | 0.1 | 18 | 18 | 1 | 0.38 | 0.17 | 0.04 | 0.02 | 0.01 | 1 | 1 | 1 | 0.29 | 0.1 | 0.05 | 1 | 1 | 1 | 0.41 | 0.16 | 0.07 | True | False | Non Federally-Regulated | 01/27/2020 |  | 03/10/2020
MaxLite | MaxLite | 6P16D927FL/JA8 | Light Emitting Diode | Directional Lamp | Edison Screw Base | Forward Phase Cut Controls | 91.4 | 2700 | 0.0002 | 93 | 58 | 173 | 0.96 | Elevated | 25000 | 0.927 | 1 |  | 0.1 | 20 | 21 | 0.25 | 0.24 | 0.24 | 0.23 | 0 | 0 | 0.28 | 0.27 | 0.27 | 0.19 | 0.02 | 0 | 0.17 | 0.16 | 0.15 | 0.09 | 0.02 | 0 | True |  | Non Federally-Regulated | 06/26/2019 |  | 03/18/2020
MaxLite | MaxLite | 6P16D930FL/JA8 | Light Emitting Diode | Directional Lamp | Edison Screw Base | Forward Phase Cut Controls | 91.5 | 3000 | -0.0009 | 93 | 59 | 173 | 0.96 | Elevated | 25000 | 0.927 | 1 |  | 0.1 | 20 | 21 | 0.25 | 0.24 | 0.24 | 0.23 | 0 | 0 | 0.28 | 0.27 | 0.27 | 0.19 | 0.02 | 0 | 0.17 | 0.16 | 0.15 | 0.09 | 0.02 | 0 | True |  | Non Federally-Regulated | 06/26/2019 |  | 03/18/2020
MaxLite | MaxLite | 6.5P20D927FL/JA8 | Light Emitting Diode | Directional Lamp | Edison Screw Base | Forward Phase Cut Controls | 94.4 | 2700 | -0.001 | 91 | 54 | 30 | 0.92 | Elevated | 25000 | 0.928 | 1 |  | 0.1 | 20 | 21 | 0.24 | 0.23 | 0.22 | 0.21 | 0 | 0 | 0.19 | 0.19 | 0.19 | 0.16 | 0 | 0 | 0.14 | 0.14 | 0.14 | 0.11 | 0 | 0 | True |  | Non Federally-Regulated | 06/26/2019 |  | 03/18/2020
MaxLite | MaxLite | 6.5P20D930FL/JA8 | Light Emitting Diode | Directional Lamp | Edison Screw Base | Forward Phase Cut Controls | 98.1 | 3000 | -0.0018 | 92 | 63 | 30 | 0.92 | Elevated | 25000 | 0.928 | 1 |  | 0.1 | 20 | 21 | 0.24 | 0.23 | 0.22 | 0.21 | 0 | 0 | 0.19 | 0.19 | 0.19 | 0.16 | 0 | 0 | 0.14 | 0.14 | 0.14 | 0.11 | 0 | 0 | True |  | Non Federally-Regulated | 06/26/2019 |  | 03/18/2020
MaxLite | MaxLite | 11P30D927FL/JA8 | Light Emitting Diode | Directional Lamp | Edison Screw Base | Forward Phase Cut Controls | 94.9 | 2700 |  | 92 | 54 | 22 | 0.96 | Elevated | 25000 | 0.928 | 1 |  | 0.1 | 21 | 21 | 0.24 | 0.23 | 0.22 | 0.21 | 0 | 0 | 0.21 | 0.21 | 0.21 | 0.17 | 0.01 | 0 | 0.16 | 0.16 | 0.16 | 0.13 | 0.01 | 0 | True | True | Non Federally-Regulated | 10/30/2019 |  | 03/18/2020
MaxLite | MaxLite | 11P30D930FL/JA8 | Light Emitting Diode | Directional Lamp | Edison Screw Base | Forward Phase Cut Controls | 102 | 3000 |  | 92 | 54 | 22 | 0.96 | Elevated | 25000 | 0.928 | 1 |  | 0.1 | 21 | 21 | 0.24 | 0.23 | 0.22 | 0.21 | 0 | 0 | 0.21 | 0.21 | 0.21 | 0.17 | 0.01 | 0 | 0.16 | 0.16 | 0.16 | 0.13 | 0.01 | 0 | True | True | Non Federally-Regulated | 10/30/2019 |  | 03/18/2020
MaxLite | MaxLite | 11P30LND927FL/JA8 | Light Emitting Diode | Directional Lamp | Edison Screw Base | Forward Phase Cut Controls | 97.4 | 2700 |  | 92 | 55 | 28 | 0.96 | Elevated | 25000 | 0.927 | 1 |  | 0.1 | 21 | 21 | 0.25 | 0.25 | 0.24 | 0.23 | 0 | 0 | 0.22 | 0.22 | 0.22 | 0.18 | 0 | 0 | 0.17 | 0.17 | 0.17 | 0.14 | 0.01 | 0 | True | True | Non Federally-Regulated | 10/30/2019 |  | 03/18/2020
MaxLite | MaxLite | 11P30LND930FL/JA8 | Light Emitting Diode | Directional Lamp | Edison Screw Base | Forward Phase Cut Controls | 103.5 | 3000 |  | 92 | 54 | 28 | 0.96 | Elevated | 25000 | 0.927 | 1 |  | 0.1 | 21 | 21 | 0.25 | 0.25 | 0.24 | 0.23 | 0 | 0 | 0.22 | 0.22 | 0.22 | 0.18 | 0 | 0 | 0.17 | 0.17 | 0.17 | 0.14 | 0.01 | 0 | True | True | Non Federally-Regulated | 10/30/2019 |  | 03/18/2020
MaxLite | MaxLite | 14P38D927FL/JA8 | Light Emitting Diode | Directional Lamp | Edison Screw Base | Forward Phase Cut Controls | 92.1 | 2700 | -0.0003 | 92 | 53 | 21 | 0.98 | Elevated | 25000 | 0.927 | 1 |  | 0.1 | 21 | 22 | 0.25 | 0.25 | 0.24 | 0.23 | 0 | 0 | 0.25 | 0.25 | 0.25 | 0.21 | 0.01 | 0 | 0.2 | 0.19 | 0.2 | 0.16 | 0.01 | 0.01 | True |  | Non Federally-Regulated | 06/26/2019 |  | 03/18/2020
MaxLite | MaxLite | 14P38D930FL/JA8 | Light Emitting Diode | Directional Lamp | Edison Screw Base | Forward Phase Cut Controls | 97.6 | 3000 | 0 | 92 | 53 | 21 | 0.98 | Elevated | 25000 | 0.927 | 1 |  | 0.1 | 21 | 22 | 0.25 | 0.25 | 0.24 | 0.23 | 0 | 0 | 0.25 | 0.25 | 0.25 | 0.21 | 0.01 | 0 | 0.2 | 0.19 | 0.2 | 0.16 | 0.01 | 0.01 | True |  | Non Federally-Regulated | 06/26/2019 |  | 03/18/2020
Lucifer Lighting Co. | Lucifer Lighting | S2C-****-90S17A**-****-**** | Light Emitting Diode | Inseparable Luminaire | Direct Wired | 0-10 VDC Controls | 49 | 2681 | -0.0005 | 92 | 54 | 71 | 0.96 | Ambient | 50000 |  | 1 | 60000 | 0.02 | 23 | 23 | 0.01 | 0.01 | 0.01 | 0 | 0 | 0 | 0.02 | 0.01 | 0.01 | 0.01 | 0 | 0 | 0.09 | 0.07 | 0.06 | 0.03 | 0.01 | 0 | True | False | Non Federally-Regulated | 03/06/2020 |  | 03/23/2020
Lucifer Lighting Co. | Lucifer Lighting | S2C-****-90S17A**-****-**** | Light Emitting Diode | Inseparable Luminaire | Direct Wired | Reverse Phase Cut Controls | 49 | 2681 | -0.0005 | 92 | 54 | 71 | 0.96 | Ambient | 50000 |  | 1 | 60000 | 0.02 | 23 | 23 | 0.02 | 0.01 | 0.01 | 0.01 | 0 | 0 | 0.26 | 0.25 | 0.26 | 0.2 | 0 | 0 | 0.25 | 0.24 | 0.25 | 0.18 | 0 | 0 | True | False | Non Federally-Regulated | 03/06/2020 |  | 03/23/2020
Lucifer Lighting Co. | Lucifer Lighting | S2C-****-90W13AWD-****-**** | Light Emitting Diode | Inseparable Luminaire | Direct Wired | 0-10 VDC Controls | 49 | 2681 | -0.0005 | 92 | 54 | 71 | 0.96 | Ambient | 50000 |  | 1 | 60000 | 0.02 | 23 | 23 | 0.01 | 0.01 | 0.01 | 0 | 0 | 0 | 0.02 | 0.01 | 0.01 | 0.01 | 0 | 0 | 0.09 | 0.07 | 0.06 | 0.03 | 0.01 | 0 | True | False | Non Federally-Regulated | 03/06/2020 |  | 03/23/2020
Lucifer Lighting Co. | Lucifer Lighting | S2C-****-90W13AWD-****-**** | Light Emitting Diode | Inseparable Luminaire | Direct Wired | Reverse Phase Cut Controls | 49 | 2681 | -0.0005 | 92 | 54 | 71 | 0.96 | Ambient | 50000 |  | 1 | 60000 | 0.02 | 23 | 23 | 0.02 | 0.01 | 0.01 | 0.01 | 0 | 0 | 0.26 | 0.25 | 0.26 | 0.2 | 0 | 0 | 0.25 | 0.24 | 0.25 | 0.18 | 0 | 0 | True | False | Non Federally-Regulated | 03/06/2020 |  | 03/23/2020
Lucifer Lighting Co. | Lucifer Lighting | S2P0**-****-90S17A**-****-**** | Light Emitting Diode | Inseparable Luminaire | Direct Wired | 0-10 VDC Controls | 49 | 2681 | -0.0005 | 92 | 54 | 71 | 0.96 | Ambient | 50000 |  | 1 | 60000 | 0.02 | 23 | 23 | 0.01 | 0.01 | 0.01 | 0 | 0 | 0 | 0.02 | 0.01 | 0.01 | 0.01 | 0 | 0 | 0.09 | 0.07 | 0.06 | 0.03 | 0.01 | 0 | True | False | Non Federally-Regulated | 03/06/2020 |  | 03/23/2020
Lucifer Lighting Co. | Lucifer Lighting | S2P0**-****-90S17A**-****-**** | Light Emitting Diode | Inseparable Luminaire | Direct Wired | Reverse Phase Cut Controls | 49 | 2681 | -0.0005 | 92 | 54 | 71 | 0.96 | Ambient | 50000 |  | 1 | 60000 | 0.02 | 23 | 23 | 0.02 | 0.01 | 0.01 | 0.01 | 0 | 0 | 0.26 | 0.25 | 0.26 | 0.2 | 0 | 0 | 0.25 | 0.24 | 0.25 | 0.18 | 0 | 0 | True | False | Non Federally-Regulated | 03/06/2020 |  | 03/23/2020
Lucifer Lighting Co. | Lucifer Lighting | S2P1**-****-90S17A**-****-**** | Light Emitting Diode | Inseparable Luminaire | Direct Wired | 0-10 VDC Controls | 49 | 2681 | -0.0005 | 92 | 54 | 71 | 0.96 | Ambient | 50000 |  | 1 | 60000 | 0.02 | 23 | 23 | 0.01 | 0.01 | 0.01 | 0 | 0 | 0 | 0.02 | 0.01 | 0.01 | 0.01 | 0 | 0 | 0.09 | 0.07 | 0.06 | 0.03 | 0.01 | 0 | True | False | Non Federally-Regulated | 03/06/2020 |  | 03/23/2020
Lucifer Lighting Co. | Lucifer Lighting | S2P1**-****-90S17A**-****-**** | Light Emitting Diode | Inseparable Luminaire | Direct Wired | Reverse Phase Cut Controls | 49 | 2681 | -0.0005 | 92 | 54 | 71 | 0.96 | Ambient | 50000 |  | 1 | 60000 | 0.02 | 23 | 23 | 0.02 | 0.01 | 0.01 | 0.01 | 0 | 0 | 0.26 | 0.25 | 0.26 | 0.2 | 0 | 0 | 0.25 | 0.24 | 0.25 | 0.18 | 0 | 0 | True | False | Non Federally-Regulated | 03/06/2020 |  | 03/23/2020
Lucifer Lighting Co. | Lucifer Lighting | S2P2**-****-90S17A**-****-**** | Light Emitting Diode | Inseparable Luminaire | Direct Wired | 0-10 VDC Controls | 49 | 2681 | -0.0005 | 92 | 54 | 71 | 0.96 | Ambient | 50000 |  | 1 | 60000 | 0.02 | 23 | 23 | 0.01 | 0.01 | 0.01 | 0 | 0 | 0 | 0.02 | 0.01 | 0.01 | 0.01 | 0 | 0 | 0.09 | 0.07 | 0.06 | 0.03 | 0.01 | 0 | True | False | Non Federally-Regulated | 03/06/2020 |  | 03/23/2020
Lucifer Lighting Co. | Lucifer Lighting | S2P2**-****-90S17A**-****-**** | Light Emitting Diode | Inseparable Luminaire | Direct Wired | Reverse Phase Cut Controls | 49 | 2681 | -0.0005 | 92 | 54 | 71 | 0.96 | Ambient | 50000 |  | 1 | 60000 | 0.02 | 23 | 23 | 0.02 | 0.01 | 0.01 | 0.01 | 0 | 0 | 0.26 | 0.25 | 0.26 | 0.2 | 0 | 0 | 0.25 | 0.24 | 0.25 | 0.18 | 0 | 0 | True | False | Non Federally-Regulated | 03/06/2020 |  | 03/23/2020
Lucifer Lighting Co. | Lucifer Lighting | S2P3**-****-90S17A**-****-**** | Light Emitting Diode | Inseparable Luminaire | Direct Wired | 0-10 VDC Controls | 49 | 2681 | -0.0005 | 92 | 54 | 71 | 0.96 | Ambient | 50000 |  | 1 | 60000 | 0.02 | 23 | 23 | 0.01 | 0.01 | 0.01 | 0 | 0 | 0 | 0.02 | 0.01 | 0.01 | 0.01 | 0 | 0 | 0.09 | 0.07 | 0.06 | 0.03 | 0.01 | 0 | True | False | Non Federally-Regulated | 03/06/2020 |  | 03/23/2020
Lucifer Lighting Co. | Lucifer Lighting | S2P3**-****-90S17A**-****-**** | Light Emitting Diode | Inseparable Luminaire | Direct Wired | Reverse Phase Cut Controls | 49 | 2681 | -0.0005 | 92 | 54 | 71 | 0.96 | Ambient | 50000 |  | 1 | 60000 | 0.02 | 23 | 23 | 0.02 | 0.01 | 0.01 | 0.01 | 0 | 0 | 0.26 | 0.25 | 0.26 | 0.2 | 0 | 0 | 0.25 | 0.24 | 0.25 | 0.18 | 0 | 0 | True | False | Non Federally-Regulated | 03/06/2020 |  | 03/23/2020
Lucifer Lighting Co. | Lucifer Lighting | S2P4**-****-90S17A**-****-**** | Light Emitting Diode | Inseparable Luminaire | Direct Wired | 0-10 VDC Controls | 49 | 2681 | -0.0005 | 92 | 54 | 71 | 0.96 | Ambient | 50000 |  | 1 | 60000 | 0.02 | 23 | 23 | 0.01 | 0.01 | 0.01 | 0 | 0 | 0 | 0.02 | 0.01 | 0.01 | 0.01 | 0 | 0 | 0.09 | 0.07 | 0.06 | 0.03 | 0.01 | 0 | True | False | Non Federally-Regulated | 03/06/2020 |  | 03/23/2020
Lucifer Lighting Co. | Lucifer Lighting | S2P4**-****-90S17A**-****-**** | Light Emitting Diode | Inseparable Luminaire | Direct Wired | Reverse Phase Cut Controls | 49 | 2681 | -0.0005 | 92 | 54 | 71 | 0.96 | Ambient | 50000 |  | 1 | 60000 | 0.02 | 23 | 23 | 0.02 | 0.01 | 0.01 | 0.01 | 0 | 0 | 0.26 | 0.25 | 0.26 | 0.2 | 0 | 0 | 0.25 | 0.24 | 0.25 | 0.18 | 0 | 0 | True | False | Non Federally-Regulated | 03/06/2020 |  | 03/23/2020
Lucifer Lighting Co. | Lucifer Lighting | S2P5**-****-90S17A**-****-**** | Light Emitting Diode | Inseparable Luminaire | Direct Wired | 0-10 VDC Controls | 49 | 2681 | -0.0005 | 92 | 54 | 71 | 0.96 | Ambient | 50000 |  | 1 | 60000 | 0.02 | 23 | 23 | 0.01 | 0.01 | 0.01 | 0 | 0 | 0 | 0.02 | 0.01 | 0.01 | 0.01 | 0 | 0 | 0.09 | 0.07 | 0.06 | 0.03 | 0.01 | 0 | True | False | Non Federally-Regulated | 03/06/2020 |  | 03/23/2020
Lucifer Lighting Co. | Lucifer Lighting | S2P5**-****-90S17A**-****-**** | Light Emitting Diode | Inseparable Luminaire | Direct Wired | Reverse Phase Cut Controls | 49 | 2681 | -0.0005 | 92 | 54 | 71 | 0.96 | Ambient | 50000 |  | 1 | 60000 | 0.02 | 23 | 23 | 0.02 | 0.01 | 0.01 | 0.01 | 0 | 0 | 0.26 | 0.25 | 0.26 | 0.2 | 0 | 0 | 0.25 | 0.24 | 0.25 | 0.18 | 0 | 0 | True | False | Non Federally-Regulated | 03/06/2020 |  | 03/23/2020
Lucifer Lighting Co. | Lucifer Lighting | S2P6**-****-90S17A**-****-**** | Light Emitting Diode | Inseparable Luminaire | Direct Wired | 0-10 VDC Controls | 49 | 2681 | -0.0005 | 92 | 54 | 71 | 0.96 | Ambient | 50000 |  | 1 | 60000 | 0.02 | 23 | 23 | 0.01 | 0.01 | 0.01 | 0 | 0 | 0 | 0.02 | 0.01 | 0.01 | 0.01 | 0 | 0 | 0.09 | 0.07 | 0.06 | 0.03 | 0.01 | 0 | True | False | Non Federally-Regulated | 03/06/2020 |  | 03/23/2020
Lucifer Lighting Co. | Lucifer Lighting | S2P6**-****-90S17A**-****-**** | Light Emitting Diode | Inseparable Luminaire | Direct Wired | Reverse Phase Cut Controls | 49 | 2681 | -0.0005 | 92 | 54 | 71 | 0.96 | Ambient | 50000 |  | 1 | 60000 | 0.02 | 23 | 23 | 0.02 | 0.01 | 0.01 | 0.01 | 0 | 0 | 0.26 | 0.25 | 0.26 | 0.2 | 0 | 0 | 0.25 | 0.24 | 0.25 | 0.18 | 0 | 0 | True | False | Non Federally-Regulated | 03/06/2020 |  | 03/23/2020
Lucifer Lighting Co. | Lucifer Lighting | S2P7**-****-90S17A**-****-**** | Light Emitting Diode | Inseparable Luminaire | Direct Wired | 0-10 VDC Controls | 49 | 2681 | -0.0005 | 92 | 54 | 71 | 0.96 | Ambient | 50000 |  | 1 | 60000 | 0.02 | 23 | 23 | 0.01 | 0.01 | 0.01 | 0 | 0 | 0 | 0.02 | 0.01 | 0.01 | 0.01 | 0 | 0 | 0.09 | 0.07 | 0.06 | 0.03 | 0.01 | 0 | True | False | Non Federally-Regulated | 03/06/2020 |  | 03/23/2020
Lucifer Lighting Co. | Lucifer Lighting | S2P7**-****-90S17A**-****-**** | Light Emitting Diode | Inseparable Luminaire | Direct Wired | Reverse Phase Cut Controls | 49 | 2681 | -0.0005 | 92 | 54 | 71 | 0.96 | Ambient | 50000 |  | 1 | 60000 | 0.02 | 23 | 23 | 0.02 | 0.01 | 0.01 | 0.01 | 0 | 0 | 0.26 | 0.25 | 0.26 | 0.2 | 0 | 0 | 0.25 | 0.24 | 0.25 | 0.18 | 0 | 0 | True | False | Non Federally-Regulated | 03/06/2020 |  | 03/23/2020
Lucifer Lighting Co. | Lucifer Lighting | S2P8**-****-90S17A**-****-**** | Light Emitting Diode | Inseparable Luminaire | Direct Wired | 0-10 VDC Controls | 49 | 2681 | -0.0005 | 92 | 54 | 71 | 0.96 | Ambient | 50000 |  | 1 | 60000 | 0.02 | 23 | 23 | 0.01 | 0.01 | 0.01 | 0 | 0 | 0 | 0.02 | 0.01 | 0.01 | 0.01 | 0 | 0 | 0.09 | 0.07 | 0.06 | 0.03 | 0.01 | 0 | True | False | Non Federally-Regulated | 03/06/2020 |  | 03/23/2020
Lucifer Lighting Co. | Lucifer Lighting | S2P8**-****-90S17A**-****-**** | Light Emitting Diode | Inseparable Luminaire | Direct Wired | Reverse Phase Cut Controls | 49 | 2681 | -0.0005 | 92 | 54 | 71 | 0.96 | Ambient | 50000 |  | 1 | 60000 | 0.02 | 23 | 23 | 0.02 | 0.01 | 0.01 | 0.01 | 0 | 0 | 0.26 | 0.25 | 0.26 | 0.2 | 0 | 0 | 0.25 | 0.24 | 0.25 | 0.18 | 0 | 0 | True | False | Non Federally-Regulated | 03/06/2020 |  | 03/23/2020
Lucifer Lighting Co. | Lucifer Lighting | S2P9**-****-90S17A**-****-**** | Light Emitting Diode | Inseparable Luminaire | Direct Wired | 0-10 VDC Controls | 49 | 2681 | -0.0005 | 92 | 54 | 71 | 0.96 | Ambient | 50000 |  | 1 | 60000 | 0.02 | 23 | 23 | 0.01 | 0.01 | 0.01 | 0 | 0 | 0 | 0.02 | 0.01 | 0.01 | 0.01 | 0 | 0 | 0.09 | 0.07 | 0.06 | 0.03 | 0.01 | 0 | True | False | Non Federally-Regulated | 03/06/2020 |  | 03/23/2020
Lucifer Lighting Co. | Lucifer Lighting | S2P9**-****-90S17A**-****-**** | Light Emitting Diode | Inseparable Luminaire | Direct Wired | Reverse Phase Cut Controls | 49 | 2681 | -0.0005 | 92 | 54 | 71 | 0.96 | Ambient | 50000 |  | 1 | 60000 | 0.02 | 23 | 23 | 0.02 | 0.01 | 0.01 | 0.01 | 0 | 0 | 0.26 | 0.25 | 0.26 | 0.2 | 0 | 0 | 0.25 | 0.24 | 0.25 | 0.18 | 0 | 0 | True | False | Non Federally-Regulated | 03/06/2020 |  | 03/23/2020
Lucifer Lighting Co. | Lucifer Lighting | S2P0**-****-90W13AWD-****-**** | Light Emitting Diode | Inseparable Luminaire | Direct Wired | 0-10 VDC Controls | 49 | 2681 | -0.0005 | 92 | 54 | 71 | 0.96 | Ambient | 50000 |  | 1 | 60000 | 0.02 | 23 | 23 | 0.01 | 0.01 | 0.01 | 0 | 0 | 0 | 0.02 | 0.01 | 0.01 | 0.01 | 0 | 0 | 0.09 | 0.07 | 0.06 | 0.03 | 0.01 | 0 | True | False | Non Federally-Regulated | 03/06/2020 |  | 03/23/2020
Lucifer Lighting Co. | Lucifer Lighting | S2P0**-****-90W13AWD-****-**** | Light Emitting Diode | Inseparable Luminaire | Direct Wired | Reverse Phase Cut Controls | 49 | 2681 | -0.0005 | 92 | 54 | 71 | 0.96 | Ambient | 50000 |  | 1 | 60000 | 0.02 | 23 | 23 | 0.02 | 0.01 | 0.01 | 0.01 | 0 | 0 | 0.26 | 0.25 | 0.26 | 0.2 | 0 | 0 | 0.25 | 0.24 | 0.25 | 0.18 | 0 | 0 | True | False | Non Federally-Regulated | 03/06/2020 |  | 03/23/2020
Lucifer Lighting Co. | Lucifer Lighting | S2P1**-****-90W13AWD-****-**** | Light Emitting Diode | Inseparable Luminaire | Direct Wired | 0-10 VDC Controls | 49 | 2681 | -0.0005 | 92 | 54 | 71 | 0.96 | Ambient | 50000 |  | 1 | 60000 | 0.02 | 23 | 23 | 0.01 | 0.01 | 0.01 | 0 | 0 | 0 | 0.02 | 0.01 | 0.01 | 0.01 | 0 | 0 | 0.09 | 0.07 | 0.06 | 0.03 | 0.01 | 0 | True | False | Non Federally-Regulated | 03/06/2020 |  | 03/23/2020
Lucifer Lighting Co. | Lucifer Lighting | S2P1**-****-90W13AWD-****-**** | Light Emitting Diode | Inseparable Luminaire | Direct Wired | Reverse Phase Cut Controls | 49 | 2681 | -0.0005 | 92 | 54 | 71 | 0.96 | Ambient | 50000 |  | 1 | 60000 | 0.02 | 23 | 23 | 0.02 | 0.01 | 0.01 | 0.01 | 0 | 0 | 0.26 | 0.25 | 0.26 | 0.2 | 0 | 0 | 0.25 | 0.24 | 0.25 | 0.18 | 0 | 0 | True | False | Non Federally-Regulated | 03/06/2020 |  | 03/23/2020
Lucifer Lighting Co. | Lucifer Lighting | S2P2**-****-90W13AWD-****-**** | Light Emitting Diode | Inseparable Luminaire | Direct Wired | 0-10 VDC Controls | 49 | 2681 | -0.0005 | 92 | 54 | 71 | 0.96 | Ambient | 50000 |  | 1 | 60000 | 0.02 | 23 | 23 | 0.01 | 0.01 | 0.01 | 0 | 0 | 0 | 0.02 | 0.01 | 0.01 | 0.01 | 0 | 0 | 0.09 | 0.07 | 0.06 | 0.03 | 0.01 | 0 | True | False | Non Federally-Regulated | 03/06/2020 |  | 03/23/2020
Lucifer Lighting Co. | Lucifer Lighting | S2P2**-****-90W13AWD-****-**** | Light Emitting Diode | Inseparable Luminaire | Direct Wired | Reverse Phase Cut Controls | 49 | 2681 | -0.0005 | 92 | 54 | 71 | 0.96 | Ambient | 50000 |  | 1 | 60000 | 0.02 | 23 | 23 | 0.02 | 0.01 | 0.01 | 0.01 | 0 | 0 | 0.26 | 0.25 | 0.26 | 0.2 | 0 | 0 | 0.25 | 0.24 | 0.25 | 0.18 | 0 | 0 | True | False | Non Federally-Regulated | 03/06/2020 |  | 03/23/2020
Lucifer Lighting Co. | Lucifer Lighting | S2P3**-****-90W13AWD-****-**** | Light Emitting Diode | Inseparable Luminaire | Direct Wired | 0-10 VDC Controls | 49 | 2681 | -0.0005 | 92 | 54 | 71 | 0.96 | Ambient | 50000 |  | 1 | 60000 | 0.02 | 23 | 23 | 0.01 | 0.01 | 0.01 | 0 | 0 | 0 | 0.02 | 0.01 | 0.01 | 0.01 | 0 | 0 | 0.09 | 0.07 | 0.06 | 0.03 | 0.01 | 0 | True | False | Non Federally-Regulated | 03/06/2020 |  | 03/23/2020
Lucifer Lighting Co. | Lucifer Lighting | S2P3**-****-90W13AWD-****-**** | Light Emitting Diode | Inseparable Luminaire | Direct Wired | Reverse Phase Cut Controls | 49 | 2681 | -0.0005 | 92 | 54 | 71 | 0.96 | Ambient | 50000 |  | 1 | 60000 | 0.02 | 23 | 23 | 0.02 | 0.01 | 0.01 | 0.01 | 0 | 0 | 0.26 | 0.25 | 0.26 | 0.2 | 0 | 0 | 0.25 | 0.24 | 0.25 | 0.18 | 0 | 0 | True | False | Non Federally-Regulated | 03/06/2020 |  | 03/23/2020
Lucifer Lighting Co. | Lucifer Lighting | S2P4**-****-90W13AWD-****-**** | Light Emitting Diode | Inseparable Luminaire | Direct Wired | 0-10 VDC Controls | 49 | 2681 | -0.0005 | 92 | 54 | 71 | 0.96 | Ambient | 50000 |  | 1 | 60000 | 0.02 | 23 | 23 | 0.01 | 0.01 | 0.01 | 0 | 0 | 0 | 0.02 | 0.01 | 0.01 | 0.01 | 0 | 0 | 0.09 | 0.07 | 0.06 | 0.03 | 0.01 | 0 | True | False | Non Federally-Regulated | 03/06/2020 |  | 03/23/2020
Lucifer Lighting Co. | Lucifer Lighting | S2P4**-****-90W13AWD-****-**** | Light Emitting Diode | Inseparable Luminaire | Direct Wired | Reverse Phase Cut Controls | 49 | 2681 | -0.0005 | 92 | 54 | 71 | 0.96 | Ambient | 50000 |  | 1 | 60000 | 0.02 | 23 | 23 | 0.02 | 0.01 | 0.01 | 0.01 | 0 | 0 | 0.26 | 0.25 | 0.26 | 0.2 | 0 | 0 | 0.25 | 0.24 | 0.25 | 0.18 | 0 | 0 | True | False | Non Federally-Regulated | 03/06/2020 |  | 03/23/2020
Lucifer Lighting Co. | Lucifer Lighting | S2P5**-****-90W13AWD-****-**** | Light Emitting Diode | Inseparable Luminaire | Direct Wired | 0-10 VDC Controls | 49 | 2681 | -0.0005 | 92 | 54 | 71 | 0.96 | Ambient | 50000 |  | 1 | 60000 | 0.02 | 23 | 23 | 0.01 | 0.01 | 0.01 | 0 | 0 | 0 | 0.02 | 0.01 | 0.01 | 0.01 | 0 | 0 | 0.09 | 0.07 | 0.06 | 0.03 | 0.01 | 0 | True | False | Non Federally-Regulated | 03/06/2020 |  | 03/23/2020
Lucifer Lighting Co. | Lucifer Lighting | S2P5**-****-90W13AWD-****-**** | Light Emitting Diode | Inseparable Luminaire | Direct Wired | Reverse Phase Cut Controls | 49 | 2681 | -0.0005 | 92 | 54 | 71 | 0.96 | Ambient | 50000 |  | 1 | 60000 | 0.02 | 23 | 23 | 0.02 | 0.01 | 0.01 | 0.01 | 0 | 0 | 0.26 | 0.25 | 0.26 | 0.2 | 0 | 0 | 0.25 | 0.24 | 0.25 | 0.18 | 0 | 0 | True | False | Non Federally-Regulated | 03/06/2020 |  | 03/23/2020
Lucifer Lighting Co. | Lucifer Lighting | S2P6**-****-90W13AWD-****-**** | Light Emitting Diode | Inseparable Luminaire | Direct Wired | 0-10 VDC Controls | 49 | 2681 | -0.0005 | 92 | 54 | 71 | 0.96 | Ambient | 50000 |  | 1 | 60000 | 0.02 | 23 | 23 | 0.01 | 0.01 | 0.01 | 0 | 0 | 0 | 0.02 | 0.01 | 0.01 | 0.01 | 0 | 0 | 0.09 | 0.07 | 0.06 | 0.03 | 0.01 | 0 | True | False | Non Federally-Regulated | 03/06/2020 |  | 03/23/2020
Lucifer Lighting Co. | Lucifer Lighting | S2P6**-****-90W13AWD-****-**** | Light Emitting Diode | Inseparable Luminaire | Direct Wired | Reverse Phase Cut Controls | 49 | 2681 | -0.0005 | 92 | 54 | 71 | 0.96 | Ambient | 50000 |  | 1 | 60000 | 0.02 | 23 | 23 | 0.02 | 0.01 | 0.01 | 0.01 | 0 | 0 | 0.26 | 0.25 | 0.26 | 0.2 | 0 | 0 | 0.25 | 0.24 | 0.25 | 0.18 | 0 | 0 | True | False | Non Federally-Regulated | 03/06/2020 |  | 03/23/2020
Lucifer Lighting Co. | Lucifer Lighting | S2P7**-****-90W13AWD-****-**** | Light Emitting Diode | Inseparable Luminaire | Direct Wired | 0-10 VDC Controls | 49 | 2681 | -0.0005 | 92 | 54 | 71 | 0.96 | Ambient | 50000 |  | 1 | 60000 | 0.02 | 23 | 23 | 0.01 | 0.01 | 0.01 | 0 | 0 | 0 | 0.02 | 0.01 | 0.01 | 0.01 | 0 | 0 | 0.09 | 0.07 | 0.06 | 0.03 | 0.01 | 0 | True | False | Non Federally-Regulated | 03/06/2020 |  | 03/23/2020
Lucifer Lighting Co. | Lucifer Lighting | S2P7**-****-90W13AWD-****-**** | Light Emitting Diode | Inseparable Luminaire | Direct Wired | Reverse Phase Cut Controls | 49 | 2681 | -0.0005 | 92 | 54 | 71 | 0.96 | Ambient | 50000 |  | 1 | 60000 | 0.02 | 23 | 23 | 0.02 | 0.01 | 0.01 | 0.01 | 0 | 0 | 0.26 | 0.25 | 0.26 | 0.2 | 0 | 0 | 0.25 | 0.24 | 0.25 | 0.18 | 0 | 0 | True | False | Non Federally-Regulated | 03/06/2020 |  | 03/23/2020
Lucifer Lighting Co. | Lucifer Lighting | S2P8**-****-90W13AWD-****-**** | Light Emitting Diode | Inseparable Luminaire | Direct Wired | 0-10 VDC Controls | 49 | 2681 | -0.0005 | 92 | 54 | 71 | 0.96 | Ambient | 50000 |  | 1 | 60000 | 0.02 | 23 | 23 | 0.01 | 0.01 | 0.01 | 0 | 0 | 0 | 0.02 | 0.01 | 0.01 | 0.01 | 0 | 0 | 0.09 | 0.07 | 0.06 | 0.03 | 0.01 | 0 | True | False | Non Federally-Regulated | 03/06/2020 |  | 03/23/2020
Lucifer Lighting Co. | Lucifer Lighting | S2P8**-****-90W13AWD-****-**** | Light Emitting Diode | Inseparable Luminaire | Direct Wired | Reverse Phase Cut Controls | 49 | 2681 | -0.0005 | 92 | 54 | 71 | 0.96 | Ambient | 50000 |  | 1 | 60000 | 0.02 | 23 | 23 | 0.02 | 0.01 | 0.01 | 0.01 | 0 | 0 | 0.26 | 0.25 | 0.26 | 0.2 | 0 | 0 | 0.25 | 0.24 | 0.25 | 0.18 | 0 | 0 | True | False | Non Federally-Regulated | 03/06/2020 |  | 03/23/2020
Lucifer Lighting Co. | Lucifer Lighting | S2P9**-****-90W13AWD-****-**** | Light Emitting Diode | Inseparable Luminaire | Direct Wired | 0-10 VDC Controls | 49 | 2681 | -0.0005 | 92 | 54 | 71 | 0.96 | Ambient | 50000 |  | 1 | 60000 | 0.02 | 23 | 23 | 0.01 | 0.01 | 0.01 | 0 | 0 | 0 | 0.02 | 0.01 | 0.01 | 0.01 | 0 | 0 | 0.09 | 0.07 | 0.06 | 0.03 | 0.01 | 0 | True | False | Non Federally-Regulated | 03/06/2020 |  | 03/23/2020
Lucifer Lighting Co. | Lucifer Lighting | S2P9**-****-90W13AWD-****-**** | Light Emitting Diode | Inseparable Luminaire | Direct Wired | Reverse Phase Cut Controls | 49 | 2681 | -0.0005 | 92 | 54 | 71 | 0.96 | Ambient | 50000 |  | 1 | 60000 | 0.02 | 23 | 23 | 0.02 | 0.01 | 0.01 | 0.01 | 0 | 0 | 0.26 | 0.25 | 0.26 | 0.2 | 0 | 0 | 0.25 | 0.24 | 0.25 | 0.18 | 0 | 0 | True | False | Non Federally-Regulated | 03/06/2020 |  | 03/23/2020
MaxLite | MaxLite | F4T10DLED927/JA8 | Light Emitting Diode | Omnidirectional Lamp | Edison Screw Base | Forward Phase Cut Controls | 96.7 | 2700 | 0 | 92 | 53 | 51 | 0.95 | Elevated | 15000 | 0.9 | 1 |  | 0.1 | 21 | 21 | 0.05 | 0.04 | 0.04 | 0.03 | 0.02 | 0 | 0.68 | 0.37 | 0.24 | 0.19 | 0.16 | 0.02 | 1 | 0.65 | 0.39 | 0.3 | 0.3 | 0.01 | True |  | Non Federally-Regulated | 10/10/2017 |  | 03/23/2020
MaxLite | MaxLite | F7ST19DLED927/JA8 | Light Emitting Diode | Decorative Lamp | Edison Screw Base | Forward Phase Cut Controls | 98.1 | 2700 | 0.0002 | 92 | 56 | 27 | 0.93 | Elevated | 15000 | 0.889 | 1 |  | 0.1 | 21 | 21 | 0.1 | 0.1 | 0.08 | 0.05 | 0.01 | 0 | 0.06 | 0.06 | 0.06 | 0.05 | 0.01 | 0.01 | 0.07 | 0.07 | 0.07 | 0.05 | 0.01 | 0.01 | True |  | Non Federally-Regulated | 11/17/2017 |  | 03/23/2020
MaxLite | MaxLite | V6.5ST19DLED922/JA8 | Light Emitting Diode | Decorative Lamp | Edison Screw Base | Forward Phase Cut Controls | 75.4 | 2200 | -0.0004 | 96 | 80 | 25 | 0.93 | Elevated | 15000 | 0.885 | 1 |  | 0.1 | 21 | 22 | 0.01 | 0.01 | 0.01 | 0.01 | 0 | 0 | 0.07 | 0.07 | 0.07 | 0.06 | 0.01 | 0 | 0.08 | 0.08 | 0.08 | 0.06 | 0.02 | 0.01 | True |  | Non Federally-Regulated | 09/22/2017 |  | 03/23/2020
LED Linear | LED Linear | XOOLUX NANO LD05 W927 XXXX XX IP65 | Light Emitting Diode | Inseparable Luminaire | Quick Connect | 0-10 VDC Controls | 59 | 2698 | 0.0015 | 95 | 85 | 240 | 0.9 | Elevated | 60000 | 0.99 | 1 |  | 0.04 | 24 | 21 | 0.01 | 0.01 | 0.01 | 0.01 | 0.01 | 0.01 | 0.01 | 0.01 | 0.01 | 0.01 | 0.01 | 0.01 | 0.01 | 0.01 | 0.01 | 0.01 | 0.01 | 0.01 | True |  | Non Federally-Regulated | 03/07/2019 |  | 03/26/2020
LED Linear | LED Linear | XOOLUX NANO LD05 W930 XXXX XX IP65 | Light Emitting Diode | Inseparable Luminaire | Quick Connect | 0-10 VDC Controls | 59 | 3001 | 0.0012 | 96 | 83 | 240 | 0.9 | Elevated | 60000 | 0.99 | 1 |  | 0.04 | 24 | 21 | 0.01 | 0.01 | 0.01 | 0.01 | 0.01 | 0.01 | 0.01 | 0.01 | 0.01 | 0.01 | 0.01 | 0.01 | 0.01 | 0.01 | 0.01 | 0.01 | 0.01 | 0.01 | True |  | Non Federally-Regulated | 03/07/2019 |  | 03/26/2020
LED Linear | LED Linear | XOOLUX NANO LD05 W935 XXXX XX IP65 | Light Emitting Diode | Inseparable Luminaire | Quick Connect | 0-10 VDC Controls | 60 | 3504 | 0.0011 | 95 | 82 | 240 | 0.9 | Elevated | 60000 | 0.99 | 1 |  | 0.04 | 24 | 21 | 0.01 | 0.01 | 0.01 | 0.01 | 0.01 | 0.01 | 0.01 | 0.01 | 0.01 | 0.01 | 0.01 | 0.01 | 0.01 | 0.01 | 0.01 | 0.01 | 0.01 | 0.01 | True |  | Non Federally-Regulated | 03/07/2019 |  | 03/26/2020
LED Linear | LED Linear | XOOLUX NANO LD05 W940 XXXX XX IP65 | Light Emitting Diode | Inseparable Luminaire | Quick Connect | 0-10 VDC Controls | 61 | 4001 | 0.001 | 94 | 80 | 240 | 0.9 | Elevated | 60000 | 0.99 | 1 |  | 0.04 | 24 | 21 | 0.01 | 0.01 | 0.01 | 0.01 | 0.01 | 0.01 | 0.01 | 0.01 | 0.01 | 0.01 | 0.01 | 0.01 | 0.01 | 0.01 | 0.01 | 0.01 | 0.01 | 0.01 | True |  | Non Federally-Regulated | 03/07/2019 |  | 03/26/2020
LED Linear | LED Linear | XOOLUX NANO LD10 W927 XXXX XX IP65 | Light Emitting Diode | Inseparable Luminaire | Quick Connect | 0-10 VDC Controls | 61 | 2698 | 0.0015 | 95 | 85 | 236 | 0.93 | Elevated | 60000 | 0.99 | 1 |  | 0.01 | 24 | 21 | 0.01 | 0.01 | 0.01 | 0.01 | 0.01 | 0.01 | 0.01 | 0.01 | 0.01 | 0.01 | 0.01 | 0.01 | 0.08 | 0.08 | 0.06 | 0.05 | 0.03 | 0.02 | True |  | Non Federally-Regulated | 03/07/2019 |  | 03/26/2020
LED Linear | LED Linear | XOOLUX NANO LD10 W930 XXXX XX IP65 | Light Emitting Diode | Inseparable Luminaire | Quick Connect | 0-10 VDC Controls | 61 | 3001 | 0.0012 | 96 | 83 | 236 | 0.93 | Elevated | 60000 | 0.99 | 1 |  | 0.01 | 24 | 21 | 0.01 | 0.01 | 0.01 | 0.01 | 0.01 | 0.01 | 0.01 | 0.01 | 0.01 | 0.01 | 0.01 | 0.01 | 0.08 | 0.08 | 0.06 | 0.05 | 0.03 | 0.02 | True |  | Non Federally-Regulated | 03/07/2019 |  | 03/26/2020
LED Linear | LED Linear | XOOLUX NANO LD10 W935 XXXX XX IP65 | Light Emitting Diode | Inseparable Luminaire | Quick Connect | 0-10 VDC Controls | 62 | 3504 | 0.0011 | 95 | 82 | 236 | 0.93 | Elevated | 60000 | 0.99 | 1 |  | 0.01 | 24 | 21 | 0.01 | 0.01 | 0.01 | 0.01 | 0.01 | 0.01 | 0.01 | 0.01 | 0.01 | 0.01 | 0.01 | 0.01 | 0.08 | 0.08 | 0.06 | 0.05 | 0.03 | 0.02 | True |  | Non Federally-Regulated | 03/07/2019 |  | 03/26/2020
LED Linear | LED Linear | XOOLUX NANO LD10 W940 XXXX XX IP65 | Light Emitting Diode | Inseparable Luminaire | Quick Connect | 0-10 VDC Controls | 64 | 4001 | 0.001 | 94 | 80 | 236 | 0.93 | Elevated | 60000 | 0.99 | 1 |  | 0.01 | 24 | 21 | 0.01 | 0.01 | 0.01 | 0.01 | 0.01 | 0.01 | 0.01 | 0.01 | 0.01 | 0.01 | 0.01 | 0.01 | 0.08 | 0.08 | 0.06 | 0.05 | 0.03 | 0.02 | True |  | Non Federally-Regulated | 03/07/2019 |  | 03/26/2020
LED Linear | LED Linear | XOOLUX NANO LD15 W927 XXXX XX IP65 | Light Emitting Diode | Inseparable Luminaire | Quick Connect | 0-10 VDC Controls | 63 | 2698 | 0.0015 | 95 | 85 | 237 | 0.9 | Elevated | 60000 | 0.99 | 1 |  | 0 | 21 | 21 | 0.01 | 0.01 | 0.01 | 0.01 | 0.01 | 0.01 | 0.01 | 0.01 | 0.01 | 0.01 | 0.01 | 0.01 | 0.04 | 0.04 | 0.03 | 0.03 | 0.03 | 0.01 | True |  | Non Federally-Regulated | 03/07/2019 |  | 03/26/2020
LED Linear | LED Linear | XOOLUX NANO LD15 W930 XXXX XX IP65 | Light Emitting Diode | Inseparable Luminaire | Quick Connect | 0-10 VDC Controls | 64 | 3001 | 0.0012 | 96 | 83 | 237 | 0.9 | Elevated | 60000 | 0.99 | 1 |  | 0 | 21 | 21 | 0.01 | 0.01 | 0.01 | 0.01 | 0.01 | 0.01 | 0.01 | 0.01 | 0.01 | 0.01 | 0.01 | 0.01 | 0.04 | 0.04 | 0.03 | 0.03 | 0.03 | 0.01 | True |  | Non Federally-Regulated | 03/07/2019 |  | 03/26/2020
LED Linear | LED Linear | XOOLUX NANO LD15 W935 XXXX XX IP65 | Light Emitting Diode | Inseparable Luminaire | Quick Connect | 0-10 VDC Controls | 64 | 3504 | 0.0011 | 95 | 82 | 237 | 0.9 | Elevated | 60000 | 0.99 | 1 |  | 0 | 21 | 21 | 0.01 | 0.01 | 0.01 | 0.01 | 0.01 | 0.01 | 0.01 | 0.01 | 0.01 | 0.01 | 0.01 | 0.01 | 0.04 | 0.04 | 0.03 | 0.03 | 0.03 | 0.01 | True |  | Non Federally-Regulated | 03/07/2019 |  | 03/26/2020
LED Linear | LED Linear | XOOLUX NANO LD15 W940 XXXX XX IP65 | Light Emitting Diode | Inseparable Luminaire | Quick Connect | 0-10 VDC Controls | 66 | 4001 | 0.001 | 94 | 80 | 237 | 0.9 | Elevated | 60000 | 0.99 | 1 |  | 0 | 21 | 21 | 0.01 | 0.01 | 0.01 | 0.01 | 0.01 | 0.01 | 0.01 | 0.01 | 0.01 | 0.01 | 0.01 | 0.01 | 0.04 | 0.04 | 0.03 | 0.03 | 0.03 | 0.01 | True |  | Non Federally-Regulated | 03/07/2019 |  | 03/26/2020
LED Linear | LED Linear | XOOLUX NANO LD25 W927 XXXX XX IP65 | Light Emitting Diode | Inseparable Luminaire | Quick Connect | 0-10 VDC Controls | 60 | 2698 | 0.0015 | 95 | 85 | 238 | 0.96 | Elevated | 60000 | 0.99 | 1 |  | 0 | 22 | 23 | 0.01 | 0.01 | 0.01 | 0.01 | 0.01 | 0.01 | 0.01 | 0.01 | 0.01 | 0.01 | 0.01 | 0.01 | 0.04 | 0.04 | 0.04 | 0.04 | 0.03 | 0.01 | True |  | Non Federally-Regulated | 03/07/2019 |  | 03/26/2020
LED Linear | LED Linear | XOOLUX NANO LD25 W930 XXXX XX IP65 | Light Emitting Diode | Inseparable Luminaire | Quick Connect | 0-10 VDC Controls | 61 | 3001 | 0.0012 | 96 | 83 | 238 | 0.96 | Elevated | 60000 | 0.99 | 1 |  | 0 | 22 | 23 | 0.01 | 0.01 | 0.01 | 0.01 | 0.01 | 0.01 | 0.01 | 0.01 | 0.01 | 0.01 | 0.01 | 0.01 | 0.04 | 0.04 | 0.04 | 0.04 | 0.03 | 0.01 | True |  | Non Federally-Regulated | 03/07/2019 |  | 03/26/2020
LED Linear | LED Linear | XOOLUX NANO LD25 W935 XXXX XX IP65 | Light Emitting Diode | Inseparable Luminaire | Quick Connect | 0-10 VDC Controls | 61 | 3504 | 0.0011 | 95 | 82 | 238 | 0.96 | Elevated | 60000 | 0.99 | 1 |  | 0 | 22 | 23 | 0.01 | 0.01 | 0.01 | 0.01 | 0.01 | 0.01 | 0.01 | 0.01 | 0.01 | 0.01 | 0.01 | 0.01 | 0.04 | 0.04 | 0.04 | 0.04 | 0.03 | 0.01 | True |  | Non Federally-Regulated | 03/07/2019 |  | 03/26/2020
LED Linear | LED Linear | XOOLUX NANO LD25 W940 XXXX XX IP65 | Light Emitting Diode | Inseparable Luminaire | Quick Connect | 0-10 VDC Controls | 63 | 4001 | 0.001 | 94 | 80 | 238 | 0.96 | Elevated | 60000 | 0.99 | 1 |  | 0 | 22 | 23 | 0.01 | 0.01 | 0.01 | 0.01 | 0.01 | 0.01 | 0.01 | 0.01 | 0.01 | 0.01 | 0.01 | 0.01 | 0.04 | 0.04 | 0.04 | 0.04 | 0.03 | 0.01 | True |  | Non Federally-Regulated | 03/07/2019 |  | 03/26/2020
LED Linear | LED Linear | VarioLED Flex Venus TC TV W927 **** IP67 | Light Emitting Diode | Inseparable Luminaire | Quick Connect | 0-10 VDC Controls | 50 | 2700 | 0.0001 | 94 | 64 | 234 | 0.9 | Elevated | 60000 | 0.985 | 1 |  | 0 | 18 | 17 | 0.01 | 0 | 0 | 0 | 0 | 0 | 0 | 0 | 0 | 0 | 0 | 0 | 0.01 | 0 | 0 | 0 | 0 | 0 | True | False | Non Federally-Regulated | 10/04/2019 |  | 03/26/2020
LED Linear | LED Linear | VarioLED Flex Venus TC TV W930 **** IP67 | Light Emitting Diode | Inseparable Luminaire | Quick Connect | 0-10 VDC Controls | 50 | 3000 | 0.0002 | 94 | 67 | 234 | 0.9 | Elevated | 60000 | 0.985 | 1 |  | 0 | 18 | 17 | 0.01 | 0 | 0 | 0 | 0 | 0 | 0 | 0 | 0 | 0 | 0 | 0 | 0.01 | 0 | 0 | 0 | 0 | 0 | True | False | Non Federally-Regulated | 10/04/2019 |  | 03/26/2020
LED Linear | LED Linear | VarioLED Flex Venus TC TV W935 **** IP67 | Light Emitting Diode | Inseparable Luminaire | Quick Connect | 0-10 VDC Controls | 52 | 3500 | 0.0007 | 93 | 62 | 234 | 0.9 | Elevated | 60000 | 0.985 | 1 |  | 0 | 18 | 17 | 0.01 | 0 | 0 | 0 | 0 | 0 | 0 | 0 | 0 | 0 | 0 | 0 | 0.01 | 0 | 0 | 0 | 0 | 0 | True | False | Non Federally-Regulated | 10/04/2019 |  | 03/26/2020
LED Linear | LED Linear | VarioLED Flex Venus TC TV W940 **** IP67 | Light Emitting Diode | Inseparable Luminaire | Quick Connect | 0-10 VDC Controls | 52 | 4000 | 0.0017 | 93 | 71 | 234 | 0.9 | Elevated | 60000 | 0.985 | 1 |  | 0 | 18 | 17 | 0.01 | 0 | 0 | 0 | 0 | 0 | 0 | 0 | 0 | 0 | 0 | 0 | 0.01 | 0 | 0 | 0 | 0 | 0 | True | False | Non Federally-Regulated | 10/04/2019 |  | 03/26/2020
LED Linear | LED Linear | VarioLED Flex Phobos TC TV W927 **** IP67 | Light Emitting Diode | Inseparable Luminaire | Quick Connect | 0-10 VDC Controls | 51 | 2700 | 0.0001 | 94 | 64 | 241 | 0.9 | Elevated | 60000 | 0.985 | 1 |  | 0 | 17 | 17 | 0 | 0 | 0 | 0 | 0 | 0 | 0 | 0 | 0 | 0 | 0 | 0 | 0.2 | 0.1 | 0.08 | 0.08 | 0.06 | 0.06 | True | False | Non Federally-Regulated | 10/04/2019 |  | 03/26/2020
LED Linear | LED Linear | VarioLED Flex Phobos TC TV W930 **** IP67 | Light Emitting Diode | Inseparable Luminaire | Quick Connect | 0-10 VDC Controls | 53 | 3000 | 0.0002 | 94 | 67 | 241 | 0.9 | Elevated | 60000 | 0.985 | 1 |  | 0 | 17 | 17 | 0 | 0 | 0 | 0 | 0 | 0 | 0 | 0 | 0 | 0 | 0 | 0 | 0.2 | 0.1 | 0.08 | 0.08 | 0.06 | 0.06 | True | False | Non Federally-Regulated | 10/04/2019 |  | 03/26/2020
LED Linear | LED Linear | VarioLED Flex Phobos TC TV W935 **** IP67 | Light Emitting Diode | Inseparable Luminaire | Quick Connect | 0-10 VDC Controls | 54 | 3500 | 0.0007 | 93 | 62 | 241 | 0.9 | Elevated | 60000 | 0.985 | 1 |  | 0 | 17 | 17 | 0 | 0 | 0 | 0 | 0 | 0 | 0 | 0 | 0 | 0 | 0 | 0 | 0.2 | 0.1 | 0.08 | 0.08 | 0.06 | 0.06 | True | False | Non Federally-Regulated | 10/04/2019 |  | 03/26/2020
LED Linear | LED Linear | VarioLED Flex Phobos TC TV W940 **** IP67 | Light Emitting Diode | Inseparable Luminaire | Quick Connect | 0-10 VDC Controls | 55 | 4000 | 0.0017 | 93 | 71 | 241 | 0.9 | Elevated | 60000 | 0.985 | 1 |  | 0 | 17 | 17 | 0 | 0 | 0 | 0 | 0 | 0 | 0 | 0 | 0 | 0 | 0 | 0 | 0.2 | 0.1 | 0.08 | 0.08 | 0.06 | 0.06 | True | False | Non Federally-Regulated | 10/04/2019 |  | 03/26/2020
LED Linear | LED Linear | VarioLED Flex Skylla TC TV W927 **** IP67 | Light Emitting Diode | Inseparable Luminaire | Quick Connect | 0-10 VDC Controls | 50 | 2700 | 0.0001 | 94 | 64 | 236 | 0.9 | Elevated | 60000 | 0.985 | 1 |  | 0 | 17 | 17 | 0 | 0 | 0 | 0 | 0 | 0 | 0.02 | 0 | 0 | 0 | 0 | 0 | 0.08 | 0.04 | 0.04 | 0.03 | 0.03 | 0.03 | True | False | Non Federally-Regulated | 10/04/2019 |  | 03/26/2020
LED Linear | LED Linear | VarioLED Flex Skylla TC TV W930 **** IP67 | Light Emitting Diode | Inseparable Luminaire | Quick Connect | 0-10 VDC Controls | 51 | 3000 | 0.0002 | 94 | 67 | 236 | 0.9 | Elevated | 60000 | 0.985 | 1 |  | 0 | 17 | 17 | 0 | 0 | 0 | 0 | 0 | 0 | 0.02 | 0 | 0 | 0 | 0 | 0 | 0.08 | 0.04 | 0.04 | 0.03 | 0.03 | 0.03 | True | False | Non Federally-Regulated | 10/04/2019 |  | 03/26/2020
LED Linear | LED Linear | VarioLED Flex Skylla TC TV W935 **** IP67 | Light Emitting Diode | Inseparable Luminaire | Quick Connect | 0-10 VDC Controls | 53 | 3500 | 0.0007 | 93 | 62 | 236 | 0.9 | Elevated | 60000 | 0.985 | 1 |  | 0 | 17 | 17 | 0 | 0 | 0 | 0 | 0 | 0 | 0.02 | 0 | 0 | 0 | 0 | 0 | 0.08 | 0.04 | 0.04 | 0.03 | 0.03 | 0.03 | True | False | Non Federally-Regulated | 10/04/2019 |  | 03/26/2020
LED Linear | LED Linear | VarioLED Flex Skylla TC TV W940 **** IP67 | Light Emitting Diode | Inseparable Luminaire | Quick Connect | 0-10 VDC Controls | 53 | 4000 | 0.0017 | 93 | 71 | 236 | 0.9 | Elevated | 60000 | 0.985 | 1 |  | 0 | 17 | 17 | 0 | 0 | 0 | 0 | 0 | 0 | 0.02 | 0 | 0 | 0 | 0 | 0 | 0.08 | 0.04 | 0.04 | 0.03 | 0.03 | 0.03 | True | False | Non Federally-Regulated | 10/04/2019 |  | 03/26/2020
LED Linear | LED Linear | VarioLED Flex Venus TC 3D W927 **** IP67 | Light Emitting Diode | Inseparable Luminaire | Quick Connect | 0-10 VDC Controls | 50 | 2700 | 0.0001 | 94 | 64 | 239 | 0.9 | Elevated | 60000 | 0.985 | 1 |  | 0 | 18 | 17 | 0.01 | 0 | 0 | 0 | 0 | 0 | 0 | 0 | 0 | 0 | 0 | 0 | 0.04 | 0.02 | 0 | 0.01 | 0 | 0 | True | False | Non Federally-Regulated | 10/04/2019 |  | 03/26/2020
LED Linear | LED Linear | VarioLED Flex Venus TC 3D W930 **** IP67 | Light Emitting Diode | Inseparable Luminaire | Quick Connect | 0-10 VDC Controls | 50 | 3000 | 0.0002 | 94 | 67 | 239 | 0.9 | Elevated | 60000 | 0.985 | 1 |  | 0 | 18 | 17 | 0.01 | 0 | 0 | 0 | 0 | 0 | 0 | 0 | 0 | 0 | 0 | 0 | 0.04 | 0.02 | 0 | 0.01 | 0 | 0 | True | False | Non Federally-Regulated | 10/04/2019 |  | 03/26/2020
LED Linear | LED Linear | VarioLED Flex Venus TC 3D W935 **** IP67 | Light Emitting Diode | Inseparable Luminaire | Quick Connect | 0-10 VDC Controls | 52 | 3500 | 0.0007 | 93 | 62 | 239 | 0.9 | Elevated | 60000 | 0.985 | 1 |  | 0 | 18 | 17 | 0.01 | 0 | 0 | 0 | 0 | 0 | 0 | 0 | 0 | 0 | 0 | 0 | 0.04 | 0.02 | 0 | 0.01 | 0 | 0 | True | False | Non Federally-Regulated | 10/04/2019 |  | 03/26/2020
LED Linear | LED Linear | VarioLED Flex Venus TC 3D W940 **** IP67 | Light Emitting Diode | Inseparable Luminaire | Quick Connect | 0-10 VDC Controls | 52 | 4000 | 0.0017 | 93 | 71 | 239 | 0.9 | Elevated | 60000 | 0.985 | 1 |  | 0 | 18 | 17 | 0.01 | 0 | 0 | 0 | 0 | 0 | 0 | 0 | 0 | 0 | 0 | 0 | 0.04 | 0.02 | 0 | 0.01 | 0 | 0 | True | False | Non Federally-Regulated | 10/04/2019 |  | 03/26/2020
LED Linear | LED Linear | VarioLED Flex Phobos TC 3D W927 **** IP67 | Light Emitting Diode | Inseparable Luminaire | Quick Connect | 0-10 VDC Controls | 51 | 2700 | 0.0001 | 94 | 64 | 239 | 0.9 | Elevated | 60000 | 0.985 | 1 |  | 0 | 17 | 17 | 0 | 0 | 0 | 0 | 0 | 0 | 0 | 0 | 0 | 0 | 0 | 0 | 0.05 | 0.02 | 0.02 | 0 | 0.01 | 0.01 | True | False | Non Federally-Regulated | 10/04/2019 |  | 03/26/2020
LED Linear | LED Linear | VarioLED Flex Phobos TC 3D W930 **** IP67 | Light Emitting Diode | Inseparable Luminaire | Quick Connect | 0-10 VDC Controls | 53 | 3000 | 0.0002 | 94 | 67 | 239 | 0.9 | Elevated | 60000 | 0.985 | 1 |  | 0 | 17 | 17 | 0 | 0 | 0 | 0 | 0 | 0 | 0 | 0 | 0 | 0 | 0 | 0 | 0.05 | 0.02 | 0.02 | 0 | 0.01 | 0.01 | True | False | Non Federally-Regulated | 10/04/2019 |  | 03/26/2020
LED Linear | LED Linear | VarioLED Flex Phobos TC 3D W935 **** IP67 | Light Emitting Diode | Inseparable Luminaire | Quick Connect | 0-10 VDC Controls | 54 | 3500 | 0.0007 | 93 | 62 | 239 | 0.9 | Elevated | 60000 | 0.985 | 1 |  | 0 | 17 | 17 | 0 | 0 | 0 | 0 | 0 | 0 | 0 | 0 | 0 | 0 | 0 | 0 | 0.05 | 0.02 | 0.02 | 0 | 0.01 | 0.01 | True | False | Non Federally-Regulated | 10/04/2019 |  | 03/26/2020
LED Linear | LED Linear | VarioLED Flex Phobos TC 3D W940 **** IP67 | Light Emitting Diode | Inseparable Luminaire | Quick Connect | 0-10 VDC Controls | 55 | 4000 | 0.0017 | 93 | 71 | 239 | 0.9 | Elevated | 60000 | 0.985 | 1 |  | 0 | 17 | 17 | 0 | 0 | 0 | 0 | 0 | 0 | 0 | 0 | 0 | 0 | 0 | 0 | 0.05 | 0.02 | 0.02 | 0 | 0.01 | 0.01 | True | False | Non Federally-Regulated | 10/04/2019 |  | 03/26/2020
LED Linear | LED Linear | VarioLED Flex Skylla TC 3D W927 **** IP67 | Light Emitting Diode | Inseparable Luminaire | Quick Connect | 0-10 VDC Controls | 50 | 2700 | 0.0001 | 94 | 64 | 237 | 0.9 | Elevated | 60000 | 0.985 | 1 |  | 0 | 17 | 17 | 0 | 0 | 0 | 0 | 0 | 0 | 0 | 0 | 0 | 0 | 0 | 0 | 0.34 | 0.23 | 0.22 | 0.21 | 0.18 | 0.17 | True | False | Non Federally-Regulated | 10/04/2019 |  | 03/26/2020
LED Linear | LED Linear | VarioLED Flex Skylla TC 3D W930 **** IP67 | Light Emitting Diode | Inseparable Luminaire | Quick Connect | 0-10 VDC Controls | 51 | 3000 | 0.0002 | 94 | 67 | 237 | 0.9 | Elevated | 60000 | 0.985 | 1 |  | 0 | 17 | 17 | 0 | 0 | 0 | 0 | 0 | 0 | 0 | 0 | 0 | 0 | 0 | 0 | 0.34 | 0.23 | 0.22 | 0.21 | 0.18 | 0.17 | True | False | Non Federally-Regulated | 10/04/2019 |  | 03/26/2020
LED Linear | LED Linear | VarioLED Flex Skylla TC 3D W935 **** IP67 | Light Emitting Diode | Inseparable Luminaire | Quick Connect | 0-10 VDC Controls | 53 | 3500 | 0.0007 | 93 | 62 | 237 | 0.9 | Elevated | 60000 | 0.985 | 1 |  | 0 | 17 | 17 | 0 | 0 | 0 | 0 | 0 | 0 | 0 | 0 | 0 | 0 | 0 | 0 | 0.34 | 0.23 | 0.22 | 0.21 | 0.18 | 0.17 | True | False | Non Federally-Regulated | 10/04/2019 |  | 03/26/2020
LED Linear | LED Linear | VarioLED Flex Skylla TC 3D W940 **** IP67 | Light Emitting Diode | Inseparable Luminaire | Quick Connect | 0-10 VDC Controls | 53 | 4000 | 0.0017 | 93 | 71 | 237 | 0.9 | Elevated | 60000 | 0.985 | 1 |  | 0 | 17 | 17 | 0 | 0 | 0 | 0 | 0 | 0 | 0 | 0 | 0 | 0 | 0 | 0 | 0.34 | 0.23 | 0.22 | 0.21 | 0.18 | 0.17 | True | False | Non Federally-Regulated | 10/04/2019 |  | 03/26/2020
LED Linear | LED Linear | ADONIS TC HYDRA HD6 940 XXXX IP67 | Light Emitting Diode | Inseparable Luminaire | Quick Connect | 0-10 VDC Controls | 50 | 3987 | 0.0009 | 95 | 69 | 235 | 0.9 | Elevated | 60000 | 0.991 | 1 |  | 0.01 | 20 | 21 | 0.01 | 0.01 | 0.01 | 0.01 | 0.01 | 0.01 | 0.07 | 0.02 | 0.01 | 0.01 | 0.01 | 0.01 | 0.09 | 0.08 | 0.08 | 0.07 | 0.05 | 0.01 | True |  | Non Federally-Regulated | 03/07/2019 |  | 03/26/2020
LED Linear | LED Linear | ADONIS TC HYDRA HD10 940 XXXX IP67 | Light Emitting Diode | Inseparable Luminaire | Quick Connect | 0-10 VDC Controls | 50 | 3987 | 0.0009 | 95 | 69 | 233 | 0.9 | Elevated | 60000 | 0.991 | 1 |  | 0.01 | 18 | 22 | 0.01 | 0.01 | 0.01 | 0.01 | 0.01 | 0.01 | 0.06 | 0.01 | 0.01 | 0.01 | 0.01 | 0.01 | 0.08 | 0.07 | 0.07 | 0.06 | 0.05 | 0.01 | True |  | Non Federally-Regulated | 03/07/2019 |  | 03/26/2020
Luminii Corp | Express | OAX-**K-15 | Light Emitting Diode | Inseparable Luminaire | Direct Wired | 0-10 VDC Controls | 65.4 | 2003 | 0.0008 | 94 | 60 | 287 | 1 | Ambient | 50000 |  | 1 | 60000 | 0.01 | 16 | 16 | 0.02 | 0 | 0 | 0 | 0 | 0 | 1 | 1 | 0.07 | 0.04 | 0.02 | 0 | 1 | 1 | 0.2 | 0.1 | 0.05 | 0.02 | True | False | Non Federally-Regulated | 01/27/2020 |  | 04/08/2020
Luminii Corp | Express | OAX-**K-44 | Light Emitting Diode | Inseparable Luminaire | Direct Wired | 0-10 VDC Controls | 59.6 | 2036 | 0.0019 | 93 | 61 | 305 | 1 | Ambient | 50000 |  | 1 | 36000 | 0.01 | 16 | 16 | 0.01 | 0 | 0 | 0 | 0 | 0 | 1 | 1 | 0.05 | 0.02 | 0.01 | 0 | 1 | 1 | 0.05 | 0.02 | 0.01 | 0 | True | False | Non Federally-Regulated | 01/27/2020 |  | 04/08/2020
Luminii Corp | Express | OAX-**K-88 | Light Emitting Diode | Inseparable Luminaire | Direct Wired | 0-10 VDC Controls | 53.7 | 2027 | 0.0024 | 92 | 59 | 257 | 1 | Ambient | 50000 |  | 1 | 36000 | 0.01 | 16 | 16 | 0.01 | 0 | 0 | 0 | 0 | 0 | 1 | 1 | 0.06 | 0.02 | 0.01 | 0 | 1 | 1 | 0.08 | 0.04 | 0.02 | 0.01 | True | False | Non Federally-Regulated | 01/27/2020 |  | 04/08/2020
Luminii Corp | Express | OAX-**K-30 | Light Emitting Diode | Inseparable Luminaire | Direct Wired | 0-10 VDC Controls | 63 | 1994 | 0.0006 | 94 | 58 | 186 | 1 | Ambient | 50000 |  | 1 | 60000 | 0.01 | 16 | 16 | 0.01 | 0 | 0 | 0 | 0 | 0 | 0.99 | 1 | 0.2 | 0.1 | 0.05 | 0.02 | 1 | 1 | 0.06 | 0.03 | 0.01 | 0.01 | True | False | Non Federally-Regulated | 01/27/2020 |  | 04/08/2020
Luminii Corp | Express | OAX-**K-22 | Light Emitting Diode | Inseparable Luminaire | Direct Wired | 0-10 VDC Controls | 54.6 | 2038 | 0.0021 | 93 | 63 | 177 | 1 | Ambient | 50000 |  | 1 | 36000 | 0.01 | 16 | 16 | 0.01 | 0 | 0 | 0 | 0 | 0 | 1 | 1 | 0.01 | 0 | 0 | 0 | 1 | 1 | 0.06 | 0.03 | 0.01 | 0.01 | True | False | Non Federally-Regulated | 01/27/2020 |  | 04/08/2020
Up-shine Lighting Co., Limited. | Upshine | UP-DL254-4-12W-OAC3(3000K-3500K-4000K) | Light Emitting Diode | Inseparable Luminaire | Direct Wired | 0-10 VDC Controls | 95 | 3000 | -0.0018 | 93 | 69 | 360 | 0.99 | Ambient | 50000 |  | 0.99 | 60000 | 0.09 | 15 | 16 | 0.01 | 0.01 | 0.01 | 0.01 | 0.01 | 0 | 0.01 | 0.01 | 0.01 | 0.01 | 0 | 0 | 0.02 | 0.02 | 0.01 | 0.01 | 0.01 | 0.01 | True | False | Non Federally-Regulated | 04/13/2020 |  | 04/14/2020
Up-shine Lighting Co., Limited. | Upshine | UP-DL254-4-12W-OAC3(3000K-4000K-5000K) | Light Emitting Diode | Inseparable Luminaire | Direct Wired | 0-10 VDC Controls | 95 | 3000 | -0.0018 | 93 | 69 | 360 | 0.99 | Ambient | 50000 |  | 0.99 | 60000 | 0.09 | 15 | 16 | 0.01 | 0.01 | 0.01 | 0.01 | 0.01 | 0 | 0.01 | 0.01 | 0.01 | 0.01 | 0 | 0 | 0.02 | 0.02 | 0.01 | 0.01 | 0.01 | 0.01 | True | False | Non Federally-Regulated | 04/13/2020 |  | 04/14/2020
Up-shine Lighting Co., Limited. | Upshine | UP-DL254-6-16W-OAC3(3000K-3500K-4000K) | Light Emitting Diode | Inseparable Luminaire | Direct Wired | 0-10 VDC Controls | 95 | 3000 | -0.0014 | 93 | 68 | 432 | 0.99 | Ambient | 50000 |  | 0.99 | 60000 | 0.09 | 15 | 16 | 0.01 | 0.01 | 0.01 | 0.01 | 0.01 | 0 | 0.01 | 0.01 | 0.01 | 0.01 | 0 | 0 | 0.02 | 0.01 | 0.01 | 0.01 | 0 | 0 | True | False | Non Federally-Regulated | 04/13/2020 |  | 04/14/2020
Up-shine Lighting Co., Limited. | Upshine | UP-DL254-6-16W-OAC3(3000K-4000K-5000K) | Light Emitting Diode | Inseparable Luminaire | Direct Wired | 0-10 VDC Controls | 95 | 3000 | -0.0014 | 93 | 68 | 432 | 0.99 | Ambient | 50000 |  | 0.99 | 60000 | 0.09 | 15 | 16 | 0.01 | 0.01 | 0.01 | 0.01 | 0.01 | 0 | 0.01 | 0.01 | 0.01 | 0.01 | 0 | 0 | 0.02 | 0.01 | 0.01 | 0.01 | 0 | 0 | True | False | Non Federally-Regulated | 04/13/2020 |  | 04/14/2020
Up-shine Lighting Co., Limited. | Upshine | UP-DL254-8-22W-OAC3(3000K-3500K-4000K) | Light Emitting Diode | Inseparable Luminaire | Direct Wired | 0-10 VDC Controls | 95 | 3000 | -0.0017 | 93 | 68 | 380 | 0.99 | Ambient | 50000 |  | 0.99 | 60000 | 0.09 | 15 | 16 | 0.01 | 0.01 | 0.01 | 0.01 | 0 | 0 | 0.02 | 0.01 | 0.01 | 0.01 | 0 | 0 | 0.02 | 0.01 | 0.01 | 0 | 0 | 0 | True | False | Non Federally-Regulated | 04/13/2020 |  | 04/14/2020
Up-shine Lighting Co., Limited. | Upshine | UP-DL254-8-22W-OAC3(3000K-4000K-5000K) | Light Emitting Diode | Inseparable Luminaire | Direct Wired | 0-10 VDC Controls | 95 | 3000 | -0.0017 | 93 | 68 | 380 | 0.99 | Ambient | 50000 |  | 0.99 | 60000 | 0.09 | 15 | 16 | 0.01 | 0.01 | 0.01 | 0.01 | 0 | 0 | 0.02 | 0.01 | 0.01 | 0.01 | 0 | 0 | 0.02 | 0.01 | 0.01 | 0 | 0 | 0 | True | False | Non Federally-Regulated | 04/13/2020 |  | 04/14/2020
Up-shine Lighting Co., Limited. | Upshine | UP-DL254-10-33W-OAC3(3000K-3500K-4000K) | Light Emitting Diode | Inseparable Luminaire | Direct Wired | 0-10 VDC Controls | 95 | 3000 | -0.0015 | 93 | 67 | 356 | 0.99 | Ambient | 50000 |  | 0.99 | 60000 | 0.09 | 15 | 16 | 0.01 | 0.01 | 0.01 | 0.01 | 0 | 0 | 0.01 | 0.01 | 0.01 | 0.01 | 0 | 0 | 0.03 | 0.03 | 0.02 | 0.01 | 0 | 0 | True | False | Non Federally-Regulated | 04/13/2020 |  | 04/14/2020
Up-shine Lighting Co., Limited. | Upshine | UP-DL254-10-33W-OAC3(3000K-4000K-5000K) | Light Emitting Diode | Inseparable Luminaire | Direct Wired | 0-10 VDC Controls | 95 | 3000 | -0.0015 | 93 | 67 | 356 | 0.99 | Ambient | 50000 |  | 0.99 | 60000 | 0.09 | 15 | 16 | 0.01 | 0.01 | 0.01 | 0.01 | 0 | 0 | 0.01 | 0.01 | 0.01 | 0.01 | 0 | 0 | 0.03 | 0.03 | 0.02 | 0.01 | 0 | 0 | True | False | Non Federally-Regulated | 04/13/2020 |  | 04/14/2020
MaxLite | MaxLite | EF4B10D927/JA8 | Light Emitting Diode | Decorative Lamp | Edison Screw Base | Forward Phase Cut Controls | 93.9 | 2700 |  | 93 | 56 | 45 | 0.91 | Elevated | 15000 | 0.888 | 1 |  | 0.1 | 21 | 21 | 0.02 | 0.02 | 0.02 | 0.01 | 0 | 0 | 0.01 | 0.01 | 0.01 | 0 | 0 | 0 | 0.01 | 0.01 | 0.01 | 0.01 | 0 | 0 | True | False | Non Federally-Regulated | 11/27/2019 |  | 04/14/2020
MaxLite | MaxLite | EF4B10D930/JA8 | Light Emitting Diode | Decorative Lamp | Edison Screw Base | Forward Phase Cut Controls | 100.5 | 3000 |  | 92 | 54 | 45 | 0.91 | Elevated | 15000 | 0.888 | 1 |  | 0.1 | 21 | 21 | 0.02 | 0.02 | 0.02 | 0.01 | 0 | 0 | 0.01 | 0.01 | 0.01 | 0 | 0 | 0 | 0.01 | 0.01 | 0.01 | 0.01 | 0 | 0 | True | False | Non Federally-Regulated | 11/27/2019 |  | 04/14/2020
Visual Comfort & Company | Generation Brands | WIT | Light Emitting Diode | Light Engine | Direct Wired | Forward Phase Cut Controls | 75.6 | 2979 | 0.0021 | 94 | 63 | 280 | 0.93 | Elevated | 15000 |  | 1 | 54000 | 0.01 | 18 | 18 | 0.7 | 0.05 | 0.03 | 0.02 | 0.01 | 0.01 | 1 | 0.3 | 0.2 | 0.15 | 0.08 | 0.07 | 1 | 1 | 0.15 | 0.11 | 0.09 | 0.05 | True | False | Non Federally-Regulated | 12/04/2019 |  | 04/20/2020
Aleo Lighting, Inc. | Aleo Lighting | CDL-6LE-UX/9CT | Light Emitting Diode | Inseparable Luminaire | Direct Wired | 0-10 VDC Controls | 86.9 | 2700 | 0 | 92 | 66 | 167 | 0.99 | Ambient | 50000 |  | 1 | 54000 | 0.1 | 14 | 14 | 0.2 | 0.2 | 0.2 | 0.2 | 0 | 0 | 0.03 | 0.03 | 0.02 | 0.03 | 0 | 0 | 0.02 | 0.02 | 0.02 | 0.02 | 0 | 0 | True | False | Non Federally-Regulated | 04/16/2020 |  | 04/21/2020
Aleo Lighting, Inc. | Aleo Lighting | CDL-6LE-UX/9CT(B) | Light Emitting Diode | Inseparable Luminaire | Direct Wired | 0-10 VDC Controls | 86.9 | 3000 | 0 | 92 | 66 | 167 | 0.99 | Ambient | 50000 |  | 1 | 54000 | 0.1 | 14 | 14 | 0.2 | 0.2 | 0.2 | 0.2 | 0 | 0 | 0.03 | 0.03 | 0.02 | 0.03 | 0 | 0 | 0.02 | 0.02 | 0.02 | 0.02 | 0 | 0 | True | False | Non Federally-Regulated | 04/16/2020 |  | 04/21/2020
Aleo Lighting, Inc. | Aleo Lighting | CDL-8LE-UX/9CT | Light Emitting Diode | Inseparable Luminaire | Direct Wired | 0-10 VDC Controls | 87.7 | 2700 | 0.0003 | 93 | 68 | 173 | 0.99 | Ambient | 50000 |  | 1 | 54000 | 0.1 | 15 | 15 | 0.2 | 0.2 | 0.2 | 0.2 | 0 | 0 | 0.03 | 0.02 | 0.02 | 0.02 | 0 | 0 | 0.02 | 0.2 | 0.19 | 0.19 | 0.17 | 0.05 | True | False | Non Federally-Regulated | 04/16/2020 |  | 04/21/2020
Aleo Lighting, Inc. | Aleo Lighting | CDL-8LE-UX/9CT(B) | Light Emitting Diode | Inseparable Luminaire | Direct Wired | 0-10 VDC Controls | 87.7 | 3000 | 0.0003 | 93 | 68 | 173 | 0.99 | Ambient | 50000 |  | 1 | 54000 | 0.1 | 15 | 15 | 0.2 | 0.2 | 0.2 | 0.2 | 0 | 0 | 0.03 | 0.02 | 0.02 | 0.02 | 0 | 0 | 0.02 | 0.2 | 0.19 | 0.19 | 0.17 | 0.05 | True | False | Non Federally-Regulated | 04/16/2020 |  | 04/21/2020
Aleo Lighting, Inc. | Aleo Lighting | CDL-10LE-UX/9CT | Light Emitting Diode | Inseparable Luminaire | Direct Wired | 0-10 VDC Controls | 87.6 | 2700 | 0 | 92 | 65 | 178 | 0.99 | Ambient | 50000 |  | 1 | 54000 | 0.1 | 16 | 15 | 0.25 | 0.25 | 0.25 | 0.25 | 0 | 0 | 0.04 | 0.04 | 0.04 | 0.04 | 0 | 0 | 0.03 | 0.03 | 0.03 | 0.03 | 0 | 0 | True | False | Non Federally-Regulated | 04/16/2020 |  | 04/21/2020
Aleo Lighting, Inc. | Aleo Lighting | CDL-10LE-UX/9CT(B) | Light Emitting Diode | Inseparable Luminaire | Direct Wired | 0-10 VDC Controls | 87.6 | 3000 | 0 | 92 | 65 | 178 | 0.99 | Ambient | 50000 |  | 1 | 54000 | 0.1 | 16 | 15 | 0.25 | 0.25 | 0.25 | 0.25 | 0 | 0 | 0.04 | 0.04 | 0.04 | 0.04 | 0 | 0 | 0.03 | 0.03 | 0.03 | 0.03 | 0 | 0 | True | False | Non Federally-Regulated | 04/16/2020 |  | 04/21/2020
Shenzhen Homi Lighting Co.,Ltd | Homi | PR180-PL02UKF-15W80-120(3000K) | Light Emitting Diode | Inseparable Luminaire | Direct Wired | Forward Phase Cut Controls | 57 | 3000 | -0.0026 | 93 | 57 | 109 | 0.93 | Ambient | 50000 |  | 1 | 54000 | 0.1 | 23 | 24 | 0.23 | 0.23 | 0.21 | 0.19 | 0 | 0 | 0.18 | 0.15 | 0.14 | 0.11 | 0.01 | 0 | 0.24 | 0.23 | 0.22 | 0.2 | 0 | 0 | True | True | Non Federally-Regulated | 02/27/2020 |  | 04/28/2020
Shenzhen Homi Lighting Co.,Ltd | Homi | PR180-PL02UKF-15W80-120(3500K) | Light Emitting Diode | Inseparable Luminaire | Direct Wired | Forward Phase Cut Controls | 57 | 3500 | -0.0026 | 93 | 57 | 109 | 0.93 | Ambient | 50000 |  | 1 | 54000 | 0.1 | 23 | 24 | 0.23 | 0.23 | 0.21 | 0.19 | 0 | 0 | 0.18 | 0.15 | 0.14 | 0.11 | 0.01 | 0 | 0.24 | 0.23 | 0.22 | 0.2 | 0 | 0 | True | True | Non Federally-Regulated | 02/27/2020 |  | 04/28/2020
Shenzhen Homi Lighting Co.,Ltd | Homi | PR180-PL02UKF-15W80-120(4000K) | Light Emitting Diode | Inseparable Luminaire | Direct Wired | Forward Phase Cut Controls | 57 | 4000 | -0.0026 | 93 | 57 | 109 | 0.93 | Ambient | 50000 |  | 1 | 54000 | 0.1 | 23 | 24 | 0.23 | 0.23 | 0.21 | 0.19 | 0 | 0 | 0.18 | 0.15 | 0.14 | 0.11 | 0.01 | 0 | 0.24 | 0.23 | 0.22 | 0.2 | 0 | 0 | True | True | Non Federally-Regulated | 02/27/2020 |  | 04/28/2020
Shenzhen Homi Lighting Co.,Ltd | Homi | PR135-PL02UKF-9W80-120(3000K) | Light Emitting Diode | Inseparable Luminaire | Direct Wired | Forward Phase Cut Controls | 50 | 3000 | -0.0029 | 93 | 58 | 109 | 0.92 | Ambient | 50000 |  | 1 | 54000 | 0.1 | 23 | 23 | 0.23 | 0.22 | 0.21 | 0.19 | 0 | 0 | 0.14 | 0.13 | 0.13 | 0.1 | 0 | 0 | 0.23 | 0.23 | 0.21 | 0.19 | 0 | 0 | True | True | Non Federally-Regulated | 02/21/2020 |  | 04/28/2020
Shenzhen Homi Lighting Co.,Ltd | Homi | PR135-PL02UKF-9W80-120(3500K) | Light Emitting Diode | Inseparable Luminaire | Direct Wired | Forward Phase Cut Controls | 50 | 3500 | -0.0029 | 93 | 58 | 109 | 0.92 | Ambient | 50000 |  | 1 | 54000 | 0.1 | 23 | 23 | 0.23 | 0.22 | 0.21 | 0.19 | 0 | 0 | 0.14 | 0.13 | 0.13 | 0.1 | 0 | 0 | 0.23 | 0.23 | 0.21 | 0.19 | 0 | 0 | True | True | Non Federally-Regulated | 02/21/2020 |  | 04/28/2020
Shenzhen Homi Lighting Co.,Ltd | Homi | PR135-PL02UKF-9W80-120(4000K) | Light Emitting Diode | Inseparable Luminaire | Direct Wired | Forward Phase Cut Controls | 50 | 4000 | -0.0029 | 93 | 58 | 109 | 0.92 | Ambient | 50000 |  | 1 | 54000 | 0.1 | 23 | 23 | 0.23 | 0.22 | 0.21 | 0.19 | 0 | 0 | 0.14 | 0.13 | 0.13 | 0.1 | 0 | 0 | 0.23 | 0.23 | 0.21 | 0.19 | 0 | 0 | True | True | Non Federally-Regulated | 02/21/2020 |  | 04/28/2020
Shenzhen Homi Lighting Co.,Ltd | Homi | HM02-PR5-9W120-3CCT | Light Emitting Diode | Inseparable Luminaire | Direct Wired | Forward Phase Cut Controls | 52 | 3000 | -0.0031 | 92 | 55 | 119 | 0.93 | Ambient | 50000 |  | 1 | 54000 | 0.1 | 23 | 23 | 0.19 | 0.18 | 0.17 | 0.16 | 0 | 0 | 0.14 | 0.13 | 0.13 | 0.1 | 0.1 | 0 | 0.19 | 0.19 | 0.18 | 0.16 | 0 | 0 | True | True | Non Federally-Regulated | 02/21/2020 |  | 04/28/2020
Shenzhen Homi Lighting Co.,Ltd | Homi | HM02-PR7-15W120-3CCT | Light Emitting Diode | Inseparable Luminaire | Direct Wired | Forward Phase Cut Controls | 57 | 3000 | -0.003 | 92 | 55 | 111 | 0.93 | Ambient | 50000 |  | 1 | 54000 | 0.1 | 23 | 23 | 0.21 | 0.2 | 0.19 | 0.17 | 0 | 0 | 0.14 | 0.14 | 0.14 | 0.11 | 0.01 | 0 | 0.21 | 0.2 | 0.19 | 0.17 | 0 | 0 | True | True | Non Federally-Regulated | 02/21/2020 |  | 04/28/2020
Leedarson Lighting Co., Ltd | Commercial Electric | NS01dA09ER2-259 | Light Emitting Diode | Inseparable Luminaire | Edison Screw Base | Forward Phase Cut Controls | 89.3 | 2747 | 0.001 | 93 | 57 | 179 | 0.95 | Ambient | 50000 |  | 1 | 72000 | 0.1 | 23 | 22 | 0.1 | 0.05 | 0.05 | 0.03 | 0 | 0 | 0.07 | 0.01 | 0 | 0 | 0 | 0 | 0.8 | 0.12 | 0.05 | 0.03 | 0.02 | 0.01 | True | True | Non Federally-Regulated | 05/07/2020 |  | 05/07/2020
Leedarson Lighting Co., Ltd | Commercial Electric | NS01dA09FR2-259 | Light Emitting Diode | Inseparable Luminaire | Edison Screw Base | Forward Phase Cut Controls | 90.8 | 2735 | 0.0016 | 93 | 56 | 192 | 0.95 | Ambient | 50000 |  | 1 | 72000 | 0.1 | 23 | 22 | 0.09 | 0.06 | 0.05 | 0.03 | 0.01 | 0 | 0.08 | 0.01 | 0.01 | 0.01 | 0 | 0 | 0 | 0 | 0 | 0 | 0 | 0 | True | True | Non Federally-Regulated | 05/07/2020 |  | 05/07/2020
MaxLite | MaxLite | EF4T8D927/JA8 | Light Emitting Diode | Omnidirectional Lamp | Edison Screw Base | Forward Phase Cut Controls | 86.9 | 2700 | -0.0016 | 92 | 55 | 44 | 0.91 | Elevated | 15000 | 0.888 | 1 |  | 0.1 | 21 | 21 | 0.31 | 0.3 | 0.3 | 0.29 | 0 | 0 | 0.11 | 0.1 | 0.1 | 0.07 | 0.02 | 0 | 0.04 | 0.03 | 0.03 | 0.02 | 0.01 | 0 | True |  | Non Federally-Regulated | 08/06/2019 |  | 05/11/2020
MaxLite | MaxLite | EF6.5T10DL9927/JA8 | Light Emitting Diode | Omnidirectional Lamp | Edison Screw Base | Forward Phase Cut Controls | 109.5 | 2700 | -0.0005 | 93 | 58 | 112 | 0.96 | Elevated | 15000 | 0.882 | 1 |  | 0.1 | 21 | 21 | 0.25 | 0.25 | 0.24 | 0.23 | 0 | 0 | 0.21 | 0.21 | 0.21 | 0.17 | 0 | 0 | 0.15 | 0.15 | 0.15 | 0.11 | 0 | 0 | True |  | Non Federally-Regulated | 08/06/2019 |  | 05/11/2020
Leedarson Lighting Co., Ltd | Commercial Electric | NS01dA09ER2-259 | Light Emitting Diode | Inseparable Luminaire | Edison Screw Base | Forward Phase Cut Controls | 89.3 | 2747 |  | 93 | 57 | 179 | 0.95 | Ambient | 50000 |  | 1 | 72000 | 0.1 | 23 | 22 | 0.1 | 0.05 | 0.05 | 0.03 | 0 | 0 | 0.07 | 0.01 | 0 | 0 | 0 | 0 | 0.8 | 0.12 | 0.05 | 0.03 | 0.02 | 0.01 | True | True | Non Federally-Regulated | 05/07/2020 |  | 05/24/2020
Leedarson Lighting Co., Ltd | Commercial Electric | NS01dA09FR2-259 | Light Emitting Diode | Inseparable Luminaire | Edison Screw Base | Forward Phase Cut Controls | 90.8 | 2735 |  | 93 | 56 | 192 | 0.95 | Ambient | 50000 |  | 1 | 72000 | 0.1 | 23 | 22 | 0.09 | 0.06 | 0.05 | 0.03 | 0.01 | 0 | 0.08 | 0.01 | 0.01 | 0.01 | 0 | 0 | 0 | 0 | 0 | 0 | 0 | 0 | True | True | Non Federally-Regulated | 05/07/2020 |  | 05/24/2020
Maxim Lighting International, Inc. | ET2 | E41310 | Light Emitting Diode | Inseparable Luminaire | Direct Wired | Forward Phase Cut Controls | 49.5 | 3062 | -0.001 | 93 | 68 | 95 | 0.9 | Ambient | 50000 |  |  | 60000 | 0.05 | 20 | 21 | 0.02 | 0.01 | 0.01 | 0.01 | 0.01 | 0 | 0.22 | 0.17 | 0.1 | 0.05 | 0.01 | 0 | 0.32 | 0.32 | 0.32 | 0.24 | 0.01 | 0.01 | True |  | Non Federally-Regulated | 10/19/2017 |  | 06/03/2020
Maxim Lighting International, Inc. | ET2 | E41467 | Light Emitting Diode | Inseparable Luminaire | Direct Wired | Forward Phase Cut Controls | 57.4 | 3130 | -0.001 | 92 | 53 | 96 | 0.9 | Ambient | 36000 |  |  | 36000 | 0.04 | 19 | 20 | 0.21 | 0.13 | 0.11 | 0.08 | 0.01 | 0.01 | 0.23 | 0.21 | 0.2 | 0.14 | 0.01 | 0.01 | 0.22 | 0.2 | 0.18 | 0.16 | 0.01 | 0 | True |  | Non Federally-Regulated | 10/19/2017 |  | 06/03/2020
Maxim Lighting International, Inc. | ET2 | E41468 | Light Emitting Diode | Inseparable Luminaire | Direct Wired | Forward Phase Cut Controls | 56 | 3150 | -0.001 | 92 | 53 | 88 | 0.9 | Ambient | 36000 |  |  | 36000 | 0.05 | 19 | 20 | 0.23 | 0.13 | 0.12 | 0.09 | 0.01 | 0.01 | 0.21 | 0.21 | 0.2 | 0.15 | 0.01 | 0.01 | 0.23 | 0.21 | 0.19 | 0.18 | 0.01 | 0 | True |  | Non Federally-Regulated | 10/19/2017 |  | 06/03/2020
Maxim Lighting International, Inc. | Maxim | 57710WT** | Light Emitting Diode | Inseparable Luminaire | Direct Wired | Forward Phase Cut Controls | 67.4 | 2922 | -0.0003 | 91 | 56 | 430 | 0.9 | Ambient | 36000 |  |  | 36000 | 0.07 | 20 | 20 | 0.02 | 0.01 | 0.01 | 0.01 | 0 | 0 | 0.3 | 0.29 | 0.28 | 0.23 | 0.01 | 0 | 0.31 | 0.3 | 0.31 | 0.24 | 0.01 | 0.01 | True |  | Non Federally-Regulated | 10/09/2017 |  | 06/03/2020
Maxim Lighting International, Inc. | Maxim | 57712WT** | Light Emitting Diode | Inseparable Luminaire | Direct Wired | Forward Phase Cut Controls | 72.2 | 3008 | -0.0022 | 92 | 59 | 388 | 0.9 | Ambient | 36000 |  |  | 36000 | 0.08 | 19 | 20 | 0.02 | 0.01 | 0.01 | 0.01 | 0 | 0 | 0.31 | 0.31 | 0.31 | 0.25 | 0.01 | 0 | 0.22 | 0.22 | 0.22 | 0.17 | 0.02 | 0.02 | True |  | Non Federally-Regulated | 10/09/2017 |  | 06/03/2020
Maxim Lighting International, Inc. | Maxim | 57714WT** | Light Emitting Diode | Inseparable Luminaire | Direct Wired | Forward Phase Cut Controls | 75.9 | 3002 | -0.0018 | 92 | 59 | 500 | 0.9 | Ambient | 36000 |  |  | 36000 | 0.05 | 20 | 21 | 0.01 | 0.01 | 0.01 | 0.01 | 0 | 0 | 0.22 | 0.22 | 0.22 | 0.18 | 0.01 | 0 | 0.13 | 0.13 | 0.13 | 0.1 | 0.01 | 0.01 | True |  | Non Federally-Regulated | 10/09/2017 |  | 06/03/2020
Maxim Lighting International, Inc. | Maxim | 57720WT** | Light Emitting Diode | Inseparable Luminaire | Direct Wired | Forward Phase Cut Controls | 61.6 | 2949 | -0.0019 | 92 | 59 | 423 | 0.9 | Ambient | 36000 |  |  | 36000 | 0.02 | 20 | 21 | 0.02 | 0.01 | 0.01 | 0.01 | 0 | 0 | 0.34 | 0.33 | 0.33 | 0.28 | 0.01 | 0.01 | 0.16 | 0.17 | 0.16 | 0.13 | 0.05 | 0.05 | True |  | Non Federally-Regulated | 10/09/2017 |  | 06/03/2020
Maxim Lighting International, Inc. | Maxim | 57722WT** | Light Emitting Diode | Inseparable Luminaire | Direct Wired | Forward Phase Cut Controls | 67.3 | 2923 | -0.0009 | 92 | 58 | 470 | 0.9 | Ambient | 36000 |  |  | 36000 | 0.01 | 19 | 21 | 0.01 | 0.01 | 0.01 | 0.01 | 0 | 0 | 0.32 | 0.32 | 0.32 | 0.26 | 0.01 | 0 | 0.09 | 0.1 | 0.09 | 0.07 | 0.02 | 0.02 | True |  | Non Federally-Regulated | 10/09/2017 |  | 06/03/2020
Maxim Lighting International, Inc. | Maxim | 57724WT** | Light Emitting Diode | Inseparable Luminaire | Direct Wired | Forward Phase Cut Controls | 75.4 | 2986 | 0.0001 | 91 | 56 | 500 | 0.9 | Ambient | 36000 |  |  | 36000 | 0.01 | 21 | 21 | 0.01 | 0.01 | 0.01 | 0.01 | 0 | 0 | 0.21 | 0.2 | 0.21 | 0.18 | 0.01 | 0 | 0.06 | 0.07 | 0.06 | 0.05 | 0.01 | 0.01 | True |  | Non Federally-Regulated | 10/09/2017 |  | 06/03/2020
Maxim Lighting International, Inc. | Maxim | 57742WT** | Light Emitting Diode | Inseparable Luminaire | Direct Wired | Forward Phase Cut Controls | 80.8 | 2906 | -0.0006 | 94 | 61 | 441 | 0.97 | Ambient | 50000 |  |  | 54000 | 0.04 | 18 | 18 | 0.02 | 0.01 | 0.01 | 0.01 | 0 | 0 | 0.34 | 0.33 | 0.34 | 0.27 | 0.02 | 0.01 | 0.16 | 0.16 | 0.16 | 0.12 | 0.03 | 0.03 | True |  | Non Federally-Regulated | 08/31/2018 |  | 06/03/2020
Maxim Lighting International, Inc. | Maxim | 57743WT** | Light Emitting Diode | Inseparable Luminaire | Direct Wired | Forward Phase Cut Controls | 87.1 | 3804 | -0.0016 | 95 | 72 | 450 | 0.97 | Ambient | 50000 |  |  | 54000 | 0.04 | 18 | 18 | 0.02 | 0.01 | 0.01 | 0.01 | 0 | 0 | 0.34 | 0.33 | 0.34 | 0.27 | 0.02 | 0.01 | 0.16 | 0.16 | 0.16 | 0.12 | 0.03 | 0.03 | True |  | Non Federally-Regulated | 08/31/2018 |  | 06/03/2020
Maxim Lighting International, Inc. | Maxim | 57746WT** | Light Emitting Diode | Inseparable Luminaire | Direct Wired | Forward Phase Cut Controls | 72.1 | 3020 | -0.0006 | 94 | 72 | 422 | 0.96 | Ambient | 50000 |  |  | 54000 | 0.03 | 20 | 20 | 0.02 | 0.01 | 0.01 | 0.01 | 0 | 0 | 0.33 | 0.33 | 0.33 | 0.27 | 0.01 | 0.01 | 0.14 | 0.14 | 0.13 | 0.1 | 0.02 | 0.02 | True |  | Non Federally-Regulated | 08/31/2018 |  | 06/03/2020
Maxim Lighting International, Inc. | Maxim | 57747WT** | Light Emitting Diode | Inseparable Luminaire | Direct Wired | Forward Phase Cut Controls | 83.9 | 3865 | -0.0027 | 95 | 75 | 416 | 0.97 | Ambient | 50000 |  |  | 54000 | 0.03 | 20 | 20 | 0.02 | 0.01 | 0.01 | 0.01 | 0 | 0 | 0.33 | 0.33 | 0.33 | 0.27 | 0.01 | 0.01 | 0.14 | 0.14 | 0.13 | 0.1 | 0.02 | 0.02 | True |  | Non Federally-Regulated | 08/31/2018 |  | 06/03/2020
Maxim Lighting International, Inc. | Maxim | 57736WT** | Light Emitting Diode | Inseparable Luminaire | Direct Wired | Forward Phase Cut Controls | 69.9 | 2993 | -0.0002 | 93 | 57 | 489 | 0.97 | Ambient | 50000 |  |  | 54000 | 0.03 | 19 | 20 | 0.3 | 0.29 | 0.28 | 0.26 | 0.01 | 0 | 0.34 | 0.34 | 0.35 | 0.28 | 0.02 | 0.02 | 0.15 | 0.15 | 0.15 | 0.11 | 0.02 | 0.02 | True |  | Non Federally-Regulated | 08/31/2018 |  | 06/03/2020
Maxim Lighting International, Inc. | Maxim | 57737WT** | Light Emitting Diode | Inseparable Luminaire | Direct Wired | Forward Phase Cut Controls | 71.9 | 3932 | -0.0014 | 92 | 65 | 415 | 0.97 | Ambient | 50000 |  |  | 54000 | 0.03 | 19 | 20 | 0.3 | 0.29 | 0.28 | 0.26 | 0.01 | 0 | 0.34 | 0.34 | 0.35 | 0.28 | 0.02 | 0.02 | 0.15 | 0.15 | 0.15 | 0.11 | 0.02 | 0.02 | True |  | Non Federally-Regulated | 08/31/2018 |  | 06/03/2020
Maxim Lighting International, Inc. | Maxim | 57738WT** | Light Emitting Diode | Inseparable Luminaire | Direct Wired | Forward Phase Cut Controls | 70.2 | 3006 | -0.001 | 93 | 60 | 373 | 0.97 | Ambient | 50000 |  |  | 54000 | 0.03 | 19 | 19 | 0.29 | 0.28 | 0.27 | 0.26 | 0.01 | 0 | 0.34 | 0.34 | 0.34 | 0.28 | 0.02 | 0.01 | 0.15 | 0.15 | 0.15 | 0.11 | 0.02 | 0.02 | True |  | Non Federally-Regulated | 08/31/2018 |  | 06/03/2020
Maxim Lighting International, Inc. | Maxim | 57739WT** | Light Emitting Diode | Inseparable Luminaire | Direct Wired | Forward Phase Cut Controls | 87.1 | 3804 | -0.0016 | 95 | 72 | 450 | 0.97 | Ambient | 50000 |  |  | 54000 | 0.03 | 19 | 19 | 0.29 | 0.28 | 0.27 | 0.26 | 0.01 | 0 | 0.34 | 0.34 | 0.34 | 0.28 | 0.02 | 0.01 | 0.15 | 0.15 | 0.15 | 0.11 | 0.02 | 0.02 | True |  | Non Federally-Regulated | 08/31/2018 |  | 06/03/2020
WAC Lighting Co. | MODERN FROMS | WS-W1911-** | Light Emitting Diode | Inseparable Luminaire | Direct Wired | Reverse Phase Cut Controls | 69.2 | 3016 | -0.001 | 92 | 54 | 310 | 0.99 | Ambient | 49500 | 0.967 | 1 |  | 0 | 21 | 21 | 0.01 | 0 | 0 | 0 | 0 | 0 | 0.02 | 0.01 | 0.01 | 0.01 | 0 | 0 | 0 | 0 | 0 | 0 | 0 | 0 | True |  | Non Federally-Regulated | 06/01/2017 |  | 06/09/2020
WAC Lighting Co. | MODERN FROMS | WS-W1915-** | Light Emitting Diode | Inseparable Luminaire | Direct Wired | Reverse Phase Cut Controls | 67.4 | 3011 | -0.0015 | 92 | 55 | 310 | 0.99 | Ambient | 49500 | 0.967 | 1 |  | 0 | 21 | 21 | 0.01 | 0 | 0 | 0 | 0 | 0 | 0.02 | 0.01 | 0.01 | 0.01 | 0 | 0 | 0 | 0 | 0 | 0 | 0 | 0 | True |  | Non Federally-Regulated | 06/01/2017 |  | 06/09/2020
WAC Lighting Co. | WAC Lighting | WS-W1917-** | Light Emitting Diode | Inseparable Luminaire | Direct Wired | Reverse Phase Cut Controls | 62.5 | 3032 | -0.0015 | 92 | 57 | 304 | 0.99 | Ambient | 49500 | 0.99 | 1 |  | 0 | 23 | 23 | 0.01 | 0 | 0 | 0 | 0 | 0 | 0.02 | 0.01 | 0.01 | 0.01 | 0 | 0 | 0 | 0 | 0 | 0 | 0 | 0 | True | False | Non Federally-Regulated | 03/25/2020 |  | 06/09/2020
KiboWorks | KiboWorks | 400-100-157-65mA-4000K | Light Emitting Diode | Light Engine | Direct Wired | 0-10 VDC Controls | 126 | 95 |  | 95 | 90 | 1 | 0.95 | Ambient | 75000 | 0.98 | 0.97 | 50000 | 0 | 0 | 0 | 0 | 0 | 0 | 0 | 0 | 0 | 0 | 0 | 0 | 0 | 0 | 0 | 0 | 0 | 0 | 0 | 0 | 0 | True |  | Non Federally-Regulated | 06/08/2020 |  | 06/10/2020
WAC Lighting Co. | MODERN FOMRS | WS-W54025-** | Light Emitting Diode | Light Engine | Direct Wired | Reverse Phase Cut Controls | 80.7 | 2950 | -0.0007 | 93 | 63 | 92 | 0.93 | Ambient | 42000 | 0.96 | 1 |  | 0 | 21 | 21 | 0.06 | 0.06 | 0.06 | 0.06 | 0 | 0 | 0.03 | 0.03 | 0.03 | 0.03 | 0 | 0 | 0 | 0 | 0 | 0 | 0 | 0 | True | False | Non Federally-Regulated | 03/11/2020 |  | 06/10/2020
WAC Lighting Co. | MODERN FOMRS | WS-W54020-** | Light Emitting Diode | Light Engine | Direct Wired | Reverse Phase Cut Controls | 81.7 | 2961 | 0.001 | 92 | 58 | 100 | 0.91 | Ambient | 42000 | 0.97 | 1 |  | 0 | 21 | 21 | 0.38 | 0.36 | 0.29 | 0.21 | 0 | 0 | 0.06 | 0.06 | 0.06 | 0.05 | 0.01 | 0 | 0 | 0 | 0 | 0 | 0 | 0 | True | False | Non Federally-Regulated | 03/11/2020 |  | 06/10/2020
WAC Lighting Co. | MODERN FOMRS | WS-W57018-** | Light Emitting Diode | Light Engine | Direct Wired | Reverse Phase Cut Controls | 79.1 | 2960 | -0.0002 | 93 | 59 | 96 | 0.9 | Ambient | 54000 | 0.99 | 1 |  | 0 | 22 | 22 | 0.39 | 0.37 | 0.31 | 0.23 | 0.01 | 0 | 0.06 | 0.06 | 0.06 | 0.06 | 0.01 | 0 | 0 | 0 | 0 | 0 | 0 | 0 | True | False | Non Federally-Regulated | 03/11/2020 |  | 06/10/2020
WAC Lighting Co. | MODERN FOMRS | WS-W57014-** | Light Emitting Diode | Light Engine | Direct Wired | Reverse Phase Cut Controls | 79.5 | 2950 | -0.0002 | 93 | 59 | 124 | 0.93 | Ambient | 54000 | 0.99 | 1 |  | 0 | 21 | 21 | 0.17 | 0.14 | 0.11 | 0.11 | 0.01 | 0 | 0.07 | 0.07 | 0.06 | 0.06 | 0.03 | 0 | 0 | 0 | 0 | 0 | 0 | 0 | True | False | Non Federally-Regulated | 03/11/2020 |  | 06/10/2020
WAC Lighting Co. | Modern Form | PD-57718-** | Light Emitting Diode | Inseparable Luminaire | Direct Wired | Reverse Phase Cut Controls | 51.9 | 3011 | -0.0003 | 94 | 75 | 384 | 0.98 | Ambient | 54000 | 0.988 | 1 |  | 0 | 23 | 23 | 0.1 | 0.1 | 0.1 | 0.1 | 0 | 0 | 0.18 | 0.18 | 0.18 | 0.14 | 0.02 | 0 | 0 | 0 | 0 | 0 | 0 | 0 | True |  | Non Federally-Regulated | 09/22/2017 |  | 06/10/2020
WAC Lighting Co. | MODERN FROMS | PD-W1915-** | Light Emitting Diode | Inseparable Luminaire | Direct Wired | Reverse Phase Cut Controls | 67.4 | 3011 | -0.0015 | 92 | 55 | 310 | 0.99 | Ambient | 49500 | 0.967 | 1 |  | 0 | 21 | 21 | 0.01 | 0 | 0 | 0 | 0 | 0 | 0.02 | 0.01 | 0.01 | 0.01 | 0 | 0 | 0 | 0 | 0 | 0 | 0 | 0 | True |  | Non Federally-Regulated | 06/01/2017 |  | 06/10/2020
HONGKONG KALEEC TRADE CO LIMITED. | HENGTE | HT-G1COBDL-906-30-2ZXTD-##1 | Light Emitting Diode | Inseparable Luminaire | Direct Wired | Forward Phase Cut Controls | 73 | 3000 | 0.0001 | 91 | 65 | 246 | 0.92 | Ambient | 50000 |  | 1 | 60000 | 0.05 | 18 | 18 | 0.08 | 0.06 | 0.06 | 0.05 | 0 | 0 | 0.09 | 0.07 | 0.06 | 0.06 | 0 | 0 | 0.26 | 0.13 | 0.09 | 0.07 | 0.02 | 0.01 | True | False | Non Federally-Regulated | 06/07/2020 |  | 06/11/2020
HONGKONG KALEEC TRADE CO LIMITED. | HENGTE | HT-G1COBDL-906-35-2ZXTD-##1 | Light Emitting Diode | Inseparable Luminaire | Direct Wired | Forward Phase Cut Controls | 73 | 3500 | 0.0001 | 91 | 65 | 246 | 0.92 | Ambient | 50000 |  | 1 | 60000 | 0.05 | 18 | 18 | 0.08 | 0.06 | 0.06 | 0.05 | 0 | 0 | 0.09 | 0.07 | 0.06 | 0.06 | 0 | 0 | 0.26 | 0.13 | 0.09 | 0.07 | 0.02 | 0.01 | True | False | Non Federally-Regulated | 06/07/2020 |  | 06/11/2020
HONGKONG KALEEC TRADE CO LIMITED. | HENGTE | HT-G1COBDL-906-40-2ZXTD-##1 | Light Emitting Diode | Inseparable Luminaire | Direct Wired | Forward Phase Cut Controls | 73 | 4000 | 0.0001 | 91 | 65 | 246 | 0.92 | Ambient | 50000 |  | 1 | 60000 | 0.05 | 18 | 18 | 0.08 | 0.06 | 0.06 | 0.05 | 0 | 0 | 0.09 | 0.07 | 0.06 | 0.06 | 0 | 0 | 0.26 | 0.13 | 0.09 | 0.07 | 0.02 | 0.01 | True | False | Non Federally-Regulated | 06/07/2020 |  | 06/11/2020
HONGKONG KALEEC TRADE CO LIMITED. | HENGTE | HT-G1COBDL-906-30-2KTJD-##1 | Light Emitting Diode | Inseparable Luminaire | Direct Wired | Forward Phase Cut Controls | 69.3 | 3000 | 0.0001 | 91 | 65 | 233 | 0.93 | Ambient | 50000 |  | 1 | 60000 | 0.05 | 19 | 19 | 0.08 | 0.06 | 0.05 | 0.05 | 0 | 0 | 0.08 | 0.06 | 0.06 | 0.06 | 0.01 | 0 | 0.25 | 0.12 | 0.09 | 0.07 | 0.02 | 0.01 | True | False | Non Federally-Regulated | 06/07/2020 |  | 06/11/2020
HONGKONG KALEEC TRADE CO LIMITED. | HENGTE | HT-G1COBDL-906-35-2KTJD-##1 | Light Emitting Diode | Inseparable Luminaire | Direct Wired | Forward Phase Cut Controls | 69.3 | 3500 | 0.0001 | 91 | 65 | 233 | 0.93 | Ambient | 50000 |  | 1 | 60000 | 0.05 | 19 | 19 | 0.08 | 0.06 | 0.05 | 0.05 | 0 | 0 | 0.08 | 0.06 | 0.06 | 0.06 | 0.01 | 0 | 0.25 | 0.12 | 0.09 | 0.07 | 0.02 | 0.01 | True | False | Non Federally-Regulated | 06/07/2020 |  | 06/11/2020
HONGKONG KALEEC TRADE CO LIMITED. | HENGTE | HT-G1COBDL-906-40-2KTJD-##1 | Light Emitting Diode | Inseparable Luminaire | Direct Wired | Forward Phase Cut Controls | 69.3 | 4000 | 0.0001 | 91 | 65 | 233 | 0.93 | Ambient | 50000 |  | 1 | 60000 | 0.05 | 19 | 19 | 0.08 | 0.06 | 0.05 | 0.05 | 0 | 0 | 0.08 | 0.06 | 0.06 | 0.06 | 0.01 | 0 | 0.25 | 0.12 | 0.09 | 0.07 | 0.02 | 0.01 | True | False | Non Federally-Regulated | 06/07/2020 |  | 06/11/2020
Maxim Lighting International, Inc. | Maxim | 52100** | Light Emitting Diode | Inseparable Luminaire | Direct Wired | Forward Phase Cut Controls | 76.2 | 3000 | -0.0019 | 96 | 77 | 86 | 0.92 | Ambient | 50000 |  |  | 54000 | 0.1 | 20 | 21 | 0.26 | 0.25 | 0.24 | 0.22 | 0 | 0 | 0.23 | 0.23 | 0.22 | 0.16 | 0.01 | 0 | 0.17 | 0.18 | 0.16 | 0.11 | 0.01 | 0 | True |  | Non Federally-Regulated | 01/23/2019 |  | 06/12/2020
Maxim Lighting International, Inc. | Maxim | 52102** | Light Emitting Diode | Inseparable Luminaire | Direct Wired | Forward Phase Cut Controls | 74.4 | 3000 | -0.0011 | 97 | 82 | 122 | 0.91 | Ambient | 50000 |  |  | 54000 | 0.1 | 20 | 21 | 0.19 | 0.19 | 0.18 | 0.16 | 0 | 0 | 0.16 | 0.16 | 0.15 | 0.11 | 0 | 0 | 0.12 | 0.12 | 0.11 | 0.08 | 0.01 | 0.01 | True |  | Non Federally-Regulated | 01/23/2019 |  | 06/12/2020
Maxim Lighting International, Inc. | Maxim | 52103** | Light Emitting Diode | Inseparable Luminaire | Direct Wired | Forward Phase Cut Controls | 81.7 | 3000 | -0.002 | 96 | 78 | 97 | 0.9 | Ambient | 50000 |  |  | 54000 | 0.1 | 20 | 21 | 0.23 | 0.22 | 0.21 | 0.19 | 0 | 0 | 0.2 | 0.2 | 0.19 | 0.14 | 0 | 0 | 0.15 | 0.16 | 0.14 | 0.1 | 0.01 | 0.01 | True |  | Non Federally-Regulated | 01/23/2019 |  | 06/12/2020
Maxim Lighting International, Inc. | Maxim | 52104** | Light Emitting Diode | Inseparable Luminaire | Direct Wired | Forward Phase Cut Controls | 80.4 | 3000 | -0.002 | 96 | 78 | 72 | 0.9 | Ambient | 50000 |  |  | 54000 | 0.1 | 20 | 21 | 0.27 | 0.27 | 0.25 | 0.23 | 0 | 0 | 0.25 | 0.25 | 0.24 | 0.17 | 0.01 | 0.01 | 0.18 | 0.19 | 0.17 | 0.12 | 0.01 | 0.01 | True |  | Non Federally-Regulated | 01/23/2019 |  | 06/12/2020
Maxim Lighting International, Inc. | Maxim | 52002** | Light Emitting Diode | Inseparable Luminaire | Direct Wired | Forward Phase Cut Controls | 70.2 | 3000 | -0.002 | 95 | 62 | 464 | 0.99 | Ambient | 50000 |  |  | 54000 | 0.1 | 21 | 22 | 0.01 | 0.01 | 0.01 | 0 | 0 | 0 | 0.16 | 0.16 | 0.16 | 0.13 | 0.02 | 0.02 | 0.12 | 0.11 | 0.11 | 0.09 | 0.03 | 0.02 | True |  | Non Federally-Regulated | 07/30/2018 |  | 06/12/2020
Maxim Lighting International, Inc. | Maxim | 52004** | Light Emitting Diode | Inseparable Luminaire | Direct Wired | Forward Phase Cut Controls | 72.1 | 3000 | -0.0017 | 95 | 63 | 456 | 0.99 | Ambient | 50000 |  |  | 54000 | 0.1 | 21 | 22 | 0.01 | 0.01 | 0.01 | 0.01 | 0 | 0 | 0.19 | 0.18 | 0.18 | 0.14 | 0.01 | 0 | 0.12 | 0.12 | 0.12 | 0.09 | 0.01 | 0.01 | True |  | Non Federally-Regulated | 07/30/2018 |  | 06/12/2020
Maxim Lighting International, Inc. | Maxim | 52006** | Light Emitting Diode | Inseparable Luminaire | Direct Wired | Forward Phase Cut Controls | 70.4 | 3000 | -0.0016 | 95 | 62 | 444 | 0.99 | Ambient | 50000 |  |  | 54000 | 0.1 | 21 | 22 | 0.01 | 0.01 | 0.01 | 0.01 | 0 | 0 | 0.19 | 0.19 | 0.19 | 0.15 | 0.01 | 0.01 | 0.12 | 0.12 | 0.12 | 0.09 | 0.01 | 0.01 | True |  | Non Federally-Regulated | 07/30/2018 |  | 06/12/2020
Foshan Topday Optoelectronics Technology Co.,Ltd | Topday | 972564 | Light Emitting Diode | Inseparable Luminaire | Direct Wired | Forward Phase Cut Controls | 63.5 | 3032 |  | 92 | 56 | 128 | 0.96 | Ambient | 50000 |  | 0.98 | 60000 | 0.1 | 16 | 16 | 0.26 | 0.27 | 0.24 | 0.22 | 0 | 0 | 0.35 | 0.35 | 0.35 | 0.28 | 0.01 | 0 | 0.3 | 0.3 | 0.3 | 0.23 | 0.01 | 0.01 | True | False | Non Federally-Regulated | 06/15/2020 |  | 06/16/2020
Foshan Topday Optoelectronics Technology Co.,Ltd | Topday | 972563 | Light Emitting Diode | Inseparable Luminaire | Direct Wired | Forward Phase Cut Controls | 82.2 | 3000 |  | 93 | 58 | 220 | 0.99 | Ambient | 50000 |  | 0.98 | 60000 | 0.1 | 15 | 15 | 0.25 | 0.24 | 0.23 | 0.22 | 0 | 0 | 0.26 | 0.26 | 0.26 | 0.21 | 0.01 | 0 | 0.2 | 0.2 | 0.2 | 0.15 | 0.01 | 0.01 | True | False | Non Federally-Regulated | 06/15/2020 |  | 06/16/2020
Foshan Topday Optoelectronics Technology Co.,Ltd | Topday | 808105 | Light Emitting Diode | Inseparable Luminaire | Direct Wired | Forward Phase Cut Controls | 85 | 3016 |  | 91 | 55 | 220 | 0.99 | Ambient | 50000 |  | 0.98 | 54000 | 0.1 | 16 | 16 | 0.12 | 0.12 | 0.12 | 0.11 | 0 | 0 | 0.18 | 0.18 | 0.18 | 0.15 | 0 | 0 | 0.16 | 0.16 | 0.16 | 0.13 | 0.02 | 0.02 | True | False | Non Federally-Regulated | 06/15/2020 |  | 06/16/2020
Foshan Topday Optoelectronics Technology Co.,Ltd | Topday | 808107 | Light Emitting Diode | Inseparable Luminaire | Direct Wired | Forward Phase Cut Controls | 85 | 3016 |  | 91 | 55 | 220 | 0.99 | Ambient | 50000 |  | 0.98 | 54000 | 0.1 | 16 | 16 | 0.12 | 0.12 | 0.12 | 0.11 | 0 | 0 | 0.18 | 0.18 | 0.18 | 0.15 | 0 | 0 | 0.16 | 0.16 | 0.16 | 0.13 | 0.02 | 0.02 | True | False | Non Federally-Regulated | 06/15/2020 |  | 06/16/2020
Foshan Topday Optoelectronics Technology Co.,Ltd | Topday | 1157847 | Light Emitting Diode | Inseparable Luminaire | Direct Wired | Forward Phase Cut Controls | 81.7 | 2983 |  | 92 | 59 | 224 | 0.99 | Ambient | 50000 |  | 0.98 | 54000 | 0.1 | 16 | 15 | 0.12 | 0.12 | 0.12 | 0.11 | 0 | 0 | 0.18 | 0.18 | 0.18 | 0.15 | 0 | 0 | 0.15 | 0.15 | 0.15 | 0.12 | 0 | 0 | True | False | Non Federally-Regulated | 06/15/2020 |  | 06/16/2020
Foshan Topday Optoelectronics Technology Co.,Ltd | Topday | 972565 | Light Emitting Diode | Inseparable Luminaire | Direct Wired | Forward Phase Cut Controls | 79 | 2980 |  | 92 | 60 | 236 | 0.99 | Ambient | 50000 |  | 0.97 | 60000 | 0.1 | 16 | 16 | 0.21 | 0.21 | 0.2 | 0.19 | 0 | 0 | 0.27 | 0.27 | 0.27 | 0.22 | 0 | 0 | 0.22 | 0.21 | 0.22 | 0.17 | 0.02 | 0.01 | True | False | Non Federally-Regulated | 06/15/2020 |  | 06/16/2020
Foshan Topday Optoelectronics Technology Co.,Ltd | Topday | 972562 | Light Emitting Diode | Inseparable Luminaire | Direct Wired | Forward Phase Cut Controls | 73.8 | 2962 |  | 92 | 54 | 144 | 0.96 | Ambient | 50000 |  | 0.97 | 60000 | 0.1 | 18 | 18 | 0.24 | 0.23 | 0.22 | 0.21 | 0 | 0 | 0.32 | 0.32 | 0.32 | 0.26 | 0.01 | 0 | 0.28 | 0.28 | 0.28 | 0.21 | 0.01 | 0 | True | False | Non Federally-Regulated | 06/15/2020 |  | 06/16/2020
Foshan Topday Optoelectronics Technology Co.,Ltd | Topday | 809856 | Light Emitting Diode | Inseparable Luminaire | Direct Wired | Forward Phase Cut Controls | 87.4 | 3005 |  | 91 | 53 | 100 | 0.95 | Ambient | 50000 |  | 0.98 | 54000 | 0.1 | 17 | 17 | 0.15 | 0.15 | 0.15 | 0.14 | 0 | 0 | 0.29 | 0.29 | 0.3 | 0.23 | 0.01 | 0 | 0.29 | 0.29 | 0.29 | 0.22 | 0.01 | 0.01 | True | False | Non Federally-Regulated | 06/15/2020 |  | 06/16/2020
Foshan Topday Optoelectronics Technology Co.,Ltd | Topday | 809857 | Light Emitting Diode | Inseparable Luminaire | Direct Wired | Forward Phase Cut Controls | 82.3 | 3016 |  | 91 | 53 | 104 | 0.96 | Ambient | 50000 |  | 0.98 | 54000 | 0.1 | 17 | 17 | 0.15 | 0.15 | 0.14 | 0.14 | 0 | 0 | 0.29 | 0.29 | 0.29 | 0.23 | 0.01 | 0 | 0.28 | 0.28 | 0.29 | 0.22 | 0.01 | 0 | True | False | Non Federally-Regulated | 06/15/2020 |  | 06/16/2020
Foshan Topday Optoelectronics Technology Co.,Ltd | Topday | 2592342 | Light Emitting Diode | Inseparable Luminaire | Direct Wired | Forward Phase Cut Controls | 82.3 | 3016 |  | 91 | 53 | 104 | 0.96 | Ambient | 50000 |  | 0.98 | 54000 | 0.1 | 17 | 17 | 0.15 | 0.15 | 0.14 | 0.14 | 0 | 0 | 0.29 | 0.29 | 0.29 | 0.23 | 0.01 | 0 | 0.28 | 0.28 | 0.29 | 0.22 | 0.01 | 0 | True | False | Non Federally-Regulated | 06/15/2020 |  | 06/16/2020
Foshan Topday Optoelectronics Technology Co.,Ltd | Topday | 1020651 | Light Emitting Diode | Inseparable Luminaire | Direct Wired | Forward Phase Cut Controls | 67.9 | 2994 |  | 93 | 62 | 108 | 0.95 | Ambient | 50000 |  | 0.96 | 60000 | 0.1 | 16 | 16 | 0.17 | 0.16 | 0.15 | 0.14 | 0 | 0 | 0.17 | 0.17 | 0.16 | 0.11 | 0 | 0 | 0.12 | 0.13 | 0.11 | 0.08 | 0.01 | 0.01 | True | False | Non Federally-Regulated | 06/15/2020 |  | 06/16/2020
Globe Electric Co., Inc. | HENGTE | HT-G31BRRD4-908-30B-##1 | Light Emitting Diode | Inseparable Luminaire | Direct Wired | Forward Phase Cut Controls | 66.5 | 3000 | -0.0005 | 93 | 64 | 161 | 0.93 | Ambient | 50000 |  | 1 | 54000 | 0.1 | 19 | 19 | 0.32 | 0.31 | 0.29 | 0.28 | 0 | 0 | 0.42 | 0.34 | 0.33 | 0.26 | 0.03 | 0 | 0.43 | 0.23 | 0.15 | 0.12 | 0.04 | 0.01 | True | False | Non Federally-Regulated | 06/17/2020 |  | 06/17/2020
Globe Electric Co., Inc. | HENGTE | HT-G31BRRD4-908-35B-##1 | Light Emitting Diode | Inseparable Luminaire | Direct Wired | Forward Phase Cut Controls | 66.5 | 3500 | -0.0005 | 93 | 64 | 161 | 0.93 | Ambient | 50000 |  | 1 | 54000 | 0.1 | 19 | 19 | 0.32 | 0.31 | 0.29 | 0.28 | 0 | 0 | 0.42 | 0.34 | 0.33 | 0.26 | 0.03 | 0 | 0.43 | 0.23 | 0.15 | 0.12 | 0.04 | 0.01 | True | False | Non Federally-Regulated | 06/17/2020 |  | 06/17/2020
Globe Electric Co., Inc. | HENGTE | HT-G31BRRD4-908-40B-##1 | Light Emitting Diode | Inseparable Luminaire | Direct Wired | Forward Phase Cut Controls | 66.5 | 4000 | -0.0005 | 93 | 64 | 161 | 0.93 | Ambient | 50000 |  | 1 | 54000 | 0.1 | 19 | 19 | 0.32 | 0.31 | 0.29 | 0.28 | 0 | 0 | 0.42 | 0.34 | 0.33 | 0.26 | 0.03 | 0 | 0.43 | 0.23 | 0.15 | 0.12 | 0.04 | 0.01 | True | False | Non Federally-Regulated | 06/17/2020 |  | 06/17/2020
Globe Electric Co., Inc. | HENGTE | HT-G31BRRD6-910-30H-##1 | Light Emitting Diode | Inseparable Luminaire | Direct Wired | Forward Phase Cut Controls | 68.3 | 3000 | -0.0008 | 93 | 63 | 128 | 0.95 | Ambient | 50000 |  | 1 | 54000 | 0.1 | 19 | 19 | 0.31 | 0.3 | 0.28 | 0.27 | 0 | 0 | 0.38 | 0.33 | 0.32 | 0.26 | 0.03 | 0 | 0.58 | 0.23 | 0.16 | 0.13 | 0.04 | 0.01 | True | False | Non Federally-Regulated | 06/17/2020 |  | 06/17/2020
Globe Electric Co., Inc. | HENGTE | HT-G31BRRD6-910-35H-##1 | Light Emitting Diode | Inseparable Luminaire | Direct Wired | Forward Phase Cut Controls | 68.3 | 3500 | -0.0008 | 93 | 63 | 128 | 0.95 | Ambient | 50000 |  | 1 | 54000 | 0.1 | 19 | 19 | 0.31 | 0.3 | 0.28 | 0.27 | 0 | 0 | 0.38 | 0.33 | 0.32 | 0.26 | 0.03 | 0 | 0.58 | 0.23 | 0.16 | 0.13 | 0.04 | 0.01 | True | False | Non Federally-Regulated | 06/17/2020 |  | 06/17/2020
Globe Electric Co., Inc. | HENGTE | HT-G31BRRD6-910-40H-##1 | Light Emitting Diode | Inseparable Luminaire | Direct Wired | Forward Phase Cut Controls | 68.3 | 4000 | -0.0008 | 93 | 63 | 128 | 0.95 | Ambient | 50000 |  | 1 | 54000 | 0.1 | 19 | 19 | 0.31 | 0.3 | 0.28 | 0.27 | 0 | 0 | 0.38 | 0.33 | 0.32 | 0.26 | 0.03 | 0 | 0.58 | 0.23 | 0.16 | 0.13 | 0.04 | 0.01 | True | False | Non Federally-Regulated | 06/17/2020 |  | 06/17/2020
Globe Electric Co., Inc. | HENGTE | HT-G16RPAN4-909-XXA-##1 | Light Emitting Diode | Inseparable Luminaire | Direct Wired | Forward Phase Cut Controls | 77.6 | 2700 | -0.0019 | 93 | 68 | 124 | 0.94 | Ambient | 50000 |  | 1 | 54000 | 0.1 | 18 | 18 | 0.17 | 0.16 | 0.16 | 0.16 | 0 | 0 | 0.21 | 0.19 | 0.19 | 0.18 | 0 | 0 | 0.34 | 0.29 | 0.28 | 0.23 | 0.03 | 0.01 | True | False | Non Federally-Regulated | 06/17/2020 |  | 06/17/2020
Globe Electric Co., Inc. | HENGTE | HT-G16RPAN6-912-XXC-##1 | Light Emitting Diode | Inseparable Luminaire | Direct Wired | Forward Phase Cut Controls | 75.9 | 2700 | -0.0027 | 93 | 70 | 132 | 0.96 | Ambient | 50000 |  | 1 | 54000 | 0.1 | 19 | 19 | 0.24 | 0.24 | 0.23 | 0.23 | 0 | 0 | 0.27 | 0.27 | 0.26 | 0.25 | 0 | 0 | 0.39 | 0.35 | 0.35 | 0.29 | 0.05 | 0.01 | True | False | Non Federally-Regulated | 06/17/2020 |  | 06/17/2020
Globe Electric Co., Inc. | HENGTE | HT-G16360PPD4-909-XXB2-##1 | Light Emitting Diode | Inseparable Luminaire | Direct Wired | Forward Phase Cut Controls | 56.9 | 2700 | -0.0019 | 92 | 52 | 137 | 0.94 | Ambient | 50000 |  | 1 | 56000 | 0.1 | 19 | 19 | 0.09 | 0.07 | 0.07 | 0.07 | 0 | 0 | 0.1 | 0.09 | 0.08 | 0.08 | 0 | 0 | 0.25 | 0.18 | 0.17 | 0.13 | 0.02 | 0 | True | False | Non Federally-Regulated | 06/17/2020 |  | 06/17/2020
Globe Electric Co., Inc. | HENGTE | HT-G16360RRD3-906-XX3A-##1 | Light Emitting Diode | Inseparable Luminaire | Direct Wired | Forward Phase Cut Controls | 72.9 | 2700 | 0.0042 | 93 | 57 | 124 | 0.92 | Ambient | 50000 |  | 1 | 60000 | 0.1 | 18 | 18 | 0.09 | 0.07 | 0.07 | 0.07 | 0 | 0 | 0.1 | 0.08 | 0.08 | 0.07 | 0 | 0 | 0.34 | 0.2 | 0.17 | 0.12 | 0.02 | 0.01 | True | False | Non Federally-Regulated | 06/17/2020 |  | 06/17/2020
Globe Electric Co., Inc. | HENGTE | HT-G46U7XD4-912-XXA2-##1 | Light Emitting Diode | Inseparable Luminaire | Direct Wired | Forward Phase Cut Controls | 75 | 2700 | -0.0017 | 93 | 55 | 154 | 0.95 | Ambient | 50000 |  | 1 | 56000 | 0.1 | 19 | 19 | 0.1 | 0.09 | 0.09 | 0.09 | 0 | 0 | 0.11 | 0.1 | 0.1 | 0.09 | 0 | 0 | 0.2 | 0.17 | 0.1 | 0.13 | 0.02 | 0.01 | True | False | Non Federally-Regulated | 06/17/2020 |  | 06/17/2020
Globe Electric Co., Inc. | HENGTE | HT-G46U7XD6-913-XXB2-##1 | Light Emitting Diode | Inseparable Luminaire | Direct Wired | Forward Phase Cut Controls | 87 | 2700 | -0.0013 | 92 | 53 | 131 | 0.97 | Ambient | 50000 |  | 1 | 56000 | 0.1 | 19 | 20 | 0.11 | 0.11 | 0.11 | 0.1 | 0 | 0 | 0.13 | 0.12 | 0.12 | 0.11 | 0 | 0 | 0.25 | 0.22 | 0.22 | 0.17 | 0.03 | 0.01 | True | False | Non Federally-Regulated | 06/17/2020 |  | 06/17/2020
Hangzhou Huoshi Lighting Co.,Ltd | Tesler | DSGU1050SMDWH30 | Light Emitting Diode | Directional Lamp | GU Base | Forward Phase Cut Controls | 90 | 3000 | -0.0037 | 93 | 57 | 93 | 0.93 | Elevated | 15000 | 0.934 | 1 |  | 0.1 | 16 | 16 | 0.18 | 0.18 | 0.17 | 0.16 | 0 | 0 | 0.19 | 0.19 | 0.19 | 0.16 | 0 | 0 | 0.14 | 0.14 | 0.14 | 0.11 | 0 | 0 | True | True | Non Federally-Regulated | 04/22/2020 |  | 06/22/2020
Hangzhou Huoshi Lighting Co.,Ltd | Tesler | DSMR1650SMDWH30 | Light Emitting Diode | Directional Lamp | GU Base | Forward Phase Cut Controls | 90 | 3000 | -0.0037 | 93 | 57 | 93 | 0.93 | Elevated | 15000 | 0.934 | 1 |  | 0.1 | 16 | 16 | 0.18 | 0.18 | 0.17 | 0.16 | 0 | 0 | 0.19 | 0.19 | 0.19 | 0.16 | 0 | 0 | 0.14 | 0.14 | 0.14 | 0.11 | 0 | 0 | True | True | Non Federally-Regulated | 04/22/2020 |  | 06/22/2020
Hangzhou Huoshi Lighting Co.,Ltd | Tesler | DSA1960SMDWH30 | Light Emitting Diode | Omnidirectional Lamp | Edison Screw Base | Forward Phase Cut Controls | 100.9 | 3000 | -0.0018 | 93 | 68 | 18 | 0.93 | Elevated | 15000 | 0.923 | 1 |  | 0.1 | 16 | 16 | 0.28 | 0.28 | 0.27 | 0.25 | 0 | 0 | 0.21 | 0.21 | 0.21 | 0.18 | 0 | 0 | 0.17 | 0.14 | 0.15 | 0.12 | 0 | 0 | True | True | Non Federally-Regulated | 04/22/2020 |  | 06/22/2020
Hangzhou Huoshi Lighting Co.,Ltd | Tesler | DSPAR3075SMDWH30-L | Light Emitting Diode | Directional Lamp | Edison Screw Base | Forward Phase Cut Controls | 100.9 | 3000 | -0.0018 | 93 | 68 | 18 | 0.93 | Elevated | 15000 | 0.923 | 1 |  | 0.1 | 16 | 16 | 0.28 | 0.28 | 0.27 | 0.25 | 0 | 0 | 0.21 | 0.21 | 0.21 | 0.18 | 0 | 0 | 0.17 | 0.14 | 0.15 | 0.12 | 0 | 0 | True | True | Non Federally-Regulated | 04/22/2020 |  | 06/22/2020
Hangzhou Huoshi Lighting Co.,Ltd | Tesler | DSPAR3075SMDWH30-S | Light Emitting Diode | Directional Lamp | Edison Screw Base | Forward Phase Cut Controls | 100.9 | 3000 | -0.0018 | 93 | 68 | 18 | 0.93 | Elevated | 15000 | 0.923 | 1 |  | 0.1 | 16 | 16 | 0.28 | 0.28 | 0.27 | 0.25 | 0 | 0 | 0.21 | 0.21 | 0.21 | 0.18 | 0 | 0 | 0.17 | 0.14 | 0.15 | 0.12 | 0 | 0 | True | True | Non Federally-Regulated | 04/22/2020 |  | 06/22/2020
Hangzhou Huoshi Lighting Co.,Ltd | Tesler | DSPAR2050SMDWH30 | Light Emitting Diode | Directional Lamp | Edison Screw Base | Forward Phase Cut Controls | 85.1 | 3000 | -0.0033 | 93 | 60 | 33 | 0.92 | Elevated | 15000 | 0.928 | 1 |  | 0.1 | 16 | 16 | 0.29 | 0.29 | 0.28 | 0.26 | 0 | 0 | 0.2 | 0.21 | 0.21 | 0.17 | 0 | 0 | 0.15 | 0.15 | 0.15 | 0.12 | 0 | 0 | True | True | Non Federally-Regulated | 04/22/2020 |  | 06/22/2020
Hangzhou Huoshi Lighting Co.,Ltd | Tesler | DSBR2050SMDWH30 | Light Emitting Diode | Directional Lamp | Edison Screw Base | Forward Phase Cut Controls | 85.1 | 3000 | -0.0033 | 93 | 60 | 33 | 0.92 | Elevated | 15000 | 0.928 | 1 |  | 0.1 | 16 | 16 | 0.29 | 0.29 | 0.28 | 0.26 | 0 | 0 | 0.2 | 0.21 | 0.21 | 0.17 | 0 | 0 | 0.15 | 0.15 | 0.15 | 0.12 | 0 | 0 | True | True | Non Federally-Regulated | 04/22/2020 |  | 06/22/2020
Hangzhou Huoshi Lighting Co.,Ltd | Tesler | DSA1975SMDWH30 | Light Emitting Diode | Omnidirectional Lamp | Edison Screw Base | Forward Phase Cut Controls | 105.2 | 3000 | -0.002 | 93 | 63 | 22 | 0.96 | Elevated | 15000 | 0.926 | 1 |  | 0.1 | 16 | 16 | 0.25 | 0.25 | 0.24 | 0.23 | 0 | 0 | 0.3 | 0.31 | 0.31 | 0.25 | 0.01 | 0.01 | 0.25 | 0.24 | 0.25 | 0.2 | 0.01 | 0.01 | True | True | Non Federally-Regulated | 04/22/2020 |  | 06/22/2020
Hangzhou Huoshi Lighting Co.,Ltd | Tesler | DSBR3075SMDWH30 | Light Emitting Diode | Directional Lamp | Edison Screw Base | Forward Phase Cut Controls | 105.2 | 3000 | -0.002 | 93 | 63 | 22 | 0.96 | Elevated | 15000 | 0.926 | 1 |  | 0.1 | 16 | 16 | 0.25 | 0.25 | 0.24 | 0.23 | 0 | 0 | 0.3 | 0.31 | 0.31 | 0.25 | 0.01 | 0.01 | 0.25 | 0.24 | 0.25 | 0.2 | 0.01 | 0.01 | True | True | Non Federally-Regulated | 04/22/2020 |  | 06/22/2020
Hangzhou Huoshi Lighting Co.,Ltd | Tesler | DSBR4075SMDWH30 | Light Emitting Diode | Directional Lamp | Edison Screw Base | Forward Phase Cut Controls | 105.2 | 3000 | -0.002 | 93 | 63 | 22 | 0.96 | Elevated | 15000 | 0.926 | 1 |  | 0.1 | 16 | 16 | 0.25 | 0.25 | 0.24 | 0.23 | 0 | 0 | 0.3 | 0.31 | 0.31 | 0.25 | 0.01 | 0.01 | 0.25 | 0.24 | 0.25 | 0.2 | 0.01 | 0.01 | True | True | Non Federally-Regulated | 04/22/2020 |  | 06/22/2020
Con-Tech Lighting | ConTech Lighting | [CTL,HTL,LTL,PTL,NCTL]9050[S,F,WF][27C,3C,35C,4C][D]-[B,P,S] | Light Emitting Diode | Inseparable Luminaire | Direct Wired | Forward Phase Cut Controls | 76 | 2819 | 0.0009 | 91 | 65 | 114 | 0.98 | Ambient | 55000 |  | 1 | 55000 | 0.01 | 17 | 17 | 0.21 | 0.2 | 0.19 | 0.19 | 0.02 | 0.8 | 0 | 0 | 0 | 0 | 0 | 0 | 0.09 | 0.09 | 0.01 | 0.08 | 0.05 | 0.01 | True | False | Non Federally-Regulated | 06/15/2020 |  | 06/24/2020
Con-Tech Lighting | ConTech Lighting | [CTL,HTL,LTL,PTL,NCTL]905[1,2,3,4][M,F,WF][27C,3C,35C,4C][D]-[B,P,S] | Light Emitting Diode | Inseparable Luminaire | Direct Wired | Forward Phase Cut Controls | 76 | 2819 | 0.0009 | 91 | 65 | 114 | 0.98 | Ambient | 55000 |  | 1 | 55000 | 0.01 | 17 | 17 | 0.21 | 0.2 | 0.19 | 0.19 | 0.02 | 0.8 | 0 | 0 | 0 | 0 | 0 | 0 | 0.09 | 0.09 | 0.01 | 0.08 | 0.05 | 0.01 | True | False | Non Federally-Regulated | 06/15/2020 |  | 06/24/2020
WAC Lighting Co. | WAC Lighting | WS-18041-** | Light Emitting Diode | Light Engine | Direct Wired | Reverse Phase Cut Controls | 72.2 | 3109 | -0.001 | 94 | 71 | 424 | 0.97 | Ambient | 36000 | 0.99 | 1 |  | 0 | 22 | 22 | 0.22 | 0.22 | 0.22 | 0.21 | 0.01 | 0 | 0.34 | 0.34 | 0.34 | 0.28 | 0.04 | 0.01 | 0 | 0 | 0 | 0 | 0 | 0 | True | False | Non Federally-Regulated | 12/13/2019 |  | 06/30/2020
Con-Tech Lighting | ConTech Lighting | [CTL,HTL,LTL,PTL,NCTL]9050[S,F,WF][27C,3C,35C,4C]D-[B,P,S][BLANK,27,1C,3C] | Light Emitting Diode | Inseparable Luminaire | Direct Wired | Forward Phase Cut Controls | 76 | 2819 | 0.0009 | 91 | 65 | 114 | 0.98 | Ambient | 55000 |  | 1 | 55000 | 0.01 | 17 | 17 | 0.21 | 0.2 | 0.19 | 0.19 | 0.02 | 0.8 | 0 | 0 | 0 | 0 | 0 | 0 | 0.09 | 0.09 | 0.01 | 0.08 | 0.05 | 0.01 | True | False | Non Federally-Regulated | 06/24/2020 |  | 07/08/2020
Con-Tech Lighting | ConTech Lighting | [CTL,HTL,LTL,PTL,NCTL]905[1,2,3,4][M,F,WF][27C,3C,35C,4C]D-[B,P,S][BLANK,27,1C,3C] | Light Emitting Diode | Inseparable Luminaire | Direct Wired | Forward Phase Cut Controls | 76 | 2819 | 0.0009 | 91 | 65 | 114 | 0.98 | Ambient | 55000 |  | 1 | 55000 | 0.01 | 17 | 17 | 0.21 | 0.2 | 0.19 | 0.19 | 0.02 | 0.8 | 0 | 0 | 0 | 0 | 0 | 0 | 0.09 | 0.09 | 0.01 | 0.08 | 0.05 | 0.01 | True | False | Non Federally-Regulated | 06/24/2020 |  | 07/08/2020
WAC Lighting Co. | WAC Lighting | PD-14911-** | Light Emitting Diode | Light Engine | Direct Wired | Reverse Phase Cut Controls | 48 | 3055 | -0.0005 | 93 | 60 | 342 | 0.99 | Ambient | 48000 | 0.95 | 1 |  | 0.01 | 21 | 22 | 0.01 | 0.01 | 0.01 | 0.01 | 0 | 0 | 0.03 | 0.02 | 0.02 | 0.02 | 0 | 0 | 0 | 0 | 0 | 0 | 0 | 0 | True |  | Non Federally-Regulated | 03/14/2019 |  | 07/09/2020
WAC Lighting Co. | WAC Lighting | PD-18041-** | Light Emitting Diode | Light Engine | Direct Wired | Reverse Phase Cut Controls | 72.2 | 3109 | -0.001 | 94 | 71 | 424 | 0.97 | Ambient | 36000 | 0.99 | 1 |  | 0 | 22 | 22 | 0.22 | 0.22 | 0.22 | 0.21 | 0.01 | 0 | 0.34 | 0.34 | 0.34 | 0.28 | 0.04 | 0.01 | 0 | 0 | 0 | 0 | 0 | 0 | True | False | Non Federally-Regulated | 06/30/2020 |  | 07/09/2020
WAC Lighting Co. | WAC Lighting | WS-W1412-** | Light Emitting Diode | Light Engine | Direct Wired | Reverse Phase Cut Controls | 65.4 | 2944 | 0.0002 | 93 | 61 | 92 | 0.92 | Ambient | 54000 | 0.99 | 1 |  | 0 | 21 | 21 | 0.09 | 0.09 | 0.09 | 0.1 | 0 | 0 | 0.05 | 0.04 | 0.04 | 0.04 | 0 | 0 | 0 | 0 | 0 | 0 | 0 | 0 | True | False | Non Federally-Regulated | 06/30/2020 |  | 07/09/2020
WAC Lighting Co. | dweLED | WS-W26712-** | Light Emitting Diode | Light Engine | Direct Wired | Reverse Phase Cut Controls | 60.7 | 2938 | -0.0004 | 94 | 73 | 230 | 1 | Ambient | 54000 | 0.991 | 1 |  | 0.01 | 23 | 23 | 0.09 | 0.09 | 0.08 | 0.08 | 0 | 0 | 0.28 | 0.28 | 0.28 | 0.21 | 0.02 | 0 | 0 | 0 | 0 | 0 | 0 | 0 | True |  | Non Federally-Regulated | 05/04/2017 |  | 07/09/2020
WAC Lighting Co. | dweLED | WS-W26716-** | Light Emitting Diode | Light Engine | Direct Wired | Reverse Phase Cut Controls | 63.6 | 2964 | -0.0005 | 94 | 71 | 218 | 1 | Ambient | 54000 | 0.997 | 1 |  | 0.01 | 22 | 22 | 0.09 | 0.09 | 0.08 | 0.08 | 0 | 0 | 0.1 | 0.09 | 0.09 | 0.07 | 0.01 | 0 | 0 | 0 | 0 | 0 | 0 | 0 | True |  | Non Federally-Regulated | 05/04/2017 |  | 07/09/2020
WAC Lighting Co. | dweLED | WS-W38710-** | Light Emitting Diode | Light Engine | Direct Wired | Reverse Phase Cut Controls | 51.3 | 3091 | -0.0013 | 94 | 72 | 62 | 0.9 | Ambient | 54000 | 0.991 | 1 |  | 0.01 | 20 | 20 | 0.27 | 0.26 | 0.25 | 0.23 | 0 | 0 | 0.31 | 0.3 | 0.31 | 0.23 | 0.02 | 0 | 0 | 0 | 0 | 0 | 0 | 0 | True |  | Non Federally-Regulated | 05/04/2017 |  | 07/09/2020
WAC Lighting Co. | dweLED | WS-W53610** | Light Emitting Diode | Light Engine | Quick Connect | Reverse Phase Cut Controls | 66 | 3039 | -0.0012 | 95 | 70 | 70 | 0.91 | Ambient | 36000 | 0.985 | 1 |  | 0.02 | 22 | 22 | 0.23 | 0.23 | 0.22 | 0.2 | 0 | 0 | 0.26 | 0.27 | 0.27 | 0.2 | 0.02 | 0 | 0 | 0 | 0 | 0 | 0 | 0 | True |  | Non Federally-Regulated | 04/20/2017 |  | 07/09/2020
WAC Lighting Co. | WAC Lighting | PD-51712-** | Light Emitting Diode | Light Engine | Direct Wired | Reverse Phase Cut Controls | 46.8 | 3027 | -0.0017 | 93 | 58 | 300 | 0.99 | Ambient | 49500 | 0.93 | 1 |  | 0 | 23 | 23 | 0.01 | 0 | 0 | 0 | 0 | 0 | 0.02 | 0.01 | 0.01 | 0.01 | 0 | 0 | 0 | 0 | 0 | 0 | 0 | 0 | True | False | Non Federally-Regulated | 03/25/2020 |  | 07/09/2020
WAC Lighting Co. | WAC Lighting | PD-51814-** | Light Emitting Diode | Inseparable Luminaire | Direct Wired | Reverse Phase Cut Controls | 73.6 | 2683 | -0.0008 | 93 | 54 | 224 | 0.99 | Ambient | 36000 | 0.99 | 1 |  | 0 | 23 | 23 | 0.01 | 0 | 0 | 0 | 0 | 0 | 0.02 | 0.01 | 0.01 | 0.01 | 0 | 0 | 0 | 0 | 0 | 0 | 0 | 0 | True | False | Non Federally-Regulated | 03/25/2020 |  | 07/09/2020
WAC Lighting Co. | WAC Lighting | WS-6123-** | Light Emitting Diode | Inseparable Luminaire | Direct Wired | Reverse Phase Cut Controls | 62.4 | 2660 | 0.0008 | 93 | 63 | 96 | 0.93 | Ambient | 54000 | 0.99 | 1 |  | 0 | 23 | 21 | 0.08 | 0.08 | 0.08 | 0.08 | 0 | 0 | 0.04 | 0.04 | 0.04 | 0.03 | 0 | 0 | 0 | 0 | 0 | 0 | 0 | 0 | True |  | Non Federally-Regulated | 05/02/2019 |  | 07/09/2020
WAC Lighting Co. | WAC Lighting | WS-6117-** | Light Emitting Diode | Inseparable Luminaire | Direct Wired | Reverse Phase Cut Controls | 63.2 | 2660 | -0.0005 | 93 | 61 | 92 | 0.92 | Ambient | 54000 | 0.99 | 1 |  | 0 | 23 | 22 | 0.09 | 0.09 | 0.09 | 0.1 | 0 | 0 | 0.04 | 0.04 | 0.04 | 0.04 | 0 | 0 | 0 | 0 | 0 | 0 | 0 | 0 | True |  | Non Federally-Regulated | 05/02/2019 |  | 07/09/2020
WAC Lighting Co. | WAC Lighting | WS-6111-** | Light Emitting Diode | Inseparable Luminaire | Direct Wired | Reverse Phase Cut Controls | 49.9 | 2661 | 0.0009 | 93 | 63 | 100 | 0.92 | Ambient | 54000 | 0.99 | 1 |  | 0 | 22 | 22 | 0.07 | 0.07 | 0.07 | 0.07 | 0 | 0 | 0.03 | 0.03 | 0.03 | 0.03 | 0 | 0 | 0 | 0 | 0 | 0 | 0 | 0 | True |  | Non Federally-Regulated | 05/02/2019 |  | 07/09/2020
WAC Lighting Co. | WAC Lighting | WTK-6010HS-** | Light Emitting Diode | Inseparable Luminaire | Direct Wired | Reverse Phase Cut Controls | 68.3 | 2694 | -0.0002 | 92 | 86 | 124 | 0.98 | Ambient | 49500 | 0.97 | 1 |  | 0.05 | 22 | 21 | 0 | 0 | 0 | 0 | 0 | 0 | 0.01 | 0 | 0 | 0 | 0 | 0 | 0.01 | 0 | 0 | 0 | 0 | 0 | True |  | Non Federally-Regulated | 06/07/2019 |  | 07/10/2020
WAC Lighting Co. | WAC Lighting | WTK-6022HS-** | Light Emitting Diode | Inseparable Luminaire | Direct Wired | Reverse Phase Cut Controls | 62.1 | 2707 | -0.001 | 92 | 68 | 72 | 0.98 | Ambient | 49500 | 0.94 | 1 |  | 0 | 23 | 22 | 0 | 0 | 0 | 0 | 0 | 0 | 0.01 | 0 | 0 | 0 | 0 | 0 | 0 | 0 | 0 | 0 | 0 | 0 | True |  | Non Federally-Regulated | 06/07/2019 |  | 07/10/2020
WAC Lighting Co. | WAC Lighting | FM-13114-** | Light Emitting Diode | Inseparable Luminaire | Direct Wired | Reverse Phase Cut Controls | 71.7 | 2690 | -0.0001 | 94 | 65 | 216 | 0.92 | Ambient | 54000 | 0.99 | 1 |  | 0 | 21 | 22 | 0.19 | 0.18 | 0.17 | 0.16 | 0 | 0 | 0.19 | 0.18 | 0.17 | 0.15 | 0 | 0 | 0 | 0 | 0 | 0 | 0 | 0 | True |  | Non Federally-Regulated | 05/30/2018 |  | 07/13/2020
WAC Lighting Co. | WAC Lighting | FM-13126-** | Light Emitting Diode | Inseparable Luminaire | Direct Wired | Reverse Phase Cut Controls | 73.8 | 2724 | -0.0001 | 94 | 68 | 152 | 0.9 | Ambient | 54000 | 0.99 | 1 |  | 0 | 21 | 23 | 0.26 | 0.25 | 0.24 | 0.22 | 0 | 0 | 0.23 | 0.22 | 0.21 | 0.17 | 0 | 0 | 0 | 0 | 0 | 0 | 0 | 0 | True |  | Non Federally-Regulated | 05/30/2018 |  | 07/13/2020
WAC Lighting Co. | WAC Lighting | FM-13120-** | Light Emitting Diode | Inseparable Luminaire | Direct Wired | Reverse Phase Cut Controls | 73.9 | 2697 | -0.0001 | 94 | 66 | 192 | 0.91 | Ambient | 54000 | 0.99 | 1 |  | 0 | 20 | 20 | 0.23 | 0.22 | 0.2 | 0.18 | 0 | 0 | 0.19 | 0.19 | 0.18 | 0.14 | 0 | 0 | 0 | 0 | 0 | 0 | 0 | 0 | True |  | Non Federally-Regulated | 05/30/2018 |  | 07/13/2020
WAC Lighting Co. | WAC Lighting | FM-38918-** | Light Emitting Diode | Light Engine | Direct Wired | Reverse Phase Cut Controls | 60.7 | 3033 | -0.0025 | 92 | 54 | 440 | 0.97 | Ambient | 36000 | 0.98 | 1 |  | 0.03 | 22 | 22 | 0.13 | 0.13 | 0.13 | 0.13 | 0 | 0 | 0.2 | 0.2 | 0.2 | 0.16 | 0.01 | 0 | 0.1 | 0.09 | 0.09 | 0.07 | 0.01 | 0.01 | True |  | Non Federally-Regulated | 09/14/2018 |  | 07/13/2020
WAC Lighting Co. | WAC Lighting | FM-38924-** | Light Emitting Diode | Inseparable Luminaire | Direct Wired | Reverse Phase Cut Controls | 46.7 | 2917 | -0.0006 | 91 | 50 | 476 | 0.98 | Ambient | 36000 | 0.98 | 1 |  | 0.02 | 22 | 22 | 0.11 | 0.11 | 0.11 | 0.11 | 0 | 0 | 0.17 | 0.16 | 0.16 | 0.13 | 0 | 0 | 0.07 | 0.06 | 0.06 | 0.05 | 0.01 | 0.01 | True |  | Non Federally-Regulated | 09/14/2018 |  | 07/13/2020
WAC Lighting Co. | WAC Lighting | FM-45008-** | Light Emitting Diode | Light Engine | Direct Wired | Reverse Phase Cut Controls | 95.7 | 2927 | -0.0008 | 94 | 64 | 240 | 0.92 | Ambient | 54000 | 0.97 | 1 |  | 0 | 23 | 22 | 0.21 | 0.2 | 0.19 | 0.17 | 0 | 0 | 0.19 | 0.18 | 0.18 | 0.15 | 0.01 | 0 | 0 | 0 | 0 | 0 | 0 | 0 | True | False | Non Federally-Regulated | 04/09/2020 |  | 07/13/2020
WAC Lighting Co. | WAC Lighting | FM-45012-** | Light Emitting Diode | Light Engine | Direct Wired | Reverse Phase Cut Controls | 94.2 | 3018 | -0.0008 | 94 | 69 | 220 | 0.92 | Ambient | 54000 | 0.99 | 1 |  | 0 | 22 | 21 | 0.22 | 0.21 | 0.2 | 0.18 | 0 | 0 | 0.21 | 0.2 | 0.19 | 0.16 | 0.01 | 0 | 0 | 0 | 0 | 0 | 0 | 0 | True | False | Non Federally-Regulated | 04/09/2020 |  | 07/13/2020
WAC Lighting Co. | WAC Lighting | FM-46010-** | Light Emitting Diode | Inseparable Luminaire | Direct Wired | Reverse Phase Cut Controls | 46.1 | 2872 | 0.001 | 93 | 68 | 216 | 0.92 | Ambient | 42000 | 0.99 | 1 |  | 0 | 23 | 21 | 0.22 | 0.21 | 0.2 | 0.18 | 0 | 0 | 0.2 | 0.19 | 0.19 | 0.15 | 0 | 0 | 0 | 0 | 0 | 0 | 0 | 0 | True | False | Non Federally-Regulated | 11/22/2019 |  | 07/13/2020
WAC Lighting Co. | WAC Lighting | FM-46014-** | Light Emitting Diode | Light Engine | Direct Wired | Reverse Phase Cut Controls | 69.1 | 2912 | 0.0003 | 93 | 61 | 180 | 0.91 | Ambient | 42000 | 0.99 | 1 |  | 0 | 23 | 22 | 0.2 | 0.19 | 0.18 | 0.16 | 0 | 0 | 0.18 | 0.17 | 0.17 | 0.13 | 0 | 0 | 0 | 0 | 0 | 0 | 0 | 0 | True | False | Non Federally-Regulated | 11/22/2019 |  | 07/13/2020
WAC Lighting Co. | WAC Lighting | FM-96916-** | Light Emitting Diode | Inseparable Luminaire | Direct Wired | Reverse Phase Cut Controls | 47 | 2972 | -0.0003 | 94 | 59 | 120 | 0.99 | Ambient | 72000 | 0.99 | 1 |  | 0.01 | 22 | 22 | 0.01 | 0.01 | 0.01 | 0.01 | 0 | 0 | 0.01 | 0.01 | 0.01 | 0.01 | 0 | 0 | 0 | 0 | 0 | 0 | 0 | 0 | True |  | Non Federally-Regulated | 03/14/2019 |  | 07/13/2020
WAC Lighting Co. | WAC Lighting | FM-96922-** | Light Emitting Diode | Inseparable Luminaire | Direct Wired | Reverse Phase Cut Controls | 49 | 2971 | -0.0005 | 94 | 59 | 52 | 0.99 | Ambient | 72000 | 0.99 | 1 |  | 0.04 | 22 | 23 | 0.03 | 0.03 | 0.03 | 0.03 | 0 | 0 | 0.03 | 0.03 | 0.03 | 0.03 | 0 | 0 | 0.02 | 0.02 | 0.02 | 0.02 | 0.01 | 0.01 | True |  | Non Federally-Regulated | 03/14/2019 |  | 07/13/2020
WAC Lighting Co. | WAC Lighting | FM-96928-** | Light Emitting Diode | Inseparable Luminaire | Direct Wired | Reverse Phase Cut Controls | 51 | 2989 | -0.0007 | 94 | 60 | 88 | 0.99 | Ambient | 72000 | 0.99 | 1 |  | 0.04 | 22 | 22 | 0.1 | 0.1 | 0.1 | 0.07 | 0 | 0 | 0.03 | 0.03 | 0.03 | 0.03 | 0 | 0 | 0.03 | 0.03 | 0.02 | 0.02 | 0.01 | 0.01 | True |  | Non Federally-Regulated | 03/22/2019 |  | 07/13/2020
WAC Lighting Co. | WAC Lighting | PD-12006-** | Light Emitting Diode | Light Engine | Direct Wired | Reverse Phase Cut Controls | 67.2 | 2973 | 0.0016 | 93 | 71 | 348 | 0.99 | Ambient | 55000 | 0.95 | 1 |  | 0 | 23 | 23 | 0.01 | 0.01 | 0.01 | 0.01 | 0 | 0 | 0.04 | 0.03 | 0.03 | 0.02 | 0 | 0 | 0 | 0 | 0 | 0 | 0 | 0 | True |  | Non Federally-Regulated | 06/07/2019 |  | 07/13/2020
WAC Lighting Co. | WAC Lighting | PD-12015-** | Light Emitting Diode | Light Engine | Direct Wired | Reverse Phase Cut Controls | 87.4 | 2924 | -0.001 | 93 | 63 | 276 | 0.99 | Ambient | 66000 | 0.99 | 1 |  | 0 | 22 | 22 | 0.01 | 0 | 0 | 0 | 0 | 0 | 0.04 | 0.02 | 0.02 | 0.02 | 0 | 0 | 0 | 0 | 0 | 0 | 0 | 0 | True |  | Non Federally-Regulated | 06/07/2019 |  | 07/13/2020
WAC Lighting Co. | WAC Lighting | PD-12911-** | Light Emitting Diode | Inseparable Luminaire | Direct Wired | Reverse Phase Cut Controls | 65.9 | 2989 | 0.0002 | 93 | 59 | 342 | 0.99 | Ambient | 48000 | 0.95 | 1 |  | 0.05 | 21 | 22 | 0.01 | 0.01 | 0.01 | 0.01 | 0 | 0 | 0.04 | 0.02 | 0.02 | 0.02 | 0 | 0 | 0.04 | 0.02 | 0.02 | 0.01 | 0 | 0 | True |  | Non Federally-Regulated | 03/14/2019 |  | 07/13/2020
WAC Lighting Co. | WAC Lighting | PD-16063-** | Light Emitting Diode | Inseparable Luminaire | Direct Wired | Reverse Phase Cut Controls | 54 | 2937 | 0 | 93 | 58 | 120 | 0.99 | Ambient | 44000 | 0.97 | 1 |  | 0 | 22 | 22 | 0.01 | 0.01 | 0.01 | 0.01 | 0.01 | 0.01 | 0.05 | 0.04 | 0.04 | 0.03 | 0.03 | 0.02 | 0 | 0 | 0 | 0 | 0 | 0 | True | False | Non Federally-Regulated | 03/04/2020 |  | 07/13/2020
WAC Lighting Co. | WAC Lighting | PD-15052-** | Light Emitting Diode | Inseparable Luminaire | Direct Wired | Reverse Phase Cut Controls | 70.7 | 2948 | 0.0005 | 92 | 56 | 88 | 0.99 | Ambient | 44000 | 0.97 | 1 |  | 0 | 20 | 21 | 0.1 | 0.1 | 0.09 | 0.07 | 0.01 | 0.01 | 0.04 | 0.04 | 0.04 | 0.04 | 0.01 | 0 | 0 | 0 | 0 | 0 | 0 | 0 | True | False | Non Federally-Regulated | 03/04/2020 |  | 07/13/2020
WAC Lighting Co. | WAC Lighting | PD-14032-** | Light Emitting Diode | Inseparable Luminaire | Direct Wired | Reverse Phase Cut Controls | 59.9 | 2950 | -0.0001 | 93 | 58 | 100 | 0.99 | Ambient | 44000 | 0.97 | 1 |  | 0 | 22 | 22 | 0.08 | 0.08 | 0.07 | 0.07 | 0.01 | 0.01 | 0.04 | 0.04 | 0.04 | 0.04 | 0.01 | 0 | 0 | 0 | 0 | 0 | 0 | 0 | True | False | Non Federally-Regulated | 03/04/2020 |  | 07/13/2020
WAC Lighting Co. | WAC Lighting | PD-13006-** | Light Emitting Diode | Light Engine | Direct Wired | Reverse Phase Cut Controls | 56.7 | 2931 | -0.0005 | 92 | 65 | 100 | 0.95 | Ambient | 60000 | 0.99 | 1 |  | 0 | 20 | 21 | 0 | 0 | 0 | 0 | 0 | 0 | 0.01 | 0.01 | 0.01 | 0.01 | 0 | 0 | 0 | 0 | 0 | 0 | 0 | 0 | True | False | Non Federally-Regulated | 03/04/2020 |  | 07/13/2020
WAC Lighting Co. | WAC Lighting | PD-17023-** | Light Emitting Diode | Inseparable Luminaire | Direct Wired | Reverse Phase Cut Controls | 49.1 | 2832 | 0.0013 | 93 | 63 | 476 | 0.97 | Ambient | 36000 | 0.99 | 1 |  | 0 | 22 | 23 | 0.19 | 0.19 | 0.19 | 0.19 | 0 | 0 | 0.35 | 0.33 | 0.32 | 0.29 | 0.02 | 0 | 0 | 0 | 0 | 0 | 0 | 0 | True | False | Non Federally-Regulated | 03/04/2020 |  | 07/13/2020
WAC Lighting Co. | WAC Lighting | PD-22775-** | Light Emitting Diode | Inseparable Luminaire | Direct Wired | Reverse Phase Cut Controls | 50.7 | 3001 | -0.0004 | 93 | 65 | 484 | 0.98 | Ambient | 54000 | 0.94 | 1 |  | 0 | 22 | 23 | 0.09 | 0.09 | 0.09 | 0.09 | 0 | 0 | 0.2 | 0.18 | 0.18 | 0.15 | 0.02 | 0 | 0 | 0 | 0 | 0 | 0 | 0 | True | False | Non Federally-Regulated | 03/04/2020 |  | 07/13/2020
WAC Lighting Co. | WAC Lighting | PD-16906-** | Light Emitting Diode | Inseparable Luminaire | Direct Wired | Reverse Phase Cut Controls | 50.3 | 2972 | -0.0007 | 95 | 68 | 296 | 0.99 | Ambient | 48000 | 0.95 | 1 |  | 0.07 | 21 | 21 | 0.01 | 0.01 | 0.01 | 0.01 | 0 | 0 | 0.04 | 0.02 | 0.02 | 0.02 | 0 | 0 | 0.06 | 0.03 | 0.02 | 0.02 | 0 | 0 | True |  | Non Federally-Regulated | 03/14/2019 |  | 07/13/2020
WAC Lighting Co. | WAC Lighting | PD-18913-** | Light Emitting Diode | Inseparable Luminaire | Direct Wired | Reverse Phase Cut Controls | 57 | 3023 | -0.0002 | 93 | 59 | 326 | 0.99 | Ambient | 48000 | 0.95 | 1 |  | 0.01 | 22 | 22 | 0 | 0 | 0 | 0 | 0 | 0 | 0.03 | 0.02 | 0.02 | 0.02 | 0 | 0 | 0 | 0 | 0 | 0 | 0 | 0 | True |  | Non Federally-Regulated | 03/14/2019 |  | 07/13/2020
WAC Lighting Co. | WAC Lighting | PD-34911-** | Light Emitting Diode | Inseparable Luminaire | Direct Wired | Reverse Phase Cut Controls | 64.7 | 2994 | -0.0005 | 94 | 64 | 312 | 0.99 | Ambient | 48000 | 0.95 | 1 |  | 0.04 | 22 | 22 | 0.01 | 0.01 | 0.01 | 0 | 0 | 0 | 0.05 | 0.02 | 0.02 | 0.02 | 0 | 0 | 0.06 | 0.02 | 0.02 | 0.02 | 0 | 0 | True |  | Non Federally-Regulated | 03/14/2019 |  | 07/13/2020
WAC Lighting Co. | WAC Lighting | PD-36912-** | Light Emitting Diode | Light Engine | Direct Wired | Reverse Phase Cut Controls | 78.4 | 3029 | -0.001 | 94 | 63 | 300 | 0.99 | Ambient | 48000 | 0.94 | 1 |  | 0.02 | 23 | 22 | 0 | 0 | 0 | 0 | 0 | 0 | 0.03 | 0.02 | 0.02 | 0.02 | 0 | 0 | 0 | 0 | 0 | 0 | 0 | 0 | True |  | Non Federally-Regulated | 03/14/2019 |  | 07/13/2020
WAC Lighting Co. | WAC Lighting | PD-22744-** | Light Emitting Diode | Light Engine | Direct Wired | Reverse Phase Cut Controls | 53.8 | 3039 | -0.0001 | 93 | 65 | 416 | 1 | Ambient | 54000 | 0.94 | 1 |  | 0 | 21 | 21 | 0.01 | 0 | 0 | 0 | 0 | 0 | 0.02 | 0.01 | 0.01 | 0.01 | 0.01 | 0.01 | 0 | 0 | 0 | 0 | 0 | 0 | True | False | Non Federally-Regulated | 12/26/2019 |  | 07/13/2020
WAC Lighting Co. | WAC Lighting | PD-22754-** | Light Emitting Diode | Inseparable Luminaire | Direct Wired | Reverse Phase Cut Controls | 53.8 | 3027 | 0.0002 | 93 | 65 | 384 | 1 | Ambient | 54000 | 0.94 | 1 |  | 0 | 22 | 23 | 0 | 0 | 0 | 0 | 0 | 0 | 0.02 | 0 | 0 | 0 | 0 | 0 | 0 | 0 | 0 | 0 | 0 | 0 | True | False | Non Federally-Regulated | 12/26/2019 |  | 07/13/2020
WAC Lighting Co. | DWEL | PD-23852-** | Light Emitting Diode | Inseparable Luminaire | Direct Wired | Reverse Phase Cut Controls | 48.8 | 3028 | 0.0002 | 92 | 53 | 400 | 0.98 | Ambient | 36000 | 0.98 | 1 |  | 0 | 23 | 22 | 0.15 | 0.15 | 0.15 | 0.15 | 0 | 0 | 0.29 | 0.29 | 0.29 | 0.24 | 0.03 | 0 | 0 | 0 | 0 | 0 | 0 | 0 | True |  | Non Federally-Regulated | 12/22/2017 |  | 07/13/2020
WAC Lighting Co. | DWEL | PD-23852-** | Light Emitting Diode | Inseparable Luminaire | Direct Wired | 0-10 VDC Controls | 48.8 | 3028 | 0.0002 | 92 | 53 | 400 | 0.98 | Ambient | 36000 | 0.98 | 1 |  | 0 | 23 | 22 | 0.14 | 0.14 | 0.14 | 0.14 | 0 | 0 | 0.11 | 0.11 | 0.11 | 0.11 | 0 | 0 | 0 | 0 | 0 | 0 | 0 | 0 | True |  | Non Federally-Regulated | 12/22/2017 |  | 07/13/2020
WAC Lighting Co. | WAC Lighting | PD-27802-** | Light Emitting Diode | Inseparable Luminaire | Direct Wired | Reverse Phase Cut Controls | 58.1 | 2954 | -0.001 | 93 | 60 | 424 | 1 | Ambient | 36000 | 0.97 | 1 |  | 0.08 | 21 | 22 | 0.16 | 0.16 | 0.16 | 0.16 | 0 | 0 | 0.11 | 0.11 | 0.11 | 0.11 | 0 | 0 | 0.08 | 0.08 | 0.08 | 0.08 | 0 | 0 | True |  | Non Federally-Regulated | 10/22/2018 |  | 07/13/2020
WAC Lighting Co. | WAC Lighting | PD-27803-** | Light Emitting Diode | Inseparable Luminaire | Direct Wired | Reverse Phase Cut Controls | 70.1 | 2955 | -0.0013 | 93 | 60 | 424 | 0.97 | Ambient | 36000 | 0.97 | 1 |  | 0.09 | 21 | 22 | 0.16 | 0.16 | 0.16 | 0.15 | 0 | 0 | 0.1 | 0.1 | 0.1 | 0.1 | 0 | 0 | 0.07 | 0.07 | 0.07 | 0.07 | 0 | 0 | True |  | Non Federally-Regulated | 10/22/2018 |  | 07/13/2020
WAC Lighting Co. | WAC Lighting | PD-29803-** | Light Emitting Diode | Inseparable Luminaire | Direct Wired | Reverse Phase Cut Controls | 90.7 | 2953 | -0.002 | 93 | 62 | 424 | 1 | Ambient | 36000 | 0.97 | 1 |  | 0 | 22 | 21 | 0.28 | 0.28 | 0.28 | 0.27 | 0 | 0 | 0.16 | 0.16 | 0.16 | 0.15 | 0 | 0 | 0 | 0 | 0 | 0 | 0 | 0 | True |  | Non Federally-Regulated | 10/22/2018 |  | 07/13/2020
WAC Lighting Co. | WAC Lighting | PD-29806-** | Light Emitting Diode | Inseparable Luminaire | Direct Wired | Reverse Phase Cut Controls | 81.1 | 2941 | -0.0021 | 93 | 62 | 424 | 1 | Ambient | 36000 | 0.97 | 1 |  | 0 | 22 | 21 | 0.27 | 0.27 | 0.27 | 0.27 | 0 | 0 | 0.15 | 0.15 | 0.15 | 0.15 | 0 | 0 | 0 | 0 | 0 | 0 | 0 | 0 | True |  | Non Federally-Regulated | 10/22/2018 |  | 07/13/2020
WAC Lighting Co. | WAC Lighting | PD-29809-** | Light Emitting Diode | Inseparable Luminaire | Direct Wired | Reverse Phase Cut Controls | 73.5 | 2938 | -0.0022 | 93 | 61 | 480 | 0.97 | Ambient | 36000 | 0.97 | 1 |  | 0.09 | 22 | 21 | 0.27 | 0.27 | 0.27 | 0.27 | 0 | 0 | 0.16 | 0.16 | 0.16 | 0.16 | 0 | 0 | 0.11 | 0.11 | 0.11 | 0.11 | 0 | 0 | True |  | Non Federally-Regulated | 10/22/2018 |  | 07/13/2020
WAC Lighting Co. | WAC Lighting | PD-29828-** | Light Emitting Diode | Inseparable Luminaire | Direct Wired | Reverse Phase Cut Controls | 78.5 | 2961 | -0.002 | 93 | 60 | 432 | 0.97 | Ambient | 36000 | 0.97 | 1 |  | 0.08 | 21 | 22 | 0.18 | 0.18 | 0.18 | 0.18 | 0 | 0 | 0.1 | 0.1 | 0.1 | 0.1 | 0 | 0 | 0.07 | 0.07 | 0.07 | 0.07 | 0 | 0 | True |  | Non Federally-Regulated | 10/22/2018 |  | 07/13/2020
WAC Lighting Co. | WAC Lighting | PD-29858-** | Light Emitting Diode | Inseparable Luminaire | Direct Wired | Reverse Phase Cut Controls | 81.9 | 2935 | -0.0024 | 93 | 63 | 456 | 1 | Ambient | 36000 | 0.97 | 1 |  | 0.09 | 22 | 21 | 0.22 | 0.22 | 0.22 | 0.21 | 0 | 0 | 0.12 | 0.12 | 0.12 | 0.12 | 0 | 0 | 0.08 | 0.08 | 0.08 | 0.08 | 0 | 0 | True |  | Non Federally-Regulated | 10/22/2018 |  | 07/13/2020
WAC Lighting Co. | WAC Lighting | PD-33718-** | Light Emitting Diode | Light Engine | Direct Wired | Reverse Phase Cut Controls | 63.1 | 3030 | -0.0017 | 93 | 61 | 424 | 0.95 | Ambient | 36000 | 0.97 | 1 |  | 0.09 | 21 | 21 | 0.18 | 0.17 | 0.17 | 0.17 | 0 | 0 | 0.11 | 0.11 | 0.11 | 0.11 | 0 | 0 | 0.08 | 0.08 | 0.08 | 0.08 | 0 | 0 | True |  | Non Federally-Regulated | 07/19/2018 |  | 07/13/2020
WAC Lighting Co. | WAC Lighting | PD-33732-** | Light Emitting Diode | Inseparable Luminaire | Direct Wired | Reverse Phase Cut Controls | 45.5 | 2912 | -0.0013 | 93 | 59 | 472 | 0.98 | Ambient | 36000 | 0.97 | 1 |  | 0.02 | 21 | 21 | 0.19 | 0.19 | 0.19 | 0.19 | 0 | 0 | 0.29 | 0.28 | 0.28 | 0.22 | 0.01 | 0.01 | 0.11 | 0.11 | 0.1 | 0.07 | 0.01 | 0.01 | True |  | Non Federally-Regulated | 07/19/2018 |  | 07/13/2020
WAC Lighting Co. | WAC Lighting | PD-33743-** | Light Emitting Diode | Inseparable Luminaire | Direct Wired | Reverse Phase Cut Controls | 47.6 | 2965 | -0.0014 | 94 | 65 | 472 | 1 | Ambient | 36000 | 0.97 | 1 |  | 0.1 | 23 | 22 | 0.21 | 0.21 | 0.21 | 0.21 | 0 | 0 | 0.29 | 0.29 | 0.29 | 0.23 | 0.01 | 0.01 | 0.1 | 0.1 | 0.09 | 0.07 | 0.01 | 0.01 | True |  | Non Federally-Regulated | 08/17/2018 |  | 07/13/2020
WAC Lighting Co. | WAC Lighting | PD-33753-** | Light Emitting Diode | Inseparable Luminaire | Direct Wired | Reverse Phase Cut Controls | 48.9 | 2878 | -0.0027 | 93 | 59 | 476 | 1 | Ambient | 36000 | 0.98 | 1 |  | 0.01 | 22 | 22 | 0.21 | 0.21 | 0.21 | 0.21 | 0 | 0 | 0.31 | 0.3 | 0.3 | 0.24 | 0.01 | 0.01 | 0.1 | 0.09 | 0.09 | 0.06 | 0.01 | 0.01 | True |  | Non Federally-Regulated | 12/04/2018 |  | 07/13/2020
WAC Lighting Co. | WAC Lighting | PD-42912-** | Light Emitting Diode | Light Engine | Direct Wired | Reverse Phase Cut Controls | 63.4 | 3028 | -0.0008 | 94 | 70 | 216 | 0.92 | Ambient | 54000 | 0.99 | 1 |  | 0 | 22 | 21 | 0.21 | 0.2 | 0.19 | 0.17 | 0.01 | 0 | 0.18 | 0.17 | 0.17 | 0.13 | 0 | 0 | 0 | 0 | 0 | 0 | 0 | 0 | True |  | Non Federally-Regulated | 12/18/2018 |  | 07/13/2020
WAC Lighting Co. | WAC Lighting | PD-42918-** | Light Emitting Diode | Inseparable Luminaire | Direct Wired | Reverse Phase Cut Controls | 46.3 | 3050 | 0.0001 | 94 | 72 | 188 | 0.92 | Ambient | 54000 | 0.99 | 1 |  | 0 | 22 | 21 | 0.2 | 0.2 | 0.19 | 0.17 | 0 | 0 | 0.18 | 0.18 | 0.17 | 0.14 | 0 | 0 | 0 | 0 | 0 | 0 | 0 | 0 | True |  | Non Federally-Regulated | 12/18/2018 |  | 07/13/2020
WAC Lighting Co. | WAC Lighting | PD-52307-** | Light Emitting Diode | Inseparable Luminaire | Direct Wired | Reverse Phase Cut Controls | 61.1 | 3026 | -0.0022 | 94 | 74 | 250 | 0.99 | Ambient | 49500 | 0.97 | 1 |  | 0.09 | 21 | 22 | 0.01 | 0.01 | 0.01 | 0.01 | 0 | 0 | 0.03 | 0.02 | 0.02 | 0.02 | 0 | 0 | 0 | 0 | 0 | 0 | 0 | 0 | True |  | Non Federally-Regulated | 03/05/2019 |  | 07/13/2020
WAC Lighting Co. | WAC Lighting | PD-60944-** | Light Emitting Diode | Inseparable Luminaire | Direct Wired | Reverse Phase Cut Controls | 58.9 | 2940 | -0.0033 | 97 | 57 | 176 | 0.99 | Ambient | 36000 | 0.99 | 1 |  | 0 | 22 | 21 | 0.21 | 0.21 | 0.21 | 0.21 | 0 | 0 | 0.32 | 0.32 | 0.32 | 0.26 | 0.03 | 0 | 0 | 0 | 0 | 0 | 0 | 0 | True |  | Non Federally-Regulated | 05/17/2019 |  | 07/13/2020
WAC Lighting Co. | WAC Lighting | PD-60964-** | Light Emitting Diode | Inseparable Luminaire | Direct Wired | Reverse Phase Cut Controls | 52.9 | 2870 | -0.0004 | 93 | 56 | 400 | 1 | Ambient | 36000 | 0.99 | 1 |  | 0.07 | 21 | 23 | 0 | 0 | 0 | 0 | 0 | 0 | 0.01 | 0 | 0 | 0 | 0 | 0 | 0.03 | 0.01 | 0.01 | 0.01 | 0 | 0 | True |  | Non Federally-Regulated | 03/22/2019 |  | 07/13/2020
WAC Lighting Co. | WAC Lighting | PD-63944-** | Light Emitting Diode | Light Engine | Direct Wired | Reverse Phase Cut Controls | 86.3 | 2927 | -0.0029 | 93 | 62 | 344 | 0.99 | Ambient | 55000 | 0.92 | 1 |  | 0.03 | 22 | 21 | 0.01 | 0.01 | 0.01 | 0.01 | 0 | 0 | 0.07 | 0.03 | 0.03 | 0.02 | 0.01 | 0.01 | 0.03 | 0.01 | 0.01 | 0.01 | 0.01 | 0.01 | True |  | Non Federally-Regulated | 01/24/2019 |  | 07/13/2020
WAC Lighting Co. | WAC Lighting | PD-72718-** | Light Emitting Diode | Light Engine | Direct Wired | 0-10 VDC Controls | 60.9 | 3015 | -0.002 | 93 | 60 | 444 | 0.98 | Ambient | 36000 | 0.97 | 1 |  | 0.07 | 22 | 21 | 0.21 | 0.2 | 0.2 | 0.2 | 0 | 0 | 0.14 | 0.14 | 0.14 | 0.14 | 0 | 0 | 0.11 | 0.11 | 0.11 | 0.11 | 0 | 0 | True |  | Non Federally-Regulated | 07/19/2018 |  | 07/13/2020
WAC Lighting Co. | WAC Lighting | PD-72724-** | Light Emitting Diode | Light Engine | Direct Wired | Reverse Phase Cut Controls | 59.3 | 3147 | -0.0023 | 94 | 65 | 480 | 0.98 | Ambient | 36000 | 0.97 | 1 |  | 0.1 | 20 | 21 | 0.2 | 0.2 | 0.2 | 0.2 | 0 | 0 | 0.11 | 0.1 | 0.09 | 0.07 | 0.01 | 0.01 | 0 | 0 | 0 | 0 | 0 | 0 | True |  | Non Federally-Regulated | 07/19/2018 |  | 07/13/2020
WAC Lighting Co. | WAC Lighting | PD-87720-** | Light Emitting Diode | Inseparable Luminaire | Direct Wired | Reverse Phase Cut Controls | 62.3 | 2889 | -0.0021 | 94 | 64 | 496 | 0.96 | Ambient | 36000 | 0.973 | 1 |  | 0 | 23 | 23 | 0.14 | 0.13 | 0.13 | 0.13 | 0 | 0 | 0.22 | 0.22 | 0.22 | 0.19 | 0.02 | 0 | 0 | 0 | 0 | 0 | 0 | 0 | True | False | Non Federally-Regulated | 01/10/2020 |  | 07/13/2020
WAC Lighting Co. | WAC Lighting | PD-93844-** | Light Emitting Diode | Inseparable Luminaire | Direct Wired | Reverse Phase Cut Controls | 67.9 | 3088 | -0.0012 | 92 | 56 | 400 | 0.95 | Ambient | 49500 | 0.98 | 1 |  | 0.04 | 21 | 22 | 0.19 | 0.19 | 0.19 | 0.19 | 0 | 0 | 0.31 | 0.31 | 0.31 | 0.25 | 0 | 0 | 0.31 | 0.31 | 0.31 | 0.25 | 0 | 0 | True |  | Non Federally-Regulated | 03/30/2018 |  | 07/13/2020
WAC Lighting Co. | WAC Lighting | PD-93838-** | Light Emitting Diode | Inseparable Luminaire | Direct Wired | Reverse Phase Cut Controls | 66.7 | 3104 | -0.0011 | 93 | 58 | 400 | 0.96 | Ambient | 49500 | 0.98 | 1 |  | 0.03 | 22 | 22 | 0.17 | 0.17 | 0.18 | 0.17 | 0 | 0 | 0.28 | 0.27 | 0.27 | 0.21 | 0 | 0 | 0.14 | 0.13 | 0.13 | 0.09 | 0 | 0 | True |  | Non Federally-Regulated | 03/30/2018 |  | 07/13/2020
WAC Lighting Co. | WAC Lighting | PD-93834-** | Light Emitting Diode | Inseparable Luminaire | Direct Wired | Reverse Phase Cut Controls | 67.1 | 3083 | -0.0012 | 92 | 56 | 400 | 0.96 | Ambient | 49500 | 0.98 | 1 |  | 0.04 | 22 | 22 | 0.19 | 0.19 | 0.19 | 0.19 | 0 | 0 | 0.31 | 0.31 | 0.31 | 0.25 | 0 | 0 | 0.31 | 0.31 | 0.31 | 0.25 | 0 | 0 | True |  | Non Federally-Regulated | 03/30/2018 |  | 07/13/2020
WAC Lighting Co. | WAC Lighting | PD-93854-** | Light Emitting Diode | Inseparable Luminaire | Direct Wired | Reverse Phase Cut Controls | 70.7 | 3027 | -0.0001 | 93 | 61 | 376 | 0.97 | Ambient | 49500 | 0.98 | 1 |  | 0.01 | 21 | 22 | 0.11 | 0.11 | 0.11 | 0.11 | 0 | 0 | 0.22 | 0.22 | 0.22 | 0.17 | 0 | 0 | 0.18 | 0.17 | 0.18 | 0.13 | 0 | 0 | True |  | Non Federally-Regulated | 09/05/2018 |  | 07/13/2020
WAC Lighting Co. | WAC Lighting | PD-94940-** | Light Emitting Diode | Light Engine | Direct Wired | Reverse Phase Cut Controls | 75.7 | 2980 | -0.0024 | 94 | 67 | 340 | 1 | Ambient | 36000 | 0.97 | 1 |  | 0.06 | 22 | 22 | 0 | 0 | 0 | 0 | 0 | 0 | 0.03 | 0 | 0 | 0 | 0 | 0 | 0.05 | 0 | 0 | 0 | 0 | 0 | True |  | Non Federally-Regulated | 05/02/2019 |  | 07/13/2020
WAC Lighting Co. | WAC Lighting | PD-96948-** | Light Emitting Diode | Inseparable Luminaire | Direct Wired | Reverse Phase Cut Controls | 67.3 | 2921 | -0.0025 | 95 | 72 | 156 | 0.99 | Ambient | 72000 | 0.99 | 1 |  | 0 | 22 | 22 | 0.08 | 0.08 | 0.07 | 0.05 | 0.01 | 0 | 0.03 | 0.03 | 0.03 | 0.03 | 0.01 | 0 | 0 | 0 | 0 | 0 | 0 | 0 | True | False | Non Federally-Regulated | 03/04/2020 |  | 07/13/2020
WAC Lighting Co. | WAC Lighting | PD-W15918-** | Light Emitting Diode | Light Engine | Direct Wired | Reverse Phase Cut Controls | 61.6 | 3003 | -0.0001 | 94 | 67 | 88 | 0.93 | Ambient | 54000 | 0.99 | 1 |  | 0 | 22 | 21 | 0.08 | 0.08 | 0.08 | 0.08 | 0 | 0 | 0.03 | 0.03 | 0.03 | 0.03 | 0.01 | 0.01 | 0 | 0 | 0 | 0 | 0 | 0 | True |  | Non Federally-Regulated | 11/30/2018 |  | 07/13/2020
WAC Lighting Co. | WAC Lighting | PL-52017-** | Light Emitting Diode | Inseparable Luminaire | Direct Wired | Reverse Phase Cut Controls | 58.5 | 2883 | -0.0044 | 92 | 59 | 376 | 0.99 | Ambient | 36000 | 0.97 | 1 |  | 0 | 22 | 22 | 0 | 0 | 0 | 0 | 0 | 0 | 0.05 | 0.04 | 0.04 | 0.03 | 0.02 | 0.01 | 0 | 0 | 0 | 0 | 0 | 0 | True | False | Non Federally-Regulated | 03/24/2020 |  | 07/13/2020
WAC Lighting Co. | WAC Lighting | PL-52025-** | Light Emitting Diode | Inseparable Luminaire | Direct Wired | 0-10 VDC Controls | 50.5 | 2917 | -0.0036 | 93 | 60 | 320 | 0.99 | Ambient | 36000 | 0.97 | 1 |  | 0 | 21 | 22 | 0.09 | 0.08 | 0.08 | 0.08 | 0.08 | 0.08 | 0.04 | 0 | 0 | 0 | 0 | 0 | 0 | 0 | 0 | 0 | 0 | 0 | True | False | Non Federally-Regulated | 01/06/2020 |  | 07/13/2020
WAC Lighting Co. | WAC Lighting | PL-52034-** | Light Emitting Diode | Inseparable Luminaire | Direct Wired | Reverse Phase Cut Controls | 51.5 | 2921 | -0.0027 | 93 | 61 | 384 | 0.99 | Ambient | 36000 | 0.97 | 1 |  | 0 | 22 | 23 | 0 | 0 | 0 | 0 | 0 | 0 | 0.03 | 0 | 0 | 0 | 0 | 0 | 0 | 0 | 0 | 0 | 0 | 0 | True | False | Non Federally-Regulated | 01/06/2020 |  | 07/13/2020
WAC Lighting Co. | WAC Lighting | PM-W15928-** | Light Emitting Diode | Light Engine | Direct Wired | Reverse Phase Cut Controls | 72.6 | 2967 | -0.0001 | 93 | 63 | 80 | 0.9 | Ambient | 54000 | 0.99 | 1 |  | 0 | 22 | 21 | 0.26 | 0.23 | 0.18 | 0.15 | 0 | 0 | 0.04 | 0.04 | 0.04 | 0.04 | 0 | 0 | 0 | 0 | 0 | 0 | 0 | 0 | True |  | Non Federally-Regulated | 01/24/2019 |  | 07/13/2020
WAC Lighting Co. | WAC Lighting | WS-13208-** | Light Emitting Diode | Inseparable Luminaire | Direct Wired | Reverse Phase Cut Controls | 46.3 | 2902 | 0.0033 | 92 | 70 | 108 | 0.92 | Ambient | 54000 | 0.99 | 1 |  | 0 | 21 | 22 | 0.07 | 0.07 | 0.07 | 0.07 | 0.01 | 0 | 0.07 | 0.03 | 0.03 | 0.03 | 0 | 0 | 0 | 0 | 0 | 0 | 0 | 0 | True |  | Non Federally-Regulated | 05/07/2018 |  | 07/13/2020
WAC Lighting Co. | WAC Lighting | WS-13208-35-** | Light Emitting Diode | Inseparable Luminaire | Direct Wired | Reverse Phase Cut Controls | 46.3 | 3500 | 0.0033 | 92 | 70 | 108 | 0.92 | Ambient | 54000 | 0.99 | 1 |  | 0 | 21 | 22 | 0.07 | 0.07 | 0.07 | 0.07 | 0.01 | 0 | 0.07 | 0.03 | 0.03 | 0.03 | 0 | 0 | 0 | 0 | 0 | 0 | 0 | 0 | True |  | Non Federally-Regulated | 05/07/2018 |  | 07/13/2020
WAC Lighting Co. | WAC Lighting | WS-13212-** | Light Emitting Diode | Inseparable Luminaire | Direct Wired | Reverse Phase Cut Controls | 50.2 | 2876 | 0.0013 | 93 | 66 | 164 | 0.9 | Ambient | 54000 | 0.99 | 1 |  | 0 | 22 | 22 | 0.22 | 0.21 | 0.2 | 0.18 | 0 | 0 | 0.21 | 0.2 | 0.2 | 0.16 | 0 | 0 | 0 | 0 | 0 | 0 | 0 | 0 | True |  | Non Federally-Regulated | 05/07/2018 |  | 07/13/2020
WAC Lighting Co. | WAC Lighting | WS-13212-35-** | Light Emitting Diode | Inseparable Luminaire | Direct Wired | Reverse Phase Cut Controls | 50.2 | 3500 | 0.0013 | 93 | 66 | 164 | 0.9 | Ambient | 54000 | 0.99 | 1 |  | 0 | 22 | 22 | 0.22 | 0.21 | 0.2 | 0.18 | 0 | 0 | 0.21 | 0.2 | 0.2 | 0.16 | 0 | 0 | 0 | 0 | 0 | 0 | 0 | 0 | True |  | Non Federally-Regulated | 05/07/2018 |  | 07/13/2020
WAC Lighting Co. | WAC Lighting | WS-13217-** | Light Emitting Diode | Inseparable Luminaire | Direct Wired | Reverse Phase Cut Controls | 48.9 | 2872 | 0.0021 | 93 | 68 | 116 | 0.91 | Ambient | 54000 | 0.99 | 1 |  | 0 | 22 | 21 | 0.18 | 0.17 | 0.16 | 0.15 | 0 | 0 | 0.18 | 0.16 | 0.16 | 0.13 | 0 | 0 | 0 | 0 | 0 | 0 | 0 | 0 | True |  | Non Federally-Regulated | 05/07/2018 |  | 07/13/2020
WAC Lighting Co. | WAC Lighting | WS-13217-35-** | Light Emitting Diode | Inseparable Luminaire | Direct Wired | Reverse Phase Cut Controls | 48.9 | 3500 | 0.0021 | 93 | 68 | 116 | 0.91 | Ambient | 54000 | 0.99 | 1 |  | 0 | 22 | 21 | 0.18 | 0.17 | 0.16 | 0.15 | 0 | 0 | 0.18 | 0.16 | 0.16 | 0.13 | 0 | 0 | 0 | 0 | 0 | 0 | 0 | 0 | True |  | Non Federally-Regulated | 05/07/2018 |  | 07/13/2020
WAC Lighting Co. | WAC Lighting | WS-21014-** | Light Emitting Diode | Light Engine | Direct Wired | Reverse Phase Cut Controls | 67.6 | 2930 | -0.0008 | 94 | 64 | 92 | 0.93 | Ambient | 54000 | 0.99 | 1 |  | 0 | 21 | 21 | 0.08 | 0.08 | 0.08 | 0.08 | 0 | 0 | 0.04 | 0.04 | 0.04 | 0.04 | 0.01 | 0.01 | 0 | 0 | 0 | 0 | 0 | 0 | True | False | Non Federally-Regulated | 12/13/2019 |  | 07/13/2020
WAC Lighting Co. | WAC Lighting | WS-22018-** | Light Emitting Diode | Light Engine | Direct Wired | Reverse Phase Cut Controls | 48.4 | 2957 | -0.0018 | 93 | 61 | 372 | 0.99 | Ambient | 36000 | 0.96 | 1 |  | 0 | 21 | 20 | 0 | 0 | 0 | 0 | 0 | 0 | 0.03 | 0 | 0 | 0 | 0 | 0 | 0 | 0 | 0 | 0 | 0 | 0 | True | False | Non Federally-Regulated | 12/13/2019 |  | 07/13/2020
WAC Lighting Co. | WAC Lighting | WS-23018-** | Light Emitting Diode | Light Engine | Direct Wired | Reverse Phase Cut Controls | 51.4 | 3069 | -0.0004 | 92 | 55 | 368 | 0.99 | Ambient | 49500 | 0.97 | 1 |  | 0 | 21 | 21 | 0 | 0 | 0 | 0 | 0 | 0 | 0.02 | 0 | 0 | 0 | 0 | 0 | 0 | 0 | 0 | 0 | 0 | 0 | True | False | Non Federally-Regulated | 12/13/2019 |  | 07/13/2020
WAC Lighting Co. | WAC Lighting | WS-25014-** | Light Emitting Diode | Inseparable Luminaire | Direct Wired | Reverse Phase Cut Controls | 63.2 | 2882 | 0.0013 | 94 | 73 | 80 | 0.91 | Ambient | 54000 | 0.99 | 1 |  | 0 | 21 | 21 | 0.34 | 0.32 | 0.24 | 0.18 | 0 | 0 | 0.05 | 0.05 | 0.05 | 0.05 | 0.01 | 0 | 0 | 0 | 0 | 0 | 0 | 0 | True | False | Non Federally-Regulated | 03/04/2020 |  | 07/13/2020
WAC Lighting Co. | WAC Lighting | WS-24016-** | Light Emitting Diode | Inseparable Luminaire | Direct Wired | Reverse Phase Cut Controls | 68.2 | 2896 | 0.0015 | 92 | 66 | 92 | 0.93 | Ambient | 36000 | 0.96 | 1 |  | 0 | 21 | 20 | 0.08 | 0.07 | 0.07 | 0.08 | 0 | 0 | 0.03 | 0.03 | 0.03 | 0.03 | 0 | 0 | 0 | 0 | 0 | 0 | 0 | 0 | True | False | Non Federally-Regulated | 03/11/2020 |  | 07/13/2020
WAC Lighting Co. | WAC Lighting | WS-26014-** | Light Emitting Diode | Inseparable Luminaire | Direct Wired | Reverse Phase Cut Controls | 46.7 | 3099 | -0.0006 | 91 | 55 | 368 | 0.95 | Ambient | 49500 | 0.97 | 1 |  | 0 | 21 | 22 | 0 | 0 | 0 | 0 | 0 | 0 | 0.02 | 0 | 0 | 0 | 0 | 0 | 0 | 0 | 0 | 0 | 0 | 0 | True | False | Non Federally-Regulated | 12/13/2019 |  | 07/13/2020
WAC Lighting Co. | Dwell | WS-26724-** | Light Emitting Diode | Inseparable Luminaire | Direct Wired | Reverse Phase Cut Controls | 52.3 | 3188 | 0.0002 | 97 | 85 | 260 | 0.99 | Ambient | 36000 | 0.978 | 1 |  | 0 | 22 | 23 | 0.01 | 0 | 0.01 | 0 | 0 | 0 | 0.02 | 0.01 | 0.01 | 0.01 | 0 | 0 | 0 | 0 | 0 | 0 | 0 | 0 | True |  | Non Federally-Regulated | 06/19/2017 |  | 07/13/2020
WAC Lighting Co. | WAC Lighting | WS-27010-** | Light Emitting Diode | Light Engine | Direct Wired | Reverse Phase Cut Controls | 60.8 | 3002 | -0.0003 | 93 | 59 | 136 | 0.98 | Ambient | 54000 | 0.95 | 1 |  | 0 | 23 | 22 | 0.01 | 0.01 | 0.01 | 0.01 | 0 | 0 | 0.03 | 0.01 | 0.01 | 0.01 | 0 | 0 | 0 | 0 | 0 | 0 | 0 | 0 | True | False | Non Federally-Regulated | 03/04/2020 |  | 07/13/2020
WAC Lighting Co. | WAC Lighting | WS-28017-** | Light Emitting Diode | Inseparable Luminaire | Direct Wired | Reverse Phase Cut Controls | 54.4 | 2962 | -0.0009 | 94 | 62 | 340 | 0.9 | Ambient | 72000 | 0.99 | 1 |  | 0 | 21 | 21 | 0.01 | 0.01 | 0.01 | 0.01 | 0.01 | 0.01 | 0.04 | 0.02 | 0.02 | 0.02 | 0.02 | 0.02 | 0 | 0 | 0 | 0 | 0 | 0 | True | False | Non Federally-Regulated | 03/11/2020 |  | 07/13/2020
WAC Lighting Co. | WAC Lighting | WS-28021-** | Light Emitting Diode | Inseparable Luminaire | Direct Wired | Reverse Phase Cut Controls | 55.7 | 2957 | -0.0007 | 94 | 63 | 348 | 0.91 | Ambient | 72000 | 0.99 | 1 |  | 0 | 21 | 21 | 0.02 | 0.01 | 0.01 | 0.01 | 0.01 | 0.01 | 0.04 | 0.02 | 0.02 | 0.02 | 0.02 | 0.02 | 0 | 0 | 0 | 0 | 0 | 0 | True | False | Non Federally-Regulated | 03/11/2020 |  | 07/13/2020
WAC Lighting Co. | WAC Lighting | WS-30018-** | Light Emitting Diode | Inseparable Luminaire | Direct Wired | Reverse Phase Cut Controls | 56.8 | 2889 | 0.0008 | 93 | 65 | 104 | 0.93 | Ambient | 54000 | 0.99 | 1 |  | 0 | 23 | 21 | 0.08 | 0.08 | 0.08 | 0.08 | 0 | 0 | 0.04 | 0.04 | 0.04 | 0.03 | 0.01 | 0.01 | 0 | 0 | 0 | 0 | 0 | 0 | True | False | Non Federally-Regulated | 11/22/2019 |  | 07/13/2020
WAC Lighting Co. | WAC Lighting | WS-32018-** | Light Emitting Diode | Light Engine | Direct Wired | Reverse Phase Cut Controls | 56.1 | 2985 | -0.0006 | 93 | 60 | 336 | 0.99 | Ambient | 36000 | 0.99 | 1 |  | 0 | 21 | 22 | 0 | 0 | 0 | 0 | 0 | 0 | 0.25 | 0.25 | 0.25 | 0.24 | 0.04 | 0.01 | 0 | 0 | 0 | 0 | 0 | 0 | True | False | Non Federally-Regulated | 12/13/2019 |  | 07/13/2020
WAC Lighting Co. | WAC Lighting | WS-32027-** | Light Emitting Diode | Inseparable Luminaire | Direct Wired | Reverse Phase Cut Controls | 47.9 | 2978 | -0.0017 | 95 | 71 | 396 | 0.99 | Ambient | 36000 | 0.99 | 1 |  | 0.04 | 21 | 22 | 0 | 0 | 0 | 0 | 0 | 0 | 0.21 | 0.21 | 0.21 | 0.19 | 0.06 | 0.01 | 0 | 0 | 0 | 0 | 0 | 0 | True | False | Non Federally-Regulated | 12/13/2019 |  | 07/13/2020
WAC Lighting Co. | WAC Lighting | WS-32037-** | Light Emitting Diode | Inseparable Luminaire | Direct Wired | Reverse Phase Cut Controls | 49 | 3034 | -0.0014 | 95 | 73 | 420 | 0.99 | Ambient | 36000 | 0.99 | 1 |  | 0.02 | 21 | 22 | 0 | 0 | 0 | 0 | 0 | 0 | 0.01 | 0 | 0 | 0 | 0 | 0 | 0 | 0 | 0 | 0 | 0 | 0 | True | False | Non Federally-Regulated | 12/13/2019 |  | 07/13/2020
WAC Lighting Co. | WAC Lighting | WS-35020-** | Light Emitting Diode | Inseparable Luminaire | Direct Wired | Reverse Phase Cut Controls | 52 | 2892 | 0.0009 | 93 | 61 | 92 | 0.91 | Ambient | 54000 | 0.99 | 1 |  | 0 | 20 | 21 | 0.09 | 0.1 | 0.1 | 0.1 | 0.01 | 0 | 0.05 | 0.05 | 0.05 | 0.04 | 0.01 | 0 | 0 | 0 | 0 | 0 | 0 | 0 | True | False | Non Federally-Regulated | 12/13/2019 |  | 07/13/2020
WAC Lighting Co. | WAC Lighting | WS-35027-** | Light Emitting Diode | Inseparable Luminaire | Direct Wired | Reverse Phase Cut Controls | 58.1 | 2957 | 0.0008 | 92 | 65 | 180 | 0.93 | Ambient | 54000 | 0.99 | 1 |  | 0 | 21 | 20 | 0.27 | 0.26 | 0.25 | 0.22 | 0 | 0 | 0.26 | 0.25 | 0.24 | 0.2 | 0.01 | 0 | 0 | 0 | 0 | 0 | 0 | 0 | True | False | Non Federally-Regulated | 12/13/2019 |  | 07/13/2020
WAC Lighting Co. | WAC Lighting | WS-34027-** | Light Emitting Diode | Inseparable Luminaire | Direct Wired | 0-10 VDC Controls | 58 | 3348 | -0.0028 | 95 | 72 | 344 | 0.99 | Ambient | 36000 | 0.97 | 1 |  | 0 | 23 | 22 | 0 | 0 | 0 | 0 | 0 | 0 | 0.02 | 0 | 0 | 0 | 0 | 0 | 0 | 0 | 0 | 0 | 0 | 0 | True | False | Non Federally-Regulated | 01/06/2020 |  | 07/13/2020
WAC Lighting Co. | WAC Lighting | WS-34037-** | Light Emitting Diode | Inseparable Luminaire | Direct Wired | Reverse Phase Cut Controls | 58.3 | 3387 | -0.0029 | 95 | 71 | 336 | 0.95 | Ambient | 36000 | 0.97 | 1 |  | 0 | 23 | 22 | 0 | 0 | 0 | 0 | 0 | 0 | 0.02 | 0 | 0 | 0 | 0 | 0 | 0 | 0 | 0 | 0 | 0 | 0 | True | False | Non Federally-Regulated | 01/06/2020 |  | 07/13/2020
WAC Lighting Co. | WAC Lighting | WS-37024-** | Light Emitting Diode | Light Engine | Direct Wired | Reverse Phase Cut Controls | 58.5 | 2996 | -0.0003 | 93 | 64 | 68 | 0.9 | Ambient | 54000 | 0.99 | 1 |  | 0 | 22 | 22 | 0.15 | 0.13 | 0.11 | 0.12 | 0 | 0 | 0.05 | 0.05 | 0.04 | 0.04 | 0.01 | 0 | 0 | 0 | 0 | 0 | 0 | 0 | True | False | Non Federally-Regulated | 01/06/2020 |  | 07/13/2020
WAC Lighting Co. | WAC Lighting | WS-37034-** | Light Emitting Diode | Light Engine | Direct Wired | Reverse Phase Cut Controls | 81.2 | 3015 | -0.0008 | 94 | 65 | 88 | 0.91 | Ambient | 54000 | 0.99 | 1 |  | 0 | 22 | 22 | 0.2 | 0.16 | 0.12 | 0.12 | 0 | 0 | 0.06 | 0.06 | 0.06 | 0.05 | 0.02 | 0 | 0 | 0 | 0 | 0 | 0 | 0 | True | False | Non Federally-Regulated | 01/06/2020 |  | 07/13/2020
WAC Lighting Co. | WAC Lighting | WS-38036-** | Light Emitting Diode | Inseparable Luminaire | Direct Wired | Reverse Phase Cut Controls | 45.8 | 2888 | 0.0003 | 93 | 57 | 172 | 0.91 | Ambient | 72000 | 0.99 | 1 |  | 0 | 21 | 21 | 0.23 | 0.22 | 0.21 | 0.19 | 0 | 0 | 0.22 | 0.21 | 0.21 | 0.17 | 0.01 | 0 | 0 | 0 | 0 | 0 | 0 | 0 | True | False | Non Federally-Regulated | 03/04/2020 |  | 07/13/2020
WAC Lighting Co. | WAC Lighting | WS-38024-** | Light Emitting Diode | Inseparable Luminaire | Direct Wired | Reverse Phase Cut Controls | 52 | 2989 | -0.0002 | 94 | 60 | 144 | 0.93 | Ambient | 72000 | 0.99 | 1 |  | 0 | 22 | 21 | 0.25 | 0.24 | 0.23 | 0.2 | 0 | 0 | 0.26 | 0.25 | 0.25 | 0.21 | 0.01 | 0 | 0 | 0 | 0 | 0 | 0 | 0 | True | False | Non Federally-Regulated | 03/04/2020 |  | 07/13/2020
WAC Lighting Co. | WAC Lighting | WS-36022-** | Light Emitting Diode | Light Engine | Direct Wired | Reverse Phase Cut Controls | 49.9 | 2907 | -0.0008 | 92 | 55 | 408 | 1 | Ambient | 36000 | 0.96 | 1 |  | 0.03 | 21 | 20 | 0 | 0 | 0 | 0 | 0 | 0 | 0.01 | 0 | 0 | 0 | 0 | 0 | 0.02 | 0 | 0 | 0 | 0 | 0 | True | False | Non Federally-Regulated | 03/11/2020 |  | 07/13/2020
WAC Lighting Co. | WAC Lighting | WS-36032-** | Light Emitting Diode | Light Engine | Direct Wired | Reverse Phase Cut Controls | 47.9 | 2930 | -0.0028 | 91 | 53 | 428 | 0.98 | Ambient | 36000 | 0.96 | 1 |  | 0 | 21 | 21 | 0 | 0 | 0 | 0 | 0 | 0 | 0.02 | 0 | 0 | 0 | 0 | 0 | 0 | 0 | 0 | 0 | 0 | 0 | True | False | Non Federally-Regulated | 03/11/2020 |  | 07/13/2020
WAC Lighting Co. | WAC Lighting | WS-51820-** | Light Emitting Diode | Inseparable Luminaire | Direct Wired | Reverse Phase Cut Controls | 56.1 | 2982 | 0.0005 | 92 | 56 | 428 | 0.99 | Ambient | 36000 | 0.978 | 1 |  | 0 | 23 | 23 | 0.2 | 0.2 | 0.2 | 0.2 | 0 | 0 | 0.14 | 0.14 | 0.14 | 0.14 | 0 | 0 | 0 | 0 | 0 | 0 | 0 | 0 | True |  | Non Federally-Regulated | 10/03/2017 |  | 07/13/2020
WAC Lighting Co. | WAC Lighting | WS-51828-** | Light Emitting Diode | Inseparable Luminaire | Direct Wired | Reverse Phase Cut Controls | 54.3 | 3028 | 0.0003 | 93 | 57 | 464 | 0.97 | Ambient | 36000 | 0.978 | 1 |  | 0 | 23 | 23 | 0.24 | 0.24 | 0.24 | 0.23 | 0 | 0 | 0.14 | 0.13 | 0.13 | 0.13 | 0 | 0 | 0 | 0 | 0 | 0 | 0 | 0 | True |  | Non Federally-Regulated | 10/03/2017 |  | 07/13/2020
WAC Lighting Co. | WAC Lighting | WS-51837-** | Light Emitting Diode | Inseparable Luminaire | Direct Wired | Reverse Phase Cut Controls | 57.7 | 2900 | 0.0001 | 92 | 54 | 404 | 0.98 | Ambient | 36000 | 0.978 | 1 |  | 0 | 23 | 23 | 0.24 | 0.24 | 0.24 | 0.24 | 0 | 0 | 0.16 | 0.16 | 0.15 | 0.15 | 0 | 0 | 0 | 0 | 0 | 0 | 0 | 0 | True |  | Non Federally-Regulated | 10/03/2017 |  | 07/13/2020
WAC Lighting Co. | Dwell | WS-7213-** | Light Emitting Diode | Inseparable Luminaire | Direct Wired | Reverse Phase Cut Controls | 60.4 | 2672 | 0.0004 | 92 | 60 | 96 | 0.92 | Ambient | 54000 | 0.99 | 1 |  | 0 | 22 | 23 | 0.08 | 0.08 | 0.08 | 0.08 | 0 | 0 | 0.07 | 0.04 | 0.04 | 0.04 | 0.01 | 0 | 0 | 0 | 0 | 0 | 0 | 0 | True |  | Non Federally-Regulated | 01/23/2018 |  | 07/13/2020
WAC Lighting Co. | Dwell | WS-7222-** | Light Emitting Diode | Inseparable Luminaire | Direct Wired | Reverse Phase Cut Controls | 58.2 | 2670 | 0.0004 | 92 | 59 | 92 | 0.92 | Ambient | 54000 | 0.99 | 1 |  | 0 | 23 | 23 | 0.08 | 0.08 | 0.08 | 0.08 | 0 | 0 | 0.07 | 0.04 | 0.04 | 0.04 | 0.01 | 0 | 0 | 0 | 0 | 0 | 0 | 0 | True |  | Non Federally-Regulated | 01/23/2018 |  | 07/13/2020
WAC Lighting Co. | Dwell | WS-7230-** | Light Emitting Diode | Inseparable Luminaire | Direct Wired | Reverse Phase Cut Controls | 55.8 | 2698 | 0.001 | 92 | 60 | 82 | 0.91 | Ambient | 54000 | 0.99 | 1 |  | 0 | 22 | 23 | 0.16 | 0.12 | 0.1 | 0.1 | 0.01 | 0 | 0.07 | 0.05 | 0.05 | 0.04 | 0.01 | 0 | 0 | 0 | 0 | 0 | 0 | 0 | True |  | Non Federally-Regulated | 01/23/2018 |  | 07/13/2020
WAC Lighting Co. | WAC Lighting | WS-75818-** | Light Emitting Diode | Inseparable Luminaire | Direct Wired | Reverse Phase Cut Controls | 45.8 | 3092 | -0.0008 | 93 | 60 | 172 | 0.98 | Ambient | 36000 | 0.98 | 1 |  | 0.07 | 22 | 23 | 0.01 | 0 | 0 | 0 | 0 | 0 | 0.02 | 0.01 | 0.01 | 0.01 | 0 | 0 | 0 | 0 | 0 | 0 | 0 | 0 | True |  | Non Federally-Regulated | 01/23/2018 |  | 07/13/2020
WAC Lighting Co. | Dwell | WS-79628-** | Light Emitting Diode | Light Engine | Direct Wired | Reverse Phase Cut Controls | 89 | 3048 | 0.0025 | 93 | 66 | 162 | 0.92 | Ambient | 54000 | 0.99 | 1 |  | 0 | 22 | 23 | 0.3 | 0.27 | 0.2 | 0.16 | 0.01 | 0 | 0.05 | 0.05 | 0.05 | 0.04 | 0.01 | 0 | 0 | 0 | 0 | 0 | 0 | 0 | True |  | Non Federally-Regulated | 01/23/2018 |  | 07/13/2020
WAC Lighting Co. | WAC Lighting | WS-93801-** | Light Emitting Diode | Inseparable Luminaire | Direct Wired | Reverse Phase Cut Controls | 71.2 | 2974 | -0.0009 | 93 | 64 | 356 | 0.97 | Ambient | 49500 | 0.98 | 1 |  | 0.05 | 22 | 22 | 0.01 | 0.01 | 0.01 | 0 | 0 | 0 | 0.02 | 0.01 | 0.01 | 0.01 | 0 | 0 | 0.02 | 0.01 | 0.01 | 0.01 | 0 | 0 | True |  | Non Federally-Regulated | 09/05/2018 |  | 07/13/2020
WAC Lighting Co. | WAC Lighting | WS-93803-** | Light Emitting Diode | Inseparable Luminaire | Direct Wired | Reverse Phase Cut Controls | 79 | 3005 | -0.0004 | 93 | 63 | 328 | 0.99 | Ambient | 49500 | 0.98 | 1 |  | 0.02 | 22 | 21 | 0.02 | 0.01 | 0.01 | 0.01 | 0 | 0 | 0.05 | 0.01 | 0.01 | 0.01 | 0 | 0 | 0.04 | 0.01 | 0.01 | 0.01 | 0 | 0 | True |  | Non Federally-Regulated | 09/05/2018 |  | 07/13/2020
WAC Lighting Co. | WAC Lighting | WS-W13924-** | Light Emitting Diode | Light Engine | Direct Wired | Reverse Phase Cut Controls | 83.7 | 3003 | -0.0008 | 94 | 67 | 92 | 0.94 | Ambient | 54000 | 0.99 | 1 |  | 0 | 21 | 21 | 0.08 | 0.08 | 0.08 | 0.08 | 0 | 0 | 0.03 | 0.03 | 0.03 | 0.03 | 0 | 0 | 0 | 0 | 0 | 0 | 0 | 0 | True | False | Non Federally-Regulated | 03/04/2020 |  | 07/13/2020
WAC Lighting Co. | WAC Lighting | WS-W14911-** | Light Emitting Diode | Light Engine | Direct Wired | Reverse Phase Cut Controls | 47.5 | 3019 | 0.0018 | 93 | 66 | 108 | 0.9 | Ambient | 54000 | 0.99 | 1 |  | 0 | 22 | 22 | 0.2 | 0.18 | 0.14 | 0.14 | 0 | 0 | 0.04 | 0.04 | 0.04 | 0.04 | 0 | 0 | 0 | 0 | 0 | 0 | 0 | 0 | True |  | Non Federally-Regulated | 12/18/2018 |  | 07/13/2020
WAC Lighting Co. | WAC Lighting | WS-W17714-** | Light Emitting Diode | Light Engine | Direct Wired | Reverse Phase Cut Controls | 89.5 | 3027 | 0.0004 | 94 | 69 | 88 | 0.93 | Ambient | 54000 | 0.99 | 1 |  | 0 | 22 | 22 | 0.09 | 0.09 | 0.09 | 0.09 | 0.01 | 0 | 0.04 | 0.04 | 0.04 | 0.04 | 0 | 0 | 0 | 0 | 0 | 0 | 0 | 0 | True |  | Non Federally-Regulated | 12/18/2018 |  | 07/13/2020
WAC Lighting Co. | WAC Lighting | WS-W17726-** | Light Emitting Diode | Light Engine | Direct Wired | Reverse Phase Cut Controls | 88.7 | 3036 | 0.0005 | 94 | 70 | 88 | 0.92 | Ambient | 54000 | 0.99 | 1 |  | 0 | 23 | 22 | 0.08 | 0.08 | 0.08 | 0.09 | 0 | 0 | 0.04 | 0.04 | 0.04 | 0.03 | 0 | 0 | 0 | 0 | 0 | 0 | 0 | 0 | True |  | Non Federally-Regulated | 12/18/2018 |  | 07/13/2020
WAC Lighting Co. | WAC Lighting | WS-W39812-** | Light Emitting Diode | Light Engine | Direct Wired | Reverse Phase Cut Controls | 75.6 | 2964 | -0.0002 | 93 | 66 | 116 | 0.9 | Ambient | 54000 | 0.99 | 1 |  | 0 | 22 | 22 | 0.32 | 0.3 | 0.25 | 0.19 | 0.01 | 0 | 0.06 | 0.05 | 0.05 | 0.04 | 0 | 0 | 0 | 0 | 0 | 0 | 0 | 0 | True |  | Non Federally-Regulated | 04/17/2018 |  | 07/13/2020
WAC Lighting Co. | WAC Lighting | WS-W39818-** | Light Emitting Diode | Light Engine | Direct Wired | Reverse Phase Cut Controls | 76.3 | 2957 | -0.0007 | 94 | 66 | 112 | 0.93 | Ambient | 54000 | 0.99 | 1 |  | 0 | 21 | 22 | 0.08 | 0.08 | 0.08 | 0.08 | 0 | 0 | 0.03 | 0.03 | 0.03 | 0.03 | 0 | 0 | 0 | 0 | 0 | 0 | 0 | 0 | True |  | Non Federally-Regulated | 04/17/2018 |  | 07/13/2020
WAC Lighting Co. | WAC Lighting | WS-W39828-** | Light Emitting Diode | Light Engine | Direct Wired | Reverse Phase Cut Controls | 76.3 | 2968 | -0.0005 | 93 | 66 | 112 | 0.91 | Ambient | 54000 | 0.99 | 1 |  | 0 | 21 | 22 | 0.08 | 0.08 | 0.08 | 0.08 | 0 | 0 | 0.03 | 0.03 | 0.03 | 0.03 | 0 | 0 | 0 | 0 | 0 | 0 | 0 | 0 | True |  | Non Federally-Regulated | 04/17/2018 |  | 07/13/2020
WAC Lighting Co. | WAC Lighting | WS-W44011-** | Light Emitting Diode | Light Engine | Direct Wired | Reverse Phase Cut Controls | 69.9 | 3008 | -0.0005 | 94 | 68 | 92 | 0.94 | Ambient | 54000 | 0.99 | 1 |  | 0 | 21 | 21 | 0.07 | 0.07 | 0.07 | 0.07 | 0 | 0 | 0.04 | 0.03 | 0.03 | 0.03 | 0 | 0 | 0 | 0 | 0 | 0 | 0 | 0 | True | False | Non Federally-Regulated | 03/11/2020 |  | 07/13/2020
WAC Lighting Co. | WAC Lighting | WS-W44014-** | Light Emitting Diode | Light Engine | Direct Wired | Reverse Phase Cut Controls | 68.6 | 3029 | 0.0008 | 93 | 65 | 72 | 0.91 | Ambient | 54000 | 0.99 | 1 |  | 0 | 21 | 21 | 0.11 | 0.1 | 0.1 | 0.1 | 0 | 0 | 0.05 | 0.04 | 0.04 | 0.04 | 0 | 0 | 0 | 0 | 0 | 0 | 0 | 0 | True | False | Non Federally-Regulated | 03/11/2020 |  | 07/13/2020
WAC Lighting Co. | WAC Lighting | WS-W45714-** | Light Emitting Diode | Light Engine | Direct Wired | Reverse Phase Cut Controls | 83.4 | 2958 | -0.0001 | 94 | 65 | 156 | 0.92 | Ambient | 54000 | 0.99 | 1 |  | 0 | 22 | 22 | 0.22 | 0.21 | 0.2 | 0.18 | 0 | 0 | 0.2 | 0.19 | 0.18 | 0.15 | 0.01 | 0 | 0 | 0 | 0 | 0 | 0 | 0 | True | False | Non Federally-Regulated | 01/06/2020 |  | 07/13/2020
WAC Lighting Co. | WAC Lighting | WS-W45720-** | Light Emitting Diode | Light Engine | Direct Wired | Reverse Phase Cut Controls | 92.5 | 3050 | 0.0024 | 93 | 67 | 216 | 0.91 | Ambient | 54000 | 0.99 | 1 |  | 0 | 22 | 22 | 0.22 | 0.21 | 0.2 | 0.18 | 0 | 0 | 0.2 | 0.19 | 0.19 | 0.15 | 0.01 | 0 | 0 | 0 | 0 | 0 | 0 | 0 | True | False | Non Federally-Regulated | 01/06/2020 |  | 07/13/2020
WAC Lighting Co. | WAC Lighting | WS-W45726-** | Light Emitting Diode | Light Engine | Direct Wired | Reverse Phase Cut Controls | 79.3 | 2999 | 0.0013 | 93 | 67 | 80 | 0.92 | Ambient | 54000 | 0.99 | 1 |  | 0 | 23 | 22 | 0.22 | 0.19 | 0.17 | 0.15 | 0 | 0 | 0.21 | 0.2 | 0.2 | 0.15 | 0.02 | 0 | 0 | 0 | 0 | 0 | 0 | 0 | True |  | Non Federally-Regulated | 12/31/2018 |  | 07/13/2020
WAC Lighting Co. | WAC Lighting | WS-W66914-** | Light Emitting Diode | Light Engine | Direct Wired | Reverse Phase Cut Controls | 75.3 | 2957 | 0 | 93 | 64 | 116 | 0.9 | Ambient | 54000 | 0.99 | 1 |  | 0 | 22 | 20 | 0.36 | 0.35 | 0.29 | 0.21 | 0 | 0 | 0.05 | 0.05 | 0.05 | 0.05 | 0.01 | 0.01 | 0 | 0 | 0 | 0 | 0 | 0 | True |  | Non Federally-Regulated | 12/07/2018 |  | 07/13/2020
WAC Lighting Co. | WAC Lighting | WS-W66922-** | Light Emitting Diode | Light Engine | Direct Wired | Reverse Phase Cut Controls | 81.2 | 3005 | -0.0007 | 94 | 67 | 96 | 0.9 | Ambient | 54000 | 0.99 | 1 |  | 0 | 22 | 22 | 0.08 | 0.08 | 0.08 | 0.08 | 0 | 0 | 0.04 | 0.04 | 0.04 | 0.03 | 0.01 | 0.01 | 0 | 0 | 0 | 0 | 0 | 0 | True |  | Non Federally-Regulated | 12/07/2018 |  | 07/13/2020
WAC Lighting Co. | Modern Forms | WS-W91809-** | Light Emitting Diode | Inseparable Luminaire | Direct Wired | Reverse Phase Cut Controls | 48.5 | 3033 | 0.0012 | 93 | 67 | 84 | 0.93 | Ambient | 54000 | 0.99 | 1 |  | 0 | 22 | 22 | 0.07 | 0.07 | 0.07 | 0.07 | 0 | 0 | 0.04 | 0.03 | 0.03 | 0.03 | 0 | 0 | 0 | 0 | 0 | 0 | 0 | 0 | True |  | Non Federally-Regulated | 03/07/2018 |  | 07/13/2020
WAC Lighting Co. | Modern Forms | WS-W91816-** | Light Emitting Diode | Inseparable Luminaire | Direct Wired | Reverse Phase Cut Controls | 64.2 | 3019 | 0.002 | 93 | 65 | 84 | 0.92 | Ambient | 54000 | 0.99 | 1 |  | 0 | 22 | 23 | 0.26 | 0.24 | 0.23 | 0.21 | 0 | 0 | 0.23 | 0.22 | 0.22 | 0.17 | 0 | 0 | 0 | 0 | 0 | 0 | 0 | 0 | True |  | Non Federally-Regulated | 03/07/2018 |  | 07/13/2020
WAC Lighting Co. | Modern Forms | WS-W91824-** | Light Emitting Diode | Inseparable Luminaire | Direct Wired | Reverse Phase Cut Controls | 61 | 3052 | 0.0024 | 93 | 69 | 72 | 0.92 | Ambient | 54000 | 0.99 | 1 |  | 0 | 22 | 23 | 0.24 | 0.23 | 0.21 | 0.19 | 0 | 0 | 0.2 | 0.19 | 0.19 | 0.15 | 0 | 0 | 0 | 0 | 0 | 0 | 0 | 0 | True |  | Non Federally-Regulated | 03/07/2018 |  | 07/13/2020
WAC Lighting Co. | WAC Lighting | FM-33718-** | Light Emitting Diode | Light Engine | Direct Wired | Reverse Phase Cut Controls | 73.4 | 2997 | -0.0003 | 93 | 58 | 356 | 0.96 | Ambient | 36000 | 0.97 | 1 |  | 0 | 23 | 22 | 0.13 | 0.13 | 0.13 | 0.13 | 0 | 0 | 0.25 | 0.25 | 0.26 | 0.21 | 0.03 | 0 | 0 | 0 | 0 | 0 | 0 | 0 | True |  | Non Federally-Regulated | 04/11/2019 |  | 07/13/2020
WAC Lighting Co. | WAC Lighting | FM-33723-** | Light Emitting Diode | Light Engine | Direct Wired | Reverse Phase Cut Controls | 65.4 | 3012 | -0.0006 | 93 | 58 | 456 | 0.97 | Ambient | 36000 | 0.97 | 1 |  | 0 | 22 | 22 | 0.14 | 0.13 | 0.13 | 0.13 | 0 | 0 | 0.3 | 0.29 | 0.29 | 0.24 | 0.03 | 0 | 0 | 0 | 0 | 0 | 0 | 0 | True |  | Non Federally-Regulated | 04/11/2019 |  | 07/13/2020
WAC Lighting Co. | WAC Lighting | PD-70913-** | Light Emitting Diode | Inseparable Luminaire | Direct Wired | Reverse Phase Cut Controls | 68.9 | 2884 | -0.0026 | 95 | 72 | 432 | 0.99 | Ambient | 36000 | 0.97 | 1 |  | 0.05 | 23 | 22 | 0 | 0 | 0 | 0 | 0 | 0 | 0.07 | 0.02 | 0.02 | 0.02 | 0 | 0 | 0 | 0 | 0 | 0 | 0 | 0 | True |  | Non Federally-Regulated | 04/11/2019 |  | 07/13/2020
WAC Lighting Co. | WAC Lighting | PD-70925-** | Light Emitting Diode | Inseparable Luminaire | Direct Wired | Reverse Phase Cut Controls | 71.1 | 2897 | -0.0028 | 95 | 72 | 312 | 0.99 | Ambient | 36000 | 0.97 | 1 |  | 0.05 | 23 | 23 | 0 | 0 | 0 | 0 | 0 | 0 | 0.11 | 0.01 | 0.01 | 0.01 | 0 | 0 | 0.04 | 0.01 | 0.01 | 0 | 0 | 0 | True |  | Non Federally-Regulated | 04/11/2019 |  | 07/13/2020
WAC Lighting Co. | WAC Lighting | PD-70937-** | Light Emitting Diode | Light Engine | Direct Wired | Reverse Phase Cut Controls | 108.1 | 2990 | -0.0014 | 94 | 61 | 372 | 0.99 | Ambient | 36000 | 0.97 | 1 |  | 0.05 | 23 | 22 | 0 | 0 | 0 | 0 | 0 | 0 | 0.02 | 0 | 0 | 0 | 0 | 0 | 0.02 | 0 | 0 | 0 | 0 | 0 | True |  | Non Federally-Regulated | 04/11/2019 |  | 07/13/2020
WAC Lighting Co. | WAC Lighting | PD-70945-** | Light Emitting Diode | Light Engine | Direct Wired | Reverse Phase Cut Controls | 113.8 | 2982 | -0.0015 | 94 | 62 | 384 | 0.99 | Ambient | 36000 | 0.97 | 1 |  | 0.05 | 22 | 21 | 0 | 0 | 0 | 0 | 0 | 0 | 0.02 | 0 | 0 | 0 | 0 | 0 | 0.03 | 0 | 0 | 0 | 0 | 0 | True |  | Non Federally-Regulated | 04/11/2019 |  | 07/13/2020
WAC Lighting Co. | WAC Lighting | WS-30907-** | Light Emitting Diode | Light Engine | Direct Wired | Reverse Phase Cut Controls | 49.1 | 2998 | -0.0001 | 94 | 65 | 112 | 0.93 | Ambient | 54000 | 0.99 | 1 |  | 0 | 23 | 21 | 0.1 | 0.09 | 0.09 | 0.09 | 0 | 0 | 0.03 | 0.03 | 0.03 | 0.03 | 0 | 0 | 0 | 0 | 0 | 0 | 0 | 0 | True |  | Non Federally-Regulated | 04/11/2019 |  | 07/13/2020
WAC Lighting Co. | WAC Lighting | WS-47828-** | Light Emitting Diode | Light Engine | Direct Wired | Reverse Phase Cut Controls | 89.4 | 3017 | -0.0013 | 93 | 62 | 388 | 0.99 | Ambient | 36000 | 0.99 | 1 |  | 0 | 23 | 22 | 0 | 0 | 0 | 0 | 0 | 0 | 0.06 | 0.05 | 0.05 | 0.04 | 0.02 | 0.01 | 0 | 0 | 0 | 0 | 0 | 0 | True |  | Non Federally-Regulated | 04/11/2019 |  | 07/13/2020
WAC Lighting Co. | WAC Lighting | WS-47838-** | Light Emitting Diode | Light Engine | Direct Wired | Reverse Phase Cut Controls | 88.8 | 2972 | -0.0032 | 92 | 56 | 488 | 0.99 | Ambient | 36000 | 0.99 | 1 |  | 0 | 23 | 22 | 0 | 0 | 0 | 0 | 0 | 0 | 0.08 | 0.07 | 0.07 | 0.06 | 0.03 | 0.02 | 0.23 | 0.23 | 0.22 | 0.2 | 0.01 | 0 | True |  | Non Federally-Regulated | 04/11/2019 |  | 07/13/2020
WAC Lighting Co. | Modern Forms | WS-W13918-** | Light Emitting Diode | Light Engine | Direct Wired | Reverse Phase Cut Controls | 72.6 | 2969 | -0.0005 | 93 | 63 | 120 | 0.9 | Ambient | 54000 | 0.99 | 1 |  | 0 | 21 | 23 | 0.34 | 0.32 | 0.27 | 0.2 | 0.01 | 0 | 0.05 | 0.05 | 0.05 | 0.05 | 0.01 | 0.01 | 0 | 0 | 0 | 0 | 0 | 0 | True |  | Non Federally-Regulated | 11/05/2018 |  | 07/13/2020
WAC Lighting Co. | Modern Forms | WS-W15912-** | Light Emitting Diode | Light Engine | Direct Wired | Reverse Phase Cut Controls | 75.7 | 3006 | 0.001 | 93 | 66 | 88 | 0.93 | Ambient | 54000 | 0.99 | 1 |  | 0 | 22 | 22 | 0.08 | 0.08 | 0.08 | 0.08 | 0 | 0 | 0.03 | 0.03 | 0.03 | 0.03 | 0 | 0 | 0 | 0 | 0 | 0 | 0 | 0 | True |  | Non Federally-Regulated | 11/05/2018 |  | 07/13/2020
WAC Lighting Co. | Modern Forms | WS-W15918-** | Light Emitting Diode | Light Engine | Direct Wired | Reverse Phase Cut Controls | 72 | 2951 | -0.0004 | 93 | 65 | 88 | 0.91 | Ambient | 54000 | 0.99 | 1 |  | 0 | 22 | 22 | 0.14 | 0.12 | 0.1 | 0.1 | 0 | 0 | 0.05 | 0.05 | 0.05 | 0.05 | 0.02 | 0.02 | 0 | 0 | 0 | 0 | 0 | 0 | True |  | Non Federally-Regulated | 11/05/2018 |  | 07/13/2020
Hangzhou Huoshi Lighting Co.,Ltd | FLSNT | DSB1125FILWH-23 | Light Emitting Diode | Decorative Lamp | Edison Screw Base | Forward Phase Cut Controls | 95.4 | 2314 | 0.0005 | 93 | 62 | 59 | 0.9 | Elevated | 15000 | 0.901 | 1 |  | 0.1 | 16 | 16 | 0.09 | 0.09 | 0.08 | 0.09 | 0 | 0 | 0.05 | 0.04 | 0.04 | 0.03 | 0 | 0 | 0.04 | 0.03 | 0.03 | 0.03 | 0.01 | 0.01 | True | True | Non Federally-Regulated | 01/27/2020 |  | 07/20/2020
Hangzhou Huoshi Lighting Co.,Ltd | FLSNT | DSB1125FILCL-27 | Light Emitting Diode | Decorative Lamp | Edison Screw Base | Forward Phase Cut Controls | 95.4 | 2700 | 0.0005 | 93 | 62 | 59 | 0.9 | Elevated | 15000 | 0.901 | 1 |  | 0.1 | 16 | 16 | 0.09 | 0.09 | 0.08 | 0.09 | 0 | 0 | 0.05 | 0.04 | 0.04 | 0.03 | 0 | 0 | 0.04 | 0.03 | 0.03 | 0.03 | 0.01 | 0.01 | True | True | Non Federally-Regulated | 01/27/2020 |  | 07/20/2020
Hangzhou Huoshi Lighting Co.,Ltd | FLSNT | DSB1125FILWH-27 | Light Emitting Diode | Decorative Lamp | Edison Screw Base | Forward Phase Cut Controls | 95.4 | 2700 | 0.0005 | 93 | 62 | 59 | 0.9 | Elevated | 15000 | 0.901 | 1 |  | 0.1 | 16 | 16 | 0.09 | 0.09 | 0.08 | 0.09 | 0 | 0 | 0.05 | 0.04 | 0.04 | 0.03 | 0 | 0 | 0.04 | 0.03 | 0.03 | 0.03 | 0.01 | 0.01 | True | True | Non Federally-Regulated | 01/27/2020 |  | 07/20/2020
Hangzhou Huoshi Lighting Co.,Ltd | FLSNT | DSB1125FILAM-27 | Light Emitting Diode | Decorative Lamp | Edison Screw Base | Forward Phase Cut Controls | 95.4 | 2700 | 0.0005 | 93 | 62 | 59 | 0.9 | Elevated | 15000 | 0.901 | 1 |  | 0.1 | 16 | 16 | 0.09 | 0.09 | 0.08 | 0.09 | 0 | 0 | 0.05 | 0.04 | 0.04 | 0.03 | 0 | 0 | 0.04 | 0.03 | 0.03 | 0.03 | 0.01 | 0.01 | True | True | Non Federally-Regulated | 01/27/2020 |  | 07/20/2020
Hangzhou Huoshi Lighting Co.,Ltd | FLSNT | DSB1125FILFR-27 | Light Emitting Diode | Decorative Lamp | Edison Screw Base | Forward Phase Cut Controls | 95.4 | 2700 | 0.0005 | 93 | 62 | 59 | 0.9 | Elevated | 15000 | 0.901 | 1 |  | 0.1 | 16 | 16 | 0.09 | 0.09 | 0.08 | 0.09 | 0 | 0 | 0.05 | 0.04 | 0.04 | 0.03 | 0 | 0 | 0.04 | 0.03 | 0.03 | 0.03 | 0.01 | 0.01 | True | True | Non Federally-Regulated | 01/27/2020 |  | 07/20/2020
Hangzhou Huoshi Lighting Co.,Ltd | FLSNT | DSB1125FILSM-27 | Light Emitting Diode | Decorative Lamp | Edison Screw Base | Forward Phase Cut Controls | 95.4 | 2700 | 0.0005 | 93 | 62 | 59 | 0.9 | Elevated | 15000 | 0.901 | 1 |  | 0.1 | 16 | 16 | 0.09 | 0.09 | 0.08 | 0.09 | 0 | 0 | 0.05 | 0.04 | 0.04 | 0.03 | 0 | 0 | 0.04 | 0.03 | 0.03 | 0.03 | 0.01 | 0.01 | True | True | Non Federally-Regulated | 01/27/2020 |  | 07/20/2020
Hangzhou Huoshi Lighting Co.,Ltd | FLSNT | DSB1125FILCL26-27 | Light Emitting Diode | Decorative Lamp | Edison Screw Base | Forward Phase Cut Controls | 95.4 | 2700 | 0.0005 | 93 | 62 | 59 | 0.9 | Elevated | 15000 | 0.901 | 1 |  | 0.1 | 16 | 16 | 0.09 | 0.09 | 0.08 | 0.09 | 0 | 0 | 0.05 | 0.04 | 0.04 | 0.03 | 0 | 0 | 0.04 | 0.03 | 0.03 | 0.03 | 0.01 | 0.01 | True | True | Non Federally-Regulated | 01/27/2020 |  | 07/20/2020
Hangzhou Huoshi Lighting Co.,Ltd | FLSNT | DSB1125FILWH26-27 | Light Emitting Diode | Decorative Lamp | Edison Screw Base | Forward Phase Cut Controls | 95.4 | 2700 | 0.0005 | 93 | 62 | 59 | 0.9 | Elevated | 15000 | 0.901 | 1 |  | 0.1 | 16 | 16 | 0.09 | 0.09 | 0.08 | 0.09 | 0 | 0 | 0.05 | 0.04 | 0.04 | 0.03 | 0 | 0 | 0.04 | 0.03 | 0.03 | 0.03 | 0.01 | 0.01 | True | True | Non Federally-Regulated | 01/27/2020 |  | 07/20/2020
Hangzhou Huoshi Lighting Co.,Ltd | FLSNT | DSB1125FILAM26-27 | Light Emitting Diode | Decorative Lamp | Edison Screw Base | Forward Phase Cut Controls | 95.4 | 2700 | 0.0005 | 93 | 62 | 59 | 0.9 | Elevated | 15000 | 0.901 | 1 |  | 0.1 | 16 | 16 | 0.09 | 0.09 | 0.08 | 0.09 | 0 | 0 | 0.05 | 0.04 | 0.04 | 0.03 | 0 | 0 | 0.04 | 0.03 | 0.03 | 0.03 | 0.01 | 0.01 | True | True | Non Federally-Regulated | 01/27/2020 |  | 07/20/2020
Hangzhou Huoshi Lighting Co.,Ltd | FLSNT | DSB1125FILFR26-27 | Light Emitting Diode | Decorative Lamp | Edison Screw Base | Forward Phase Cut Controls | 95.4 | 2700 | 0.0005 | 93 | 62 | 59 | 0.9 | Elevated | 15000 | 0.901 | 1 |  | 0.1 | 16 | 16 | 0.09 | 0.09 | 0.08 | 0.09 | 0 | 0 | 0.05 | 0.04 | 0.04 | 0.03 | 0 | 0 | 0.04 | 0.03 | 0.03 | 0.03 | 0.01 | 0.01 | True | True | Non Federally-Regulated | 01/27/2020 |  | 07/20/2020
Hangzhou Huoshi Lighting Co.,Ltd | FLSNT | DSB1125FILSM26-27 | Light Emitting Diode | Decorative Lamp | Edison Screw Base | Forward Phase Cut Controls | 95.4 | 2700 | 0.0005 | 93 | 62 | 59 | 0.9 | Elevated | 15000 | 0.901 | 1 |  | 0.1 | 16 | 16 | 0.09 | 0.09 | 0.08 | 0.09 | 0 | 0 | 0.05 | 0.04 | 0.04 | 0.03 | 0 | 0 | 0.04 | 0.03 | 0.03 | 0.03 | 0.01 | 0.01 | True | True | Non Federally-Regulated | 01/27/2020 |  | 07/20/2020
Hangzhou Huoshi Lighting Co.,Ltd | FLSNT | DSB11F-A2SCL-27 | Light Emitting Diode | Decorative Lamp | Edison Screw Base | Forward Phase Cut Controls | 95.4 | 2700 | 0.0005 | 93 | 62 | 59 | 0.9 | Elevated | 15000 | 0.901 | 1 |  | 0.1 | 16 | 16 | 0.09 | 0.09 | 0.08 | 0.09 | 0 | 0 | 0.05 | 0.04 | 0.04 | 0.03 | 0 | 0 | 0.04 | 0.03 | 0.03 | 0.03 | 0.01 | 0.01 | True | True | Non Federally-Regulated | 01/27/2020 |  | 07/20/2020
Hangzhou Huoshi Lighting Co.,Ltd | FLSNT | DSB11F-A2SAM-27 | Light Emitting Diode | Decorative Lamp | Edison Screw Base | Forward Phase Cut Controls | 95.4 | 2700 | 0.0005 | 93 | 62 | 59 | 0.9 | Elevated | 15000 | 0.901 | 1 |  | 0.1 | 16 | 16 | 0.09 | 0.09 | 0.08 | 0.09 | 0 | 0 | 0.05 | 0.04 | 0.04 | 0.03 | 0 | 0 | 0.04 | 0.03 | 0.03 | 0.03 | 0.01 | 0.01 | True | True | Non Federally-Regulated | 01/27/2020 |  | 07/20/2020
Hangzhou Huoshi Lighting Co.,Ltd | FLSNT | DSB11F25FILCL-27 | Light Emitting Diode | Decorative Lamp | Edison Screw Base | Forward Phase Cut Controls | 95.4 | 2700 | 0.0005 | 93 | 62 | 59 | 0.9 | Elevated | 15000 | 0.901 | 1 |  | 0.1 | 16 | 16 | 0.09 | 0.09 | 0.08 | 0.09 | 0 | 0 | 0.05 | 0.04 | 0.04 | 0.03 | 0 | 0 | 0.04 | 0.03 | 0.03 | 0.03 | 0.01 | 0.01 | True | True | Non Federally-Regulated | 01/27/2020 |  | 07/20/2020
Hangzhou Huoshi Lighting Co.,Ltd | FLSNT | DSB11F25FILWH-27 | Light Emitting Diode | Decorative Lamp | Edison Screw Base | Forward Phase Cut Controls | 95.4 | 2700 | 0.0005 | 93 | 62 | 59 | 0.9 | Elevated | 15000 | 0.901 | 1 |  | 0.1 | 16 | 16 | 0.09 | 0.09 | 0.08 | 0.09 | 0 | 0 | 0.05 | 0.04 | 0.04 | 0.03 | 0 | 0 | 0.04 | 0.03 | 0.03 | 0.03 | 0.01 | 0.01 | True | True | Non Federally-Regulated | 01/27/2020 |  | 07/20/2020
Hangzhou Huoshi Lighting Co.,Ltd | FLSNT | DSB11F25FILAM-27 | Light Emitting Diode | Decorative Lamp | Edison Screw Base | Forward Phase Cut Controls | 95.4 | 2700 | 0.0005 | 93 | 62 | 59 | 0.9 | Elevated | 15000 | 0.901 | 1 |  | 0.1 | 16 | 16 | 0.09 | 0.09 | 0.08 | 0.09 | 0 | 0 | 0.05 | 0.04 | 0.04 | 0.03 | 0 | 0 | 0.04 | 0.03 | 0.03 | 0.03 | 0.01 | 0.01 | True | True | Non Federally-Regulated | 01/27/2020 |  | 07/20/2020
Hangzhou Huoshi Lighting Co.,Ltd | FLSNT | DSB11F25FILFR-27 | Light Emitting Diode | Decorative Lamp | Edison Screw Base | Forward Phase Cut Controls | 95.4 | 2700 | 0.0005 | 93 | 62 | 59 | 0.9 | Elevated | 15000 | 0.901 | 1 |  | 0.1 | 16 | 16 | 0.09 | 0.09 | 0.08 | 0.09 | 0 | 0 | 0.05 | 0.04 | 0.04 | 0.03 | 0 | 0 | 0.04 | 0.03 | 0.03 | 0.03 | 0.01 | 0.01 | True | True | Non Federally-Regulated | 01/27/2020 |  | 07/20/2020
Hangzhou Huoshi Lighting Co.,Ltd | FLSNT | DSB11F25FILSM-27 | Light Emitting Diode | Decorative Lamp | Edison Screw Base | Forward Phase Cut Controls | 95.4 | 2700 | 0.0005 | 93 | 62 | 59 | 0.9 | Elevated | 15000 | 0.901 | 1 |  | 0.1 | 16 | 16 | 0.09 | 0.09 | 0.08 | 0.09 | 0 | 0 | 0.05 | 0.04 | 0.04 | 0.03 | 0 | 0 | 0.04 | 0.03 | 0.03 | 0.03 | 0.01 | 0.01 | True | True | Non Federally-Regulated | 01/27/2020 |  | 07/20/2020
Hangzhou Huoshi Lighting Co.,Ltd | FLSNT | DSB11F25FILCL26-27 | Light Emitting Diode | Decorative Lamp | Edison Screw Base | Forward Phase Cut Controls | 95.4 | 2700 | 0.0005 | 93 | 62 | 59 | 0.9 | Elevated | 15000 | 0.901 | 1 |  | 0.1 | 16 | 16 | 0.09 | 0.09 | 0.08 | 0.09 | 0 | 0 | 0.05 | 0.04 | 0.04 | 0.03 | 0 | 0 | 0.04 | 0.03 | 0.03 | 0.03 | 0.01 | 0.01 | True | True | Non Federally-Regulated | 01/27/2020 |  | 07/20/2020
Hangzhou Huoshi Lighting Co.,Ltd | FLSNT | DSB11F25FILWH26-27 | Light Emitting Diode | Decorative Lamp | Edison Screw Base | Forward Phase Cut Controls | 95.4 | 2700 | 0.0005 | 93 | 62 | 59 | 0.9 | Elevated | 15000 | 0.901 | 1 |  | 0.1 | 16 | 16 | 0.09 | 0.09 | 0.08 | 0.09 | 0 | 0 | 0.05 | 0.04 | 0.04 | 0.03 | 0 | 0 | 0.04 | 0.03 | 0.03 | 0.03 | 0.01 | 0.01 | True | True | Non Federally-Regulated | 01/27/2020 |  | 07/20/2020
Hangzhou Huoshi Lighting Co.,Ltd | FLSNT | DSB11F25FILAM26-27 | Light Emitting Diode | Decorative Lamp | Edison Screw Base | Forward Phase Cut Controls | 95.4 | 2700 | 0.0005 | 93 | 62 | 59 | 0.9 | Elevated | 15000 | 0.901 | 1 |  | 0.1 | 16 | 16 | 0.09 | 0.09 | 0.08 | 0.09 | 0 | 0 | 0.05 | 0.04 | 0.04 | 0.03 | 0 | 0 | 0.04 | 0.03 | 0.03 | 0.03 | 0.01 | 0.01 | True | True | Non Federally-Regulated | 01/27/2020 |  | 07/20/2020
Hangzhou Huoshi Lighting Co.,Ltd | FLSNT | DSB11F25FILFR26-27 | Light Emitting Diode | Decorative Lamp | Edison Screw Base | Forward Phase Cut Controls | 95.4 | 2700 | 0.0005 | 93 | 62 | 59 | 0.9 | Elevated | 15000 | 0.901 | 1 |  | 0.1 | 16 | 16 | 0.09 | 0.09 | 0.08 | 0.09 | 0 | 0 | 0.05 | 0.04 | 0.04 | 0.03 | 0 | 0 | 0.04 | 0.03 | 0.03 | 0.03 | 0.01 | 0.01 | True | True | Non Federally-Regulated | 01/27/2020 |  | 07/20/2020
Hangzhou Huoshi Lighting Co.,Ltd | FLSNT | DSB11F25FILSM26-27 | Light Emitting Diode | Decorative Lamp | Edison Screw Base | Forward Phase Cut Controls | 95.4 | 2700 | 0.0005 | 93 | 62 | 59 | 0.9 | Elevated | 15000 | 0.901 | 1 |  | 0.1 | 16 | 16 | 0.09 | 0.09 | 0.08 | 0.09 | 0 | 0 | 0.05 | 0.04 | 0.04 | 0.03 | 0 | 0 | 0.04 | 0.03 | 0.03 | 0.03 | 0.01 | 0.01 | True | True | Non Federally-Regulated | 01/27/2020 |  | 07/20/2020
Hangzhou Huoshi Lighting Co.,Ltd | FLSNT | DSB1125FILCL-23 | Light Emitting Diode | Decorative Lamp | Edison Screw Base | Forward Phase Cut Controls | 95.4 | 2300 | 0.0005 | 93 | 62 | 59 | 0.9 | Elevated | 15000 | 0.901 | 1 |  | 0.1 | 16 | 16 | 0.09 | 0.09 | 0.08 | 0.09 | 0 | 0 | 0.05 | 0.04 | 0.04 | 0.03 | 0 | 0 | 0.04 | 0.03 | 0.03 | 0.03 | 0.01 | 0.01 | True | True | Non Federally-Regulated | 01/27/2020 |  | 07/20/2020
Hangzhou Huoshi Lighting Co.,Ltd | FLSNT | DSB1125FILAM-23 | Light Emitting Diode | Decorative Lamp | Edison Screw Base | Forward Phase Cut Controls | 95.4 | 2300 | 0.0005 | 93 | 62 | 59 | 0.9 | Elevated | 15000 | 0.901 | 1 |  | 0.1 | 16 | 16 | 0.09 | 0.09 | 0.08 | 0.09 | 0 | 0 | 0.05 | 0.04 | 0.04 | 0.03 | 0 | 0 | 0.04 | 0.03 | 0.03 | 0.03 | 0.01 | 0.01 | True | True | Non Federally-Regulated | 01/27/2020 |  | 07/20/2020
Hangzhou Huoshi Lighting Co.,Ltd | FLSNT | DSB1125FILFR-23 | Light Emitting Diode | Decorative Lamp | Edison Screw Base | Forward Phase Cut Controls | 95.4 | 2300 | 0.0005 | 93 | 62 | 59 | 0.9 | Elevated | 15000 | 0.901 | 1 |  | 0.1 | 16 | 16 | 0.09 | 0.09 | 0.08 | 0.09 | 0 | 0 | 0.05 | 0.04 | 0.04 | 0.03 | 0 | 0 | 0.04 | 0.03 | 0.03 | 0.03 | 0.01 | 0.01 | True | True | Non Federally-Regulated | 01/27/2020 |  | 07/20/2020
Hangzhou Huoshi Lighting Co.,Ltd | FLSNT | DSB1125FILSM-23 | Light Emitting Diode | Decorative Lamp | Edison Screw Base | Forward Phase Cut Controls | 95.4 | 2300 | 0.0005 | 93 | 62 | 59 | 0.9 | Elevated | 15000 | 0.901 | 1 |  | 0.1 | 16 | 16 | 0.09 | 0.09 | 0.08 | 0.09 | 0 | 0 | 0.05 | 0.04 | 0.04 | 0.03 | 0 | 0 | 0.04 | 0.03 | 0.03 | 0.03 | 0.01 | 0.01 | True | True | Non Federally-Regulated | 01/27/2020 |  | 07/20/2020
Hangzhou Huoshi Lighting Co.,Ltd | FLSNT | DSB1125FILCL26-23 | Light Emitting Diode | Decorative Lamp | Edison Screw Base | Forward Phase Cut Controls | 95.4 | 2300 | 0.0005 | 93 | 62 | 59 | 0.9 | Elevated | 15000 | 0.901 | 1 |  | 0.1 | 16 | 16 | 0.09 | 0.09 | 0.08 | 0.09 | 0 | 0 | 0.05 | 0.04 | 0.04 | 0.03 | 0 | 0 | 0.04 | 0.03 | 0.03 | 0.03 | 0.01 | 0.01 | True | True | Non Federally-Regulated | 01/27/2020 |  | 07/20/2020
Hangzhou Huoshi Lighting Co.,Ltd | FLSNT | DSB1125FILWH26-23 | Light Emitting Diode | Decorative Lamp | Edison Screw Base | Forward Phase Cut Controls | 95.4 | 2300 | 0.0005 | 93 | 62 | 59 | 0.9 | Elevated | 15000 | 0.901 | 1 |  | 0.1 | 16 | 16 | 0.09 | 0.09 | 0.08 | 0.09 | 0 | 0 | 0.05 | 0.04 | 0.04 | 0.03 | 0 | 0 | 0.04 | 0.03 | 0.03 | 0.03 | 0.01 | 0.01 | True | True | Non Federally-Regulated | 01/27/2020 |  | 07/20/2020
Hangzhou Huoshi Lighting Co.,Ltd | FLSNT | DSB1125FILAM26-23 | Light Emitting Diode | Decorative Lamp | Edison Screw Base | Forward Phase Cut Controls | 95.4 | 2300 | 0.0005 | 93 | 62 | 59 | 0.9 | Elevated | 15000 | 0.901 | 1 |  | 0.1 | 16 | 16 | 0.09 | 0.09 | 0.08 | 0.09 | 0 | 0 | 0.05 | 0.04 | 0.04 | 0.03 | 0 | 0 | 0.04 | 0.03 | 0.03 | 0.03 | 0.01 | 0.01 | True | True | Non Federally-Regulated | 01/27/2020 |  | 07/20/2020
Hangzhou Huoshi Lighting Co.,Ltd | FLSNT | DSB1125FILFR26-23 | Light Emitting Diode | Decorative Lamp | Edison Screw Base | Forward Phase Cut Controls | 95.4 | 2300 | 0.0005 | 93 | 62 | 59 | 0.9 | Elevated | 15000 | 0.901 | 1 |  | 0.1 | 16 | 16 | 0.09 | 0.09 | 0.08 | 0.09 | 0 | 0 | 0.05 | 0.04 | 0.04 | 0.03 | 0 | 0 | 0.04 | 0.03 | 0.03 | 0.03 | 0.01 | 0.01 | True | True | Non Federally-Regulated | 01/27/2020 |  | 07/20/2020
Hangzhou Huoshi Lighting Co.,Ltd | FLSNT | DSB1125FILSM26-23 | Light Emitting Diode | Decorative Lamp | Edison Screw Base | Forward Phase Cut Controls | 95.4 | 2300 | 0.0005 | 93 | 62 | 59 | 0.9 | Elevated | 15000 | 0.901 | 1 |  | 0.1 | 16 | 16 | 0.09 | 0.09 | 0.08 | 0.09 | 0 | 0 | 0.05 | 0.04 | 0.04 | 0.03 | 0 | 0 | 0.04 | 0.03 | 0.03 | 0.03 | 0.01 | 0.01 | True | True | Non Federally-Regulated | 01/27/2020 |  | 07/20/2020
Hangzhou Huoshi Lighting Co.,Ltd | FLSNT | DSB11F25FILCL-23 | Light Emitting Diode | Decorative Lamp | Edison Screw Base | Forward Phase Cut Controls | 95.4 | 2300 | 0.0005 | 93 | 62 | 59 | 0.9 | Elevated | 15000 | 0.901 | 1 |  | 0.1 | 16 | 16 | 0.09 | 0.09 | 0.08 | 0.09 | 0 | 0 | 0.05 | 0.04 | 0.04 | 0.03 | 0 | 0 | 0.04 | 0.03 | 0.03 | 0.03 | 0.01 | 0.01 | True | True | Non Federally-Regulated | 01/27/2020 |  | 07/20/2020
Hangzhou Huoshi Lighting Co.,Ltd | FLSNT | DSB11F25FILWH-23 | Light Emitting Diode | Decorative Lamp | Edison Screw Base | Forward Phase Cut Controls | 95.4 | 2300 | 0.0005 | 93 | 62 | 59 | 0.9 | Elevated | 15000 | 0.901 | 1 |  | 0.1 | 16 | 16 | 0.09 | 0.09 | 0.08 | 0.09 | 0 | 0 | 0.05 | 0.04 | 0.04 | 0.03 | 0 | 0 | 0.04 | 0.03 | 0.03 | 0.03 | 0.01 | 0.01 | True | True | Non Federally-Regulated | 01/27/2020 |  | 07/20/2020
Hangzhou Huoshi Lighting Co.,Ltd | FLSNT | DSB11F25FILAM-23 | Light Emitting Diode | Decorative Lamp | Edison Screw Base | Forward Phase Cut Controls | 95.4 | 2300 | 0.0005 | 93 | 62 | 59 | 0.9 | Elevated | 15000 | 0.901 | 1 |  | 0.1 | 16 | 16 | 0.09 | 0.09 | 0.08 | 0.09 | 0 | 0 | 0.05 | 0.04 | 0.04 | 0.03 | 0 | 0 | 0.04 | 0.03 | 0.03 | 0.03 | 0.01 | 0.01 | True | True | Non Federally-Regulated | 01/27/2020 |  | 07/20/2020
Hangzhou Huoshi Lighting Co.,Ltd | FLSNT | DSB11F25FILFR-23 | Light Emitting Diode | Decorative Lamp | Edison Screw Base | Forward Phase Cut Controls | 95.4 | 2300 | 0.0005 | 93 | 62 | 59 | 0.9 | Elevated | 15000 | 0.901 | 1 |  | 0.1 | 16 | 16 | 0.09 | 0.09 | 0.08 | 0.09 | 0 | 0 | 0.05 | 0.04 | 0.04 | 0.03 | 0 | 0 | 0.04 | 0.03 | 0.03 | 0.03 | 0.01 | 0.01 | True | True | Non Federally-Regulated | 01/27/2020 |  | 07/20/2020
Hangzhou Huoshi Lighting Co.,Ltd | FLSNT | DSB11F25FILSM-23 | Light Emitting Diode | Decorative Lamp | Edison Screw Base | Forward Phase Cut Controls | 95.4 | 2300 | 0.0005 | 93 | 62 | 59 | 0.9 | Elevated | 15000 | 0.901 | 1 |  | 0.1 | 16 | 16 | 0.09 | 0.09 | 0.08 | 0.09 | 0 | 0 | 0.05 | 0.04 | 0.04 | 0.03 | 0 | 0 | 0.04 | 0.03 | 0.03 | 0.03 | 0.01 | 0.01 | True | True | Non Federally-Regulated | 01/27/2020 |  | 07/20/2020
Hangzhou Huoshi Lighting Co.,Ltd | FLSNT | DSB11F25FILCL26-23 | Light Emitting Diode | Decorative Lamp | Edison Screw Base | Forward Phase Cut Controls | 95.4 | 2300 | 0.0005 | 93 | 62 | 59 | 0.9 | Elevated | 15000 | 0.901 | 1 |  | 0.1 | 16 | 16 | 0.09 | 0.09 | 0.08 | 0.09 | 0 | 0 | 0.05 | 0.04 | 0.04 | 0.03 | 0 | 0 | 0.04 | 0.03 | 0.03 | 0.03 | 0.01 | 0.01 | True | True | Non Federally-Regulated | 01/27/2020 |  | 07/20/2020
Hangzhou Huoshi Lighting Co.,Ltd | FLSNT | DSB11F25FILWH26-23 | Light Emitting Diode | Decorative Lamp | Edison Screw Base | Forward Phase Cut Controls | 95.4 | 2300 | 0.0005 | 93 | 62 | 59 | 0.9 | Elevated | 15000 | 0.901 | 1 |  | 0.1 | 16 | 16 | 0.09 | 0.09 | 0.08 | 0.09 | 0 | 0 | 0.05 | 0.04 | 0.04 | 0.03 | 0 | 0 | 0.04 | 0.03 | 0.03 | 0.03 | 0.01 | 0.01 | True | True | Non Federally-Regulated | 01/27/2020 |  | 07/20/2020
Hangzhou Huoshi Lighting Co.,Ltd | FLSNT | DSB11F25FILAM26-23 | Light Emitting Diode | Decorative Lamp | Edison Screw Base | Forward Phase Cut Controls | 95.4 | 2300 | 0.0005 | 93 | 62 | 59 | 0.9 | Elevated | 15000 | 0.901 | 1 |  | 0.1 | 16 | 16 | 0.09 | 0.09 | 0.08 | 0.09 | 0 | 0 | 0.05 | 0.04 | 0.04 | 0.03 | 0 | 0 | 0.04 | 0.03 | 0.03 | 0.03 | 0.01 | 0.01 | True | True | Non Federally-Regulated | 01/27/2020 |  | 07/20/2020
Hangzhou Huoshi Lighting Co.,Ltd | FLSNT | DSB11F25FILFR26-23 | Light Emitting Diode | Decorative Lamp | Edison Screw Base | Forward Phase Cut Controls | 95.4 | 2300 | 0.0005 | 93 | 62 | 59 | 0.9 | Elevated | 15000 | 0.901 | 1 |  | 0.1 | 16 | 16 | 0.09 | 0.09 | 0.08 | 0.09 | 0 | 0 | 0.05 | 0.04 | 0.04 | 0.03 | 0 | 0 | 0.04 | 0.03 | 0.03 | 0.03 | 0.01 | 0.01 | True | True | Non Federally-Regulated | 01/27/2020 |  | 07/20/2020
Hangzhou Huoshi Lighting Co.,Ltd | FLSNT | DSB11F25FILSM26-23 | Light Emitting Diode | Decorative Lamp | Edison Screw Base | Forward Phase Cut Controls | 95.4 | 2300 | 0.0005 | 93 | 62 | 59 | 0.9 | Elevated | 15000 | 0.901 | 1 |  | 0.1 | 16 | 16 | 0.09 | 0.09 | 0.08 | 0.09 | 0 | 0 | 0.05 | 0.04 | 0.04 | 0.03 | 0 | 0 | 0.04 | 0.03 | 0.03 | 0.03 | 0.01 | 0.01 | True | True | Non Federally-Regulated | 01/27/2020 |  | 07/20/2020
Hangzhou Huoshi Lighting Co.,Ltd | FLSNT | DSST1425FILCL-23 | Light Emitting Diode | Decorative Lamp | Edison Screw Base | Forward Phase Cut Controls | 95.4 | 2300 | 0.0005 | 93 | 62 | 59 | 0.9 | Elevated | 15000 | 0.901 | 1 |  | 0.1 | 16 | 16 | 0.09 | 0.09 | 0.08 | 0.09 | 0 | 0 | 0.05 | 0.04 | 0.04 | 0.03 | 0 | 0 | 0.04 | 0.03 | 0.03 | 0.03 | 0.01 | 0.01 | True | True | Non Federally-Regulated | 01/27/2020 |  | 07/20/2020
Hangzhou Huoshi Lighting Co.,Ltd | FLSNT | DSST1425FILCL-27 | Light Emitting Diode | Decorative Lamp | Edison Screw Base | Forward Phase Cut Controls | 95.4 | 2700 | 0.0005 | 93 | 62 | 59 | 0.9 | Elevated | 15000 | 0.901 | 1 |  | 0.1 | 16 | 16 | 0.09 | 0.09 | 0.08 | 0.09 | 0 | 0 | 0.05 | 0.04 | 0.04 | 0.03 | 0 | 0 | 0.04 | 0.03 | 0.03 | 0.03 | 0.01 | 0.01 | True | True | Non Federally-Regulated | 01/27/2020 |  | 07/20/2020
Hangzhou Huoshi Lighting Co.,Ltd | FLSNT | DSST1425FILWH-27 | Light Emitting Diode | Decorative Lamp | Edison Screw Base | Forward Phase Cut Controls | 95.4 | 2700 | 0.0005 | 93 | 62 | 59 | 0.9 | Elevated | 15000 | 0.901 | 1 |  | 0.1 | 16 | 16 | 0.09 | 0.09 | 0.08 | 0.09 | 0 | 0 | 0.05 | 0.04 | 0.04 | 0.03 | 0 | 0 | 0.04 | 0.03 | 0.03 | 0.03 | 0.01 | 0.01 | True | True | Non Federally-Regulated | 01/27/2020 |  | 07/20/2020
Hangzhou Huoshi Lighting Co.,Ltd | FLSNT | DSST1425FILAM-27 | Light Emitting Diode | Decorative Lamp | Edison Screw Base | Forward Phase Cut Controls | 95.4 | 2700 | 0.0005 | 93 | 62 | 59 | 0.9 | Elevated | 15000 | 0.901 | 1 |  | 0.1 | 16 | 16 | 0.09 | 0.09 | 0.08 | 0.09 | 0 | 0 | 0.05 | 0.04 | 0.04 | 0.03 | 0 | 0 | 0.04 | 0.03 | 0.03 | 0.03 | 0.01 | 0.01 | True | True | Non Federally-Regulated | 01/27/2020 |  | 07/20/2020
Hangzhou Huoshi Lighting Co.,Ltd | FLSNT | DSST1425FILFR-27 | Light Emitting Diode | Decorative Lamp | Edison Screw Base | Forward Phase Cut Controls | 95.4 | 2700 | 0.0005 | 93 | 62 | 59 | 0.9 | Elevated | 15000 | 0.901 | 1 |  | 0.1 | 16 | 16 | 0.09 | 0.09 | 0.08 | 0.09 | 0 | 0 | 0.05 | 0.04 | 0.04 | 0.03 | 0 | 0 | 0.04 | 0.03 | 0.03 | 0.03 | 0.01 | 0.01 | True | True | Non Federally-Regulated | 01/27/2020 |  | 07/20/2020
Hangzhou Huoshi Lighting Co.,Ltd | FLSNT | DSST1425FILSM-27 | Light Emitting Diode | Decorative Lamp | Edison Screw Base | Forward Phase Cut Controls | 95.4 | 2700 | 0.0005 | 93 | 62 | 59 | 0.9 | Elevated | 15000 | 0.901 | 1 |  | 0.1 | 16 | 16 | 0.09 | 0.09 | 0.08 | 0.09 | 0 | 0 | 0.05 | 0.04 | 0.04 | 0.03 | 0 | 0 | 0.04 | 0.03 | 0.03 | 0.03 | 0.01 | 0.01 | True | True | Non Federally-Regulated | 01/27/2020 |  | 07/20/2020
Hangzhou Huoshi Lighting Co.,Ltd | FLSNT | DSST1925FILCL-27 | Light Emitting Diode | Decorative Lamp | Edison Screw Base | Forward Phase Cut Controls | 95.4 | 2700 | 0.0005 | 93 | 62 | 59 | 0.9 | Elevated | 15000 | 0.901 | 1 |  | 0.1 | 16 | 16 | 0.09 | 0.09 | 0.08 | 0.09 | 0 | 0 | 0.05 | 0.04 | 0.04 | 0.03 | 0 | 0 | 0.04 | 0.03 | 0.03 | 0.03 | 0.01 | 0.01 | True | True | Non Federally-Regulated | 01/27/2020 |  | 07/20/2020
Hangzhou Huoshi Lighting Co.,Ltd | FLSNT | DSST1925FILWH-27 | Light Emitting Diode | Decorative Lamp | Edison Screw Base | Forward Phase Cut Controls | 95.4 | 2700 | 0.0005 | 93 | 62 | 59 | 0.9 | Elevated | 15000 | 0.901 | 1 |  | 0.1 | 16 | 16 | 0.09 | 0.09 | 0.08 | 0.09 | 0 | 0 | 0.05 | 0.04 | 0.04 | 0.03 | 0 | 0 | 0.04 | 0.03 | 0.03 | 0.03 | 0.01 | 0.01 | True | True | Non Federally-Regulated | 01/27/2020 |  | 07/20/2020
Hangzhou Huoshi Lighting Co.,Ltd | FLSNT | DSST1925FILAM-27 | Light Emitting Diode | Decorative Lamp | Edison Screw Base | Forward Phase Cut Controls | 95.4 | 2700 | 0.0005 | 93 | 62 | 59 | 0.9 | Elevated | 15000 | 0.901 | 1 |  | 0.1 | 16 | 16 | 0.09 | 0.09 | 0.08 | 0.09 | 0 | 0 | 0.05 | 0.04 | 0.04 | 0.03 | 0 | 0 | 0.04 | 0.03 | 0.03 | 0.03 | 0.01 | 0.01 | True | True | Non Federally-Regulated | 01/27/2020 |  | 07/20/2020
Hangzhou Huoshi Lighting Co.,Ltd | FLSNT | DSST1925FILFR-27 | Light Emitting Diode | Decorative Lamp | Edison Screw Base | Forward Phase Cut Controls | 95.4 | 2700 | 0.0005 | 93 | 62 | 59 | 0.9 | Elevated | 15000 | 0.901 | 1 |  | 0.1 | 16 | 16 | 0.09 | 0.09 | 0.08 | 0.09 | 0 | 0 | 0.05 | 0.04 | 0.04 | 0.03 | 0 | 0 | 0.04 | 0.03 | 0.03 | 0.03 | 0.01 | 0.01 | True | True | Non Federally-Regulated | 01/27/2020 |  | 07/20/2020
Hangzhou Huoshi Lighting Co.,Ltd | FLSNT | DSST1925FILSM-27 | Light Emitting Diode | Decorative Lamp | Edison Screw Base | Forward Phase Cut Controls | 95.4 | 2700 | 0.0005 | 93 | 62 | 59 | 0.9 | Elevated | 15000 | 0.901 | 1 |  | 0.1 | 16 | 16 | 0.09 | 0.09 | 0.08 | 0.09 | 0 | 0 | 0.05 | 0.04 | 0.04 | 0.03 | 0 | 0 | 0.04 | 0.03 | 0.03 | 0.03 | 0.01 | 0.01 | True | True | Non Federally-Regulated | 01/27/2020 |  | 07/20/2020
Hangzhou Huoshi Lighting Co.,Ltd | FLSNT | DSST2125FILCL-27 | Light Emitting Diode | Decorative Lamp | Edison Screw Base | Forward Phase Cut Controls | 95.4 | 2700 | 0.0005 | 93 | 62 | 59 | 0.9 | Elevated | 15000 | 0.901 | 1 |  | 0.1 | 16 | 16 | 0.09 | 0.09 | 0.08 | 0.09 | 0 | 0 | 0.05 | 0.04 | 0.04 | 0.03 | 0 | 0 | 0.04 | 0.03 | 0.03 | 0.03 | 0.01 | 0.01 | True | True | Non Federally-Regulated | 01/27/2020 |  | 07/20/2020
Hangzhou Huoshi Lighting Co.,Ltd | FLSNT | DSST2125FILWH-27 | Light Emitting Diode | Decorative Lamp | Edison Screw Base | Forward Phase Cut Controls | 95.4 | 2700 | 0.0005 | 93 | 62 | 59 | 0.9 | Elevated | 15000 | 0.901 | 1 |  | 0.1 | 16 | 16 | 0.09 | 0.09 | 0.08 | 0.09 | 0 | 0 | 0.05 | 0.04 | 0.04 | 0.03 | 0 | 0 | 0.04 | 0.03 | 0.03 | 0.03 | 0.01 | 0.01 | True | True | Non Federally-Regulated | 01/27/2020 |  | 07/20/2020
Hangzhou Huoshi Lighting Co.,Ltd | FLSNT | DSST2125FILAM-27 | Light Emitting Diode | Decorative Lamp | Edison Screw Base | Forward Phase Cut Controls | 95.4 | 2700 | 0.0005 | 93 | 62 | 59 | 0.9 | Elevated | 15000 | 0.901 | 1 |  | 0.1 | 16 | 16 | 0.09 | 0.09 | 0.08 | 0.09 | 0 | 0 | 0.05 | 0.04 | 0.04 | 0.03 | 0 | 0 | 0.04 | 0.03 | 0.03 | 0.03 | 0.01 | 0.01 | True | True | Non Federally-Regulated | 01/27/2020 |  | 07/20/2020
Hangzhou Huoshi Lighting Co.,Ltd | FLSNT | DSST2125FILFR-27 | Light Emitting Diode | Decorative Lamp | Edison Screw Base | Forward Phase Cut Controls | 95.4 | 2700 | 0.0005 | 93 | 62 | 59 | 0.9 | Elevated | 15000 | 0.901 | 1 |  | 0.1 | 16 | 16 | 0.09 | 0.09 | 0.08 | 0.09 | 0 | 0 | 0.05 | 0.04 | 0.04 | 0.03 | 0 | 0 | 0.04 | 0.03 | 0.03 | 0.03 | 0.01 | 0.01 | True | True | Non Federally-Regulated | 01/27/2020 |  | 07/20/2020
Hangzhou Huoshi Lighting Co.,Ltd | FLSNT | DSST2125FILSM-27 | Light Emitting Diode | Decorative Lamp | Edison Screw Base | Forward Phase Cut Controls | 95.4 | 2700 | 0.0005 | 93 | 62 | 59 | 0.9 | Elevated | 15000 | 0.901 | 1 |  | 0.1 | 16 | 16 | 0.09 | 0.09 | 0.08 | 0.09 | 0 | 0 | 0.05 | 0.04 | 0.04 | 0.03 | 0 | 0 | 0.04 | 0.03 | 0.03 | 0.03 | 0.01 | 0.01 | True | True | Non Federally-Regulated | 01/27/2020 |  | 07/20/2020
Hangzhou Huoshi Lighting Co.,Ltd | FLSNT | DSB1125FILCL-25 | Light Emitting Diode | Decorative Lamp | Edison Screw Base | Forward Phase Cut Controls | 95.4 | 2500 | 0.0005 | 93 | 62 | 59 | 0.9 | Elevated | 15000 | 0.901 | 1 |  | 0.1 | 16 | 16 | 0.09 | 0.09 | 0.08 | 0.09 | 0 | 0 | 0.05 | 0.04 | 0.04 | 0.03 | 0 | 0 | 0.04 | 0.03 | 0.03 | 0.03 | 0.01 | 0.01 | True | True | Non Federally-Regulated | 01/27/2020 |  | 07/20/2020
Hangzhou Huoshi Lighting Co.,Ltd | FLSNT | DSB1125FILWH-25 | Light Emitting Diode | Decorative Lamp | Edison Screw Base | Forward Phase Cut Controls | 95.4 | 2500 | 0.0005 | 93 | 62 | 59 | 0.9 | Elevated | 15000 | 0.901 | 1 |  | 0.1 | 16 | 16 | 0.09 | 0.09 | 0.08 | 0.09 | 0 | 0 | 0.05 | 0.04 | 0.04 | 0.03 | 0 | 0 | 0.04 | 0.03 | 0.03 | 0.03 | 0.01 | 0.01 | True | True | Non Federally-Regulated | 01/27/2020 |  | 07/20/2020
Hangzhou Huoshi Lighting Co.,Ltd | FLSNT | DSB1125FILAM-25 | Light Emitting Diode | Decorative Lamp | Edison Screw Base | Forward Phase Cut Controls | 95.4 | 2500 | 0.0005 | 93 | 62 | 59 | 0.9 | Elevated | 15000 | 0.901 | 1 |  | 0.1 | 16 | 16 | 0.09 | 0.09 | 0.08 | 0.09 | 0 | 0 | 0.05 | 0.04 | 0.04 | 0.03 | 0 | 0 | 0.04 | 0.03 | 0.03 | 0.03 | 0.01 | 0.01 | True | True | Non Federally-Regulated | 01/27/2020 |  | 07/20/2020
Hangzhou Huoshi Lighting Co.,Ltd | FLSNT | DSB1125FILFR-25 | Light Emitting Diode | Decorative Lamp | Edison Screw Base | Forward Phase Cut Controls | 95.4 | 2500 | 0.0005 | 93 | 62 | 59 | 0.9 | Elevated | 15000 | 0.901 | 1 |  | 0.1 | 16 | 16 | 0.09 | 0.09 | 0.08 | 0.09 | 0 | 0 | 0.05 | 0.04 | 0.04 | 0.03 | 0 | 0 | 0.04 | 0.03 | 0.03 | 0.03 | 0.01 | 0.01 | True | True | Non Federally-Regulated | 01/27/2020 |  | 07/20/2020
Hangzhou Huoshi Lighting Co.,Ltd | FLSNT | DSB1125FILSM-25 | Light Emitting Diode | Decorative Lamp | Edison Screw Base | Forward Phase Cut Controls | 95.4 | 2500 | 0.0005 | 93 | 62 | 59 | 0.9 | Elevated | 15000 | 0.901 | 1 |  | 0.1 | 16 | 16 | 0.09 | 0.09 | 0.08 | 0.09 | 0 | 0 | 0.05 | 0.04 | 0.04 | 0.03 | 0 | 0 | 0.04 | 0.03 | 0.03 | 0.03 | 0.01 | 0.01 | True | True | Non Federally-Regulated | 01/27/2020 |  | 07/20/2020
Hangzhou Huoshi Lighting Co.,Ltd | FLSNT | DSB1125FILCL26-25 | Light Emitting Diode | Decorative Lamp | Edison Screw Base | Forward Phase Cut Controls | 95.4 | 2500 | 0.0005 | 93 | 62 | 59 | 0.9 | Elevated | 15000 | 0.901 | 1 |  | 0.1 | 16 | 16 | 0.09 | 0.09 | 0.08 | 0.09 | 0 | 0 | 0.05 | 0.04 | 0.04 | 0.03 | 0 | 0 | 0.04 | 0.03 | 0.03 | 0.03 | 0.01 | 0.01 | True | True | Non Federally-Regulated | 01/27/2020 |  | 07/20/2020
Hangzhou Huoshi Lighting Co.,Ltd | FLSNT | DSB1125FILWH26-25 | Light Emitting Diode | Decorative Lamp | Edison Screw Base | Forward Phase Cut Controls | 95.4 | 2500 | 0.0005 | 93 | 62 | 59 | 0.9 | Elevated | 15000 | 0.901 | 1 |  | 0.1 | 16 | 16 | 0.09 | 0.09 | 0.08 | 0.09 | 0 | 0 | 0.05 | 0.04 | 0.04 | 0.03 | 0 | 0 | 0.04 | 0.03 | 0.03 | 0.03 | 0.01 | 0.01 | True | True | Non Federally-Regulated | 01/27/2020 |  | 07/20/2020
Hangzhou Huoshi Lighting Co.,Ltd | FLSNT | DSB1125FILAM26-25 | Light Emitting Diode | Decorative Lamp | Edison Screw Base | Forward Phase Cut Controls | 95.4 | 2500 | 0.0005 | 93 | 62 | 59 | 0.9 | Elevated | 15000 | 0.901 | 1 |  | 0.1 | 16 | 16 | 0.09 | 0.09 | 0.08 | 0.09 | 0 | 0 | 0.05 | 0.04 | 0.04 | 0.03 | 0 | 0 | 0.04 | 0.03 | 0.03 | 0.03 | 0.01 | 0.01 | True | True | Non Federally-Regulated | 01/27/2020 |  | 07/20/2020
Hangzhou Huoshi Lighting Co.,Ltd | FLSNT | DSB1125FILFR26-25 | Light Emitting Diode | Decorative Lamp | Edison Screw Base | Forward Phase Cut Controls | 95.4 | 2500 | 0.0005 | 93 | 62 | 59 | 0.9 | Elevated | 15000 | 0.901 | 1 |  | 0.1 | 16 | 16 | 0.09 | 0.09 | 0.08 | 0.09 | 0 | 0 | 0.05 | 0.04 | 0.04 | 0.03 | 0 | 0 | 0.04 | 0.03 | 0.03 | 0.03 | 0.01 | 0.01 | True | True | Non Federally-Regulated | 01/27/2020 |  | 07/20/2020
Hangzhou Huoshi Lighting Co.,Ltd | FLSNT | DSB1125FILSM26-25 | Light Emitting Diode | Decorative Lamp | Edison Screw Base | Forward Phase Cut Controls | 95.4 | 2500 | 0.0005 | 93 | 62 | 59 | 0.9 | Elevated | 15000 | 0.901 | 1 |  | 0.1 | 16 | 16 | 0.09 | 0.09 | 0.08 | 0.09 | 0 | 0 | 0.05 | 0.04 | 0.04 | 0.03 | 0 | 0 | 0.04 | 0.03 | 0.03 | 0.03 | 0.01 | 0.01 | True | True | Non Federally-Regulated | 01/27/2020 |  | 07/20/2020
Hangzhou Huoshi Lighting Co.,Ltd | FLSNT | DSB11F25FILCL-25 | Light Emitting Diode | Decorative Lamp | Edison Screw Base | Forward Phase Cut Controls | 95.4 | 2500 | 0.0005 | 93 | 62 | 59 | 0.9 | Elevated | 15000 | 0.901 | 1 |  | 0.1 | 16 | 16 | 0.09 | 0.09 | 0.08 | 0.09 | 0 | 0 | 0.05 | 0.04 | 0.04 | 0.03 | 0 | 0 | 0.04 | 0.03 | 0.03 | 0.03 | 0.01 | 0.01 | True | True | Non Federally-Regulated | 01/27/2020 |  | 07/20/2020
Hangzhou Huoshi Lighting Co.,Ltd | FLSNT | DSB11F25FILWH-25 | Light Emitting Diode | Decorative Lamp | Edison Screw Base | Forward Phase Cut Controls | 95.4 | 2500 | 0.0005 | 93 | 62 | 59 | 0.9 | Elevated | 15000 | 0.901 | 1 |  | 0.1 | 16 | 16 | 0.09 | 0.09 | 0.08 | 0.09 | 0 | 0 | 0.05 | 0.04 | 0.04 | 0.03 | 0 | 0 | 0.04 | 0.03 | 0.03 | 0.03 | 0.01 | 0.01 | True | True | Non Federally-Regulated | 01/27/2020 |  | 07/20/2020
Hangzhou Huoshi Lighting Co.,Ltd | FLSNT | DSB11F25FILAM-25 | Light Emitting Diode | Decorative Lamp | Edison Screw Base | Forward Phase Cut Controls | 95.4 | 2500 | 0.0005 | 93 | 62 | 59 | 0.9 | Elevated | 15000 | 0.901 | 1 |  | 0.1 | 16 | 16 | 0.09 | 0.09 | 0.08 | 0.09 | 0 | 0 | 0.05 | 0.04 | 0.04 | 0.03 | 0 | 0 | 0.04 | 0.03 | 0.03 | 0.03 | 0.01 | 0.01 | True | True | Non Federally-Regulated | 01/27/2020 |  | 07/20/2020
Hangzhou Huoshi Lighting Co.,Ltd | FLSNT | DSB11F25FILFR-25 | Light Emitting Diode | Decorative Lamp | Edison Screw Base | Forward Phase Cut Controls | 95.4 | 2500 | 0.0005 | 93 | 62 | 59 | 0.9 | Elevated | 15000 | 0.901 | 1 |  | 0.1 | 16 | 16 | 0.09 | 0.09 | 0.08 | 0.09 | 0 | 0 | 0.05 | 0.04 | 0.04 | 0.03 | 0 | 0 | 0.04 | 0.03 | 0.03 | 0.03 | 0.01 | 0.01 | True | True | Non Federally-Regulated | 01/27/2020 |  | 07/20/2020
Hangzhou Huoshi Lighting Co.,Ltd | FLSNT | DSB11F25FILSM-25 | Light Emitting Diode | Decorative Lamp | Edison Screw Base | Forward Phase Cut Controls | 95.4 | 2500 | 0.0005 | 93 | 62 | 59 | 0.9 | Elevated | 15000 | 0.901 | 1 |  | 0.1 | 16 | 16 | 0.09 | 0.09 | 0.08 | 0.09 | 0 | 0 | 0.05 | 0.04 | 0.04 | 0.03 | 0 | 0 | 0.04 | 0.03 | 0.03 | 0.03 | 0.01 | 0.01 | True | True | Non Federally-Regulated | 01/27/2020 |  | 07/20/2020
Hangzhou Huoshi Lighting Co.,Ltd | FLSNT | DSB11F25FILCL26-25 | Light Emitting Diode | Decorative Lamp | Edison Screw Base | Forward Phase Cut Controls | 95.4 | 2500 | 0.0005 | 93 | 62 | 59 | 0.9 | Elevated | 15000 | 0.901 | 1 |  | 0.1 | 16 | 16 | 0.09 | 0.09 | 0.08 | 0.09 | 0 | 0 | 0.05 | 0.04 | 0.04 | 0.03 | 0 | 0 | 0.04 | 0.03 | 0.03 | 0.03 | 0.01 | 0.01 | True | True | Non Federally-Regulated | 01/27/2020 |  | 07/20/2020
Hangzhou Huoshi Lighting Co.,Ltd | FLSNT | DSB11F25FILWH26-25 | Light Emitting Diode | Decorative Lamp | Edison Screw Base | Forward Phase Cut Controls | 95.4 | 2500 | 0.0005 | 93 | 62 | 59 | 0.9 | Elevated | 15000 | 0.901 | 1 |  | 0.1 | 16 | 16 | 0.09 | 0.09 | 0.08 | 0.09 | 0 | 0 | 0.05 | 0.04 | 0.04 | 0.03 | 0 | 0 | 0.04 | 0.03 | 0.03 | 0.03 | 0.01 | 0.01 | True | True | Non Federally-Regulated | 01/27/2020 |  | 07/20/2020
Hangzhou Huoshi Lighting Co.,Ltd | FLSNT | DSB11F25FILAM26-25 | Light Emitting Diode | Decorative Lamp | Edison Screw Base | Forward Phase Cut Controls | 95.4 | 2500 | 0.0005 | 93 | 62 | 59 | 0.9 | Elevated | 15000 | 0.901 | 1 |  | 0.1 | 16 | 16 | 0.09 | 0.09 | 0.08 | 0.09 | 0 | 0 | 0.05 | 0.04 | 0.04 | 0.03 | 0 | 0 | 0.04 | 0.03 | 0.03 | 0.03 | 0.01 | 0.01 | True | True | Non Federally-Regulated | 01/27/2020 |  | 07/20/2020
Hangzhou Huoshi Lighting Co.,Ltd | FLSNT | DSB11F25FILFR26-25 | Light Emitting Diode | Decorative Lamp | Edison Screw Base | Forward Phase Cut Controls | 95.4 | 2500 | 0.0005 | 93 | 62 | 59 | 0.9 | Elevated | 15000 | 0.901 | 1 |  | 0.1 | 16 | 16 | 0.09 | 0.09 | 0.08 | 0.09 | 0 | 0 | 0.05 | 0.04 | 0.04 | 0.03 | 0 | 0 | 0.04 | 0.03 | 0.03 | 0.03 | 0.01 | 0.01 | True | True | Non Federally-Regulated | 01/27/2020 |  | 07/20/2020
Hangzhou Huoshi Lighting Co.,Ltd | FLSNT | DSB11F25FILSM26-25 | Light Emitting Diode | Decorative Lamp | Edison Screw Base | Forward Phase Cut Controls | 95.4 | 2500 | 0.0005 | 93 | 62 | 59 | 0.9 | Elevated | 15000 | 0.901 | 1 |  | 0.1 | 16 | 16 | 0.09 | 0.09 | 0.08 | 0.09 | 0 | 0 | 0.05 | 0.04 | 0.04 | 0.03 | 0 | 0 | 0.04 | 0.03 | 0.03 | 0.03 | 0.01 | 0.01 | True | True | Non Federally-Regulated | 01/27/2020 |  | 07/20/2020
Hangzhou Huoshi Lighting Co.,Ltd | FLSNT | DSST1425FILWH-23 | Light Emitting Diode | Decorative Lamp | Edison Screw Base | Forward Phase Cut Controls | 95.4 | 2300 | 0.0005 | 93 | 62 | 59 | 0.9 | Elevated | 15000 | 0.901 | 1 |  | 0.1 | 16 | 16 | 0.09 | 0.09 | 0.08 | 0.09 | 0 | 0 | 0.05 | 0.04 | 0.04 | 0.03 | 0 | 0 | 0.04 | 0.03 | 0.03 | 0.03 | 0.01 | 0.01 | True | True | Non Federally-Regulated | 01/27/2020 |  | 07/20/2020
Hangzhou Huoshi Lighting Co.,Ltd | FLSNT | DSST1425FILAM-23 | Light Emitting Diode | Decorative Lamp | Edison Screw Base | Forward Phase Cut Controls | 95.4 | 2300 | 0.0005 | 93 | 62 | 59 | 0.9 | Elevated | 15000 | 0.901 | 1 |  | 0.1 | 16 | 16 | 0.09 | 0.09 | 0.08 | 0.09 | 0 | 0 | 0.05 | 0.04 | 0.04 | 0.03 | 0 | 0 | 0.04 | 0.03 | 0.03 | 0.03 | 0.01 | 0.01 | True | True | Non Federally-Regulated | 01/27/2020 |  | 07/20/2020
Hangzhou Huoshi Lighting Co.,Ltd | FLSNT | DSST1425FILFR-23 | Light Emitting Diode | Decorative Lamp | Edison Screw Base | Forward Phase Cut Controls | 95.4 | 2300 | 0.0005 | 93 | 62 | 59 | 0.9 | Elevated | 15000 | 0.901 | 1 |  | 0.1 | 16 | 16 | 0.09 | 0.09 | 0.08 | 0.09 | 0 | 0 | 0.05 | 0.04 | 0.04 | 0.03 | 0 | 0 | 0.04 | 0.03 | 0.03 | 0.03 | 0.01 | 0.01 | True | True | Non Federally-Regulated | 01/27/2020 |  | 07/20/2020
Hangzhou Huoshi Lighting Co.,Ltd | FLSNT | DSST1425FILSM-23 | Light Emitting Diode | Decorative Lamp | Edison Screw Base | Forward Phase Cut Controls | 95.4 | 2300 | 0.0005 | 93 | 62 | 59 | 0.9 | Elevated | 15000 | 0.901 | 1 |  | 0.1 | 16 | 16 | 0.09 | 0.09 | 0.08 | 0.09 | 0 | 0 | 0.05 | 0.04 | 0.04 | 0.03 | 0 | 0 | 0.04 | 0.03 | 0.03 | 0.03 | 0.01 | 0.01 | True | True | Non Federally-Regulated | 01/27/2020 |  | 07/20/2020
Hangzhou Huoshi Lighting Co.,Ltd | FLSNT | DSST1925FILCL-23 | Light Emitting Diode | Decorative Lamp | Edison Screw Base | Forward Phase Cut Controls | 95.4 | 2300 | 0.0005 | 93 | 62 | 59 | 0.9 | Elevated | 15000 | 0.901 | 1 |  | 0.1 | 16 | 16 | 0.09 | 0.09 | 0.08 | 0.09 | 0 | 0 | 0.05 | 0.04 | 0.04 | 0.03 | 0 | 0 | 0.04 | 0.03 | 0.03 | 0.03 | 0.01 | 0.01 | True | True | Non Federally-Regulated | 01/27/2020 |  | 07/20/2020
Hangzhou Huoshi Lighting Co.,Ltd | FLSNT | DSST1925FILWH-23 | Light Emitting Diode | Decorative Lamp | Edison Screw Base | Forward Phase Cut Controls | 95.4 | 2300 | 0.0005 | 93 | 62 | 59 | 0.9 | Elevated | 15000 | 0.901 | 1 |  | 0.1 | 16 | 16 | 0.09 | 0.09 | 0.08 | 0.09 | 0 | 0 | 0.05 | 0.04 | 0.04 | 0.03 | 0 | 0 | 0.04 | 0.03 | 0.03 | 0.03 | 0.01 | 0.01 | True | True | Non Federally-Regulated | 01/27/2020 |  | 07/20/2020
Hangzhou Huoshi Lighting Co.,Ltd | FLSNT | DSST1925FILAM-23 | Light Emitting Diode | Decorative Lamp | Edison Screw Base | Forward Phase Cut Controls | 95.4 | 2300 | 0.0005 | 93 | 62 | 59 | 0.9 | Elevated | 15000 | 0.901 | 1 |  | 0.1 | 16 | 16 | 0.09 | 0.09 | 0.08 | 0.09 | 0 | 0 | 0.05 | 0.04 | 0.04 | 0.03 | 0 | 0 | 0.04 | 0.03 | 0.03 | 0.03 | 0.01 | 0.01 | True | True | Non Federally-Regulated | 01/27/2020 |  | 07/20/2020
Hangzhou Huoshi Lighting Co.,Ltd | FLSNT | DSST1925FILFR-23 | Light Emitting Diode | Decorative Lamp | Edison Screw Base | Forward Phase Cut Controls | 95.4 | 2300 | 0.0005 | 93 | 62 | 59 | 0.9 | Elevated | 15000 | 0.901 | 1 |  | 0.1 | 16 | 16 | 0.09 | 0.09 | 0.08 | 0.09 | 0 | 0 | 0.05 | 0.04 | 0.04 | 0.03 | 0 | 0 | 0.04 | 0.03 | 0.03 | 0.03 | 0.01 | 0.01 | True | True | Non Federally-Regulated | 01/27/2020 |  | 07/20/2020
Hangzhou Huoshi Lighting Co.,Ltd | FLSNT | DSST1925FILSM-23 | Light Emitting Diode | Decorative Lamp | Edison Screw Base | Forward Phase Cut Controls | 95.4 | 2300 | 0.0005 | 93 | 62 | 59 | 0.9 | Elevated | 15000 | 0.901 | 1 |  | 0.1 | 16 | 16 | 0.09 | 0.09 | 0.08 | 0.09 | 0 | 0 | 0.05 | 0.04 | 0.04 | 0.03 | 0 | 0 | 0.04 | 0.03 | 0.03 | 0.03 | 0.01 | 0.01 | True | True | Non Federally-Regulated | 01/27/2020 |  | 07/20/2020
Hangzhou Huoshi Lighting Co.,Ltd | FLSNT | DSST2125FILCL-23 | Light Emitting Diode | Decorative Lamp | Edison Screw Base | Forward Phase Cut Controls | 95.4 | 2300 | 0.0005 | 93 | 62 | 59 | 0.9 | Elevated | 15000 | 0.901 | 1 |  | 0.1 | 16 | 16 | 0.09 | 0.09 | 0.08 | 0.09 | 0 | 0 | 0.05 | 0.04 | 0.04 | 0.03 | 0 | 0 | 0.04 | 0.03 | 0.03 | 0.03 | 0.01 | 0.01 | True | True | Non Federally-Regulated | 01/27/2020 |  | 07/20/2020
Hangzhou Huoshi Lighting Co.,Ltd | FLSNT | DSST2125FILWH-23 | Light Emitting Diode | Decorative Lamp | Edison Screw Base | Forward Phase Cut Controls | 95.4 | 2300 | 0.0005 | 93 | 62 | 59 | 0.9 | Elevated | 15000 | 0.901 | 1 |  | 0.1 | 16 | 16 | 0.09 | 0.09 | 0.08 | 0.09 | 0 | 0 | 0.05 | 0.04 | 0.04 | 0.03 | 0 | 0 | 0.04 | 0.03 | 0.03 | 0.03 | 0.01 | 0.01 | True | True | Non Federally-Regulated | 01/27/2020 |  | 07/20/2020
Hangzhou Huoshi Lighting Co.,Ltd | FLSNT | DSST2125FILAM-23 | Light Emitting Diode | Decorative Lamp | Edison Screw Base | Forward Phase Cut Controls | 95.4 | 2300 | 0.0005 | 93 | 62 | 59 | 0.9 | Elevated | 15000 | 0.901 | 1 |  | 0.1 | 16 | 16 | 0.09 | 0.09 | 0.08 | 0.09 | 0 | 0 | 0.05 | 0.04 | 0.04 | 0.03 | 0 | 0 | 0.04 | 0.03 | 0.03 | 0.03 | 0.01 | 0.01 | True | True | Non Federally-Regulated | 01/27/2020 |  | 07/20/2020
Hangzhou Huoshi Lighting Co.,Ltd | FLSNT | DSST2125FILFR-23 | Light Emitting Diode | Decorative Lamp | Edison Screw Base | Forward Phase Cut Controls | 95.4 | 2300 | 0.0005 | 93 | 62 | 59 | 0.9 | Elevated | 15000 | 0.901 | 1 |  | 0.1 | 16 | 16 | 0.09 | 0.09 | 0.08 | 0.09 | 0 | 0 | 0.05 | 0.04 | 0.04 | 0.03 | 0 | 0 | 0.04 | 0.03 | 0.03 | 0.03 | 0.01 | 0.01 | True | True | Non Federally-Regulated | 01/27/2020 |  | 07/20/2020
Hangzhou Huoshi Lighting Co.,Ltd | FLSNT | DSST2125FILSM-23 | Light Emitting Diode | Decorative Lamp | Edison Screw Base | Forward Phase Cut Controls | 95.4 | 2300 | 0.0005 | 93 | 62 | 59 | 0.9 | Elevated | 15000 | 0.901 | 1 |  | 0.1 | 16 | 16 | 0.09 | 0.09 | 0.08 | 0.09 | 0 | 0 | 0.05 | 0.04 | 0.04 | 0.03 | 0 | 0 | 0.04 | 0.03 | 0.03 | 0.03 | 0.01 | 0.01 | True | True | Non Federally-Regulated | 01/27/2020 |  | 07/20/2020
Hangzhou Huoshi Lighting Co.,Ltd | FLSNT | DSB1125FILCL-30 | Light Emitting Diode | Decorative Lamp | Edison Screw Base | Forward Phase Cut Controls | 95.4 | 3000 | 0.0005 | 93 | 62 | 59 | 0.9 | Elevated | 15000 | 0.901 | 1 |  | 0.1 | 16 | 16 | 0.09 | 0.09 | 0.08 | 0.09 | 0 | 0 | 0.05 | 0.04 | 0.04 | 0.03 | 0 | 0 | 0.04 | 0.03 | 0.03 | 0.03 | 0.01 | 0.01 | True | True | Non Federally-Regulated | 01/27/2020 |  | 07/20/2020
Hangzhou Huoshi Lighting Co.,Ltd | FLSNT | DSB1125FILWH-30 | Light Emitting Diode | Decorative Lamp | Edison Screw Base | Forward Phase Cut Controls | 95.4 | 3000 | 0.0005 | 93 | 62 | 59 | 0.9 | Elevated | 15000 | 0.901 | 1 |  | 0.1 | 16 | 16 | 0.09 | 0.09 | 0.08 | 0.09 | 0 | 0 | 0.05 | 0.04 | 0.04 | 0.03 | 0 | 0 | 0.04 | 0.03 | 0.03 | 0.03 | 0.01 | 0.01 | True | True | Non Federally-Regulated | 01/27/2020 |  | 07/20/2020
Hangzhou Huoshi Lighting Co.,Ltd | FLSNT | DSB1125FILAM-30 | Light Emitting Diode | Decorative Lamp | Edison Screw Base | Forward Phase Cut Controls | 95.4 | 3000 | 0.0005 | 93 | 62 | 59 | 0.9 | Elevated | 15000 | 0.901 | 1 |  | 0.1 | 16 | 16 | 0.09 | 0.09 | 0.08 | 0.09 | 0 | 0 | 0.05 | 0.04 | 0.04 | 0.03 | 0 | 0 | 0.04 | 0.03 | 0.03 | 0.03 | 0.01 | 0.01 | True | True | Non Federally-Regulated | 01/27/2020 |  | 07/20/2020
Hangzhou Huoshi Lighting Co.,Ltd | FLSNT | DSB1125FILFR-30 | Light Emitting Diode | Decorative Lamp | Edison Screw Base | Forward Phase Cut Controls | 95.4 | 3000 | 0.0005 | 93 | 62 | 59 | 0.9 | Elevated | 15000 | 0.901 | 1 |  | 0.1 | 16 | 16 | 0.09 | 0.09 | 0.08 | 0.09 | 0 | 0 | 0.05 | 0.04 | 0.04 | 0.03 | 0 | 0 | 0.04 | 0.03 | 0.03 | 0.03 | 0.01 | 0.01 | True | True | Non Federally-Regulated | 01/27/2020 |  | 07/20/2020
Hangzhou Huoshi Lighting Co.,Ltd | FLSNT | DSB1125FILSM-30 | Light Emitting Diode | Decorative Lamp | Edison Screw Base | Forward Phase Cut Controls | 95.4 | 3000 | 0.0005 | 93 | 62 | 59 | 0.9 | Elevated | 15000 | 0.901 | 1 |  | 0.1 | 16 | 16 | 0.09 | 0.09 | 0.08 | 0.09 | 0 | 0 | 0.05 | 0.04 | 0.04 | 0.03 | 0 | 0 | 0.04 | 0.03 | 0.03 | 0.03 | 0.01 | 0.01 | True | True | Non Federally-Regulated | 01/27/2020 |  | 07/20/2020
Hangzhou Huoshi Lighting Co.,Ltd | FLSNT | DSB1125FILCL26-30 | Light Emitting Diode | Decorative Lamp | Edison Screw Base | Forward Phase Cut Controls | 95.4 | 3000 | 0.0005 | 93 | 62 | 59 | 0.9 | Elevated | 15000 | 0.901 | 1 |  | 0.1 | 16 | 16 | 0.09 | 0.09 | 0.08 | 0.09 | 0 | 0 | 0.05 | 0.04 | 0.04 | 0.03 | 0 | 0 | 0.04 | 0.03 | 0.03 | 0.03 | 0.01 | 0.01 | True | True | Non Federally-Regulated | 01/27/2020 |  | 07/20/2020
Hangzhou Huoshi Lighting Co.,Ltd | FLSNT | DSB1125FILWH26-30 | Light Emitting Diode | Decorative Lamp | Edison Screw Base | Forward Phase Cut Controls | 95.4 | 3000 | 0.0005 | 93 | 62 | 59 | 0.9 | Elevated | 15000 | 0.901 | 1 |  | 0.1 | 16 | 16 | 0.09 | 0.09 | 0.08 | 0.09 | 0 | 0 | 0.05 | 0.04 | 0.04 | 0.03 | 0 | 0 | 0.04 | 0.03 | 0.03 | 0.03 | 0.01 | 0.01 | True | True | Non Federally-Regulated | 01/27/2020 |  | 07/20/2020
Hangzhou Huoshi Lighting Co.,Ltd | FLSNT | DSB1125FILAM26-30 | Light Emitting Diode | Decorative Lamp | Edison Screw Base | Forward Phase Cut Controls | 95.4 | 3000 | 0.0005 | 93 | 62 | 59 | 0.9 | Elevated | 15000 | 0.901 | 1 |  | 0.1 | 16 | 16 | 0.09 | 0.09 | 0.08 | 0.09 | 0 | 0 | 0.05 | 0.04 | 0.04 | 0.03 | 0 | 0 | 0.04 | 0.03 | 0.03 | 0.03 | 0.01 | 0.01 | True | True | Non Federally-Regulated | 01/27/2020 |  | 07/20/2020
Hangzhou Huoshi Lighting Co.,Ltd | FLSNT | DSB1125FILFR26-30 | Light Emitting Diode | Decorative Lamp | Edison Screw Base | Forward Phase Cut Controls | 95.4 | 3000 | 0.0005 | 93 | 62 | 59 | 0.9 | Elevated | 15000 | 0.901 | 1 |  | 0.1 | 16 | 16 | 0.09 | 0.09 | 0.08 | 0.09 | 0 | 0 | 0.05 | 0.04 | 0.04 | 0.03 | 0 | 0 | 0.04 | 0.03 | 0.03 | 0.03 | 0.01 | 0.01 | True | True | Non Federally-Regulated | 01/27/2020 |  | 07/20/2020
Hangzhou Huoshi Lighting Co.,Ltd | FLSNT | DSB1125FILSM26-30 | Light Emitting Diode | Decorative Lamp | Edison Screw Base | Forward Phase Cut Controls | 95.4 | 3000 | 0.0005 | 93 | 62 | 59 | 0.9 | Elevated | 15000 | 0.901 | 1 |  | 0.1 | 16 | 16 | 0.09 | 0.09 | 0.08 | 0.09 | 0 | 0 | 0.05 | 0.04 | 0.04 | 0.03 | 0 | 0 | 0.04 | 0.03 | 0.03 | 0.03 | 0.01 | 0.01 | True | True | Non Federally-Regulated | 01/27/2020 |  | 07/20/2020
Hangzhou Huoshi Lighting Co.,Ltd | FLSNT | DSB11F25FILCL-30 | Light Emitting Diode | Decorative Lamp | Edison Screw Base | Forward Phase Cut Controls | 95.4 | 3000 | 0.0005 | 93 | 62 | 59 | 0.9 | Elevated | 15000 | 0.901 | 1 |  | 0.1 | 16 | 16 | 0.09 | 0.09 | 0.08 | 0.09 | 0 | 0 | 0.05 | 0.04 | 0.04 | 0.03 | 0 | 0 | 0.04 | 0.03 | 0.03 | 0.03 | 0.01 | 0.01 | True | True | Non Federally-Regulated | 01/27/2020 |  | 07/20/2020
Hangzhou Huoshi Lighting Co.,Ltd | FLSNT | DSB11F25FILWH-30 | Light Emitting Diode | Decorative Lamp | Edison Screw Base | Forward Phase Cut Controls | 95.4 | 3000 | 0.0005 | 93 | 62 | 59 | 0.9 | Elevated | 15000 | 0.901 | 1 |  | 0.1 | 16 | 16 | 0.09 | 0.09 | 0.08 | 0.09 | 0 | 0 | 0.05 | 0.04 | 0.04 | 0.03 | 0 | 0 | 0.04 | 0.03 | 0.03 | 0.03 | 0.01 | 0.01 | True | True | Non Federally-Regulated | 01/27/2020 |  | 07/20/2020
Hangzhou Huoshi Lighting Co.,Ltd | FLSNT | DSB11F25FILAM-30 | Light Emitting Diode | Decorative Lamp | Edison Screw Base | Forward Phase Cut Controls | 95.4 | 3000 | 0.0005 | 93 | 62 | 59 | 0.9 | Elevated | 15000 | 0.901 | 1 |  | 0.1 | 16 | 16 | 0.09 | 0.09 | 0.08 | 0.09 | 0 | 0 | 0.05 | 0.04 | 0.04 | 0.03 | 0 | 0 | 0.04 | 0.03 | 0.03 | 0.03 | 0.01 | 0.01 | True | True | Non Federally-Regulated | 01/27/2020 |  | 07/20/2020
Hangzhou Huoshi Lighting Co.,Ltd | FLSNT | DSB11F25FILFR-30 | Light Emitting Diode | Decorative Lamp | Edison Screw Base | Forward Phase Cut Controls | 95.4 | 3000 | 0.0005 | 93 | 62 | 59 | 0.9 | Elevated | 15000 | 0.901 | 1 |  | 0.1 | 16 | 16 | 0.09 | 0.09 | 0.08 | 0.09 | 0 | 0 | 0.05 | 0.04 | 0.04 | 0.03 | 0 | 0 | 0.04 | 0.03 | 0.03 | 0.03 | 0.01 | 0.01 | True | True | Non Federally-Regulated | 01/27/2020 |  | 07/20/2020
Hangzhou Huoshi Lighting Co.,Ltd | FLSNT | DSB11F25FILSM-30 | Light Emitting Diode | Decorative Lamp | Edison Screw Base | Forward Phase Cut Controls | 95.4 | 3000 | 0.0005 | 93 | 62 | 59 | 0.9 | Elevated | 15000 | 0.901 | 1 |  | 0.1 | 16 | 16 | 0.09 | 0.09 | 0.08 | 0.09 | 0 | 0 | 0.05 | 0.04 | 0.04 | 0.03 | 0 | 0 | 0.04 | 0.03 | 0.03 | 0.03 | 0.01 | 0.01 | True | True | Non Federally-Regulated | 01/27/2020 |  | 07/20/2020
Hangzhou Huoshi Lighting Co.,Ltd | FLSNT | DSB11F25FILCL26-30 | Light Emitting Diode | Decorative Lamp | Edison Screw Base | Forward Phase Cut Controls | 95.4 | 3000 | 0.0005 | 93 | 62 | 59 | 0.9 | Elevated | 15000 | 0.901 | 1 |  | 0.1 | 16 | 16 | 0.09 | 0.09 | 0.08 | 0.09 | 0 | 0 | 0.05 | 0.04 | 0.04 | 0.03 | 0 | 0 | 0.04 | 0.03 | 0.03 | 0.03 | 0.01 | 0.01 | True | True | Non Federally-Regulated | 01/27/2020 |  | 07/20/2020
Hangzhou Huoshi Lighting Co.,Ltd | FLSNT | DSB11F25FILWH26-30 | Light Emitting Diode | Decorative Lamp | Edison Screw Base | Forward Phase Cut Controls | 95.4 | 3000 | 0.0005 | 93 | 62 | 59 | 0.9 | Elevated | 15000 | 0.901 | 1 |  | 0.1 | 16 | 16 | 0.09 | 0.09 | 0.08 | 0.09 | 0 | 0 | 0.05 | 0.04 | 0.04 | 0.03 | 0 | 0 | 0.04 | 0.03 | 0.03 | 0.03 | 0.01 | 0.01 | True | True | Non Federally-Regulated | 01/27/2020 |  | 07/20/2020
Hangzhou Huoshi Lighting Co.,Ltd | FLSNT | DSB11F25FILAM26-30 | Light Emitting Diode | Decorative Lamp | Edison Screw Base | Forward Phase Cut Controls | 95.4 | 3000 | 0.0005 | 93 | 62 | 59 | 0.9 | Elevated | 15000 | 0.901 | 1 |  | 0.1 | 16 | 16 | 0.09 | 0.09 | 0.08 | 0.09 | 0 | 0 | 0.05 | 0.04 | 0.04 | 0.03 | 0 | 0 | 0.04 | 0.03 | 0.03 | 0.03 | 0.01 | 0.01 | True | True | Non Federally-Regulated | 01/27/2020 |  | 07/20/2020
Hangzhou Huoshi Lighting Co.,Ltd | FLSNT | DSB11F25FILFR26-30 | Light Emitting Diode | Decorative Lamp | Edison Screw Base | Forward Phase Cut Controls | 95.4 | 3000 | 0.0005 | 93 | 62 | 59 | 0.9 | Elevated | 15000 | 0.901 | 1 |  | 0.1 | 16 | 16 | 0.09 | 0.09 | 0.08 | 0.09 | 0 | 0 | 0.05 | 0.04 | 0.04 | 0.03 | 0 | 0 | 0.04 | 0.03 | 0.03 | 0.03 | 0.01 | 0.01 | True | True | Non Federally-Regulated | 01/27/2020 |  | 07/20/2020
Hangzhou Huoshi Lighting Co.,Ltd | FLSNT | DSB11F25FILSM26-30 | Light Emitting Diode | Decorative Lamp | Edison Screw Base | Forward Phase Cut Controls | 95.4 | 3000 | 0.0005 | 93 | 62 | 59 | 0.9 | Elevated | 15000 | 0.901 | 1 |  | 0.1 | 16 | 16 | 0.09 | 0.09 | 0.08 | 0.09 | 0 | 0 | 0.05 | 0.04 | 0.04 | 0.03 | 0 | 0 | 0.04 | 0.03 | 0.03 | 0.03 | 0.01 | 0.01 | True | True | Non Federally-Regulated | 01/27/2020 |  | 07/20/2020
Hangzhou Huoshi Lighting Co.,Ltd | FLSNT | DSST1425FILCL-25 | Light Emitting Diode | Decorative Lamp | Edison Screw Base | Forward Phase Cut Controls | 95.4 | 2500 | 0.0005 | 93 | 62 | 59 | 0.9 | Elevated | 15000 | 0.901 | 1 |  | 0.1 | 16 | 16 | 0.09 | 0.09 | 0.08 | 0.09 | 0 | 0 | 0.05 | 0.04 | 0.04 | 0.03 | 0 | 0 | 0.04 | 0.03 | 0.03 | 0.03 | 0.01 | 0.01 | True | True | Non Federally-Regulated | 01/27/2020 |  | 07/20/2020
Hangzhou Huoshi Lighting Co.,Ltd | FLSNT | DSST1425FILWH-25 | Light Emitting Diode | Decorative Lamp | Edison Screw Base | Forward Phase Cut Controls | 95.4 | 2500 | 0.0005 | 93 | 62 | 59 | 0.9 | Elevated | 15000 | 0.901 | 1 |  | 0.1 | 16 | 16 | 0.09 | 0.09 | 0.08 | 0.09 | 0 | 0 | 0.05 | 0.04 | 0.04 | 0.03 | 0 | 0 | 0.04 | 0.03 | 0.03 | 0.03 | 0.01 | 0.01 | True | True | Non Federally-Regulated | 01/27/2020 |  | 07/20/2020
Hangzhou Huoshi Lighting Co.,Ltd | FLSNT | DSST1425FILAM-25 | Light Emitting Diode | Decorative Lamp | Edison Screw Base | Forward Phase Cut Controls | 95.4 | 2500 | 0.0005 | 93 | 62 | 59 | 0.9 | Elevated | 15000 | 0.901 | 1 |  | 0.1 | 16 | 16 | 0.09 | 0.09 | 0.08 | 0.09 | 0 | 0 | 0.05 | 0.04 | 0.04 | 0.03 | 0 | 0 | 0.04 | 0.03 | 0.03 | 0.03 | 0.01 | 0.01 | True | True | Non Federally-Regulated | 01/27/2020 |  | 07/20/2020
Hangzhou Huoshi Lighting Co.,Ltd | FLSNT | DSST1425FILFR-25 | Light Emitting Diode | Decorative Lamp | Edison Screw Base | Forward Phase Cut Controls | 95.4 | 2500 | 0.0005 | 93 | 62 | 59 | 0.9 | Elevated | 15000 | 0.901 | 1 |  | 0.1 | 16 | 16 | 0.09 | 0.09 | 0.08 | 0.09 | 0 | 0 | 0.05 | 0.04 | 0.04 | 0.03 | 0 | 0 | 0.04 | 0.03 | 0.03 | 0.03 | 0.01 | 0.01 | True | True | Non Federally-Regulated | 01/27/2020 |  | 07/20/2020
Hangzhou Huoshi Lighting Co.,Ltd | FLSNT | DSST1425FILSM-25 | Light Emitting Diode | Decorative Lamp | Edison Screw Base | Forward Phase Cut Controls | 95.4 | 2500 | 0.0005 | 93 | 62 | 59 | 0.9 | Elevated | 15000 | 0.901 | 1 |  | 0.1 | 16 | 16 | 0.09 | 0.09 | 0.08 | 0.09 | 0 | 0 | 0.05 | 0.04 | 0.04 | 0.03 | 0 | 0 | 0.04 | 0.03 | 0.03 | 0.03 | 0.01 | 0.01 | True | True | Non Federally-Regulated | 01/27/2020 |  | 07/20/2020
Hangzhou Huoshi Lighting Co.,Ltd | FLSNT | DSST1925FILCL-25 | Light Emitting Diode | Decorative Lamp | Edison Screw Base | Forward Phase Cut Controls | 95.4 | 2500 | 0.0005 | 93 | 62 | 59 | 0.9 | Elevated | 15000 | 0.901 | 1 |  | 0.1 | 16 | 16 | 0.09 | 0.09 | 0.08 | 0.09 | 0 | 0 | 0.05 | 0.04 | 0.04 | 0.03 | 0 | 0 | 0.04 | 0.03 | 0.03 | 0.03 | 0.01 | 0.01 | True | True | Non Federally-Regulated | 01/27/2020 |  | 07/20/2020
Hangzhou Huoshi Lighting Co.,Ltd | FLSNT | DSST1925FILWH-25 | Light Emitting Diode | Decorative Lamp | Edison Screw Base | Forward Phase Cut Controls | 95.4 | 2500 | 0.0005 | 93 | 62 | 59 | 0.9 | Elevated | 15000 | 0.901 | 1 |  | 0.1 | 16 | 16 | 0.09 | 0.09 | 0.08 | 0.09 | 0 | 0 | 0.05 | 0.04 | 0.04 | 0.03 | 0 | 0 | 0.04 | 0.03 | 0.03 | 0.03 | 0.01 | 0.01 | True | True | Non Federally-Regulated | 01/27/2020 |  | 07/20/2020
Hangzhou Huoshi Lighting Co.,Ltd | FLSNT | DSST1925FILAM-25 | Light Emitting Diode | Decorative Lamp | Edison Screw Base | Forward Phase Cut Controls | 95.4 | 2500 | 0.0005 | 93 | 62 | 59 | 0.9 | Elevated | 15000 | 0.901 | 1 |  | 0.1 | 16 | 16 | 0.09 | 0.09 | 0.08 | 0.09 | 0 | 0 | 0.05 | 0.04 | 0.04 | 0.03 | 0 | 0 | 0.04 | 0.03 | 0.03 | 0.03 | 0.01 | 0.01 | True | True | Non Federally-Regulated | 01/27/2020 |  | 07/20/2020
Hangzhou Huoshi Lighting Co.,Ltd | FLSNT | DSST1925FILFR-25 | Light Emitting Diode | Decorative Lamp | Edison Screw Base | Forward Phase Cut Controls | 95.4 | 2500 | 0.0005 | 93 | 62 | 59 | 0.9 | Elevated | 15000 | 0.901 | 1 |  | 0.1 | 16 | 16 | 0.09 | 0.09 | 0.08 | 0.09 | 0 | 0 | 0.05 | 0.04 | 0.04 | 0.03 | 0 | 0 | 0.04 | 0.03 | 0.03 | 0.03 | 0.01 | 0.01 | True | True | Non Federally-Regulated | 01/27/2020 |  | 07/20/2020
Hangzhou Huoshi Lighting Co.,Ltd | FLSNT | DSST1925FILSM-25 | Light Emitting Diode | Decorative Lamp | Edison Screw Base | Forward Phase Cut Controls | 95.4 | 2500 | 0.0005 | 93 | 62 | 59 | 0.9 | Elevated | 15000 | 0.901 | 1 |  | 0.1 | 16 | 16 | 0.09 | 0.09 | 0.08 | 0.09 | 0 | 0 | 0.05 | 0.04 | 0.04 | 0.03 | 0 | 0 | 0.04 | 0.03 | 0.03 | 0.03 | 0.01 | 0.01 | True | True | Non Federally-Regulated | 01/27/2020 |  | 07/20/2020
Hangzhou Huoshi Lighting Co.,Ltd | FLSNT | DSST2125FILCL-25 | Light Emitting Diode | Decorative Lamp | Edison Screw Base | Forward Phase Cut Controls | 95.4 | 2500 | 0.0005 | 93 | 62 | 59 | 0.9 | Elevated | 15000 | 0.901 | 1 |  | 0.1 | 16 | 16 | 0.09 | 0.09 | 0.08 | 0.09 | 0 | 0 | 0.05 | 0.04 | 0.04 | 0.03 | 0 | 0 | 0.04 | 0.03 | 0.03 | 0.03 | 0.01 | 0.01 | True | True | Non Federally-Regulated | 01/27/2020 |  | 07/20/2020
Hangzhou Huoshi Lighting Co.,Ltd | FLSNT | DSST2125FILWH-25 | Light Emitting Diode | Decorative Lamp | Edison Screw Base | Forward Phase Cut Controls | 95.4 | 2500 | 0.0005 | 93 | 62 | 59 | 0.9 | Elevated | 15000 | 0.901 | 1 |  | 0.1 | 16 | 16 | 0.09 | 0.09 | 0.08 | 0.09 | 0 | 0 | 0.05 | 0.04 | 0.04 | 0.03 | 0 | 0 | 0.04 | 0.03 | 0.03 | 0.03 | 0.01 | 0.01 | True | True | Non Federally-Regulated | 01/27/2020 |  | 07/20/2020
Hangzhou Huoshi Lighting Co.,Ltd | FLSNT | DSST2125FILAM-25 | Light Emitting Diode | Decorative Lamp | Edison Screw Base | Forward Phase Cut Controls | 95.4 | 2500 | 0.0005 | 93 | 62 | 59 | 0.9 | Elevated | 15000 | 0.901 | 1 |  | 0.1 | 16 | 16 | 0.09 | 0.09 | 0.08 | 0.09 | 0 | 0 | 0.05 | 0.04 | 0.04 | 0.03 | 0 | 0 | 0.04 | 0.03 | 0.03 | 0.03 | 0.01 | 0.01 | True | True | Non Federally-Regulated | 01/27/2020 |  | 07/20/2020
Hangzhou Huoshi Lighting Co.,Ltd | FLSNT | DSST2125FILFR-25 | Light Emitting Diode | Decorative Lamp | Edison Screw Base | Forward Phase Cut Controls | 95.4 | 2500 | 0.0005 | 93 | 62 | 59 | 0.9 | Elevated | 15000 | 0.901 | 1 |  | 0.1 | 16 | 16 | 0.09 | 0.09 | 0.08 | 0.09 | 0 | 0 | 0.05 | 0.04 | 0.04 | 0.03 | 0 | 0 | 0.04 | 0.03 | 0.03 | 0.03 | 0.01 | 0.01 | True | True | Non Federally-Regulated | 01/27/2020 |  | 07/20/2020
Hangzhou Huoshi Lighting Co.,Ltd | FLSNT | DSST2125FILSM-25 | Light Emitting Diode | Decorative Lamp | Edison Screw Base | Forward Phase Cut Controls | 95.4 | 2500 | 0.0005 | 93 | 62 | 59 | 0.9 | Elevated | 15000 | 0.901 | 1 |  | 0.1 | 16 | 16 | 0.09 | 0.09 | 0.08 | 0.09 | 0 | 0 | 0.05 | 0.04 | 0.04 | 0.03 | 0 | 0 | 0.04 | 0.03 | 0.03 | 0.03 | 0.01 | 0.01 | True | True | Non Federally-Regulated | 01/27/2020 |  | 07/20/2020
Hangzhou Huoshi Lighting Co.,Ltd | FLSNT | DSB1125FILCL-40 | Light Emitting Diode | Decorative Lamp | Edison Screw Base | Forward Phase Cut Controls | 95.4 | 4000 | 0.0005 | 93 | 62 | 59 | 0.9 | Elevated | 15000 | 0.901 | 1 |  | 0.1 | 16 | 16 | 0.09 | 0.09 | 0.08 | 0.09 | 0 | 0 | 0.05 | 0.04 | 0.04 | 0.03 | 0 | 0 | 0.04 | 0.03 | 0.03 | 0.03 | 0.01 | 0.01 | True | True | Non Federally-Regulated | 01/27/2020 |  | 07/20/2020
Hangzhou Huoshi Lighting Co.,Ltd | FLSNT | DSB1125FILWH-40 | Light Emitting Diode | Decorative Lamp | Edison Screw Base | Forward Phase Cut Controls | 95.4 | 4000 | 0.0005 | 93 | 62 | 59 | 0.9 | Elevated | 15000 | 0.901 | 1 |  | 0.1 | 16 | 16 | 0.09 | 0.09 | 0.08 | 0.09 | 0 | 0 | 0.05 | 0.04 | 0.04 | 0.03 | 0 | 0 | 0.04 | 0.03 | 0.03 | 0.03 | 0.01 | 0.01 | True | True | Non Federally-Regulated | 01/27/2020 |  | 07/20/2020
Hangzhou Huoshi Lighting Co.,Ltd | FLSNT | DSB1125FILAM-40 | Light Emitting Diode | Decorative Lamp | Edison Screw Base | Forward Phase Cut Controls | 95.4 | 4000 | 0.0005 | 93 | 62 | 59 | 0.9 | Elevated | 15000 | 0.901 | 1 |  | 0.1 | 16 | 16 | 0.09 | 0.09 | 0.08 | 0.09 | 0 | 0 | 0.05 | 0.04 | 0.04 | 0.03 | 0 | 0 | 0.04 | 0.03 | 0.03 | 0.03 | 0.01 | 0.01 | True | True | Non Federally-Regulated | 01/27/2020 |  | 07/20/2020
Hangzhou Huoshi Lighting Co.,Ltd | FLSNT | DSB1125FILFR-40 | Light Emitting Diode | Decorative Lamp | Edison Screw Base | Forward Phase Cut Controls | 95.4 | 4000 | 0.0005 | 93 | 62 | 59 | 0.9 | Elevated | 15000 | 0.901 | 1 |  | 0.1 | 16 | 16 | 0.09 | 0.09 | 0.08 | 0.09 | 0 | 0 | 0.05 | 0.04 | 0.04 | 0.03 | 0 | 0 | 0.04 | 0.03 | 0.03 | 0.03 | 0.01 | 0.01 | True | True | Non Federally-Regulated | 01/27/2020 |  | 07/20/2020
Hangzhou Huoshi Lighting Co.,Ltd | FLSNT | DSB1125FILSM-40 | Light Emitting Diode | Decorative Lamp | Edison Screw Base | Forward Phase Cut Controls | 95.4 | 4000 | 0.0005 | 93 | 62 | 59 | 0.9 | Elevated | 15000 | 0.901 | 1 |  | 0.1 | 16 | 16 | 0.09 | 0.09 | 0.08 | 0.09 | 0 | 0 | 0.05 | 0.04 | 0.04 | 0.03 | 0 | 0 | 0.04 | 0.03 | 0.03 | 0.03 | 0.01 | 0.01 | True | True | Non Federally-Regulated | 01/27/2020 |  | 07/20/2020
Hangzhou Huoshi Lighting Co.,Ltd | FLSNT | DSB1125FILCL26-40 | Light Emitting Diode | Decorative Lamp | Edison Screw Base | Forward Phase Cut Controls | 95.4 | 4000 | 0.0005 | 93 | 62 | 59 | 0.9 | Elevated | 15000 | 0.901 | 1 |  | 0.1 | 16 | 16 | 0.09 | 0.09 | 0.08 | 0.09 | 0 | 0 | 0.05 | 0.04 | 0.04 | 0.03 | 0 | 0 | 0.04 | 0.03 | 0.03 | 0.03 | 0.01 | 0.01 | True | True | Non Federally-Regulated | 01/27/2020 |  | 07/20/2020
Hangzhou Huoshi Lighting Co.,Ltd | FLSNT | DSB1125FILWH26-40 | Light Emitting Diode | Decorative Lamp | Edison Screw Base | Forward Phase Cut Controls | 95.4 | 4000 | 0.0005 | 93 | 62 | 59 | 0.9 | Elevated | 15000 | 0.901 | 1 |  | 0.1 | 16 | 16 | 0.09 | 0.09 | 0.08 | 0.09 | 0 | 0 | 0.05 | 0.04 | 0.04 | 0.03 | 0 | 0 | 0.04 | 0.03 | 0.03 | 0.03 | 0.01 | 0.01 | True | True | Non Federally-Regulated | 01/27/2020 |  | 07/20/2020
Hangzhou Huoshi Lighting Co.,Ltd | FLSNT | DSB1125FILAM26-40 | Light Emitting Diode | Decorative Lamp | Edison Screw Base | Forward Phase Cut Controls | 95.4 | 4000 | 0.0005 | 93 | 62 | 59 | 0.9 | Elevated | 15000 | 0.901 | 1 |  | 0.1 | 16 | 16 | 0.09 | 0.09 | 0.08 | 0.09 | 0 | 0 | 0.05 | 0.04 | 0.04 | 0.03 | 0 | 0 | 0.04 | 0.03 | 0.03 | 0.03 | 0.01 | 0.01 | True | True | Non Federally-Regulated | 01/27/2020 |  | 07/20/2020
Hangzhou Huoshi Lighting Co.,Ltd | FLSNT | DSB1125FILFR26-40 | Light Emitting Diode | Decorative Lamp | Edison Screw Base | Forward Phase Cut Controls | 95.4 | 4000 | 0.0005 | 93 | 62 | 59 | 0.9 | Elevated | 15000 | 0.901 | 1 |  | 0.1 | 16 | 16 | 0.09 | 0.09 | 0.08 | 0.09 | 0 | 0 | 0.05 | 0.04 | 0.04 | 0.03 | 0 | 0 | 0.04 | 0.03 | 0.03 | 0.03 | 0.01 | 0.01 | True | True | Non Federally-Regulated | 01/27/2020 |  | 07/20/2020
Hangzhou Huoshi Lighting Co.,Ltd | FLSNT | DSB1125FILSM26-40 | Light Emitting Diode | Decorative Lamp | Edison Screw Base | Forward Phase Cut Controls | 95.4 | 4000 | 0.0005 | 93 | 62 | 59 | 0.9 | Elevated | 15000 | 0.901 | 1 |  | 0.1 | 16 | 16 | 0.09 | 0.09 | 0.08 | 0.09 | 0 | 0 | 0.05 | 0.04 | 0.04 | 0.03 | 0 | 0 | 0.04 | 0.03 | 0.03 | 0.03 | 0.01 | 0.01 | True | True | Non Federally-Regulated | 01/27/2020 |  | 07/20/2020
Hangzhou Huoshi Lighting Co.,Ltd | FLSNT | DSB11F25FILCL-40 | Light Emitting Diode | Decorative Lamp | Edison Screw Base | Forward Phase Cut Controls | 95.4 | 4000 | 0.0005 | 93 | 62 | 59 | 0.9 | Elevated | 15000 | 0.901 | 1 |  | 0.1 | 16 | 16 | 0.09 | 0.09 | 0.08 | 0.09 | 0 | 0 | 0.05 | 0.04 | 0.04 | 0.03 | 0 | 0 | 0.04 | 0.03 | 0.03 | 0.03 | 0.01 | 0.01 | True | True | Non Federally-Regulated | 01/27/2020 |  | 07/20/2020
Hangzhou Huoshi Lighting Co.,Ltd | FLSNT | DSST1425FILCL-30 | Light Emitting Diode | Decorative Lamp | Edison Screw Base | Forward Phase Cut Controls | 95.4 | 3000 | 0.0005 | 93 | 62 | 59 | 0.9 | Elevated | 15000 | 0.901 | 1 |  | 0.1 | 16 | 16 | 0.09 | 0.09 | 0.08 | 0.09 | 0 | 0 | 0.05 | 0.04 | 0.04 | 0.03 | 0 | 0 | 0.04 | 0.03 | 0.03 | 0.03 | 0.01 | 0.01 | True | True | Non Federally-Regulated | 01/27/2020 |  | 07/20/2020
Hangzhou Huoshi Lighting Co.,Ltd | FLSNT | DSST1425FILWH-30 | Light Emitting Diode | Decorative Lamp | Edison Screw Base | Forward Phase Cut Controls | 95.4 | 3000 | 0.0005 | 93 | 62 | 59 | 0.9 | Elevated | 15000 | 0.901 | 1 |  | 0.1 | 16 | 16 | 0.09 | 0.09 | 0.08 | 0.09 | 0 | 0 | 0.05 | 0.04 | 0.04 | 0.03 | 0 | 0 | 0.04 | 0.03 | 0.03 | 0.03 | 0.01 | 0.01 | True | True | Non Federally-Regulated | 01/27/2020 |  | 07/20/2020
Hangzhou Huoshi Lighting Co.,Ltd | FLSNT | DSST1425FILAM-30 | Light Emitting Diode | Decorative Lamp | Edison Screw Base | Forward Phase Cut Controls | 95.4 | 3000 | 0.0005 | 93 | 62 | 59 | 0.9 | Elevated | 15000 | 0.901 | 1 |  | 0.1 | 16 | 16 | 0.09 | 0.09 | 0.08 | 0.09 | 0 | 0 | 0.05 | 0.04 | 0.04 | 0.03 | 0 | 0 | 0.04 | 0.03 | 0.03 | 0.03 | 0.01 | 0.01 | True | True | Non Federally-Regulated | 01/27/2020 |  | 07/20/2020
Hangzhou Huoshi Lighting Co.,Ltd | FLSNT | DSST1425FILFR-30 | Light Emitting Diode | Decorative Lamp | Edison Screw Base | Forward Phase Cut Controls | 95.4 | 3000 | 0.0005 | 93 | 62 | 59 | 0.9 | Elevated | 15000 | 0.901 | 1 |  | 0.1 | 16 | 16 | 0.09 | 0.09 | 0.08 | 0.09 | 0 | 0 | 0.05 | 0.04 | 0.04 | 0.03 | 0 | 0 | 0.04 | 0.03 | 0.03 | 0.03 | 0.01 | 0.01 | True | True | Non Federally-Regulated | 01/27/2020 |  | 07/20/2020
Hangzhou Huoshi Lighting Co.,Ltd | FLSNT | DSST1425FILSM-30 | Light Emitting Diode | Decorative Lamp | Edison Screw Base | Forward Phase Cut Controls | 95.4 | 3000 | 0.0005 | 93 | 62 | 59 | 0.9 | Elevated | 15000 | 0.901 | 1 |  | 0.1 | 16 | 16 | 0.09 | 0.09 | 0.08 | 0.09 | 0 | 0 | 0.05 | 0.04 | 0.04 | 0.03 | 0 | 0 | 0.04 | 0.03 | 0.03 | 0.03 | 0.01 | 0.01 | True | True | Non Federally-Regulated | 01/27/2020 |  | 07/20/2020
Hangzhou Huoshi Lighting Co.,Ltd | FLSNT | DSST1925FILCL-30 | Light Emitting Diode | Decorative Lamp | Edison Screw Base | Forward Phase Cut Controls | 95.4 | 3000 | 0.0005 | 93 | 62 | 59 | 0.9 | Elevated | 15000 | 0.901 | 1 |  | 0.1 | 16 | 16 | 0.09 | 0.09 | 0.08 | 0.09 | 0 | 0 | 0.05 | 0.04 | 0.04 | 0.03 | 0 | 0 | 0.04 | 0.03 | 0.03 | 0.03 | 0.01 | 0.01 | True | True | Non Federally-Regulated | 01/27/2020 |  | 07/20/2020
Hangzhou Huoshi Lighting Co.,Ltd | FLSNT | DSST1925FILWH-30 | Light Emitting Diode | Decorative Lamp | Edison Screw Base | Forward Phase Cut Controls | 95.4 | 3000 | 0.0005 | 93 | 62 | 59 | 0.9 | Elevated | 15000 | 0.901 | 1 |  | 0.1 | 16 | 16 | 0.09 | 0.09 | 0.08 | 0.09 | 0 | 0 | 0.05 | 0.04 | 0.04 | 0.03 | 0 | 0 | 0.04 | 0.03 | 0.03 | 0.03 | 0.01 | 0.01 | True | True | Non Federally-Regulated | 01/27/2020 |  | 07/20/2020
Hangzhou Huoshi Lighting Co.,Ltd | FLSNT | DSST1925FILAM-30 | Light Emitting Diode | Decorative Lamp | Edison Screw Base | Forward Phase Cut Controls | 95.4 | 3000 | 0.0005 | 93 | 62 | 59 | 0.9 | Elevated | 15000 | 0.901 | 1 |  | 0.1 | 16 | 16 | 0.09 | 0.09 | 0.08 | 0.09 | 0 | 0 | 0.05 | 0.04 | 0.04 | 0.03 | 0 | 0 | 0.04 | 0.03 | 0.03 | 0.03 | 0.01 | 0.01 | True | True | Non Federally-Regulated | 01/27/2020 |  | 07/20/2020
Hangzhou Huoshi Lighting Co.,Ltd | FLSNT | DSST1925FILFR-30 | Light Emitting Diode | Decorative Lamp | Edison Screw Base | Forward Phase Cut Controls | 95.4 | 3000 | 0.0005 | 93 | 62 | 59 | 0.9 | Elevated | 15000 | 0.901 | 1 |  | 0.1 | 16 | 16 | 0.09 | 0.09 | 0.08 | 0.09 | 0 | 0 | 0.05 | 0.04 | 0.04 | 0.03 | 0 | 0 | 0.04 | 0.03 | 0.03 | 0.03 | 0.01 | 0.01 | True | True | Non Federally-Regulated | 01/27/2020 |  | 07/20/2020
Hangzhou Huoshi Lighting Co.,Ltd | FLSNT | DSST1925FILSM-30 | Light Emitting Diode | Decorative Lamp | Edison Screw Base | Forward Phase Cut Controls | 95.4 | 3000 | 0.0005 | 93 | 62 | 59 | 0.9 | Elevated | 15000 | 0.901 | 1 |  | 0.1 | 16 | 16 | 0.09 | 0.09 | 0.08 | 0.09 | 0 | 0 | 0.05 | 0.04 | 0.04 | 0.03 | 0 | 0 | 0.04 | 0.03 | 0.03 | 0.03 | 0.01 | 0.01 | True | True | Non Federally-Regulated | 01/27/2020 |  | 07/20/2020
Hangzhou Huoshi Lighting Co.,Ltd | FLSNT | DSST2125FILCL-30 | Light Emitting Diode | Decorative Lamp | Edison Screw Base | Forward Phase Cut Controls | 95.4 | 3000 | 0.0005 | 93 | 62 | 59 | 0.9 | Elevated | 15000 | 0.901 | 1 |  | 0.1 | 16 | 16 | 0.09 | 0.09 | 0.08 | 0.09 | 0 | 0 | 0.05 | 0.04 | 0.04 | 0.03 | 0 | 0 | 0.04 | 0.03 | 0.03 | 0.03 | 0.01 | 0.01 | True | True | Non Federally-Regulated | 01/27/2020 |  | 07/20/2020
Hangzhou Huoshi Lighting Co.,Ltd | FLSNT | DSST2125FILWH-30 | Light Emitting Diode | Decorative Lamp | Edison Screw Base | Forward Phase Cut Controls | 95.4 | 3000 | 0.0005 | 93 | 62 | 59 | 0.9 | Elevated | 15000 | 0.901 | 1 |  | 0.1 | 16 | 16 | 0.09 | 0.09 | 0.08 | 0.09 | 0 | 0 | 0.05 | 0.04 | 0.04 | 0.03 | 0 | 0 | 0.04 | 0.03 | 0.03 | 0.03 | 0.01 | 0.01 | True | True | Non Federally-Regulated | 01/27/2020 |  | 07/20/2020
Hangzhou Huoshi Lighting Co.,Ltd | FLSNT | DSST2125FILAM-30 | Light Emitting Diode | Decorative Lamp | Edison Screw Base | Forward Phase Cut Controls | 95.4 | 3000 | 0.0005 | 93 | 62 | 59 | 0.9 | Elevated | 15000 | 0.901 | 1 |  | 0.1 | 16 | 16 | 0.09 | 0.09 | 0.08 | 0.09 | 0 | 0 | 0.05 | 0.04 | 0.04 | 0.03 | 0 | 0 | 0.04 | 0.03 | 0.03 | 0.03 | 0.01 | 0.01 | True | True | Non Federally-Regulated | 01/27/2020 |  | 07/20/2020
Hangzhou Huoshi Lighting Co.,Ltd | FLSNT | DSST2125FILFR-30 | Light Emitting Diode | Decorative Lamp | Edison Screw Base | Forward Phase Cut Controls | 95.4 | 3000 | 0.0005 | 93 | 62 | 59 | 0.9 | Elevated | 15000 | 0.901 | 1 |  | 0.1 | 16 | 16 | 0.09 | 0.09 | 0.08 | 0.09 | 0 | 0 | 0.05 | 0.04 | 0.04 | 0.03 | 0 | 0 | 0.04 | 0.03 | 0.03 | 0.03 | 0.01 | 0.01 | True | True | Non Federally-Regulated | 01/27/2020 |  | 07/20/2020
Hangzhou Huoshi Lighting Co.,Ltd | FLSNT | DSST2125FILSM-30 | Light Emitting Diode | Decorative Lamp | Edison Screw Base | Forward Phase Cut Controls | 95.4 | 3000 | 0.0005 | 93 | 62 | 59 | 0.9 | Elevated | 15000 | 0.901 | 1 |  | 0.1 | 16 | 16 | 0.09 | 0.09 | 0.08 | 0.09 | 0 | 0 | 0.05 | 0.04 | 0.04 | 0.03 | 0 | 0 | 0.04 | 0.03 | 0.03 | 0.03 | 0.01 | 0.01 | True | True | Non Federally-Regulated | 01/27/2020 |  | 07/20/2020
Hangzhou Huoshi Lighting Co.,Ltd | FLSNT | DSST1425FILCL-40 | Light Emitting Diode | Decorative Lamp | Edison Screw Base | Forward Phase Cut Controls | 95.4 | 4000 | 0.0005 | 93 | 62 | 59 | 0.9 | Elevated | 15000 | 0.901 | 1 |  | 0.1 | 16 | 16 | 0.09 | 0.09 | 0.08 | 0.09 | 0 | 0 | 0.05 | 0.04 | 0.04 | 0.03 | 0 | 0 | 0.04 | 0.03 | 0.03 | 0.03 | 0.01 | 0.01 | True | True | Non Federally-Regulated | 01/27/2020 |  | 07/20/2020
Hangzhou Huoshi Lighting Co.,Ltd | FLSNT | DSST1425FILWH-40 | Light Emitting Diode | Decorative Lamp | Edison Screw Base | Forward Phase Cut Controls | 95.4 | 4000 | 0.0005 | 93 | 62 | 59 | 0.9 | Elevated | 15000 | 0.901 | 1 |  | 0.1 | 16 | 16 | 0.09 | 0.09 | 0.08 | 0.09 | 0 | 0 | 0.05 | 0.04 | 0.04 | 0.03 | 0 | 0 | 0.04 | 0.03 | 0.03 | 0.03 | 0.01 | 0.01 | True | True | Non Federally-Regulated | 01/27/2020 |  | 07/20/2020
Hangzhou Huoshi Lighting Co.,Ltd | FLSNT | DSST1425FILAM-40 | Light Emitting Diode | Decorative Lamp | Edison Screw Base | Forward Phase Cut Controls | 95.4 | 4000 | 0.0005 | 93 | 62 | 59 | 0.9 | Elevated | 15000 | 0.901 | 1 |  | 0.1 | 16 | 16 | 0.09 | 0.09 | 0.08 | 0.09 | 0 | 0 | 0.05 | 0.04 | 0.04 | 0.03 | 0 | 0 | 0.04 | 0.03 | 0.03 | 0.03 | 0.01 | 0.01 | True | True | Non Federally-Regulated | 01/27/2020 |  | 07/20/2020
Hangzhou Huoshi Lighting Co.,Ltd | FLSNT | DSB11F25FILWH-40 | Light Emitting Diode | Decorative Lamp | Edison Screw Base | Forward Phase Cut Controls | 95.4 | 4000 | 0.0005 | 93 | 62 | 59 | 0.9 | Elevated | 15000 | 0.901 | 1 |  | 0.1 | 16 | 16 | 0.09 | 0.09 | 0.08 | 0.09 | 0 | 0 | 0.05 | 0.04 | 0.04 | 0.03 | 0 | 0 | 0.04 | 0.03 | 0.03 | 0.03 | 0.01 | 0.01 | True | True | Non Federally-Regulated | 01/27/2020 |  | 07/20/2020
Hangzhou Huoshi Lighting Co.,Ltd | FLSNT | DSB11F25FILAM-40 | Light Emitting Diode | Decorative Lamp | Edison Screw Base | Forward Phase Cut Controls | 95.4 | 4000 | 0.0005 | 93 | 62 | 59 | 0.9 | Elevated | 15000 | 0.901 | 1 |  | 0.1 | 16 | 16 | 0.09 | 0.09 | 0.08 | 0.09 | 0 | 0 | 0.05 | 0.04 | 0.04 | 0.03 | 0 | 0 | 0.04 | 0.03 | 0.03 | 0.03 | 0.01 | 0.01 | True | True | Non Federally-Regulated | 01/27/2020 |  | 07/20/2020
Hangzhou Huoshi Lighting Co.,Ltd | FLSNT | DSB11F25FILFR-40 | Light Emitting Diode | Decorative Lamp | Edison Screw Base | Forward Phase Cut Controls | 95.4 | 4000 | 0.0005 | 93 | 62 | 59 | 0.9 | Elevated | 15000 | 0.901 | 1 |  | 0.1 | 16 | 16 | 0.09 | 0.09 | 0.08 | 0.09 | 0 | 0 | 0.05 | 0.04 | 0.04 | 0.03 | 0 | 0 | 0.04 | 0.03 | 0.03 | 0.03 | 0.01 | 0.01 | True | True | Non Federally-Regulated | 01/27/2020 |  | 07/20/2020
Hangzhou Huoshi Lighting Co.,Ltd | FLSNT | DSB11F25FILSM-40 | Light Emitting Diode | Decorative Lamp | Edison Screw Base | Forward Phase Cut Controls | 95.4 | 4000 | 0.0005 | 93 | 62 | 59 | 0.9 | Elevated | 15000 | 0.901 | 1 |  | 0.1 | 16 | 16 | 0.09 | 0.09 | 0.08 | 0.09 | 0 | 0 | 0.05 | 0.04 | 0.04 | 0.03 | 0 | 0 | 0.04 | 0.03 | 0.03 | 0.03 | 0.01 | 0.01 | True | True | Non Federally-Regulated | 01/27/2020 |  | 07/20/2020
Hangzhou Huoshi Lighting Co.,Ltd | FLSNT | DSB11F25FILCL26-40 | Light Emitting Diode | Decorative Lamp | Edison Screw Base | Forward Phase Cut Controls | 95.4 | 4000 | 0.0005 | 93 | 62 | 59 | 0.9 | Elevated | 15000 | 0.901 | 1 |  | 0.1 | 16 | 16 | 0.09 | 0.09 | 0.08 | 0.09 | 0 | 0 | 0.05 | 0.04 | 0.04 | 0.03 | 0 | 0 | 0.04 | 0.03 | 0.03 | 0.03 | 0.01 | 0.01 | True | True | Non Federally-Regulated | 01/27/2020 |  | 07/20/2020
Hangzhou Huoshi Lighting Co.,Ltd | FLSNT | DSB11F25FILWH26-40 | Light Emitting Diode | Decorative Lamp | Edison Screw Base | Forward Phase Cut Controls | 95.4 | 4000 | 0.0005 | 93 | 62 | 59 | 0.9 | Elevated | 15000 | 0.901 | 1 |  | 0.1 | 16 | 16 | 0.09 | 0.09 | 0.08 | 0.09 | 0 | 0 | 0.05 | 0.04 | 0.04 | 0.03 | 0 | 0 | 0.04 | 0.03 | 0.03 | 0.03 | 0.01 | 0.01 | True | True | Non Federally-Regulated | 01/27/2020 |  | 07/20/2020
Hangzhou Huoshi Lighting Co.,Ltd | FLSNT | DSB11F25FILAM26-40 | Light Emitting Diode | Decorative Lamp | Edison Screw Base | Forward Phase Cut Controls | 95.4 | 4000 | 0.0005 | 93 | 62 | 59 | 0.9 | Elevated | 15000 | 0.901 | 1 |  | 0.1 | 16 | 16 | 0.09 | 0.09 | 0.08 | 0.09 | 0 | 0 | 0.05 | 0.04 | 0.04 | 0.03 | 0 | 0 | 0.04 | 0.03 | 0.03 | 0.03 | 0.01 | 0.01 | True | True | Non Federally-Regulated | 01/27/2020 |  | 07/20/2020
Hangzhou Huoshi Lighting Co.,Ltd | FLSNT | DSB11F25FILFR26-40 | Light Emitting Diode | Decorative Lamp | Edison Screw Base | Forward Phase Cut Controls | 95.4 | 4000 | 0.0005 | 93 | 62 | 59 | 0.9 | Elevated | 15000 | 0.901 | 1 |  | 0.1 | 16 | 16 | 0.09 | 0.09 | 0.08 | 0.09 | 0 | 0 | 0.05 | 0.04 | 0.04 | 0.03 | 0 | 0 | 0.04 | 0.03 | 0.03 | 0.03 | 0.01 | 0.01 | True | True | Non Federally-Regulated | 01/27/2020 |  | 07/20/2020
Hangzhou Huoshi Lighting Co.,Ltd | FLSNT | DSB11F25FILSM26-40 | Light Emitting Diode | Decorative Lamp | Edison Screw Base | Forward Phase Cut Controls | 95.4 | 4000 | 0.0005 | 93 | 62 | 59 | 0.9 | Elevated | 15000 | 0.901 | 1 |  | 0.1 | 16 | 16 | 0.09 | 0.09 | 0.08 | 0.09 | 0 | 0 | 0.05 | 0.04 | 0.04 | 0.03 | 0 | 0 | 0.04 | 0.03 | 0.03 | 0.03 | 0.01 | 0.01 | True | True | Non Federally-Regulated | 01/27/2020 |  | 07/20/2020
Hangzhou Huoshi Lighting Co.,Ltd | FLSNT | DSC725FILCL-27 | Light Emitting Diode | Decorative Lamp | Edison Screw Base | Forward Phase Cut Controls | 95.4 | 2700 | 0.0005 | 93 | 62 | 59 | 0.9 | Elevated | 15000 | 0.901 | 1 |  | 0.1 | 16 | 16 | 0.09 | 0.09 | 0.08 | 0.09 | 0 | 0 | 0.05 | 0.04 | 0.04 | 0.03 | 0 | 0 | 0.04 | 0.03 | 0.03 | 0.03 | 0.01 | 0.01 | True | True | Non Federally-Regulated | 01/27/2020 |  | 07/20/2020
Hangzhou Huoshi Lighting Co.,Ltd | FLSNT | DSC725FILWH-27 | Light Emitting Diode | Decorative Lamp | Edison Screw Base | Forward Phase Cut Controls | 95.4 | 2700 | 0.0005 | 93 | 62 | 59 | 0.9 | Elevated | 15000 | 0.901 | 1 |  | 0.1 | 16 | 16 | 0.09 | 0.09 | 0.08 | 0.09 | 0 | 0 | 0.05 | 0.04 | 0.04 | 0.03 | 0 | 0 | 0.04 | 0.03 | 0.03 | 0.03 | 0.01 | 0.01 | True | True | Non Federally-Regulated | 01/27/2020 |  | 07/20/2020
Hangzhou Huoshi Lighting Co.,Ltd | FLSNT | DSC725FILAM-27 | Light Emitting Diode | Decorative Lamp | Edison Screw Base | Forward Phase Cut Controls | 95.4 | 2700 | 0.0005 | 93 | 62 | 59 | 0.9 | Elevated | 15000 | 0.901 | 1 |  | 0.1 | 16 | 16 | 0.09 | 0.09 | 0.08 | 0.09 | 0 | 0 | 0.05 | 0.04 | 0.04 | 0.03 | 0 | 0 | 0.04 | 0.03 | 0.03 | 0.03 | 0.01 | 0.01 | True | True | Non Federally-Regulated | 01/27/2020 |  | 07/20/2020
Hangzhou Huoshi Lighting Co.,Ltd | FLSNT | DSC725FILFR-27 | Light Emitting Diode | Decorative Lamp | Edison Screw Base | Forward Phase Cut Controls | 95.4 | 2700 | 0.0005 | 93 | 62 | 59 | 0.9 | Elevated | 15000 | 0.901 | 1 |  | 0.1 | 16 | 16 | 0.09 | 0.09 | 0.08 | 0.09 | 0 | 0 | 0.05 | 0.04 | 0.04 | 0.03 | 0 | 0 | 0.04 | 0.03 | 0.03 | 0.03 | 0.01 | 0.01 | True | True | Non Federally-Regulated | 01/27/2020 |  | 07/20/2020
Hangzhou Huoshi Lighting Co.,Ltd | FLSNT | DSC725FILSM-27 | Light Emitting Diode | Decorative Lamp | Edison Screw Base | Forward Phase Cut Controls | 95.4 | 2700 | 0.0005 | 93 | 62 | 59 | 0.9 | Elevated | 15000 | 0.901 | 1 |  | 0.1 | 16 | 16 | 0.09 | 0.09 | 0.08 | 0.09 | 0 | 0 | 0.05 | 0.04 | 0.04 | 0.03 | 0 | 0 | 0.04 | 0.03 | 0.03 | 0.03 | 0.01 | 0.01 | True | True | Non Federally-Regulated | 01/27/2020 |  | 07/20/2020
Hangzhou Huoshi Lighting Co.,Ltd | FLSNT | DSC725FILCL-25 | Light Emitting Diode | Decorative Lamp | Edison Screw Base | Forward Phase Cut Controls | 95.4 | 2500 | 0.0005 | 93 | 62 | 59 | 0.9 | Elevated | 15000 | 0.901 | 1 |  | 0.1 | 16 | 16 | 0.09 | 0.09 | 0.08 | 0.09 | 0 | 0 | 0.05 | 0.04 | 0.04 | 0.03 | 0 | 0 | 0.04 | 0.03 | 0.03 | 0.03 | 0.01 | 0.01 | True | True | Non Federally-Regulated | 01/27/2020 |  | 07/20/2020
Hangzhou Huoshi Lighting Co.,Ltd | FLSNT | DSC725FILWH-25 | Light Emitting Diode | Decorative Lamp | Edison Screw Base | Forward Phase Cut Controls | 95.4 | 2500 | 0.0005 | 93 | 62 | 59 | 0.9 | Elevated | 15000 | 0.901 | 1 |  | 0.1 | 16 | 16 | 0.09 | 0.09 | 0.08 | 0.09 | 0 | 0 | 0.05 | 0.04 | 0.04 | 0.03 | 0 | 0 | 0.04 | 0.03 | 0.03 | 0.03 | 0.01 | 0.01 | True | True | Non Federally-Regulated | 01/27/2020 |  | 07/20/2020
Hangzhou Huoshi Lighting Co.,Ltd | FLSNT | DSC725FILAM-25 | Light Emitting Diode | Decorative Lamp | Edison Screw Base | Forward Phase Cut Controls | 95.4 | 2500 | 0.0005 | 93 | 62 | 59 | 0.9 | Elevated | 15000 | 0.901 | 1 |  | 0.1 | 16 | 16 | 0.09 | 0.09 | 0.08 | 0.09 | 0 | 0 | 0.05 | 0.04 | 0.04 | 0.03 | 0 | 0 | 0.04 | 0.03 | 0.03 | 0.03 | 0.01 | 0.01 | True | True | Non Federally-Regulated | 01/27/2020 |  | 07/20/2020
Hangzhou Huoshi Lighting Co.,Ltd | FLSNT | DSC725FILFR-25 | Light Emitting Diode | Decorative Lamp | Edison Screw Base | Forward Phase Cut Controls | 95.4 | 2500 | 0.0005 | 93 | 62 | 59 | 0.9 | Elevated | 15000 | 0.901 | 1 |  | 0.1 | 16 | 16 | 0.09 | 0.09 | 0.08 | 0.09 | 0 | 0 | 0.05 | 0.04 | 0.04 | 0.03 | 0 | 0 | 0.04 | 0.03 | 0.03 | 0.03 | 0.01 | 0.01 | True | True | Non Federally-Regulated | 01/27/2020 |  | 07/20/2020
Hangzhou Huoshi Lighting Co.,Ltd | FLSNT | DSC725FILSM-25 | Light Emitting Diode | Decorative Lamp | Edison Screw Base | Forward Phase Cut Controls | 95.4 | 2500 | 0.0005 | 93 | 62 | 59 | 0.9 | Elevated | 15000 | 0.901 | 1 |  | 0.1 | 16 | 16 | 0.09 | 0.09 | 0.08 | 0.09 | 0 | 0 | 0.05 | 0.04 | 0.04 | 0.03 | 0 | 0 | 0.04 | 0.03 | 0.03 | 0.03 | 0.01 | 0.01 | True | True | Non Federally-Regulated | 01/27/2020 |  | 07/20/2020
Hangzhou Huoshi Lighting Co.,Ltd | FLSNT | DSC725FILCL-40 | Light Emitting Diode | Decorative Lamp | Edison Screw Base | Forward Phase Cut Controls | 95.4 | 4000 | 0.0005 | 93 | 62 | 59 | 0.9 | Elevated | 15000 | 0.901 | 1 |  | 0.1 | 16 | 16 | 0.09 | 0.09 | 0.08 | 0.09 | 0 | 0 | 0.05 | 0.04 | 0.04 | 0.03 | 0 | 0 | 0.04 | 0.03 | 0.03 | 0.03 | 0.01 | 0.01 | True | True | Non Federally-Regulated | 01/27/2020 |  | 07/20/2020
Hangzhou Huoshi Lighting Co.,Ltd | FLSNT | DSC725FILWH-40 | Light Emitting Diode | Decorative Lamp | Edison Screw Base | Forward Phase Cut Controls | 95.4 | 4000 | 0.0005 | 93 | 62 | 59 | 0.9 | Elevated | 15000 | 0.901 | 1 |  | 0.1 | 16 | 16 | 0.09 | 0.09 | 0.08 | 0.09 | 0 | 0 | 0.05 | 0.04 | 0.04 | 0.03 | 0 | 0 | 0.04 | 0.03 | 0.03 | 0.03 | 0.01 | 0.01 | True | True | Non Federally-Regulated | 01/27/2020 |  | 07/20/2020
Hangzhou Huoshi Lighting Co.,Ltd | FLSNT | DSC725FILAM-40 | Light Emitting Diode | Decorative Lamp | Edison Screw Base | Forward Phase Cut Controls | 95.4 | 4000 | 0.0005 | 93 | 62 | 59 | 0.9 | Elevated | 15000 | 0.901 | 1 |  | 0.1 | 16 | 16 | 0.09 | 0.09 | 0.08 | 0.09 | 0 | 0 | 0.05 | 0.04 | 0.04 | 0.03 | 0 | 0 | 0.04 | 0.03 | 0.03 | 0.03 | 0.01 | 0.01 | True | True | Non Federally-Regulated | 01/27/2020 |  | 07/20/2020
Hangzhou Huoshi Lighting Co.,Ltd | FLSNT | DSST1425FILFR-40 | Light Emitting Diode | Decorative Lamp | Edison Screw Base | Forward Phase Cut Controls | 95.4 | 4000 | 0.0005 | 93 | 62 | 59 | 0.9 | Elevated | 15000 | 0.901 | 1 |  | 0.1 | 16 | 16 | 0.09 | 0.09 | 0.08 | 0.09 | 0 | 0 | 0.05 | 0.04 | 0.04 | 0.03 | 0 | 0 | 0.04 | 0.03 | 0.03 | 0.03 | 0.01 | 0.01 | True | True | Non Federally-Regulated | 01/27/2020 |  | 07/20/2020
Hangzhou Huoshi Lighting Co.,Ltd | FLSNT | DSST1425FILSM-40 | Light Emitting Diode | Decorative Lamp | Edison Screw Base | Forward Phase Cut Controls | 95.4 | 4000 | 0.0005 | 93 | 62 | 59 | 0.9 | Elevated | 15000 | 0.901 | 1 |  | 0.1 | 16 | 16 | 0.09 | 0.09 | 0.08 | 0.09 | 0 | 0 | 0.05 | 0.04 | 0.04 | 0.03 | 0 | 0 | 0.04 | 0.03 | 0.03 | 0.03 | 0.01 | 0.01 | True | True | Non Federally-Regulated | 01/27/2020 |  | 07/20/2020
Hangzhou Huoshi Lighting Co.,Ltd | FLSNT | DSST1925FILCL-40 | Light Emitting Diode | Decorative Lamp | Edison Screw Base | Forward Phase Cut Controls | 95.4 | 4000 | 0.0005 | 93 | 62 | 59 | 0.9 | Elevated | 15000 | 0.901 | 1 |  | 0.1 | 16 | 16 | 0.09 | 0.09 | 0.08 | 0.09 | 0 | 0 | 0.05 | 0.04 | 0.04 | 0.03 | 0 | 0 | 0.04 | 0.03 | 0.03 | 0.03 | 0.01 | 0.01 | True | True | Non Federally-Regulated | 01/27/2020 |  | 07/20/2020
Hangzhou Huoshi Lighting Co.,Ltd | FLSNT | DSST1925FILWH-40 | Light Emitting Diode | Decorative Lamp | Edison Screw Base | Forward Phase Cut Controls | 95.4 | 4000 | 0.0005 | 93 | 62 | 59 | 0.9 | Elevated | 15000 | 0.901 | 1 |  | 0.1 | 16 | 16 | 0.09 | 0.09 | 0.08 | 0.09 | 0 | 0 | 0.05 | 0.04 | 0.04 | 0.03 | 0 | 0 | 0.04 | 0.03 | 0.03 | 0.03 | 0.01 | 0.01 | True | True | Non Federally-Regulated | 01/27/2020 |  | 07/20/2020
Hangzhou Huoshi Lighting Co.,Ltd | FLSNT | DSST1925FILAM-40 | Light Emitting Diode | Decorative Lamp | Edison Screw Base | Forward Phase Cut Controls | 95.4 | 4000 | 0.0005 | 93 | 62 | 59 | 0.9 | Elevated | 15000 | 0.901 | 1 |  | 0.1 | 16 | 16 | 0.09 | 0.09 | 0.08 | 0.09 | 0 | 0 | 0.05 | 0.04 | 0.04 | 0.03 | 0 | 0 | 0.04 | 0.03 | 0.03 | 0.03 | 0.01 | 0.01 | True | True | Non Federally-Regulated | 01/27/2020 |  | 07/20/2020
Hangzhou Huoshi Lighting Co.,Ltd | FLSNT | DSST1925FILFR-40 | Light Emitting Diode | Decorative Lamp | Edison Screw Base | Forward Phase Cut Controls | 95.4 | 4000 | 0.0005 | 93 | 62 | 59 | 0.9 | Elevated | 15000 | 0.901 | 1 |  | 0.1 | 16 | 16 | 0.09 | 0.09 | 0.08 | 0.09 | 0 | 0 | 0.05 | 0.04 | 0.04 | 0.03 | 0 | 0 | 0.04 | 0.03 | 0.03 | 0.03 | 0.01 | 0.01 | True | True | Non Federally-Regulated | 01/27/2020 |  | 07/20/2020
Hangzhou Huoshi Lighting Co.,Ltd | FLSNT | DSST1925FILSM-40 | Light Emitting Diode | Decorative Lamp | Edison Screw Base | Forward Phase Cut Controls | 95.4 | 4000 | 0.0005 | 93 | 62 | 59 | 0.9 | Elevated | 15000 | 0.901 | 1 |  | 0.1 | 16 | 16 | 0.09 | 0.09 | 0.08 | 0.09 | 0 | 0 | 0.05 | 0.04 | 0.04 | 0.03 | 0 | 0 | 0.04 | 0.03 | 0.03 | 0.03 | 0.01 | 0.01 | True | True | Non Federally-Regulated | 01/27/2020 |  | 07/20/2020
Hangzhou Huoshi Lighting Co.,Ltd | FLSNT | DSST2125FILCL-40 | Light Emitting Diode | Decorative Lamp | Edison Screw Base | Forward Phase Cut Controls | 95.4 | 4000 | 0.0005 | 93 | 62 | 59 | 0.9 | Elevated | 15000 | 0.901 | 1 |  | 0.1 | 16 | 16 | 0.09 | 0.09 | 0.08 | 0.09 | 0 | 0 | 0.05 | 0.04 | 0.04 | 0.03 | 0 | 0 | 0.04 | 0.03 | 0.03 | 0.03 | 0.01 | 0.01 | True | True | Non Federally-Regulated | 01/27/2020 |  | 07/20/2020
Hangzhou Huoshi Lighting Co.,Ltd | FLSNT | DSST2125FILWH-40 | Light Emitting Diode | Decorative Lamp | Edison Screw Base | Forward Phase Cut Controls | 95.4 | 4000 | 0.0005 | 93 | 62 | 59 | 0.9 | Elevated | 15000 | 0.901 | 1 |  | 0.1 | 16 | 16 | 0.09 | 0.09 | 0.08 | 0.09 | 0 | 0 | 0.05 | 0.04 | 0.04 | 0.03 | 0 | 0 | 0.04 | 0.03 | 0.03 | 0.03 | 0.01 | 0.01 | True | True | Non Federally-Regulated | 01/27/2020 |  | 07/20/2020
Hangzhou Huoshi Lighting Co.,Ltd | FLSNT | DSST2125FILAM-40 | Light Emitting Diode | Decorative Lamp | Edison Screw Base | Forward Phase Cut Controls | 95.4 | 4000 | 0.0005 | 93 | 62 | 59 | 0.9 | Elevated | 15000 | 0.901 | 1 |  | 0.1 | 16 | 16 | 0.09 | 0.09 | 0.08 | 0.09 | 0 | 0 | 0.05 | 0.04 | 0.04 | 0.03 | 0 | 0 | 0.04 | 0.03 | 0.03 | 0.03 | 0.01 | 0.01 | True | True | Non Federally-Regulated | 01/27/2020 |  | 07/20/2020
Hangzhou Huoshi Lighting Co.,Ltd | FLSNT | DSST2125FILFR-40 | Light Emitting Diode | Decorative Lamp | Edison Screw Base | Forward Phase Cut Controls | 95.4 | 4000 | 0.0005 | 93 | 62 | 59 | 0.9 | Elevated | 15000 | 0.901 | 1 |  | 0.1 | 16 | 16 | 0.09 | 0.09 | 0.08 | 0.09 | 0 | 0 | 0.05 | 0.04 | 0.04 | 0.03 | 0 | 0 | 0.04 | 0.03 | 0.03 | 0.03 | 0.01 | 0.01 | True | True | Non Federally-Regulated | 01/27/2020 |  | 07/20/2020
Hangzhou Huoshi Lighting Co.,Ltd | FLSNT | DSST2125FILSM-40 | Light Emitting Diode | Decorative Lamp | Edison Screw Base | Forward Phase Cut Controls | 95.4 | 4000 | 0.0005 | 93 | 62 | 59 | 0.9 | Elevated | 15000 | 0.901 | 1 |  | 0.1 | 16 | 16 | 0.09 | 0.09 | 0.08 | 0.09 | 0 | 0 | 0.05 | 0.04 | 0.04 | 0.03 | 0 | 0 | 0.04 | 0.03 | 0.03 | 0.03 | 0.01 | 0.01 | True | True | Non Federally-Regulated | 01/27/2020 |  | 07/20/2020
Hangzhou Huoshi Lighting Co.,Ltd | FLSNT | DSC725FILCL-23 | Light Emitting Diode | Decorative Lamp | Edison Screw Base | Forward Phase Cut Controls | 95.4 | 2300 | 0.0005 | 93 | 62 | 59 | 0.9 | Elevated | 15000 | 0.901 | 1 |  | 0.1 | 16 | 16 | 0.09 | 0.09 | 0.08 | 0.09 | 0 | 0 | 0.05 | 0.04 | 0.04 | 0.03 | 0 | 0 | 0.04 | 0.03 | 0.03 | 0.03 | 0.01 | 0.01 | True | True | Non Federally-Regulated | 01/27/2020 |  | 07/20/2020
Hangzhou Huoshi Lighting Co.,Ltd | FLSNT | DSC725FILWH-23 | Light Emitting Diode | Decorative Lamp | Edison Screw Base | Forward Phase Cut Controls | 95.4 | 2300 | 0.0005 | 93 | 62 | 59 | 0.9 | Elevated | 15000 | 0.901 | 1 |  | 0.1 | 16 | 16 | 0.09 | 0.09 | 0.08 | 0.09 | 0 | 0 | 0.05 | 0.04 | 0.04 | 0.03 | 0 | 0 | 0.04 | 0.03 | 0.03 | 0.03 | 0.01 | 0.01 | True | True | Non Federally-Regulated | 01/27/2020 |  | 07/20/2020
Hangzhou Huoshi Lighting Co.,Ltd | FLSNT | DSC725FILAM-23 | Light Emitting Diode | Decorative Lamp | Edison Screw Base | Forward Phase Cut Controls | 95.4 | 2300 | 0.0005 | 93 | 62 | 59 | 0.9 | Elevated | 15000 | 0.901 | 1 |  | 0.1 | 16 | 16 | 0.09 | 0.09 | 0.08 | 0.09 | 0 | 0 | 0.05 | 0.04 | 0.04 | 0.03 | 0 | 0 | 0.04 | 0.03 | 0.03 | 0.03 | 0.01 | 0.01 | True | True | Non Federally-Regulated | 01/27/2020 |  | 07/20/2020
Hangzhou Huoshi Lighting Co.,Ltd | FLSNT | DSC725FILFR-23 | Light Emitting Diode | Decorative Lamp | Edison Screw Base | Forward Phase Cut Controls | 95.4 | 2300 | 0.0005 | 93 | 62 | 59 | 0.9 | Elevated | 15000 | 0.901 | 1 |  | 0.1 | 16 | 16 | 0.09 | 0.09 | 0.08 | 0.09 | 0 | 0 | 0.05 | 0.04 | 0.04 | 0.03 | 0 | 0 | 0.04 | 0.03 | 0.03 | 0.03 | 0.01 | 0.01 | True | True | Non Federally-Regulated | 01/27/2020 |  | 07/20/2020
Hangzhou Huoshi Lighting Co.,Ltd | FLSNT | DSC725FILSM-23 | Light Emitting Diode | Decorative Lamp | Edison Screw Base | Forward Phase Cut Controls | 95.4 | 2300 | 0.0005 | 93 | 62 | 59 | 0.9 | Elevated | 15000 | 0.901 | 1 |  | 0.1 | 16 | 16 | 0.09 | 0.09 | 0.08 | 0.09 | 0 | 0 | 0.05 | 0.04 | 0.04 | 0.03 | 0 | 0 | 0.04 | 0.03 | 0.03 | 0.03 | 0.01 | 0.01 | True | True | Non Federally-Regulated | 01/27/2020 |  | 07/20/2020
Hangzhou Huoshi Lighting Co.,Ltd | FLSNT | DSC725FILCL-30 | Light Emitting Diode | Decorative Lamp | Edison Screw Base | Forward Phase Cut Controls | 95.4 | 3000 | 0.0005 | 93 | 62 | 59 | 0.9 | Elevated | 15000 | 0.901 | 1 |  | 0.1 | 16 | 16 | 0.09 | 0.09 | 0.08 | 0.09 | 0 | 0 | 0.05 | 0.04 | 0.04 | 0.03 | 0 | 0 | 0.04 | 0.03 | 0.03 | 0.03 | 0.01 | 0.01 | True | True | Non Federally-Regulated | 01/27/2020 |  | 07/20/2020
Hangzhou Huoshi Lighting Co.,Ltd | FLSNT | DSC725FILWH-30 | Light Emitting Diode | Decorative Lamp | Edison Screw Base | Forward Phase Cut Controls | 95.4 | 3000 | 0.0005 | 93 | 62 | 59 | 0.9 | Elevated | 15000 | 0.901 | 1 |  | 0.1 | 16 | 16 | 0.09 | 0.09 | 0.08 | 0.09 | 0 | 0 | 0.05 | 0.04 | 0.04 | 0.03 | 0 | 0 | 0.04 | 0.03 | 0.03 | 0.03 | 0.01 | 0.01 | True | True | Non Federally-Regulated | 01/27/2020 |  | 07/20/2020
Hangzhou Huoshi Lighting Co.,Ltd | FLSNT | DSC725FILAM-30 | Light Emitting Diode | Decorative Lamp | Edison Screw Base | Forward Phase Cut Controls | 95.4 | 3000 | 0.0005 | 93 | 62 | 59 | 0.9 | Elevated | 15000 | 0.901 | 1 |  | 0.1 | 16 | 16 | 0.09 | 0.09 | 0.08 | 0.09 | 0 | 0 | 0.05 | 0.04 | 0.04 | 0.03 | 0 | 0 | 0.04 | 0.03 | 0.03 | 0.03 | 0.01 | 0.01 | True | True | Non Federally-Regulated | 01/27/2020 |  | 07/20/2020
Hangzhou Huoshi Lighting Co.,Ltd | FLSNT | DSC725FILFR-30 | Light Emitting Diode | Decorative Lamp | Edison Screw Base | Forward Phase Cut Controls | 95.4 | 3000 | 0.0005 | 93 | 62 | 59 | 0.9 | Elevated | 15000 | 0.901 | 1 |  | 0.1 | 16 | 16 | 0.09 | 0.09 | 0.08 | 0.09 | 0 | 0 | 0.05 | 0.04 | 0.04 | 0.03 | 0 | 0 | 0.04 | 0.03 | 0.03 | 0.03 | 0.01 | 0.01 | True | True | Non Federally-Regulated | 01/27/2020 |  | 07/20/2020
Hangzhou Huoshi Lighting Co.,Ltd | FLSNT | DSC725FILSM-30 | Light Emitting Diode | Decorative Lamp | Edison Screw Base | Forward Phase Cut Controls | 95.4 | 3000 | 0.0005 | 93 | 62 | 59 | 0.9 | Elevated | 15000 | 0.901 | 1 |  | 0.1 | 16 | 16 | 0.09 | 0.09 | 0.08 | 0.09 | 0 | 0 | 0.05 | 0.04 | 0.04 | 0.03 | 0 | 0 | 0.04 | 0.03 | 0.03 | 0.03 | 0.01 | 0.01 | True | True | Non Federally-Regulated | 01/27/2020 |  | 07/20/2020
Hangzhou Huoshi Lighting Co.,Ltd | FLSNT | DSC725FILFR-40 | Light Emitting Diode | Decorative Lamp | Edison Screw Base | Forward Phase Cut Controls | 95.4 | 4000 | 0.0005 | 93 | 62 | 59 | 0.9 | Elevated | 15000 | 0.901 | 1 |  | 0.1 | 16 | 16 | 0.09 | 0.09 | 0.08 | 0.09 | 0 | 0 | 0.05 | 0.04 | 0.04 | 0.03 | 0 | 0 | 0.04 | 0.03 | 0.03 | 0.03 | 0.01 | 0.01 | True | True | Non Federally-Regulated | 01/27/2020 |  | 07/20/2020
Hangzhou Huoshi Lighting Co.,Ltd | FLSNT | DSC725FILSM-40 | Light Emitting Diode | Decorative Lamp | Edison Screw Base | Forward Phase Cut Controls | 95.4 | 4000 | 0.0005 | 93 | 62 | 59 | 0.9 | Elevated | 15000 | 0.901 | 1 |  | 0.1 | 16 | 16 | 0.09 | 0.09 | 0.08 | 0.09 | 0 | 0 | 0.05 | 0.04 | 0.04 | 0.03 | 0 | 0 | 0.04 | 0.03 | 0.03 | 0.03 | 0.01 | 0.01 | True | True | Non Federally-Regulated | 01/27/2020 |  | 07/20/2020
Hangzhou Huoshi Lighting Co.,Ltd | FLSNT | DST625FILCL-27 | Light Emitting Diode | Omnidirectional Lamp | Edison Screw Base | Forward Phase Cut Controls | 95.4 | 2700 | 0.0005 | 93 | 62 | 59 | 0.9 | Elevated | 15000 | 0.901 | 1 |  | 0.1 | 16 | 16 | 0.09 | 0.09 | 0.08 | 0.09 | 0 | 0 | 0.05 | 0.04 | 0.04 | 0.03 | 0 | 0 | 0.04 | 0.03 | 0.03 | 0.03 | 0.01 | 0.01 | True | True | Non Federally-Regulated | 01/27/2020 |  | 07/20/2020
Hangzhou Huoshi Lighting Co.,Ltd | FLSNT | DST625FILWH-27 | Light Emitting Diode | Omnidirectional Lamp | Edison Screw Base | Forward Phase Cut Controls | 95.4 | 2700 | 0.0005 | 93 | 62 | 59 | 0.9 | Elevated | 15000 | 0.901 | 1 |  | 0.1 | 16 | 16 | 0.09 | 0.09 | 0.08 | 0.09 | 0 | 0 | 0.05 | 0.04 | 0.04 | 0.03 | 0 | 0 | 0.04 | 0.03 | 0.03 | 0.03 | 0.01 | 0.01 | True | True | Non Federally-Regulated | 01/27/2020 |  | 07/20/2020
Hangzhou Huoshi Lighting Co.,Ltd | FLSNT | DST625FILAM-27 | Light Emitting Diode | Omnidirectional Lamp | Edison Screw Base | Forward Phase Cut Controls | 95.4 | 2700 | 0.0005 | 93 | 62 | 59 | 0.9 | Elevated | 15000 | 0.901 | 1 |  | 0.1 | 16 | 16 | 0.09 | 0.09 | 0.08 | 0.09 | 0 | 0 | 0.05 | 0.04 | 0.04 | 0.03 | 0 | 0 | 0.04 | 0.03 | 0.03 | 0.03 | 0.01 | 0.01 | True | True | Non Federally-Regulated | 01/27/2020 |  | 07/20/2020
Hangzhou Huoshi Lighting Co.,Ltd | FLSNT | DST625FILFR-27 | Light Emitting Diode | Omnidirectional Lamp | Edison Screw Base | Forward Phase Cut Controls | 95.4 | 2700 | 0.0005 | 93 | 62 | 59 | 0.9 | Elevated | 15000 | 0.901 | 1 |  | 0.1 | 16 | 16 | 0.09 | 0.09 | 0.08 | 0.09 | 0 | 0 | 0.05 | 0.04 | 0.04 | 0.03 | 0 | 0 | 0.04 | 0.03 | 0.03 | 0.03 | 0.01 | 0.01 | True | True | Non Federally-Regulated | 01/27/2020 |  | 07/20/2020
Hangzhou Huoshi Lighting Co.,Ltd | FLSNT | DST625FILSM-27 | Light Emitting Diode | Omnidirectional Lamp | Edison Screw Base | Forward Phase Cut Controls | 95.4 | 2700 | 0.0005 | 93 | 62 | 59 | 0.9 | Elevated | 15000 | 0.901 | 1 |  | 0.1 | 16 | 16 | 0.09 | 0.09 | 0.08 | 0.09 | 0 | 0 | 0.05 | 0.04 | 0.04 | 0.03 | 0 | 0 | 0.04 | 0.03 | 0.03 | 0.03 | 0.01 | 0.01 | True | True | Non Federally-Regulated | 01/27/2020 |  | 07/20/2020
Hangzhou Huoshi Lighting Co.,Ltd | FLSNT | DST1025FILCL-27 | Light Emitting Diode | Omnidirectional Lamp | Edison Screw Base | Forward Phase Cut Controls | 95.4 | 2700 | 0.0005 | 93 | 62 | 59 | 0.9 | Elevated | 15000 | 0.901 | 1 |  | 0.1 | 16 | 16 | 0.09 | 0.09 | 0.08 | 0.09 | 0 | 0 | 0.05 | 0.04 | 0.04 | 0.03 | 0 | 0 | 0.04 | 0.03 | 0.03 | 0.03 | 0.01 | 0.01 | True | True | Non Federally-Regulated | 01/27/2020 |  | 07/20/2020
Hangzhou Huoshi Lighting Co.,Ltd | FLSNT | DST1025FILWH-27 | Light Emitting Diode | Omnidirectional Lamp | Edison Screw Base | Forward Phase Cut Controls | 95.4 | 2700 | 0.0005 | 93 | 62 | 59 | 0.9 | Elevated | 15000 | 0.901 | 1 |  | 0.1 | 16 | 16 | 0.09 | 0.09 | 0.08 | 0.09 | 0 | 0 | 0.05 | 0.04 | 0.04 | 0.03 | 0 | 0 | 0.04 | 0.03 | 0.03 | 0.03 | 0.01 | 0.01 | True | True | Non Federally-Regulated | 01/27/2020 |  | 07/20/2020
Hangzhou Huoshi Lighting Co.,Ltd | FLSNT | DST1025FILAM-27 | Light Emitting Diode | Omnidirectional Lamp | Edison Screw Base | Forward Phase Cut Controls | 95.4 | 2700 | 0.0005 | 93 | 62 | 59 | 0.9 | Elevated | 15000 | 0.901 | 1 |  | 0.1 | 16 | 16 | 0.09 | 0.09 | 0.08 | 0.09 | 0 | 0 | 0.05 | 0.04 | 0.04 | 0.03 | 0 | 0 | 0.04 | 0.03 | 0.03 | 0.03 | 0.01 | 0.01 | True | True | Non Federally-Regulated | 01/27/2020 |  | 07/20/2020
Hangzhou Huoshi Lighting Co.,Ltd | FLSNT | DST1025FILFR-27 | Light Emitting Diode | Omnidirectional Lamp | Edison Screw Base | Forward Phase Cut Controls | 95.4 | 2700 | 0.0005 | 93 | 62 | 59 | 0.9 | Elevated | 15000 | 0.901 | 1 |  | 0.1 | 16 | 16 | 0.09 | 0.09 | 0.08 | 0.09 | 0 | 0 | 0.05 | 0.04 | 0.04 | 0.03 | 0 | 0 | 0.04 | 0.03 | 0.03 | 0.03 | 0.01 | 0.01 | True | True | Non Federally-Regulated | 01/27/2020 |  | 07/20/2020
Hangzhou Huoshi Lighting Co.,Ltd | FLSNT | DST1025FILSM-27 | Light Emitting Diode | Omnidirectional Lamp | Edison Screw Base | Forward Phase Cut Controls | 95.4 | 2700 | 0.0005 | 93 | 62 | 59 | 0.9 | Elevated | 15000 | 0.901 | 1 |  | 0.1 | 16 | 16 | 0.09 | 0.09 | 0.08 | 0.09 | 0 | 0 | 0.05 | 0.04 | 0.04 | 0.03 | 0 | 0 | 0.04 | 0.03 | 0.03 | 0.03 | 0.01 | 0.01 | True | True | Non Federally-Regulated | 01/27/2020 |  | 07/20/2020
Hangzhou Huoshi Lighting Co.,Ltd | FLSNT | DST1425FILCL-27 | Light Emitting Diode | Omnidirectional Lamp | Edison Screw Base | Forward Phase Cut Controls | 95.4 | 2700 | 0.0005 | 93 | 62 | 59 | 0.9 | Elevated | 15000 | 0.901 | 1 |  | 0.1 | 16 | 16 | 0.09 | 0.09 | 0.08 | 0.09 | 0 | 0 | 0.05 | 0.04 | 0.04 | 0.03 | 0 | 0 | 0.04 | 0.03 | 0.03 | 0.03 | 0.01 | 0.01 | True | True | Non Federally-Regulated | 01/27/2020 |  | 07/20/2020
Hangzhou Huoshi Lighting Co.,Ltd | FLSNT | DST1425FILWH-27 | Light Emitting Diode | Omnidirectional Lamp | Edison Screw Base | Forward Phase Cut Controls | 95.4 | 2700 | 0.0005 | 93 | 62 | 59 | 0.9 | Elevated | 15000 | 0.901 | 1 |  | 0.1 | 16 | 16 | 0.09 | 0.09 | 0.08 | 0.09 | 0 | 0 | 0.05 | 0.04 | 0.04 | 0.03 | 0 | 0 | 0.04 | 0.03 | 0.03 | 0.03 | 0.01 | 0.01 | True | True | Non Federally-Regulated | 01/27/2020 |  | 07/20/2020
Hangzhou Huoshi Lighting Co.,Ltd | FLSNT | DST1425FILAM-27 | Light Emitting Diode | Omnidirectional Lamp | Edison Screw Base | Forward Phase Cut Controls | 95.4 | 2700 | 0.0005 | 93 | 62 | 59 | 0.9 | Elevated | 15000 | 0.901 | 1 |  | 0.1 | 16 | 16 | 0.09 | 0.09 | 0.08 | 0.09 | 0 | 0 | 0.05 | 0.04 | 0.04 | 0.03 | 0 | 0 | 0.04 | 0.03 | 0.03 | 0.03 | 0.01 | 0.01 | True | True | Non Federally-Regulated | 01/27/2020 |  | 07/20/2020
Hangzhou Huoshi Lighting Co.,Ltd | FLSNT | DST625FILCL-23 | Light Emitting Diode | Omnidirectional Lamp | Edison Screw Base | Forward Phase Cut Controls | 95.4 | 2300 | 0.0005 | 93 | 62 | 59 | 0.9 | Elevated | 15000 | 0.901 | 1 |  | 0.1 | 16 | 16 | 0.09 | 0.09 | 0.08 | 0.09 | 0 | 0 | 0.05 | 0.04 | 0.04 | 0.03 | 0 | 0 | 0.04 | 0.03 | 0.03 | 0.03 | 0.01 | 0.01 | True | True | Non Federally-Regulated | 01/27/2020 |  | 07/20/2020
Hangzhou Huoshi Lighting Co.,Ltd | FLSNT | DST625FILWH-23 | Light Emitting Diode | Omnidirectional Lamp | Edison Screw Base | Forward Phase Cut Controls | 95.4 | 2300 | 0.0005 | 93 | 62 | 59 | 0.9 | Elevated | 15000 | 0.901 | 1 |  | 0.1 | 16 | 16 | 0.09 | 0.09 | 0.08 | 0.09 | 0 | 0 | 0.05 | 0.04 | 0.04 | 0.03 | 0 | 0 | 0.04 | 0.03 | 0.03 | 0.03 | 0.01 | 0.01 | True | True | Non Federally-Regulated | 01/27/2020 |  | 07/20/2020
Hangzhou Huoshi Lighting Co.,Ltd | FLSNT | DST625FILAM-23 | Light Emitting Diode | Omnidirectional Lamp | Edison Screw Base | Forward Phase Cut Controls | 95.4 | 2300 | 0.0005 | 93 | 62 | 59 | 0.9 | Elevated | 15000 | 0.901 | 1 |  | 0.1 | 16 | 16 | 0.09 | 0.09 | 0.08 | 0.09 | 0 | 0 | 0.05 | 0.04 | 0.04 | 0.03 | 0 | 0 | 0.04 | 0.03 | 0.03 | 0.03 | 0.01 | 0.01 | True | True | Non Federally-Regulated | 01/27/2020 |  | 07/20/2020
Hangzhou Huoshi Lighting Co.,Ltd | FLSNT | DST625FILFR-23 | Light Emitting Diode | Omnidirectional Lamp | Edison Screw Base | Forward Phase Cut Controls | 95.4 | 2300 | 0.0005 | 93 | 62 | 59 | 0.9 | Elevated | 15000 | 0.901 | 1 |  | 0.1 | 16 | 16 | 0.09 | 0.09 | 0.08 | 0.09 | 0 | 0 | 0.05 | 0.04 | 0.04 | 0.03 | 0 | 0 | 0.04 | 0.03 | 0.03 | 0.03 | 0.01 | 0.01 | True | True | Non Federally-Regulated | 01/27/2020 |  | 07/20/2020
Hangzhou Huoshi Lighting Co.,Ltd | FLSNT | DST625FILSM-23 | Light Emitting Diode | Omnidirectional Lamp | Edison Screw Base | Forward Phase Cut Controls | 95.4 | 2300 | 0.0005 | 93 | 62 | 59 | 0.9 | Elevated | 15000 | 0.901 | 1 |  | 0.1 | 16 | 16 | 0.09 | 0.09 | 0.08 | 0.09 | 0 | 0 | 0.05 | 0.04 | 0.04 | 0.03 | 0 | 0 | 0.04 | 0.03 | 0.03 | 0.03 | 0.01 | 0.01 | True | True | Non Federally-Regulated | 01/27/2020 |  | 07/20/2020
Hangzhou Huoshi Lighting Co.,Ltd | FLSNT | DST1025FILCL-23 | Light Emitting Diode | Omnidirectional Lamp | Edison Screw Base | Forward Phase Cut Controls | 95.4 | 2300 | 0.0005 | 93 | 62 | 59 | 0.9 | Elevated | 15000 | 0.901 | 1 |  | 0.1 | 16 | 16 | 0.09 | 0.09 | 0.08 | 0.09 | 0 | 0 | 0.05 | 0.04 | 0.04 | 0.03 | 0 | 0 | 0.04 | 0.03 | 0.03 | 0.03 | 0.01 | 0.01 | True | True | Non Federally-Regulated | 01/27/2020 |  | 07/20/2020
Hangzhou Huoshi Lighting Co.,Ltd | FLSNT | DST1025FILWH-23 | Light Emitting Diode | Omnidirectional Lamp | Edison Screw Base | Forward Phase Cut Controls | 95.4 | 2300 | 0.0005 | 93 | 62 | 59 | 0.9 | Elevated | 15000 | 0.901 | 1 |  | 0.1 | 16 | 16 | 0.09 | 0.09 | 0.08 | 0.09 | 0 | 0 | 0.05 | 0.04 | 0.04 | 0.03 | 0 | 0 | 0.04 | 0.03 | 0.03 | 0.03 | 0.01 | 0.01 | True | True | Non Federally-Regulated | 01/27/2020 |  | 07/20/2020
Hangzhou Huoshi Lighting Co.,Ltd | FLSNT | DST1025FILAM-23 | Light Emitting Diode | Omnidirectional Lamp | Edison Screw Base | Forward Phase Cut Controls | 95.4 | 2300 | 0.0005 | 93 | 62 | 59 | 0.9 | Elevated | 15000 | 0.901 | 1 |  | 0.1 | 16 | 16 | 0.09 | 0.09 | 0.08 | 0.09 | 0 | 0 | 0.05 | 0.04 | 0.04 | 0.03 | 0 | 0 | 0.04 | 0.03 | 0.03 | 0.03 | 0.01 | 0.01 | True | True | Non Federally-Regulated | 01/27/2020 |  | 07/20/2020
Hangzhou Huoshi Lighting Co.,Ltd | FLSNT | DST1025FILFR-23 | Light Emitting Diode | Omnidirectional Lamp | Edison Screw Base | Forward Phase Cut Controls | 95.4 | 2300 | 0.0005 | 93 | 62 | 59 | 0.9 | Elevated | 15000 | 0.901 | 1 |  | 0.1 | 16 | 16 | 0.09 | 0.09 | 0.08 | 0.09 | 0 | 0 | 0.05 | 0.04 | 0.04 | 0.03 | 0 | 0 | 0.04 | 0.03 | 0.03 | 0.03 | 0.01 | 0.01 | True | True | Non Federally-Regulated | 01/27/2020 |  | 07/20/2020
Hangzhou Huoshi Lighting Co.,Ltd | FLSNT | DST1025FILSM-23 | Light Emitting Diode | Omnidirectional Lamp | Edison Screw Base | Forward Phase Cut Controls | 95.4 | 2300 | 0.0005 | 93 | 62 | 59 | 0.9 | Elevated | 15000 | 0.901 | 1 |  | 0.1 | 16 | 16 | 0.09 | 0.09 | 0.08 | 0.09 | 0 | 0 | 0.05 | 0.04 | 0.04 | 0.03 | 0 | 0 | 0.04 | 0.03 | 0.03 | 0.03 | 0.01 | 0.01 | True | True | Non Federally-Regulated | 01/27/2020 |  | 07/20/2020
Hangzhou Huoshi Lighting Co.,Ltd | FLSNT | DST1425FILCL-23 | Light Emitting Diode | Omnidirectional Lamp | Edison Screw Base | Forward Phase Cut Controls | 95.4 | 2300 | 0.0005 | 93 | 62 | 59 | 0.9 | Elevated | 15000 | 0.901 | 1 |  | 0.1 | 16 | 16 | 0.09 | 0.09 | 0.08 | 0.09 | 0 | 0 | 0.05 | 0.04 | 0.04 | 0.03 | 0 | 0 | 0.04 | 0.03 | 0.03 | 0.03 | 0.01 | 0.01 | True | True | Non Federally-Regulated | 01/27/2020 |  | 07/20/2020
Hangzhou Huoshi Lighting Co.,Ltd | FLSNT | DST1425FILWH-23 | Light Emitting Diode | Omnidirectional Lamp | Edison Screw Base | Forward Phase Cut Controls | 95.4 | 2300 | 0.0005 | 93 | 62 | 59 | 0.9 | Elevated | 15000 | 0.901 | 1 |  | 0.1 | 16 | 16 | 0.09 | 0.09 | 0.08 | 0.09 | 0 | 0 | 0.05 | 0.04 | 0.04 | 0.03 | 0 | 0 | 0.04 | 0.03 | 0.03 | 0.03 | 0.01 | 0.01 | True | True | Non Federally-Regulated | 01/27/2020 |  | 07/20/2020
Hangzhou Huoshi Lighting Co.,Ltd | FLSNT | DST1425FILAM-23 | Light Emitting Diode | Omnidirectional Lamp | Edison Screw Base | Forward Phase Cut Controls | 95.4 | 2300 | 0.0005 | 93 | 62 | 59 | 0.9 | Elevated | 15000 | 0.901 | 1 |  | 0.1 | 16 | 16 | 0.09 | 0.09 | 0.08 | 0.09 | 0 | 0 | 0.05 | 0.04 | 0.04 | 0.03 | 0 | 0 | 0.04 | 0.03 | 0.03 | 0.03 | 0.01 | 0.01 | True | True | Non Federally-Regulated | 01/27/2020 |  | 07/20/2020
Hangzhou Huoshi Lighting Co.,Ltd | FLSNT | DST1425FILFR-23 | Light Emitting Diode | Omnidirectional Lamp | Edison Screw Base | Forward Phase Cut Controls | 95.4 | 2300 | 0.0005 | 93 | 62 | 59 | 0.9 | Elevated | 15000 | 0.901 | 1 |  | 0.1 | 16 | 16 | 0.09 | 0.09 | 0.08 | 0.09 | 0 | 0 | 0.05 | 0.04 | 0.04 | 0.03 | 0 | 0 | 0.04 | 0.03 | 0.03 | 0.03 | 0.01 | 0.01 | True | True | Non Federally-Regulated | 01/27/2020 |  | 07/20/2020
Hangzhou Huoshi Lighting Co.,Ltd | FLSNT | DST1425FILSM-23 | Light Emitting Diode | Omnidirectional Lamp | Edison Screw Base | Forward Phase Cut Controls | 95.4 | 2300 | 0.0005 | 93 | 62 | 59 | 0.9 | Elevated | 15000 | 0.901 | 1 |  | 0.1 | 16 | 16 | 0.09 | 0.09 | 0.08 | 0.09 | 0 | 0 | 0.05 | 0.04 | 0.04 | 0.03 | 0 | 0 | 0.04 | 0.03 | 0.03 | 0.03 | 0.01 | 0.01 | True | True | Non Federally-Regulated | 01/27/2020 |  | 07/20/2020
Hangzhou Huoshi Lighting Co.,Ltd | FLSNT | DST1425FILFR-27 | Light Emitting Diode | Omnidirectional Lamp | Edison Screw Base | Forward Phase Cut Controls | 95.4 | 2700 | 0.0005 | 93 | 62 | 59 | 0.9 | Elevated | 15000 | 0.901 | 1 |  | 0.1 | 16 | 16 | 0.09 | 0.09 | 0.08 | 0.09 | 0 | 0 | 0.05 | 0.04 | 0.04 | 0.03 | 0 | 0 | 0.04 | 0.03 | 0.03 | 0.03 | 0.01 | 0.01 | True | True | Non Federally-Regulated | 01/27/2020 |  | 07/20/2020
Hangzhou Huoshi Lighting Co.,Ltd | FLSNT | DST1425FILSM-27 | Light Emitting Diode | Omnidirectional Lamp | Edison Screw Base | Forward Phase Cut Controls | 95.4 | 2700 | 0.0005 | 93 | 62 | 59 | 0.9 | Elevated | 15000 | 0.901 | 1 |  | 0.1 | 16 | 16 | 0.09 | 0.09 | 0.08 | 0.09 | 0 | 0 | 0.05 | 0.04 | 0.04 | 0.03 | 0 | 0 | 0.04 | 0.03 | 0.03 | 0.03 | 0.01 | 0.01 | True | True | Non Federally-Regulated | 01/27/2020 |  | 07/20/2020
Hangzhou Huoshi Lighting Co.,Ltd | FLSNT | DST625FILCL-25 | Light Emitting Diode | Omnidirectional Lamp | Edison Screw Base | Forward Phase Cut Controls | 95.4 | 2500 | 0.0005 | 93 | 62 | 59 | 0.9 | Elevated | 15000 | 0.901 | 1 |  | 0.1 | 16 | 16 | 0.09 | 0.09 | 0.08 | 0.09 | 0 | 0 | 0.05 | 0.04 | 0.04 | 0.03 | 0 | 0 | 0.04 | 0.03 | 0.03 | 0.03 | 0.01 | 0.01 | True | True | Non Federally-Regulated | 01/27/2020 |  | 07/20/2020
Hangzhou Huoshi Lighting Co.,Ltd | FLSNT | DST625FILWH-25 | Light Emitting Diode | Omnidirectional Lamp | Edison Screw Base | Forward Phase Cut Controls | 95.4 | 2500 | 0.0005 | 93 | 62 | 59 | 0.9 | Elevated | 15000 | 0.901 | 1 |  | 0.1 | 16 | 16 | 0.09 | 0.09 | 0.08 | 0.09 | 0 | 0 | 0.05 | 0.04 | 0.04 | 0.03 | 0 | 0 | 0.04 | 0.03 | 0.03 | 0.03 | 0.01 | 0.01 | True | True | Non Federally-Regulated | 01/27/2020 |  | 07/20/2020
Hangzhou Huoshi Lighting Co.,Ltd | FLSNT | DST625FILCL-30 | Light Emitting Diode | Omnidirectional Lamp | Edison Screw Base | Forward Phase Cut Controls | 95.4 | 3000 | 0.0005 | 93 | 62 | 59 | 0.9 | Elevated | 15000 | 0.901 | 1 |  | 0.1 | 16 | 16 | 0.09 | 0.09 | 0.08 | 0.09 | 0 | 0 | 0.05 | 0.04 | 0.04 | 0.03 | 0 | 0 | 0.04 | 0.03 | 0.03 | 0.03 | 0.01 | 0.01 | True | True | Non Federally-Regulated | 01/27/2020 |  | 07/20/2020
Hangzhou Huoshi Lighting Co.,Ltd | FLSNT | DST625FILWH-30 | Light Emitting Diode | Omnidirectional Lamp | Edison Screw Base | Forward Phase Cut Controls | 95.4 | 3000 | 0.0005 | 93 | 62 | 59 | 0.9 | Elevated | 15000 | 0.901 | 1 |  | 0.1 | 16 | 16 | 0.09 | 0.09 | 0.08 | 0.09 | 0 | 0 | 0.05 | 0.04 | 0.04 | 0.03 | 0 | 0 | 0.04 | 0.03 | 0.03 | 0.03 | 0.01 | 0.01 | True | True | Non Federally-Regulated | 01/27/2020 |  | 07/20/2020
Hangzhou Huoshi Lighting Co.,Ltd | FLSNT | DST625FILAM-30 | Light Emitting Diode | Omnidirectional Lamp | Edison Screw Base | Forward Phase Cut Controls | 95.4 | 3000 | 0.0005 | 93 | 62 | 59 | 0.9 | Elevated | 15000 | 0.901 | 1 |  | 0.1 | 16 | 16 | 0.09 | 0.09 | 0.08 | 0.09 | 0 | 0 | 0.05 | 0.04 | 0.04 | 0.03 | 0 | 0 | 0.04 | 0.03 | 0.03 | 0.03 | 0.01 | 0.01 | True | True | Non Federally-Regulated | 01/27/2020 |  | 07/20/2020
Hangzhou Huoshi Lighting Co.,Ltd | FLSNT | DST625FILFR-30 | Light Emitting Diode | Omnidirectional Lamp | Edison Screw Base | Forward Phase Cut Controls | 95.4 | 3000 | 0.0005 | 93 | 62 | 59 | 0.9 | Elevated | 15000 | 0.901 | 1 |  | 0.1 | 16 | 16 | 0.09 | 0.09 | 0.08 | 0.09 | 0 | 0 | 0.05 | 0.04 | 0.04 | 0.03 | 0 | 0 | 0.04 | 0.03 | 0.03 | 0.03 | 0.01 | 0.01 | True | True | Non Federally-Regulated | 01/27/2020 |  | 07/20/2020
Hangzhou Huoshi Lighting Co.,Ltd | FLSNT | DST625FILSM-30 | Light Emitting Diode | Omnidirectional Lamp | Edison Screw Base | Forward Phase Cut Controls | 95.4 | 3000 | 0.0005 | 93 | 62 | 59 | 0.9 | Elevated | 15000 | 0.901 | 1 |  | 0.1 | 16 | 16 | 0.09 | 0.09 | 0.08 | 0.09 | 0 | 0 | 0.05 | 0.04 | 0.04 | 0.03 | 0 | 0 | 0.04 | 0.03 | 0.03 | 0.03 | 0.01 | 0.01 | True | True | Non Federally-Regulated | 01/27/2020 |  | 07/20/2020
Hangzhou Huoshi Lighting Co.,Ltd | FLSNT | DST625FILAM-25 | Light Emitting Diode | Omnidirectional Lamp | Edison Screw Base | Forward Phase Cut Controls | 95.4 | 2500 | 0.0005 | 93 | 62 | 59 | 0.9 | Elevated | 15000 | 0.901 | 1 |  | 0.1 | 16 | 16 | 0.09 | 0.09 | 0.08 | 0.09 | 0 | 0 | 0.05 | 0.04 | 0.04 | 0.03 | 0 | 0 | 0.04 | 0.03 | 0.03 | 0.03 | 0.01 | 0.01 | True | True | Non Federally-Regulated | 01/27/2020 |  | 07/20/2020
Hangzhou Huoshi Lighting Co.,Ltd | FLSNT | DST625FILFR-25 | Light Emitting Diode | Omnidirectional Lamp | Edison Screw Base | Forward Phase Cut Controls | 95.4 | 2500 | 0.0005 | 93 | 62 | 59 | 0.9 | Elevated | 15000 | 0.901 | 1 |  | 0.1 | 16 | 16 | 0.09 | 0.09 | 0.08 | 0.09 | 0 | 0 | 0.05 | 0.04 | 0.04 | 0.03 | 0 | 0 | 0.04 | 0.03 | 0.03 | 0.03 | 0.01 | 0.01 | True | True | Non Federally-Regulated | 01/27/2020 |  | 07/20/2020
Hangzhou Huoshi Lighting Co.,Ltd | FLSNT | DST625FILSM-25 | Light Emitting Diode | Omnidirectional Lamp | Edison Screw Base | Forward Phase Cut Controls | 95.4 | 2500 | 0.0005 | 93 | 62 | 59 | 0.9 | Elevated | 15000 | 0.901 | 1 |  | 0.1 | 16 | 16 | 0.09 | 0.09 | 0.08 | 0.09 | 0 | 0 | 0.05 | 0.04 | 0.04 | 0.03 | 0 | 0 | 0.04 | 0.03 | 0.03 | 0.03 | 0.01 | 0.01 | True | True | Non Federally-Regulated | 01/27/2020 |  | 07/20/2020
Hangzhou Huoshi Lighting Co.,Ltd | FLSNT | DST1025FILCL-25 | Light Emitting Diode | Omnidirectional Lamp | Edison Screw Base | Forward Phase Cut Controls | 95.4 | 2500 | 0.0005 | 93 | 62 | 59 | 0.9 | Elevated | 15000 | 0.901 | 1 |  | 0.1 | 16 | 16 | 0.09 | 0.09 | 0.08 | 0.09 | 0 | 0 | 0.05 | 0.04 | 0.04 | 0.03 | 0 | 0 | 0.04 | 0.03 | 0.03 | 0.03 | 0.01 | 0.01 | True | True | Non Federally-Regulated | 01/27/2020 |  | 07/20/2020
Hangzhou Huoshi Lighting Co.,Ltd | FLSNT | DST1025FILWH-25 | Light Emitting Diode | Omnidirectional Lamp | Edison Screw Base | Forward Phase Cut Controls | 95.4 | 2500 | 0.0005 | 93 | 62 | 59 | 0.9 | Elevated | 15000 | 0.901 | 1 |  | 0.1 | 16 | 16 | 0.09 | 0.09 | 0.08 | 0.09 | 0 | 0 | 0.05 | 0.04 | 0.04 | 0.03 | 0 | 0 | 0.04 | 0.03 | 0.03 | 0.03 | 0.01 | 0.01 | True | True | Non Federally-Regulated | 01/27/2020 |  | 07/20/2020
Hangzhou Huoshi Lighting Co.,Ltd | FLSNT | DST1025FILAM-25 | Light Emitting Diode | Omnidirectional Lamp | Edison Screw Base | Forward Phase Cut Controls | 95.4 | 2500 | 0.0005 | 93 | 62 | 59 | 0.9 | Elevated | 15000 | 0.901 | 1 |  | 0.1 | 16 | 16 | 0.09 | 0.09 | 0.08 | 0.09 | 0 | 0 | 0.05 | 0.04 | 0.04 | 0.03 | 0 | 0 | 0.04 | 0.03 | 0.03 | 0.03 | 0.01 | 0.01 | True | True | Non Federally-Regulated | 01/27/2020 |  | 07/20/2020
Hangzhou Huoshi Lighting Co.,Ltd | FLSNT | DST1025FILFR-25 | Light Emitting Diode | Omnidirectional Lamp | Edison Screw Base | Forward Phase Cut Controls | 95.4 | 2500 | 0.0005 | 93 | 62 | 59 | 0.9 | Elevated | 15000 | 0.901 | 1 |  | 0.1 | 16 | 16 | 0.09 | 0.09 | 0.08 | 0.09 | 0 | 0 | 0.05 | 0.04 | 0.04 | 0.03 | 0 | 0 | 0.04 | 0.03 | 0.03 | 0.03 | 0.01 | 0.01 | True | True | Non Federally-Regulated | 01/27/2020 |  | 07/20/2020
Hangzhou Huoshi Lighting Co.,Ltd | FLSNT | DST1025FILSM-25 | Light Emitting Diode | Omnidirectional Lamp | Edison Screw Base | Forward Phase Cut Controls | 95.4 | 2500 | 0.0005 | 93 | 62 | 59 | 0.9 | Elevated | 15000 | 0.901 | 1 |  | 0.1 | 16 | 16 | 0.09 | 0.09 | 0.08 | 0.09 | 0 | 0 | 0.05 | 0.04 | 0.04 | 0.03 | 0 | 0 | 0.04 | 0.03 | 0.03 | 0.03 | 0.01 | 0.01 | True | True | Non Federally-Regulated | 01/27/2020 |  | 07/20/2020
Hangzhou Huoshi Lighting Co.,Ltd | FLSNT | DST1425FILCL-25 | Light Emitting Diode | Omnidirectional Lamp | Edison Screw Base | Forward Phase Cut Controls | 95.4 | 2500 | 0.0005 | 93 | 62 | 59 | 0.9 | Elevated | 15000 | 0.901 | 1 |  | 0.1 | 16 | 16 | 0.09 | 0.09 | 0.08 | 0.09 | 0 | 0 | 0.05 | 0.04 | 0.04 | 0.03 | 0 | 0 | 0.04 | 0.03 | 0.03 | 0.03 | 0.01 | 0.01 | True | True | Non Federally-Regulated | 01/27/2020 |  | 07/20/2020
Hangzhou Huoshi Lighting Co.,Ltd | FLSNT | DST1425FILWH-25 | Light Emitting Diode | Omnidirectional Lamp | Edison Screw Base | Forward Phase Cut Controls | 95.4 | 2500 | 0.0005 | 93 | 62 | 59 | 0.9 | Elevated | 15000 | 0.901 | 1 |  | 0.1 | 16 | 16 | 0.09 | 0.09 | 0.08 | 0.09 | 0 | 0 | 0.05 | 0.04 | 0.04 | 0.03 | 0 | 0 | 0.04 | 0.03 | 0.03 | 0.03 | 0.01 | 0.01 | True | True | Non Federally-Regulated | 01/27/2020 |  | 07/20/2020
Hangzhou Huoshi Lighting Co.,Ltd | FLSNT | DST1425FILAM-25 | Light Emitting Diode | Omnidirectional Lamp | Edison Screw Base | Forward Phase Cut Controls | 95.4 | 2500 | 0.0005 | 93 | 62 | 59 | 0.9 | Elevated | 15000 | 0.901 | 1 |  | 0.1 | 16 | 16 | 0.09 | 0.09 | 0.08 | 0.09 | 0 | 0 | 0.05 | 0.04 | 0.04 | 0.03 | 0 | 0 | 0.04 | 0.03 | 0.03 | 0.03 | 0.01 | 0.01 | True | True | Non Federally-Regulated | 01/27/2020 |  | 07/20/2020
Hangzhou Huoshi Lighting Co.,Ltd | FLSNT | DST1425FILFR-25 | Light Emitting Diode | Omnidirectional Lamp | Edison Screw Base | Forward Phase Cut Controls | 95.4 | 2500 | 0.0005 | 93 | 62 | 59 | 0.9 | Elevated | 15000 | 0.901 | 1 |  | 0.1 | 16 | 16 | 0.09 | 0.09 | 0.08 | 0.09 | 0 | 0 | 0.05 | 0.04 | 0.04 | 0.03 | 0 | 0 | 0.04 | 0.03 | 0.03 | 0.03 | 0.01 | 0.01 | True | True | Non Federally-Regulated | 01/27/2020 |  | 07/20/2020
Hangzhou Huoshi Lighting Co.,Ltd | FLSNT | DST1425FILSM-25 | Light Emitting Diode | Omnidirectional Lamp | Edison Screw Base | Forward Phase Cut Controls | 95.4 | 2500 | 0.0005 | 93 | 62 | 59 | 0.9 | Elevated | 15000 | 0.901 | 1 |  | 0.1 | 16 | 16 | 0.09 | 0.09 | 0.08 | 0.09 | 0 | 0 | 0.05 | 0.04 | 0.04 | 0.03 | 0 | 0 | 0.04 | 0.03 | 0.03 | 0.03 | 0.01 | 0.01 | True | True | Non Federally-Regulated | 01/27/2020 |  | 07/20/2020
Hangzhou Huoshi Lighting Co.,Ltd | FLSNT | DST1025FILCL-30 | Light Emitting Diode | Omnidirectional Lamp | Edison Screw Base | Forward Phase Cut Controls | 95.4 | 3000 | 0.0005 | 93 | 62 | 59 | 0.9 | Elevated | 15000 | 0.901 | 1 |  | 0.1 | 16 | 16 | 0.09 | 0.09 | 0.08 | 0.09 | 0 | 0 | 0.05 | 0.04 | 0.04 | 0.03 | 0 | 0 | 0.04 | 0.03 | 0.03 | 0.03 | 0.01 | 0.01 | True | True | Non Federally-Regulated | 01/27/2020 |  | 07/20/2020
Hangzhou Huoshi Lighting Co.,Ltd | FLSNT | DST1025FILWH-30 | Light Emitting Diode | Omnidirectional Lamp | Edison Screw Base | Forward Phase Cut Controls | 95.4 | 3000 | 0.0005 | 93 | 62 | 59 | 0.9 | Elevated | 15000 | 0.901 | 1 |  | 0.1 | 16 | 16 | 0.09 | 0.09 | 0.08 | 0.09 | 0 | 0 | 0.05 | 0.04 | 0.04 | 0.03 | 0 | 0 | 0.04 | 0.03 | 0.03 | 0.03 | 0.01 | 0.01 | True | True | Non Federally-Regulated | 01/27/2020 |  | 07/20/2020
Hangzhou Huoshi Lighting Co.,Ltd | FLSNT | DST1025FILAM-30 | Light Emitting Diode | Omnidirectional Lamp | Edison Screw Base | Forward Phase Cut Controls | 95.4 | 3000 | 0.0005 | 93 | 62 | 59 | 0.9 | Elevated | 15000 | 0.901 | 1 |  | 0.1 | 16 | 16 | 0.09 | 0.09 | 0.08 | 0.09 | 0 | 0 | 0.05 | 0.04 | 0.04 | 0.03 | 0 | 0 | 0.04 | 0.03 | 0.03 | 0.03 | 0.01 | 0.01 | True | True | Non Federally-Regulated | 01/27/2020 |  | 07/20/2020
Hangzhou Huoshi Lighting Co.,Ltd | FLSNT | DST1025FILFR-30 | Light Emitting Diode | Omnidirectional Lamp | Edison Screw Base | Forward Phase Cut Controls | 95.4 | 3000 | 0.0005 | 93 | 62 | 59 | 0.9 | Elevated | 15000 | 0.901 | 1 |  | 0.1 | 16 | 16 | 0.09 | 0.09 | 0.08 | 0.09 | 0 | 0 | 0.05 | 0.04 | 0.04 | 0.03 | 0 | 0 | 0.04 | 0.03 | 0.03 | 0.03 | 0.01 | 0.01 | True | True | Non Federally-Regulated | 01/27/2020 |  | 07/20/2020
Hangzhou Huoshi Lighting Co.,Ltd | FLSNT | DST1025FILSM-30 | Light Emitting Diode | Omnidirectional Lamp | Edison Screw Base | Forward Phase Cut Controls | 95.4 | 3000 | 0.0005 | 93 | 62 | 59 | 0.9 | Elevated | 15000 | 0.901 | 1 |  | 0.1 | 16 | 16 | 0.09 | 0.09 | 0.08 | 0.09 | 0 | 0 | 0.05 | 0.04 | 0.04 | 0.03 | 0 | 0 | 0.04 | 0.03 | 0.03 | 0.03 | 0.01 | 0.01 | True | True | Non Federally-Regulated | 01/27/2020 |  | 07/20/2020
Hangzhou Huoshi Lighting Co.,Ltd | FLSNT | DST1425FILCL-30 | Light Emitting Diode | Omnidirectional Lamp | Edison Screw Base | Forward Phase Cut Controls | 95.4 | 3000 | 0.0005 | 93 | 62 | 59 | 0.9 | Elevated | 15000 | 0.901 | 1 |  | 0.1 | 16 | 16 | 0.09 | 0.09 | 0.08 | 0.09 | 0 | 0 | 0.05 | 0.04 | 0.04 | 0.03 | 0 | 0 | 0.04 | 0.03 | 0.03 | 0.03 | 0.01 | 0.01 | True | True | Non Federally-Regulated | 01/27/2020 |  | 07/20/2020
Hangzhou Huoshi Lighting Co.,Ltd | FLSNT | DST1425FILWH-30 | Light Emitting Diode | Omnidirectional Lamp | Edison Screw Base | Forward Phase Cut Controls | 95.4 | 3000 | 0.0005 | 93 | 62 | 59 | 0.9 | Elevated | 15000 | 0.901 | 1 |  | 0.1 | 16 | 16 | 0.09 | 0.09 | 0.08 | 0.09 | 0 | 0 | 0.05 | 0.04 | 0.04 | 0.03 | 0 | 0 | 0.04 | 0.03 | 0.03 | 0.03 | 0.01 | 0.01 | True | True | Non Federally-Regulated | 01/27/2020 |  | 07/20/2020
Hangzhou Huoshi Lighting Co.,Ltd | FLSNT | DST1425FILAM-30 | Light Emitting Diode | Omnidirectional Lamp | Edison Screw Base | Forward Phase Cut Controls | 95.4 | 3000 | 0.0005 | 93 | 62 | 59 | 0.9 | Elevated | 15000 | 0.901 | 1 |  | 0.1 | 16 | 16 | 0.09 | 0.09 | 0.08 | 0.09 | 0 | 0 | 0.05 | 0.04 | 0.04 | 0.03 | 0 | 0 | 0.04 | 0.03 | 0.03 | 0.03 | 0.01 | 0.01 | True | True | Non Federally-Regulated | 01/27/2020 |  | 07/20/2020
Hangzhou Huoshi Lighting Co.,Ltd | FLSNT | DST1425FILFR-30 | Light Emitting Diode | Omnidirectional Lamp | Edison Screw Base | Forward Phase Cut Controls | 95.4 | 3000 | 0.0005 | 93 | 62 | 59 | 0.9 | Elevated | 15000 | 0.901 | 1 |  | 0.1 | 16 | 16 | 0.09 | 0.09 | 0.08 | 0.09 | 0 | 0 | 0.05 | 0.04 | 0.04 | 0.03 | 0 | 0 | 0.04 | 0.03 | 0.03 | 0.03 | 0.01 | 0.01 | True | True | Non Federally-Regulated | 01/27/2020 |  | 07/20/2020
Hangzhou Huoshi Lighting Co.,Ltd | FLSNT | DST1425FILSM-30 | Light Emitting Diode | Omnidirectional Lamp | Edison Screw Base | Forward Phase Cut Controls | 95.4 | 3000 | 0.0005 | 93 | 62 | 59 | 0.9 | Elevated | 15000 | 0.901 | 1 |  | 0.1 | 16 | 16 | 0.09 | 0.09 | 0.08 | 0.09 | 0 | 0 | 0.05 | 0.04 | 0.04 | 0.03 | 0 | 0 | 0.04 | 0.03 | 0.03 | 0.03 | 0.01 | 0.01 | True | True | Non Federally-Regulated | 01/27/2020 |  | 07/20/2020
Hangzhou Huoshi Lighting Co.,Ltd | FLSNT | DST625FILSM-40 | Light Emitting Diode | Omnidirectional Lamp | Edison Screw Base | Forward Phase Cut Controls | 95.4 | 4000 | 0.0005 | 93 | 62 | 59 | 0.9 | Elevated | 15000 | 0.901 | 1 |  | 0.1 | 16 | 16 | 0.09 | 0.09 | 0.08 | 0.09 | 0 | 0 | 0.05 | 0.04 | 0.04 | 0.03 | 0 | 0 | 0.04 | 0.03 | 0.03 | 0.03 | 0.01 | 0.01 | True | True | Non Federally-Regulated | 01/27/2020 |  | 07/20/2020
Hangzhou Huoshi Lighting Co.,Ltd | FLSNT | DST1025FILCL-40 | Light Emitting Diode | Omnidirectional Lamp | Edison Screw Base | Forward Phase Cut Controls | 95.4 | 4000 | 0.0005 | 93 | 62 | 59 | 0.9 | Elevated | 15000 | 0.901 | 1 |  | 0.1 | 16 | 16 | 0.09 | 0.09 | 0.08 | 0.09 | 0 | 0 | 0.05 | 0.04 | 0.04 | 0.03 | 0 | 0 | 0.04 | 0.03 | 0.03 | 0.03 | 0.01 | 0.01 | True | True | Non Federally-Regulated | 01/27/2020 |  | 07/20/2020
Hangzhou Huoshi Lighting Co.,Ltd | FLSNT | DST1025FILWH-40 | Light Emitting Diode | Omnidirectional Lamp | Edison Screw Base | Forward Phase Cut Controls | 95.4 | 4000 | 0.0005 | 93 | 62 | 59 | 0.9 | Elevated | 15000 | 0.901 | 1 |  | 0.1 | 16 | 16 | 0.09 | 0.09 | 0.08 | 0.09 | 0 | 0 | 0.05 | 0.04 | 0.04 | 0.03 | 0 | 0 | 0.04 | 0.03 | 0.03 | 0.03 | 0.01 | 0.01 | True | True | Non Federally-Regulated | 01/27/2020 |  | 07/20/2020
Hangzhou Huoshi Lighting Co.,Ltd | FLSNT | DST1025FILAM-40 | Light Emitting Diode | Omnidirectional Lamp | Edison Screw Base | Forward Phase Cut Controls | 95.4 | 4000 | 0.0005 | 93 | 62 | 59 | 0.9 | Elevated | 15000 | 0.901 | 1 |  | 0.1 | 16 | 16 | 0.09 | 0.09 | 0.08 | 0.09 | 0 | 0 | 0.05 | 0.04 | 0.04 | 0.03 | 0 | 0 | 0.04 | 0.03 | 0.03 | 0.03 | 0.01 | 0.01 | True | True | Non Federally-Regulated | 01/27/2020 |  | 07/20/2020
Hangzhou Huoshi Lighting Co.,Ltd | FLSNT | DST1025FILFR-40 | Light Emitting Diode | Omnidirectional Lamp | Edison Screw Base | Forward Phase Cut Controls | 95.4 | 4000 | 0.0005 | 93 | 62 | 59 | 0.9 | Elevated | 15000 | 0.901 | 1 |  | 0.1 | 16 | 16 | 0.09 | 0.09 | 0.08 | 0.09 | 0 | 0 | 0.05 | 0.04 | 0.04 | 0.03 | 0 | 0 | 0.04 | 0.03 | 0.03 | 0.03 | 0.01 | 0.01 | True | True | Non Federally-Regulated | 01/27/2020 |  | 07/20/2020
Hangzhou Huoshi Lighting Co.,Ltd | FLSNT | DST1025FILSM-40 | Light Emitting Diode | Omnidirectional Lamp | Edison Screw Base | Forward Phase Cut Controls | 95.4 | 4000 | 0.0005 | 93 | 62 | 59 | 0.9 | Elevated | 15000 | 0.901 | 1 |  | 0.1 | 16 | 16 | 0.09 | 0.09 | 0.08 | 0.09 | 0 | 0 | 0.05 | 0.04 | 0.04 | 0.03 | 0 | 0 | 0.04 | 0.03 | 0.03 | 0.03 | 0.01 | 0.01 | True | True | Non Federally-Regulated | 01/27/2020 |  | 07/20/2020
Hangzhou Huoshi Lighting Co.,Ltd | FLSNT | DST1425FILCL-40 | Light Emitting Diode | Omnidirectional Lamp | Edison Screw Base | Forward Phase Cut Controls | 95.4 | 4000 | 0.0005 | 93 | 62 | 59 | 0.9 | Elevated | 15000 | 0.901 | 1 |  | 0.1 | 16 | 16 | 0.09 | 0.09 | 0.08 | 0.09 | 0 | 0 | 0.05 | 0.04 | 0.04 | 0.03 | 0 | 0 | 0.04 | 0.03 | 0.03 | 0.03 | 0.01 | 0.01 | True | True | Non Federally-Regulated | 01/27/2020 |  | 07/20/2020
Hangzhou Huoshi Lighting Co.,Ltd | FLSNT | DST1425FILWH-40 | Light Emitting Diode | Omnidirectional Lamp | Edison Screw Base | Forward Phase Cut Controls | 95.4 | 4000 | 0.0005 | 93 | 62 | 59 | 0.9 | Elevated | 15000 | 0.901 | 1 |  | 0.1 | 16 | 16 | 0.09 | 0.09 | 0.08 | 0.09 | 0 | 0 | 0.05 | 0.04 | 0.04 | 0.03 | 0 | 0 | 0.04 | 0.03 | 0.03 | 0.03 | 0.01 | 0.01 | True | True | Non Federally-Regulated | 01/27/2020 |  | 07/20/2020
Hangzhou Huoshi Lighting Co.,Ltd | FLSNT | DST1425FILAM-40 | Light Emitting Diode | Omnidirectional Lamp | Edison Screw Base | Forward Phase Cut Controls | 95.4 | 4000 | 0.0005 | 93 | 62 | 59 | 0.9 | Elevated | 15000 | 0.901 | 1 |  | 0.1 | 16 | 16 | 0.09 | 0.09 | 0.08 | 0.09 | 0 | 0 | 0.05 | 0.04 | 0.04 | 0.03 | 0 | 0 | 0.04 | 0.03 | 0.03 | 0.03 | 0.01 | 0.01 | True | True | Non Federally-Regulated | 01/27/2020 |  | 07/20/2020
Hangzhou Huoshi Lighting Co.,Ltd | FLSNT | DST1425FILFR-40 | Light Emitting Diode | Omnidirectional Lamp | Edison Screw Base | Forward Phase Cut Controls | 95.4 | 4000 | 0.0005 | 93 | 62 | 59 | 0.9 | Elevated | 15000 | 0.901 | 1 |  | 0.1 | 16 | 16 | 0.09 | 0.09 | 0.08 | 0.09 | 0 | 0 | 0.05 | 0.04 | 0.04 | 0.03 | 0 | 0 | 0.04 | 0.03 | 0.03 | 0.03 | 0.01 | 0.01 | True | True | Non Federally-Regulated | 01/27/2020 |  | 07/20/2020
Hangzhou Huoshi Lighting Co.,Ltd | FLSNT | DST1425FILSM-40 | Light Emitting Diode | Omnidirectional Lamp | Edison Screw Base | Forward Phase Cut Controls | 95.4 | 4000 | 0.0005 | 93 | 62 | 59 | 0.9 | Elevated | 15000 | 0.901 | 1 |  | 0.1 | 16 | 16 | 0.09 | 0.09 | 0.08 | 0.09 | 0 | 0 | 0.05 | 0.04 | 0.04 | 0.03 | 0 | 0 | 0.04 | 0.03 | 0.03 | 0.03 | 0.01 | 0.01 | True | True | Non Federally-Regulated | 01/27/2020 |  | 07/20/2020
Hangzhou Huoshi Lighting Co.,Ltd | FLSNT | DST625FILCL-40 | Light Emitting Diode | Omnidirectional Lamp | Edison Screw Base | Forward Phase Cut Controls | 95.4 | 4000 | 0.0005 | 93 | 62 | 59 | 0.9 | Elevated | 15000 | 0.901 | 1 |  | 0.1 | 16 | 16 | 0.09 | 0.09 | 0.08 | 0.09 | 0 | 0 | 0.05 | 0.04 | 0.04 | 0.03 | 0 | 0 | 0.04 | 0.03 | 0.03 | 0.03 | 0.01 | 0.01 | True | True | Non Federally-Regulated | 01/27/2020 |  | 07/20/2020
Hangzhou Huoshi Lighting Co.,Ltd | FLSNT | DST625FILWH-40 | Light Emitting Diode | Omnidirectional Lamp | Edison Screw Base | Forward Phase Cut Controls | 95.4 | 4000 | 0.0005 | 93 | 62 | 59 | 0.9 | Elevated | 15000 | 0.901 | 1 |  | 0.1 | 16 | 16 | 0.09 | 0.09 | 0.08 | 0.09 | 0 | 0 | 0.05 | 0.04 | 0.04 | 0.03 | 0 | 0 | 0.04 | 0.03 | 0.03 | 0.03 | 0.01 | 0.01 | True | True | Non Federally-Regulated | 01/27/2020 |  | 07/20/2020
Hangzhou Huoshi Lighting Co.,Ltd | FLSNT | DST625FILAM-40 | Light Emitting Diode | Omnidirectional Lamp | Edison Screw Base | Forward Phase Cut Controls | 95.4 | 4000 | 0.0005 | 93 | 62 | 59 | 0.9 | Elevated | 15000 | 0.901 | 1 |  | 0.1 | 16 | 16 | 0.09 | 0.09 | 0.08 | 0.09 | 0 | 0 | 0.05 | 0.04 | 0.04 | 0.03 | 0 | 0 | 0.04 | 0.03 | 0.03 | 0.03 | 0.01 | 0.01 | True | True | Non Federally-Regulated | 01/27/2020 |  | 07/20/2020
Hangzhou Huoshi Lighting Co.,Ltd | FLSNT | DST625FILFR-40 | Light Emitting Diode | Omnidirectional Lamp | Edison Screw Base | Forward Phase Cut Controls | 95.4 | 4000 | 0.0005 | 93 | 62 | 59 | 0.9 | Elevated | 15000 | 0.901 | 1 |  | 0.1 | 16 | 16 | 0.09 | 0.09 | 0.08 | 0.09 | 0 | 0 | 0.05 | 0.04 | 0.04 | 0.03 | 0 | 0 | 0.04 | 0.03 | 0.03 | 0.03 | 0.01 | 0.01 | True | True | Non Federally-Regulated | 01/27/2020 |  | 07/20/2020
Hangzhou Huoshi Lighting Co.,Ltd | Tesler | 19K02 | Light Emitting Diode | Decorative Lamp | Edison Screw Base | Forward Phase Cut Controls | 95.4 | 2314 | 0.0005 | 93 | 62 | 59 | 0.9 | Elevated | 15000 | 0.901 | 1 |  | 0.1 | 16 | 16 | 0.09 | 0.09 | 0.08 | 0.09 | 0 | 0 | 0.05 | 0.04 | 0.04 | 0.03 | 0 | 0 | 0.04 | 0.03 | 0.03 | 0.03 | 0.01 | 0.01 | True | True | Non Federally-Regulated | 01/27/2020 |  | 07/20/2020
Hangzhou Huoshi Lighting Co.,Ltd | Tesler | 64P84 | Light Emitting Diode | Decorative Lamp | Edison Screw Base | Forward Phase Cut Controls | 95.4 | 2700 | 0.0005 | 93 | 62 | 59 | 0.9 | Elevated | 15000 | 0.901 | 1 |  | 0.1 | 16 | 16 | 0.09 | 0.09 | 0.08 | 0.09 | 0 | 0 | 0.05 | 0.04 | 0.04 | 0.03 | 0 | 0 | 0.04 | 0.03 | 0.03 | 0.03 | 0.01 | 0.01 | True | True | Non Federally-Regulated | 01/27/2020 |  | 07/20/2020
Hangzhou Huoshi Lighting Co.,Ltd | Tesler | 33E60 | Light Emitting Diode | Decorative Lamp | Edison Screw Base | Forward Phase Cut Controls | 95.4 | 2700 | 0.0005 | 93 | 62 | 59 | 0.9 | Elevated | 15000 | 0.901 | 1 |  | 0.1 | 16 | 16 | 0.09 | 0.09 | 0.08 | 0.09 | 0 | 0 | 0.05 | 0.04 | 0.04 | 0.03 | 0 | 0 | 0.04 | 0.03 | 0.03 | 0.03 | 0.01 | 0.01 | True | True | Non Federally-Regulated | 01/27/2020 |  | 07/20/2020
Hangzhou Huoshi Lighting Co.,Ltd | Tesler | 64P89 | Light Emitting Diode | Decorative Lamp | Edison Screw Base | Forward Phase Cut Controls | 95.4 | 2700 | 0.0005 | 93 | 62 | 59 | 0.9 | Elevated | 15000 | 0.901 | 1 |  | 0.1 | 16 | 16 | 0.09 | 0.09 | 0.08 | 0.09 | 0 | 0 | 0.05 | 0.04 | 0.04 | 0.03 | 0 | 0 | 0.04 | 0.03 | 0.03 | 0.03 | 0.01 | 0.01 | True | True | Non Federally-Regulated | 01/27/2020 |  | 07/20/2020
Hangzhou Huoshi Lighting Co.,Ltd | Tesler | 64P83 | Light Emitting Diode | Decorative Lamp | Edison Screw Base | Forward Phase Cut Controls | 95.4 | 2300 | 0.0005 | 93 | 62 | 59 | 0.9 | Elevated | 15000 | 0.901 | 1 |  | 0.1 | 16 | 16 | 0.09 | 0.09 | 0.08 | 0.09 | 0 | 0 | 0.05 | 0.04 | 0.04 | 0.03 | 0 | 0 | 0.04 | 0.03 | 0.03 | 0.03 | 0.01 | 0.01 | True | True | Non Federally-Regulated | 01/27/2020 |  | 07/20/2020
Hangzhou Huoshi Lighting Co.,Ltd | Tesler | 64P86 | Light Emitting Diode | Decorative Lamp | Edison Screw Base | Forward Phase Cut Controls | 95.4 | 2300 | 0.0005 | 93 | 62 | 59 | 0.9 | Elevated | 15000 | 0.901 | 1 |  | 0.1 | 16 | 16 | 0.09 | 0.09 | 0.08 | 0.09 | 0 | 0 | 0.05 | 0.04 | 0.04 | 0.03 | 0 | 0 | 0.04 | 0.03 | 0.03 | 0.03 | 0.01 | 0.01 | True | True | Non Federally-Regulated | 01/27/2020 |  | 07/20/2020
Hangzhou Huoshi Lighting Co.,Ltd | Tesler | 64P88 | Light Emitting Diode | Decorative Lamp | Edison Screw Base | Forward Phase Cut Controls | 95.4 | 2300 | 0.0005 | 93 | 62 | 59 | 0.9 | Elevated | 15000 | 0.901 | 1 |  | 0.1 | 16 | 16 | 0.09 | 0.09 | 0.08 | 0.09 | 0 | 0 | 0.05 | 0.04 | 0.04 | 0.03 | 0 | 0 | 0.04 | 0.03 | 0.03 | 0.03 | 0.01 | 0.01 | True | True | Non Federally-Regulated | 01/27/2020 |  | 07/20/2020
Hangzhou Huoshi Lighting Co.,Ltd | Tesler | 64P91 | Light Emitting Diode | Decorative Lamp | Edison Screw Base | Forward Phase Cut Controls | 95.4 | 2300 | 0.0005 | 93 | 62 | 59 | 0.9 | Elevated | 15000 | 0.901 | 1 |  | 0.1 | 16 | 16 | 0.09 | 0.09 | 0.08 | 0.09 | 0 | 0 | 0.05 | 0.04 | 0.04 | 0.03 | 0 | 0 | 0.04 | 0.03 | 0.03 | 0.03 | 0.01 | 0.01 | True | True | Non Federally-Regulated | 01/27/2020 |  | 07/20/2020
Hangzhou Huoshi Lighting Co.,Ltd | Tesler | 79P72(2PK) | Light Emitting Diode | Decorative Lamp | Edison Screw Base | Forward Phase Cut Controls | 95.4 | 3000 | 0.0005 | 93 | 62 | 59 | 0.9 | Elevated | 15000 | 0.901 | 1 |  | 0.1 | 16 | 16 | 0.09 | 0.09 | 0.08 | 0.09 | 0 | 0 | 0.05 | 0.04 | 0.04 | 0.03 | 0 | 0 | 0.04 | 0.03 | 0.03 | 0.03 | 0.01 | 0.01 | True | True | Non Federally-Regulated | 01/27/2020 |  | 07/20/2020
Hangzhou Huoshi Lighting Co.,Ltd | Tesler | 64P82 | Light Emitting Diode | Decorative Lamp | Edison Screw Base | Forward Phase Cut Controls | 95.4 | 3000 | 0.0005 | 93 | 62 | 59 | 0.9 | Elevated | 15000 | 0.901 | 1 |  | 0.1 | 16 | 16 | 0.09 | 0.09 | 0.08 | 0.09 | 0 | 0 | 0.05 | 0.04 | 0.04 | 0.03 | 0 | 0 | 0.04 | 0.03 | 0.03 | 0.03 | 0.01 | 0.01 | True | True | Non Federally-Regulated | 01/27/2020 |  | 07/20/2020
Hangzhou Huoshi Lighting Co.,Ltd | Tesler | 64P85 | Light Emitting Diode | Decorative Lamp | Edison Screw Base | Forward Phase Cut Controls | 95.4 | 3000 | 0.0005 | 93 | 62 | 59 | 0.9 | Elevated | 15000 | 0.901 | 1 |  | 0.1 | 16 | 16 | 0.09 | 0.09 | 0.08 | 0.09 | 0 | 0 | 0.05 | 0.04 | 0.04 | 0.03 | 0 | 0 | 0.04 | 0.03 | 0.03 | 0.03 | 0.01 | 0.01 | True | True | Non Federally-Regulated | 01/27/2020 |  | 07/20/2020
Hangzhou Huoshi Lighting Co.,Ltd | Tesler | 64P87 | Light Emitting Diode | Decorative Lamp | Edison Screw Base | Forward Phase Cut Controls | 95.4 | 3000 | 0.0005 | 93 | 62 | 59 | 0.9 | Elevated | 15000 | 0.901 | 1 |  | 0.1 | 16 | 16 | 0.09 | 0.09 | 0.08 | 0.09 | 0 | 0 | 0.05 | 0.04 | 0.04 | 0.03 | 0 | 0 | 0.04 | 0.03 | 0.03 | 0.03 | 0.01 | 0.01 | True | True | Non Federally-Regulated | 01/27/2020 |  | 07/20/2020
Hangzhou Huoshi Lighting Co.,Ltd | Tesler | 79P91(2PK) | Light Emitting Diode | Decorative Lamp | Edison Screw Base | Forward Phase Cut Controls | 95.4 | 3000 | 0.0005 | 93 | 62 | 59 | 0.9 | Elevated | 15000 | 0.901 | 1 |  | 0.1 | 16 | 16 | 0.09 | 0.09 | 0.08 | 0.09 | 0 | 0 | 0.05 | 0.04 | 0.04 | 0.03 | 0 | 0 | 0.04 | 0.03 | 0.03 | 0.03 | 0.01 | 0.01 | True | True | Non Federally-Regulated | 01/27/2020 |  | 07/20/2020
Hangzhou Huoshi Lighting Co.,Ltd | Tesler | 64P90 | Light Emitting Diode | Decorative Lamp | Edison Screw Base | Forward Phase Cut Controls | 95.4 | 3000 | 0.0005 | 93 | 62 | 59 | 0.9 | Elevated | 15000 | 0.901 | 1 |  | 0.1 | 16 | 16 | 0.09 | 0.09 | 0.08 | 0.09 | 0 | 0 | 0.05 | 0.04 | 0.04 | 0.03 | 0 | 0 | 0.04 | 0.03 | 0.03 | 0.03 | 0.01 | 0.01 | True | True | Non Federally-Regulated | 01/27/2020 |  | 07/20/2020
Hangzhou Huoshi Lighting Co.,Ltd | Tesler | 80R09(2PK) | Light Emitting Diode | Decorative Lamp | Edison Screw Base | Forward Phase Cut Controls | 95.4 | 2700 | 0.0005 | 93 | 62 | 59 | 0.9 | Elevated | 15000 | 0.901 | 1 |  | 0.1 | 16 | 16 | 0.09 | 0.09 | 0.08 | 0.09 | 0 | 0 | 0.05 | 0.04 | 0.04 | 0.03 | 0 | 0 | 0.04 | 0.03 | 0.03 | 0.03 | 0.01 | 0.01 | True | True | Non Federally-Regulated | 01/27/2020 |  | 07/20/2020
Hangzhou Huoshi Lighting Co.,Ltd | Tesler | 80R20(2PK) | Light Emitting Diode | Decorative Lamp | Edison Screw Base | Forward Phase Cut Controls | 95.4 | 3000 | 0.0005 | 93 | 62 | 59 | 0.9 | Elevated | 15000 | 0.901 | 1 |  | 0.1 | 16 | 16 | 0.09 | 0.09 | 0.08 | 0.09 | 0 | 0 | 0.05 | 0.04 | 0.04 | 0.03 | 0 | 0 | 0.04 | 0.03 | 0.03 | 0.03 | 0.01 | 0.01 | True | True | Non Federally-Regulated | 01/27/2020 |  | 07/20/2020
Hangzhou Huoshi Lighting Co.,Ltd | FLSNT | DSB1140FILWH-23 | Light Emitting Diode | Decorative Lamp | Edison Screw Base | Forward Phase Cut Controls | 83.7 | 2313 | 0.0005 | 93 | 60 | 91 | 0.91 | Elevated | 15000 | 0.916 | 1 |  | 0.1 | 16 | 16 | 0.04 | 0.04 | 0.04 | 0.04 | 0 | 0 | 0.02 | 0.02 | 0.02 | 0.02 | 0 | 0 | 0.02 | 0.02 | 0.02 | 0.01 | 0.01 | 0.01 | True | True | Non Federally-Regulated | 01/27/2020 |  | 07/20/2020
Hangzhou Huoshi Lighting Co.,Ltd | FLSNT | DSB1140FILCL-27 | Light Emitting Diode | Decorative Lamp | Edison Screw Base | Forward Phase Cut Controls | 83.7 | 2700 | 0.0005 | 93 | 60 | 91 | 0.91 | Elevated | 15000 | 0.916 | 1 |  | 0.1 | 16 | 16 | 0.04 | 0.04 | 0.04 | 0.04 | 0 | 0 | 0.02 | 0.02 | 0.02 | 0.02 | 0 | 0 | 0.02 | 0.02 | 0.02 | 0.01 | 0.01 | 0.01 | True | True | Non Federally-Regulated | 01/27/2020 |  | 07/20/2020
Hangzhou Huoshi Lighting Co.,Ltd | FLSNT | DSB1140FILWH-27 | Light Emitting Diode | Decorative Lamp | Edison Screw Base | Forward Phase Cut Controls | 83.7 | 2700 | 0.0005 | 93 | 60 | 91 | 0.91 | Elevated | 15000 | 0.916 | 1 |  | 0.1 | 16 | 16 | 0.04 | 0.04 | 0.04 | 0.04 | 0 | 0 | 0.02 | 0.02 | 0.02 | 0.02 | 0 | 0 | 0.02 | 0.02 | 0.02 | 0.01 | 0.01 | 0.01 | True | True | Non Federally-Regulated | 01/27/2020 |  | 07/20/2020
Hangzhou Huoshi Lighting Co.,Ltd | FLSNT | DSB1140FILAM-27 | Light Emitting Diode | Decorative Lamp | Edison Screw Base | Forward Phase Cut Controls | 83.7 | 2700 | 0.0005 | 93 | 60 | 91 | 0.91 | Elevated | 15000 | 0.916 | 1 |  | 0.1 | 16 | 16 | 0.04 | 0.04 | 0.04 | 0.04 | 0 | 0 | 0.02 | 0.02 | 0.02 | 0.02 | 0 | 0 | 0.02 | 0.02 | 0.02 | 0.01 | 0.01 | 0.01 | True | True | Non Federally-Regulated | 01/27/2020 |  | 07/20/2020
Hangzhou Huoshi Lighting Co.,Ltd | FLSNT | DSB1140FILFR-27 | Light Emitting Diode | Decorative Lamp | Edison Screw Base | Forward Phase Cut Controls | 83.7 | 2700 | 0.0005 | 93 | 60 | 91 | 0.91 | Elevated | 15000 | 0.916 | 1 |  | 0.1 | 16 | 16 | 0.04 | 0.04 | 0.04 | 0.04 | 0 | 0 | 0.02 | 0.02 | 0.02 | 0.02 | 0 | 0 | 0.02 | 0.02 | 0.02 | 0.01 | 0.01 | 0.01 | True | True | Non Federally-Regulated | 01/27/2020 |  | 07/20/2020
Hangzhou Huoshi Lighting Co.,Ltd | FLSNT | DSB1140FILSM-27 | Light Emitting Diode | Decorative Lamp | Edison Screw Base | Forward Phase Cut Controls | 83.7 | 2700 | 0.0005 | 93 | 60 | 91 | 0.91 | Elevated | 15000 | 0.916 | 1 |  | 0.1 | 16 | 16 | 0.04 | 0.04 | 0.04 | 0.04 | 0 | 0 | 0.02 | 0.02 | 0.02 | 0.02 | 0 | 0 | 0.02 | 0.02 | 0.02 | 0.01 | 0.01 | 0.01 | True | True | Non Federally-Regulated | 01/27/2020 |  | 07/20/2020
Hangzhou Huoshi Lighting Co.,Ltd | FLSNT | DSB1140FILCL26-27 | Light Emitting Diode | Decorative Lamp | Edison Screw Base | Forward Phase Cut Controls | 83.7 | 2700 | 0.0005 | 93 | 60 | 91 | 0.91 | Elevated | 15000 | 0.916 | 1 |  | 0.1 | 16 | 16 | 0.04 | 0.04 | 0.04 | 0.04 | 0 | 0 | 0.02 | 0.02 | 0.02 | 0.02 | 0 | 0 | 0.02 | 0.02 | 0.02 | 0.01 | 0.01 | 0.01 | True | True | Non Federally-Regulated | 01/27/2020 |  | 07/20/2020
Hangzhou Huoshi Lighting Co.,Ltd | FLSNT | DSB1140FILWH26-27 | Light Emitting Diode | Decorative Lamp | Edison Screw Base | Forward Phase Cut Controls | 83.7 | 2700 | 0.0005 | 93 | 60 | 91 | 0.91 | Elevated | 15000 | 0.916 | 1 |  | 0.1 | 16 | 16 | 0.04 | 0.04 | 0.04 | 0.04 | 0 | 0 | 0.02 | 0.02 | 0.02 | 0.02 | 0 | 0 | 0.02 | 0.02 | 0.02 | 0.01 | 0.01 | 0.01 | True | True | Non Federally-Regulated | 01/27/2020 |  | 07/20/2020
Hangzhou Huoshi Lighting Co.,Ltd | FLSNT | DSB1140FILAM26-27 | Light Emitting Diode | Decorative Lamp | Edison Screw Base | Forward Phase Cut Controls | 83.7 | 2700 | 0.0005 | 93 | 60 | 91 | 0.91 | Elevated | 15000 | 0.916 | 1 |  | 0.1 | 16 | 16 | 0.04 | 0.04 | 0.04 | 0.04 | 0 | 0 | 0.02 | 0.02 | 0.02 | 0.02 | 0 | 0 | 0.02 | 0.02 | 0.02 | 0.01 | 0.01 | 0.01 | True | True | Non Federally-Regulated | 01/27/2020 |  | 07/20/2020
Hangzhou Huoshi Lighting Co.,Ltd | FLSNT | DSB1140FILFR26-27 | Light Emitting Diode | Decorative Lamp | Edison Screw Base | Forward Phase Cut Controls | 83.7 | 2700 | 0.0005 | 93 | 60 | 91 | 0.91 | Elevated | 15000 | 0.916 | 1 |  | 0.1 | 16 | 16 | 0.04 | 0.04 | 0.04 | 0.04 | 0 | 0 | 0.02 | 0.02 | 0.02 | 0.02 | 0 | 0 | 0.02 | 0.02 | 0.02 | 0.01 | 0.01 | 0.01 | True | True | Non Federally-Regulated | 01/27/2020 |  | 07/20/2020
Hangzhou Huoshi Lighting Co.,Ltd | FLSNT | DSB1140FILSM26-27 | Light Emitting Diode | Decorative Lamp | Edison Screw Base | Forward Phase Cut Controls | 83.7 | 2700 | 0.0005 | 93 | 60 | 91 | 0.91 | Elevated | 15000 | 0.916 | 1 |  | 0.1 | 16 | 16 | 0.04 | 0.04 | 0.04 | 0.04 | 0 | 0 | 0.02 | 0.02 | 0.02 | 0.02 | 0 | 0 | 0.02 | 0.02 | 0.02 | 0.01 | 0.01 | 0.01 | True | True | Non Federally-Regulated | 01/27/2020 |  | 07/20/2020
Hangzhou Huoshi Lighting Co.,Ltd | FLSNT | DSB11F40FILCL-27 | Light Emitting Diode | Decorative Lamp | Edison Screw Base | Forward Phase Cut Controls | 83.7 | 2700 | 0.0005 | 93 | 60 | 91 | 0.91 | Elevated | 15000 | 0.916 | 1 |  | 0.1 | 16 | 16 | 0.04 | 0.04 | 0.04 | 0.04 | 0 | 0 | 0.02 | 0.02 | 0.02 | 0.02 | 0 | 0 | 0.02 | 0.02 | 0.02 | 0.01 | 0.01 | 0.01 | True | True | Non Federally-Regulated | 01/27/2020 |  | 07/20/2020
Hangzhou Huoshi Lighting Co.,Ltd | FLSNT | DSB11F40FILWH-27 | Light Emitting Diode | Decorative Lamp | Edison Screw Base | Forward Phase Cut Controls | 83.7 | 2700 | 0.0005 | 93 | 60 | 91 | 0.91 | Elevated | 15000 | 0.916 | 1 |  | 0.1 | 16 | 16 | 0.04 | 0.04 | 0.04 | 0.04 | 0 | 0 | 0.02 | 0.02 | 0.02 | 0.02 | 0 | 0 | 0.02 | 0.02 | 0.02 | 0.01 | 0.01 | 0.01 | True | True | Non Federally-Regulated | 01/27/2020 |  | 07/20/2020
Hangzhou Huoshi Lighting Co.,Ltd | FLSNT | DSB11F40FILAM-27 | Light Emitting Diode | Decorative Lamp | Edison Screw Base | Forward Phase Cut Controls | 83.7 | 2700 | 0.0005 | 93 | 60 | 91 | 0.91 | Elevated | 15000 | 0.916 | 1 |  | 0.1 | 16 | 16 | 0.04 | 0.04 | 0.04 | 0.04 | 0 | 0 | 0.02 | 0.02 | 0.02 | 0.02 | 0 | 0 | 0.02 | 0.02 | 0.02 | 0.01 | 0.01 | 0.01 | True | True | Non Federally-Regulated | 01/27/2020 |  | 07/20/2020
Hangzhou Huoshi Lighting Co.,Ltd | FLSNT | DSB11F40FILFR-27 | Light Emitting Diode | Decorative Lamp | Edison Screw Base | Forward Phase Cut Controls | 83.7 | 2700 | 0.0005 | 93 | 60 | 91 | 0.91 | Elevated | 15000 | 0.916 | 1 |  | 0.1 | 16 | 16 | 0.04 | 0.04 | 0.04 | 0.04 | 0 | 0 | 0.02 | 0.02 | 0.02 | 0.02 | 0 | 0 | 0.02 | 0.02 | 0.02 | 0.01 | 0.01 | 0.01 | True | True | Non Federally-Regulated | 01/27/2020 |  | 07/20/2020
Hangzhou Huoshi Lighting Co.,Ltd | FLSNT | DSB11F40FILSM-27 | Light Emitting Diode | Decorative Lamp | Edison Screw Base | Forward Phase Cut Controls | 83.7 | 2700 | 0.0005 | 93 | 60 | 91 | 0.91 | Elevated | 15000 | 0.916 | 1 |  | 0.1 | 16 | 16 | 0.04 | 0.04 | 0.04 | 0.04 | 0 | 0 | 0.02 | 0.02 | 0.02 | 0.02 | 0 | 0 | 0.02 | 0.02 | 0.02 | 0.01 | 0.01 | 0.01 | True | True | Non Federally-Regulated | 01/27/2020 |  | 07/20/2020
Hangzhou Huoshi Lighting Co.,Ltd | FLSNT | DSB11F40FILCL26-27 | Light Emitting Diode | Decorative Lamp | Edison Screw Base | Forward Phase Cut Controls | 83.7 | 2700 | 0.0005 | 93 | 60 | 91 | 0.91 | Elevated | 15000 | 0.916 | 1 |  | 0.1 | 16 | 16 | 0.04 | 0.04 | 0.04 | 0.04 | 0 | 0 | 0.02 | 0.02 | 0.02 | 0.02 | 0 | 0 | 0.02 | 0.02 | 0.02 | 0.01 | 0.01 | 0.01 | True | True | Non Federally-Regulated | 01/27/2020 |  | 07/20/2020
Hangzhou Huoshi Lighting Co.,Ltd | FLSNT | DSB11F40FILWH26-27 | Light Emitting Diode | Decorative Lamp | Edison Screw Base | Forward Phase Cut Controls | 83.7 | 2700 | 0.0005 | 93 | 60 | 91 | 0.91 | Elevated | 15000 | 0.916 | 1 |  | 0.1 | 16 | 16 | 0.04 | 0.04 | 0.04 | 0.04 | 0 | 0 | 0.02 | 0.02 | 0.02 | 0.02 | 0 | 0 | 0.02 | 0.02 | 0.02 | 0.01 | 0.01 | 0.01 | True | True | Non Federally-Regulated | 01/27/2020 |  | 07/20/2020
Hangzhou Huoshi Lighting Co.,Ltd | FLSNT | DSB11F40FILAM26-27 | Light Emitting Diode | Decorative Lamp | Edison Screw Base | Forward Phase Cut Controls | 83.7 | 2700 | 0.0005 | 93 | 60 | 91 | 0.91 | Elevated | 15000 | 0.916 | 1 |  | 0.1 | 16 | 16 | 0.04 | 0.04 | 0.04 | 0.04 | 0 | 0 | 0.02 | 0.02 | 0.02 | 0.02 | 0 | 0 | 0.02 | 0.02 | 0.02 | 0.01 | 0.01 | 0.01 | True | True | Non Federally-Regulated | 01/27/2020 |  | 07/20/2020
Hangzhou Huoshi Lighting Co.,Ltd | FLSNT | DSB11F40FILFR26-27 | Light Emitting Diode | Decorative Lamp | Edison Screw Base | Forward Phase Cut Controls | 83.7 | 2700 | 0.0005 | 93 | 60 | 91 | 0.91 | Elevated | 15000 | 0.916 | 1 |  | 0.1 | 16 | 16 | 0.04 | 0.04 | 0.04 | 0.04 | 0 | 0 | 0.02 | 0.02 | 0.02 | 0.02 | 0 | 0 | 0.02 | 0.02 | 0.02 | 0.01 | 0.01 | 0.01 | True | True | Non Federally-Regulated | 01/27/2020 |  | 07/20/2020
Hangzhou Huoshi Lighting Co.,Ltd | FLSNT | DSB11F40FILSM26-27 | Light Emitting Diode | Decorative Lamp | Edison Screw Base | Forward Phase Cut Controls | 83.7 | 2700 | 0.0005 | 93 | 60 | 91 | 0.91 | Elevated | 15000 | 0.916 | 1 |  | 0.1 | 16 | 16 | 0.04 | 0.04 | 0.04 | 0.04 | 0 | 0 | 0.02 | 0.02 | 0.02 | 0.02 | 0 | 0 | 0.02 | 0.02 | 0.02 | 0.01 | 0.01 | 0.01 | True | True | Non Federally-Regulated | 01/27/2020 |  | 07/20/2020
Hangzhou Huoshi Lighting Co.,Ltd | FLSNT | DSB1140FILCL-23 | Light Emitting Diode | Decorative Lamp | Edison Screw Base | Forward Phase Cut Controls | 83.7 | 2300 | 0.0005 | 93 | 60 | 91 | 0.91 | Elevated | 15000 | 0.916 | 1 |  | 0.1 | 16 | 16 | 0.04 | 0.04 | 0.04 | 0.04 | 0 | 0 | 0.02 | 0.02 | 0.02 | 0.02 | 0 | 0 | 0.02 | 0.02 | 0.02 | 0.01 | 0.01 | 0.01 | True | True | Non Federally-Regulated | 01/27/2020 |  | 07/20/2020
Hangzhou Huoshi Lighting Co.,Ltd | FLSNT | DSB1140FILAM-23 | Light Emitting Diode | Decorative Lamp | Edison Screw Base | Forward Phase Cut Controls | 83.7 | 2300 | 0.0005 | 93 | 60 | 91 | 0.91 | Elevated | 15000 | 0.916 | 1 |  | 0.1 | 16 | 16 | 0.04 | 0.04 | 0.04 | 0.04 | 0 | 0 | 0.02 | 0.02 | 0.02 | 0.02 | 0 | 0 | 0.02 | 0.02 | 0.02 | 0.01 | 0.01 | 0.01 | True | True | Non Federally-Regulated | 01/27/2020 |  | 07/20/2020
Hangzhou Huoshi Lighting Co.,Ltd | FLSNT | DSB1140FILFR-23 | Light Emitting Diode | Decorative Lamp | Edison Screw Base | Forward Phase Cut Controls | 83.7 | 2300 | 0.0005 | 93 | 60 | 91 | 0.91 | Elevated | 15000 | 0.916 | 1 |  | 0.1 | 16 | 16 | 0.04 | 0.04 | 0.04 | 0.04 | 0 | 0 | 0.02 | 0.02 | 0.02 | 0.02 | 0 | 0 | 0.02 | 0.02 | 0.02 | 0.01 | 0.01 | 0.01 | True | True | Non Federally-Regulated | 01/27/2020 |  | 07/20/2020
Hangzhou Huoshi Lighting Co.,Ltd | FLSNT | DSB1140FILSM-23 | Light Emitting Diode | Decorative Lamp | Edison Screw Base | Forward Phase Cut Controls | 83.7 | 2300 | 0.0005 | 93 | 60 | 91 | 0.91 | Elevated | 15000 | 0.916 | 1 |  | 0.1 | 16 | 16 | 0.04 | 0.04 | 0.04 | 0.04 | 0 | 0 | 0.02 | 0.02 | 0.02 | 0.02 | 0 | 0 | 0.02 | 0.02 | 0.02 | 0.01 | 0.01 | 0.01 | True | True | Non Federally-Regulated | 01/27/2020 |  | 07/20/2020
Hangzhou Huoshi Lighting Co.,Ltd | FLSNT | DSB1140FILCL26-23 | Light Emitting Diode | Decorative Lamp | Edison Screw Base | Forward Phase Cut Controls | 83.7 | 2300 | 0.0005 | 93 | 60 | 91 | 0.91 | Elevated | 15000 | 0.916 | 1 |  | 0.1 | 16 | 16 | 0.04 | 0.04 | 0.04 | 0.04 | 0 | 0 | 0.02 | 0.02 | 0.02 | 0.02 | 0 | 0 | 0.02 | 0.02 | 0.02 | 0.01 | 0.01 | 0.01 | True | True | Non Federally-Regulated | 01/27/2020 |  | 07/20/2020
Hangzhou Huoshi Lighting Co.,Ltd | FLSNT | DSB1140FILWH26-23 | Light Emitting Diode | Decorative Lamp | Edison Screw Base | Forward Phase Cut Controls | 83.7 | 2300 | 0.0005 | 93 | 60 | 91 | 0.91 | Elevated | 15000 | 0.916 | 1 |  | 0.1 | 16 | 16 | 0.04 | 0.04 | 0.04 | 0.04 | 0 | 0 | 0.02 | 0.02 | 0.02 | 0.02 | 0 | 0 | 0.02 | 0.02 | 0.02 | 0.01 | 0.01 | 0.01 | True | True | Non Federally-Regulated | 01/27/2020 |  | 07/20/2020
Hangzhou Huoshi Lighting Co.,Ltd | FLSNT | DSB1140FILAM26-23 | Light Emitting Diode | Decorative Lamp | Edison Screw Base | Forward Phase Cut Controls | 83.7 | 2300 | 0.0005 | 93 | 60 | 91 | 0.91 | Elevated | 15000 | 0.916 | 1 |  | 0.1 | 16 | 16 | 0.04 | 0.04 | 0.04 | 0.04 | 0 | 0 | 0.02 | 0.02 | 0.02 | 0.02 | 0 | 0 | 0.02 | 0.02 | 0.02 | 0.01 | 0.01 | 0.01 | True | True | Non Federally-Regulated | 01/27/2020 |  | 07/20/2020
Hangzhou Huoshi Lighting Co.,Ltd | FLSNT | DSB1140FILFR26-23 | Light Emitting Diode | Decorative Lamp | Edison Screw Base | Forward Phase Cut Controls | 83.7 | 2300 | 0.0005 | 93 | 60 | 91 | 0.91 | Elevated | 15000 | 0.916 | 1 |  | 0.1 | 16 | 16 | 0.04 | 0.04 | 0.04 | 0.04 | 0 | 0 | 0.02 | 0.02 | 0.02 | 0.02 | 0 | 0 | 0.02 | 0.02 | 0.02 | 0.01 | 0.01 | 0.01 | True | True | Non Federally-Regulated | 01/27/2020 |  | 07/20/2020
Hangzhou Huoshi Lighting Co.,Ltd | FLSNT | DSB1140FILSM26-23 | Light Emitting Diode | Decorative Lamp | Edison Screw Base | Forward Phase Cut Controls | 83.7 | 2300 | 0.0005 | 93 | 60 | 91 | 0.91 | Elevated | 15000 | 0.916 | 1 |  | 0.1 | 16 | 16 | 0.04 | 0.04 | 0.04 | 0.04 | 0 | 0 | 0.02 | 0.02 | 0.02 | 0.02 | 0 | 0 | 0.02 | 0.02 | 0.02 | 0.01 | 0.01 | 0.01 | True | True | Non Federally-Regulated | 01/27/2020 |  | 07/20/2020
Hangzhou Huoshi Lighting Co.,Ltd | FLSNT | DSB11F40FILCL-23 | Light Emitting Diode | Decorative Lamp | Edison Screw Base | Forward Phase Cut Controls | 83.7 | 2300 | 0.0005 | 93 | 60 | 91 | 0.91 | Elevated | 15000 | 0.916 | 1 |  | 0.1 | 16 | 16 | 0.04 | 0.04 | 0.04 | 0.04 | 0 | 0 | 0.02 | 0.02 | 0.02 | 0.02 | 0 | 0 | 0.02 | 0.02 | 0.02 | 0.01 | 0.01 | 0.01 | True | True | Non Federally-Regulated | 01/27/2020 |  | 07/20/2020
Hangzhou Huoshi Lighting Co.,Ltd | FLSNT | DSB11F40FILWH-23 | Light Emitting Diode | Decorative Lamp | Edison Screw Base | Forward Phase Cut Controls | 83.7 | 2300 | 0.0005 | 93 | 60 | 91 | 0.91 | Elevated | 15000 | 0.916 | 1 |  | 0.1 | 16 | 16 | 0.04 | 0.04 | 0.04 | 0.04 | 0 | 0 | 0.02 | 0.02 | 0.02 | 0.02 | 0 | 0 | 0.02 | 0.02 | 0.02 | 0.01 | 0.01 | 0.01 | True | True | Non Federally-Regulated | 01/27/2020 |  | 07/20/2020
Hangzhou Huoshi Lighting Co.,Ltd | FLSNT | DSB11F40FILAM-23 | Light Emitting Diode | Decorative Lamp | Edison Screw Base | Forward Phase Cut Controls | 83.7 | 2300 | 0.0005 | 93 | 60 | 91 | 0.91 | Elevated | 15000 | 0.916 | 1 |  | 0.1 | 16 | 16 | 0.04 | 0.04 | 0.04 | 0.04 | 0 | 0 | 0.02 | 0.02 | 0.02 | 0.02 | 0 | 0 | 0.02 | 0.02 | 0.02 | 0.01 | 0.01 | 0.01 | True | True | Non Federally-Regulated | 01/27/2020 |  | 07/20/2020
Hangzhou Huoshi Lighting Co.,Ltd | FLSNT | DSB11F40FILFR-23 | Light Emitting Diode | Decorative Lamp | Edison Screw Base | Forward Phase Cut Controls | 83.7 | 2300 | 0.0005 | 93 | 60 | 91 | 0.91 | Elevated | 15000 | 0.916 | 1 |  | 0.1 | 16 | 16 | 0.04 | 0.04 | 0.04 | 0.04 | 0 | 0 | 0.02 | 0.02 | 0.02 | 0.02 | 0 | 0 | 0.02 | 0.02 | 0.02 | 0.01 | 0.01 | 0.01 | True | True | Non Federally-Regulated | 01/27/2020 |  | 07/20/2020
Hangzhou Huoshi Lighting Co.,Ltd | FLSNT | DSB11F40FILSM-23 | Light Emitting Diode | Decorative Lamp | Edison Screw Base | Forward Phase Cut Controls | 83.7 | 2300 | 0.0005 | 93 | 60 | 91 | 0.91 | Elevated | 15000 | 0.916 | 1 |  | 0.1 | 16 | 16 | 0.04 | 0.04 | 0.04 | 0.04 | 0 | 0 | 0.02 | 0.02 | 0.02 | 0.02 | 0 | 0 | 0.02 | 0.02 | 0.02 | 0.01 | 0.01 | 0.01 | True | True | Non Federally-Regulated | 01/27/2020 |  | 07/20/2020
Hangzhou Huoshi Lighting Co.,Ltd | FLSNT | DSB11F40FILCL26-23 | Light Emitting Diode | Decorative Lamp | Edison Screw Base | Forward Phase Cut Controls | 83.7 | 2300 | 0.0005 | 93 | 60 | 91 | 0.91 | Elevated | 15000 | 0.916 | 1 |  | 0.1 | 16 | 16 | 0.04 | 0.04 | 0.04 | 0.04 | 0 | 0 | 0.02 | 0.02 | 0.02 | 0.02 | 0 | 0 | 0.02 | 0.02 | 0.02 | 0.01 | 0.01 | 0.01 | True | True | Non Federally-Regulated | 01/27/2020 |  | 07/20/2020
Hangzhou Huoshi Lighting Co.,Ltd | FLSNT | DSB11F40FILWH26-23 | Light Emitting Diode | Decorative Lamp | Edison Screw Base | Forward Phase Cut Controls | 83.7 | 2300 | 0.0005 | 93 | 60 | 91 | 0.91 | Elevated | 15000 | 0.916 | 1 |  | 0.1 | 16 | 16 | 0.04 | 0.04 | 0.04 | 0.04 | 0 | 0 | 0.02 | 0.02 | 0.02 | 0.02 | 0 | 0 | 0.02 | 0.02 | 0.02 | 0.01 | 0.01 | 0.01 | True | True | Non Federally-Regulated | 01/27/2020 |  | 07/20/2020
Hangzhou Huoshi Lighting Co.,Ltd | FLSNT | DSB11F40FILAM26-23 | Light Emitting Diode | Decorative Lamp | Edison Screw Base | Forward Phase Cut Controls | 83.7 | 2300 | 0.0005 | 93 | 60 | 91 | 0.91 | Elevated | 15000 | 0.916 | 1 |  | 0.1 | 16 | 16 | 0.04 | 0.04 | 0.04 | 0.04 | 0 | 0 | 0.02 | 0.02 | 0.02 | 0.02 | 0 | 0 | 0.02 | 0.02 | 0.02 | 0.01 | 0.01 | 0.01 | True | True | Non Federally-Regulated | 01/27/2020 |  | 07/20/2020
Hangzhou Huoshi Lighting Co.,Ltd | FLSNT | DSB11F40FILFR26-23 | Light Emitting Diode | Decorative Lamp | Edison Screw Base | Forward Phase Cut Controls | 83.7 | 2300 | 0.0005 | 93 | 60 | 91 | 0.91 | Elevated | 15000 | 0.916 | 1 |  | 0.1 | 16 | 16 | 0.04 | 0.04 | 0.04 | 0.04 | 0 | 0 | 0.02 | 0.02 | 0.02 | 0.02 | 0 | 0 | 0.02 | 0.02 | 0.02 | 0.01 | 0.01 | 0.01 | True | True | Non Federally-Regulated | 01/27/2020 |  | 07/20/2020
Hangzhou Huoshi Lighting Co.,Ltd | FLSNT | DSB11F40FILSM26-23 | Light Emitting Diode | Decorative Lamp | Edison Screw Base | Forward Phase Cut Controls | 83.7 | 2300 | 0.0005 | 93 | 60 | 91 | 0.91 | Elevated | 15000 | 0.916 | 1 |  | 0.1 | 16 | 16 | 0.04 | 0.04 | 0.04 | 0.04 | 0 | 0 | 0.02 | 0.02 | 0.02 | 0.02 | 0 | 0 | 0.02 | 0.02 | 0.02 | 0.01 | 0.01 | 0.01 | True | True | Non Federally-Regulated | 01/27/2020 |  | 07/20/2020
Hangzhou Huoshi Lighting Co.,Ltd | FLSNT | DSG1640FILCL-27 | Light Emitting Diode | Decorative Lamp | Edison Screw Base | Forward Phase Cut Controls | 83.7 | 2700 | 0.0005 | 93 | 60 | 91 | 0.91 | Elevated | 15000 | 0.916 | 1 |  | 0.1 | 16 | 16 | 0.04 | 0.04 | 0.04 | 0.04 | 0 | 0 | 0.02 | 0.02 | 0.02 | 0.02 | 0 | 0 | 0.02 | 0.02 | 0.02 | 0.01 | 0.01 | 0.01 | True | True | Non Federally-Regulated | 01/27/2020 |  | 07/20/2020
Hangzhou Huoshi Lighting Co.,Ltd | FLSNT | DSG1640FILWH-27 | Light Emitting Diode | Decorative Lamp | Edison Screw Base | Forward Phase Cut Controls | 83.7 | 2700 | 0.0005 | 93 | 60 | 91 | 0.91 | Elevated | 15000 | 0.916 | 1 |  | 0.1 | 16 | 16 | 0.04 | 0.04 | 0.04 | 0.04 | 0 | 0 | 0.02 | 0.02 | 0.02 | 0.02 | 0 | 0 | 0.02 | 0.02 | 0.02 | 0.01 | 0.01 | 0.01 | True | True | Non Federally-Regulated | 01/27/2020 |  | 07/20/2020
Hangzhou Huoshi Lighting Co.,Ltd | FLSNT | DSG1640FILAM-27 | Light Emitting Diode | Decorative Lamp | Edison Screw Base | Forward Phase Cut Controls | 83.7 | 2700 | 0.0005 | 93 | 60 | 91 | 0.91 | Elevated | 15000 | 0.916 | 1 |  | 0.1 | 16 | 16 | 0.04 | 0.04 | 0.04 | 0.04 | 0 | 0 | 0.02 | 0.02 | 0.02 | 0.02 | 0 | 0 | 0.02 | 0.02 | 0.02 | 0.01 | 0.01 | 0.01 | True | True | Non Federally-Regulated | 01/27/2020 |  | 07/20/2020
Hangzhou Huoshi Lighting Co.,Ltd | FLSNT | DSG1640FILFR-27 | Light Emitting Diode | Decorative Lamp | Edison Screw Base | Forward Phase Cut Controls | 83.7 | 2700 | 0.0005 | 93 | 60 | 91 | 0.91 | Elevated | 15000 | 0.916 | 1 |  | 0.1 | 16 | 16 | 0.04 | 0.04 | 0.04 | 0.04 | 0 | 0 | 0.02 | 0.02 | 0.02 | 0.02 | 0 | 0 | 0.02 | 0.02 | 0.02 | 0.01 | 0.01 | 0.01 | True | True | Non Federally-Regulated | 01/27/2020 |  | 07/20/2020
Hangzhou Huoshi Lighting Co.,Ltd | FLSNT | DSG1640FILSM-27 | Light Emitting Diode | Decorative Lamp | Edison Screw Base | Forward Phase Cut Controls | 83.7 | 2700 | 0.0005 | 93 | 60 | 91 | 0.91 | Elevated | 15000 | 0.916 | 1 |  | 0.1 | 16 | 16 | 0.04 | 0.04 | 0.04 | 0.04 | 0 | 0 | 0.02 | 0.02 | 0.02 | 0.02 | 0 | 0 | 0.02 | 0.02 | 0.02 | 0.01 | 0.01 | 0.01 | True | True | Non Federally-Regulated | 01/27/2020 |  | 07/20/2020
Hangzhou Huoshi Lighting Co.,Ltd | FLSNT | DSG1640FILCL12-27 | Light Emitting Diode | Decorative Lamp | Edison Screw Base | Forward Phase Cut Controls | 83.7 | 2700 | 0.0005 | 93 | 60 | 91 | 0.91 | Elevated | 15000 | 0.916 | 1 |  | 0.1 | 16 | 16 | 0.04 | 0.04 | 0.04 | 0.04 | 0 | 0 | 0.02 | 0.02 | 0.02 | 0.02 | 0 | 0 | 0.02 | 0.02 | 0.02 | 0.01 | 0.01 | 0.01 | True | True | Non Federally-Regulated | 01/27/2020 |  | 07/20/2020
Hangzhou Huoshi Lighting Co.,Ltd | FLSNT | DSG1640FILWH12-27 | Light Emitting Diode | Decorative Lamp | Edison Screw Base | Forward Phase Cut Controls | 83.7 | 2700 | 0.0005 | 93 | 60 | 91 | 0.91 | Elevated | 15000 | 0.916 | 1 |  | 0.1 | 16 | 16 | 0.04 | 0.04 | 0.04 | 0.04 | 0 | 0 | 0.02 | 0.02 | 0.02 | 0.02 | 0 | 0 | 0.02 | 0.02 | 0.02 | 0.01 | 0.01 | 0.01 | True | True | Non Federally-Regulated | 01/27/2020 |  | 07/20/2020
Hangzhou Huoshi Lighting Co.,Ltd | FLSNT | DSG1640FILAM12-27 | Light Emitting Diode | Decorative Lamp | Edison Screw Base | Forward Phase Cut Controls | 83.7 | 2700 | 0.0005 | 93 | 60 | 91 | 0.91 | Elevated | 15000 | 0.916 | 1 |  | 0.1 | 16 | 16 | 0.04 | 0.04 | 0.04 | 0.04 | 0 | 0 | 0.02 | 0.02 | 0.02 | 0.02 | 0 | 0 | 0.02 | 0.02 | 0.02 | 0.01 | 0.01 | 0.01 | True | True | Non Federally-Regulated | 01/27/2020 |  | 07/20/2020
Hangzhou Huoshi Lighting Co.,Ltd | FLSNT | DSG1640FILFR12-27 | Light Emitting Diode | Decorative Lamp | Edison Screw Base | Forward Phase Cut Controls | 83.7 | 2700 | 0.0005 | 93 | 60 | 91 | 0.91 | Elevated | 15000 | 0.916 | 1 |  | 0.1 | 16 | 16 | 0.04 | 0.04 | 0.04 | 0.04 | 0 | 0 | 0.02 | 0.02 | 0.02 | 0.02 | 0 | 0 | 0.02 | 0.02 | 0.02 | 0.01 | 0.01 | 0.01 | True | True | Non Federally-Regulated | 01/27/2020 |  | 07/20/2020
Hangzhou Huoshi Lighting Co.,Ltd | FLSNT | DSG1640FILSM12-27 | Light Emitting Diode | Decorative Lamp | Edison Screw Base | Forward Phase Cut Controls | 83.7 | 2700 | 0.0005 | 93 | 60 | 91 | 0.91 | Elevated | 15000 | 0.916 | 1 |  | 0.1 | 16 | 16 | 0.04 | 0.04 | 0.04 | 0.04 | 0 | 0 | 0.02 | 0.02 | 0.02 | 0.02 | 0 | 0 | 0.02 | 0.02 | 0.02 | 0.01 | 0.01 | 0.01 | True | True | Non Federally-Regulated | 01/27/2020 |  | 07/20/2020
Hangzhou Huoshi Lighting Co.,Ltd | FLSNT | DSST1440FILCL-27 | Light Emitting Diode | Decorative Lamp | Edison Screw Base | Forward Phase Cut Controls | 83.7 | 2700 | 0.0005 | 93 | 60 | 91 | 0.91 | Elevated | 15000 | 0.916 | 1 |  | 0.1 | 16 | 16 | 0.04 | 0.04 | 0.04 | 0.04 | 0 | 0 | 0.02 | 0.02 | 0.02 | 0.02 | 0 | 0 | 0.02 | 0.02 | 0.02 | 0.01 | 0.01 | 0.01 | True | True | Non Federally-Regulated | 01/27/2020 |  | 07/20/2020
Hangzhou Huoshi Lighting Co.,Ltd | FLSNT | DSST1440FILWH-27 | Light Emitting Diode | Decorative Lamp | Edison Screw Base | Forward Phase Cut Controls | 83.7 | 2700 | 0.0005 | 93 | 60 | 91 | 0.91 | Elevated | 15000 | 0.916 | 1 |  | 0.1 | 16 | 16 | 0.04 | 0.04 | 0.04 | 0.04 | 0 | 0 | 0.02 | 0.02 | 0.02 | 0.02 | 0 | 0 | 0.02 | 0.02 | 0.02 | 0.01 | 0.01 | 0.01 | True | True | Non Federally-Regulated | 01/27/2020 |  | 07/20/2020
Hangzhou Huoshi Lighting Co.,Ltd | FLSNT | DSST1440FILAM-27 | Light Emitting Diode | Decorative Lamp | Edison Screw Base | Forward Phase Cut Controls | 83.7 | 2700 | 0.0005 | 93 | 60 | 91 | 0.91 | Elevated | 15000 | 0.916 | 1 |  | 0.1 | 16 | 16 | 0.04 | 0.04 | 0.04 | 0.04 | 0 | 0 | 0.02 | 0.02 | 0.02 | 0.02 | 0 | 0 | 0.02 | 0.02 | 0.02 | 0.01 | 0.01 | 0.01 | True | True | Non Federally-Regulated | 01/27/2020 |  | 07/20/2020
Hangzhou Huoshi Lighting Co.,Ltd | FLSNT | DSST1440FILFR-27 | Light Emitting Diode | Decorative Lamp | Edison Screw Base | Forward Phase Cut Controls | 83.7 | 2700 | 0.0005 | 93 | 60 | 91 | 0.91 | Elevated | 15000 | 0.916 | 1 |  | 0.1 | 16 | 16 | 0.04 | 0.04 | 0.04 | 0.04 | 0 | 0 | 0.02 | 0.02 | 0.02 | 0.02 | 0 | 0 | 0.02 | 0.02 | 0.02 | 0.01 | 0.01 | 0.01 | True | True | Non Federally-Regulated | 01/27/2020 |  | 07/20/2020
Hangzhou Huoshi Lighting Co.,Ltd | FLSNT | DSST1440FILSM-27 | Light Emitting Diode | Decorative Lamp | Edison Screw Base | Forward Phase Cut Controls | 83.7 | 2700 | 0.0005 | 93 | 60 | 91 | 0.91 | Elevated | 15000 | 0.916 | 1 |  | 0.1 | 16 | 16 | 0.04 | 0.04 | 0.04 | 0.04 | 0 | 0 | 0.02 | 0.02 | 0.02 | 0.02 | 0 | 0 | 0.02 | 0.02 | 0.02 | 0.01 | 0.01 | 0.01 | True | True | Non Federally-Regulated | 01/27/2020 |  | 07/20/2020
Hangzhou Huoshi Lighting Co.,Ltd | FLSNT | DSST1940FILCL-27 | Light Emitting Diode | Decorative Lamp | Edison Screw Base | Forward Phase Cut Controls | 83.7 | 2700 | 0.0005 | 93 | 60 | 91 | 0.91 | Elevated | 15000 | 0.916 | 1 |  | 0.1 | 16 | 16 | 0.04 | 0.04 | 0.04 | 0.04 | 0 | 0 | 0.02 | 0.02 | 0.02 | 0.02 | 0 | 0 | 0.02 | 0.02 | 0.02 | 0.01 | 0.01 | 0.01 | True | True | Non Federally-Regulated | 01/27/2020 |  | 07/20/2020
Hangzhou Huoshi Lighting Co.,Ltd | FLSNT | DSST1940FILWH-27 | Light Emitting Diode | Decorative Lamp | Edison Screw Base | Forward Phase Cut Controls | 83.7 | 2700 | 0.0005 | 93 | 60 | 91 | 0.91 | Elevated | 15000 | 0.916 | 1 |  | 0.1 | 16 | 16 | 0.04 | 0.04 | 0.04 | 0.04 | 0 | 0 | 0.02 | 0.02 | 0.02 | 0.02 | 0 | 0 | 0.02 | 0.02 | 0.02 | 0.01 | 0.01 | 0.01 | True | True | Non Federally-Regulated | 01/27/2020 |  | 07/20/2020
Hangzhou Huoshi Lighting Co.,Ltd | FLSNT | DSST1940FILAM-27 | Light Emitting Diode | Decorative Lamp | Edison Screw Base | Forward Phase Cut Controls | 83.7 | 2700 | 0.0005 | 93 | 60 | 91 | 0.91 | Elevated | 15000 | 0.916 | 1 |  | 0.1 | 16 | 16 | 0.04 | 0.04 | 0.04 | 0.04 | 0 | 0 | 0.02 | 0.02 | 0.02 | 0.02 | 0 | 0 | 0.02 | 0.02 | 0.02 | 0.01 | 0.01 | 0.01 | True | True | Non Federally-Regulated | 01/27/2020 |  | 07/20/2020
Hangzhou Huoshi Lighting Co.,Ltd | FLSNT | DSG1640FILCL-23 | Light Emitting Diode | Decorative Lamp | Edison Screw Base | Forward Phase Cut Controls | 83.7 | 2300 | 0.0005 | 93 | 60 | 91 | 0.91 | Elevated | 15000 | 0.916 | 1 |  | 0.1 | 16 | 16 | 0.04 | 0.04 | 0.04 | 0.04 | 0 | 0 | 0.02 | 0.02 | 0.02 | 0.02 | 0 | 0 | 0.02 | 0.02 | 0.02 | 0.01 | 0.01 | 0.01 | True | True | Non Federally-Regulated | 01/27/2020 |  | 07/20/2020
Hangzhou Huoshi Lighting Co.,Ltd | FLSNT | DSG1640FILWH-23 | Light Emitting Diode | Decorative Lamp | Edison Screw Base | Forward Phase Cut Controls | 83.7 | 2300 | 0.0005 | 93 | 60 | 91 | 0.91 | Elevated | 15000 | 0.916 | 1 |  | 0.1 | 16 | 16 | 0.04 | 0.04 | 0.04 | 0.04 | 0 | 0 | 0.02 | 0.02 | 0.02 | 0.02 | 0 | 0 | 0.02 | 0.02 | 0.02 | 0.01 | 0.01 | 0.01 | True | True | Non Federally-Regulated | 01/27/2020 |  | 07/20/2020
Hangzhou Huoshi Lighting Co.,Ltd | FLSNT | DSG1640FILAM-23 | Light Emitting Diode | Decorative Lamp | Edison Screw Base | Forward Phase Cut Controls | 83.7 | 2300 | 0.0005 | 93 | 60 | 91 | 0.91 | Elevated | 15000 | 0.916 | 1 |  | 0.1 | 16 | 16 | 0.04 | 0.04 | 0.04 | 0.04 | 0 | 0 | 0.02 | 0.02 | 0.02 | 0.02 | 0 | 0 | 0.02 | 0.02 | 0.02 | 0.01 | 0.01 | 0.01 | True | True | Non Federally-Regulated | 01/27/2020 |  | 07/20/2020
Hangzhou Huoshi Lighting Co.,Ltd | FLSNT | DSG1640FILFR-23 | Light Emitting Diode | Decorative Lamp | Edison Screw Base | Forward Phase Cut Controls | 83.7 | 2300 | 0.0005 | 93 | 60 | 91 | 0.91 | Elevated | 15000 | 0.916 | 1 |  | 0.1 | 16 | 16 | 0.04 | 0.04 | 0.04 | 0.04 | 0 | 0 | 0.02 | 0.02 | 0.02 | 0.02 | 0 | 0 | 0.02 | 0.02 | 0.02 | 0.01 | 0.01 | 0.01 | True | True | Non Federally-Regulated | 01/27/2020 |  | 07/20/2020
Hangzhou Huoshi Lighting Co.,Ltd | FLSNT | DSG1640FILSM-23 | Light Emitting Diode | Decorative Lamp | Edison Screw Base | Forward Phase Cut Controls | 83.7 | 2300 | 0.0005 | 93 | 60 | 91 | 0.91 | Elevated | 15000 | 0.916 | 1 |  | 0.1 | 16 | 16 | 0.04 | 0.04 | 0.04 | 0.04 | 0 | 0 | 0.02 | 0.02 | 0.02 | 0.02 | 0 | 0 | 0.02 | 0.02 | 0.02 | 0.01 | 0.01 | 0.01 | True | True | Non Federally-Regulated | 01/27/2020 |  | 07/20/2020
Hangzhou Huoshi Lighting Co.,Ltd | FLSNT | DSG1640FILCL12-23 | Light Emitting Diode | Decorative Lamp | Edison Screw Base | Forward Phase Cut Controls | 83.7 | 2300 | 0.0005 | 93 | 60 | 91 | 0.91 | Elevated | 15000 | 0.916 | 1 |  | 0.1 | 16 | 16 | 0.04 | 0.04 | 0.04 | 0.04 | 0 | 0 | 0.02 | 0.02 | 0.02 | 0.02 | 0 | 0 | 0.02 | 0.02 | 0.02 | 0.01 | 0.01 | 0.01 | True | True | Non Federally-Regulated | 01/27/2020 |  | 07/20/2020
Hangzhou Huoshi Lighting Co.,Ltd | FLSNT | DSG1640FILWH12-23 | Light Emitting Diode | Decorative Lamp | Edison Screw Base | Forward Phase Cut Controls | 83.7 | 2300 | 0.0005 | 93 | 60 | 91 | 0.91 | Elevated | 15000 | 0.916 | 1 |  | 0.1 | 16 | 16 | 0.04 | 0.04 | 0.04 | 0.04 | 0 | 0 | 0.02 | 0.02 | 0.02 | 0.02 | 0 | 0 | 0.02 | 0.02 | 0.02 | 0.01 | 0.01 | 0.01 | True | True | Non Federally-Regulated | 01/27/2020 |  | 07/20/2020
Hangzhou Huoshi Lighting Co.,Ltd | FLSNT | DSG1640FILAM12-23 | Light Emitting Diode | Decorative Lamp | Edison Screw Base | Forward Phase Cut Controls | 83.7 | 2300 | 0.0005 | 93 | 60 | 91 | 0.91 | Elevated | 15000 | 0.916 | 1 |  | 0.1 | 16 | 16 | 0.04 | 0.04 | 0.04 | 0.04 | 0 | 0 | 0.02 | 0.02 | 0.02 | 0.02 | 0 | 0 | 0.02 | 0.02 | 0.02 | 0.01 | 0.01 | 0.01 | True | True | Non Federally-Regulated | 01/27/2020 |  | 07/20/2020
Hangzhou Huoshi Lighting Co.,Ltd | FLSNT | DSG1640FILFR12-23 | Light Emitting Diode | Decorative Lamp | Edison Screw Base | Forward Phase Cut Controls | 83.7 | 2300 | 0.0005 | 93 | 60 | 91 | 0.91 | Elevated | 15000 | 0.916 | 1 |  | 0.1 | 16 | 16 | 0.04 | 0.04 | 0.04 | 0.04 | 0 | 0 | 0.02 | 0.02 | 0.02 | 0.02 | 0 | 0 | 0.02 | 0.02 | 0.02 | 0.01 | 0.01 | 0.01 | True | True | Non Federally-Regulated | 01/27/2020 |  | 07/20/2020
Hangzhou Huoshi Lighting Co.,Ltd | FLSNT | DSG1640FILSM12-23 | Light Emitting Diode | Decorative Lamp | Edison Screw Base | Forward Phase Cut Controls | 83.7 | 2300 | 0.0005 | 93 | 60 | 91 | 0.91 | Elevated | 15000 | 0.916 | 1 |  | 0.1 | 16 | 16 | 0.04 | 0.04 | 0.04 | 0.04 | 0 | 0 | 0.02 | 0.02 | 0.02 | 0.02 | 0 | 0 | 0.02 | 0.02 | 0.02 | 0.01 | 0.01 | 0.01 | True | True | Non Federally-Regulated | 01/27/2020 |  | 07/20/2020
Hangzhou Huoshi Lighting Co.,Ltd | FLSNT | DSST1440FILCL-23 | Light Emitting Diode | Decorative Lamp | Edison Screw Base | Forward Phase Cut Controls | 83.7 | 2300 | 0.0005 | 93 | 60 | 91 | 0.91 | Elevated | 15000 | 0.916 | 1 |  | 0.1 | 16 | 16 | 0.04 | 0.04 | 0.04 | 0.04 | 0 | 0 | 0.02 | 0.02 | 0.02 | 0.02 | 0 | 0 | 0.02 | 0.02 | 0.02 | 0.01 | 0.01 | 0.01 | True | True | Non Federally-Regulated | 01/27/2020 |  | 07/20/2020
Hangzhou Huoshi Lighting Co.,Ltd | FLSNT | DSST1440FILWH-23 | Light Emitting Diode | Decorative Lamp | Edison Screw Base | Forward Phase Cut Controls | 83.7 | 2300 | 0.0005 | 93 | 60 | 91 | 0.91 | Elevated | 15000 | 0.916 | 1 |  | 0.1 | 16 | 16 | 0.04 | 0.04 | 0.04 | 0.04 | 0 | 0 | 0.02 | 0.02 | 0.02 | 0.02 | 0 | 0 | 0.02 | 0.02 | 0.02 | 0.01 | 0.01 | 0.01 | True | True | Non Federally-Regulated | 01/27/2020 |  | 07/20/2020
Hangzhou Huoshi Lighting Co.,Ltd | FLSNT | DSST1440FILAM-23 | Light Emitting Diode | Decorative Lamp | Edison Screw Base | Forward Phase Cut Controls | 83.7 | 2300 | 0.0005 | 93 | 60 | 91 | 0.91 | Elevated | 15000 | 0.916 | 1 |  | 0.1 | 16 | 16 | 0.04 | 0.04 | 0.04 | 0.04 | 0 | 0 | 0.02 | 0.02 | 0.02 | 0.02 | 0 | 0 | 0.02 | 0.02 | 0.02 | 0.01 | 0.01 | 0.01 | True | True | Non Federally-Regulated | 01/27/2020 |  | 07/20/2020
Hangzhou Huoshi Lighting Co.,Ltd | FLSNT | DSST1440FILFR-23 | Light Emitting Diode | Decorative Lamp | Edison Screw Base | Forward Phase Cut Controls | 83.7 | 2300 | 0.0005 | 93 | 60 | 91 | 0.91 | Elevated | 15000 | 0.916 | 1 |  | 0.1 | 16 | 16 | 0.04 | 0.04 | 0.04 | 0.04 | 0 | 0 | 0.02 | 0.02 | 0.02 | 0.02 | 0 | 0 | 0.02 | 0.02 | 0.02 | 0.01 | 0.01 | 0.01 | True | True | Non Federally-Regulated | 01/27/2020 |  | 07/20/2020
Hangzhou Huoshi Lighting Co.,Ltd | FLSNT | DSST1440FILSM-23 | Light Emitting Diode | Decorative Lamp | Edison Screw Base | Forward Phase Cut Controls | 83.7 | 2300 | 0.0005 | 93 | 60 | 91 | 0.91 | Elevated | 15000 | 0.916 | 1 |  | 0.1 | 16 | 16 | 0.04 | 0.04 | 0.04 | 0.04 | 0 | 0 | 0.02 | 0.02 | 0.02 | 0.02 | 0 | 0 | 0.02 | 0.02 | 0.02 | 0.01 | 0.01 | 0.01 | True | True | Non Federally-Regulated | 01/27/2020 |  | 07/20/2020
Hangzhou Huoshi Lighting Co.,Ltd | FLSNT | DSST1940FILCL-23 | Light Emitting Diode | Decorative Lamp | Edison Screw Base | Forward Phase Cut Controls | 83.7 | 2300 | 0.0005 | 93 | 60 | 91 | 0.91 | Elevated | 15000 | 0.916 | 1 |  | 0.1 | 16 | 16 | 0.04 | 0.04 | 0.04 | 0.04 | 0 | 0 | 0.02 | 0.02 | 0.02 | 0.02 | 0 | 0 | 0.02 | 0.02 | 0.02 | 0.01 | 0.01 | 0.01 | True | True | Non Federally-Regulated | 01/27/2020 |  | 07/20/2020
Hangzhou Huoshi Lighting Co.,Ltd | FLSNT | DSST1940FILWH-23 | Light Emitting Diode | Decorative Lamp | Edison Screw Base | Forward Phase Cut Controls | 83.7 | 2300 | 0.0005 | 93 | 60 | 91 | 0.91 | Elevated | 15000 | 0.916 | 1 |  | 0.1 | 16 | 16 | 0.04 | 0.04 | 0.04 | 0.04 | 0 | 0 | 0.02 | 0.02 | 0.02 | 0.02 | 0 | 0 | 0.02 | 0.02 | 0.02 | 0.01 | 0.01 | 0.01 | True | True | Non Federally-Regulated | 01/27/2020 |  | 07/20/2020
Hangzhou Huoshi Lighting Co.,Ltd | FLSNT | DSST1940FILAM-23 | Light Emitting Diode | Decorative Lamp | Edison Screw Base | Forward Phase Cut Controls | 83.7 | 2300 | 0.0005 | 93 | 60 | 91 | 0.91 | Elevated | 15000 | 0.916 | 1 |  | 0.1 | 16 | 16 | 0.04 | 0.04 | 0.04 | 0.04 | 0 | 0 | 0.02 | 0.02 | 0.02 | 0.02 | 0 | 0 | 0.02 | 0.02 | 0.02 | 0.01 | 0.01 | 0.01 | True | True | Non Federally-Regulated | 01/27/2020 |  | 07/20/2020
Hangzhou Huoshi Lighting Co.,Ltd | FLSNT | DSST1940FILFR-23 | Light Emitting Diode | Decorative Lamp | Edison Screw Base | Forward Phase Cut Controls | 83.7 | 2300 | 0.0005 | 93 | 60 | 91 | 0.91 | Elevated | 15000 | 0.916 | 1 |  | 0.1 | 16 | 16 | 0.04 | 0.04 | 0.04 | 0.04 | 0 | 0 | 0.02 | 0.02 | 0.02 | 0.02 | 0 | 0 | 0.02 | 0.02 | 0.02 | 0.01 | 0.01 | 0.01 | True | True | Non Federally-Regulated | 01/27/2020 |  | 07/20/2020
Hangzhou Huoshi Lighting Co.,Ltd | FLSNT | DSST1940FILFR-27 | Light Emitting Diode | Decorative Lamp | Edison Screw Base | Forward Phase Cut Controls | 83.7 | 2700 | 0.0005 | 93 | 60 | 91 | 0.91 | Elevated | 15000 | 0.916 | 1 |  | 0.1 | 16 | 16 | 0.04 | 0.04 | 0.04 | 0.04 | 0 | 0 | 0.02 | 0.02 | 0.02 | 0.02 | 0 | 0 | 0.02 | 0.02 | 0.02 | 0.01 | 0.01 | 0.01 | True | True | Non Federally-Regulated | 01/27/2020 |  | 07/20/2020
Hangzhou Huoshi Lighting Co.,Ltd | FLSNT | DSST1940FILSM-27 | Light Emitting Diode | Decorative Lamp | Edison Screw Base | Forward Phase Cut Controls | 83.7 | 2700 | 0.0005 | 93 | 60 | 91 | 0.91 | Elevated | 15000 | 0.916 | 1 |  | 0.1 | 16 | 16 | 0.04 | 0.04 | 0.04 | 0.04 | 0 | 0 | 0.02 | 0.02 | 0.02 | 0.02 | 0 | 0 | 0.02 | 0.02 | 0.02 | 0.01 | 0.01 | 0.01 | True | True | Non Federally-Regulated | 01/27/2020 |  | 07/20/2020
Hangzhou Huoshi Lighting Co.,Ltd | FLSNT | DSST2140FILCL-27 | Light Emitting Diode | Decorative Lamp | Edison Screw Base | Forward Phase Cut Controls | 83.7 | 2700 | 0.0005 | 93 | 60 | 91 | 0.91 | Elevated | 15000 | 0.916 | 1 |  | 0.1 | 16 | 16 | 0.04 | 0.04 | 0.04 | 0.04 | 0 | 0 | 0.02 | 0.02 | 0.02 | 0.02 | 0 | 0 | 0.02 | 0.02 | 0.02 | 0.01 | 0.01 | 0.01 | True | True | Non Federally-Regulated | 01/27/2020 |  | 07/20/2020
Hangzhou Huoshi Lighting Co.,Ltd | FLSNT | DSST2140FILWH-27 | Light Emitting Diode | Decorative Lamp | Edison Screw Base | Forward Phase Cut Controls | 83.7 | 2700 | 0.0005 | 93 | 60 | 91 | 0.91 | Elevated | 15000 | 0.916 | 1 |  | 0.1 | 16 | 16 | 0.04 | 0.04 | 0.04 | 0.04 | 0 | 0 | 0.02 | 0.02 | 0.02 | 0.02 | 0 | 0 | 0.02 | 0.02 | 0.02 | 0.01 | 0.01 | 0.01 | True | True | Non Federally-Regulated | 01/27/2020 |  | 07/20/2020
Hangzhou Huoshi Lighting Co.,Ltd | FLSNT | DSST2140FILAM-27 | Light Emitting Diode | Decorative Lamp | Edison Screw Base | Forward Phase Cut Controls | 83.7 | 2700 | 0.0005 | 93 | 60 | 91 | 0.91 | Elevated | 15000 | 0.916 | 1 |  | 0.1 | 16 | 16 | 0.04 | 0.04 | 0.04 | 0.04 | 0 | 0 | 0.02 | 0.02 | 0.02 | 0.02 | 0 | 0 | 0.02 | 0.02 | 0.02 | 0.01 | 0.01 | 0.01 | True | True | Non Federally-Regulated | 01/27/2020 |  | 07/20/2020
Hangzhou Huoshi Lighting Co.,Ltd | FLSNT | DSST2140FILFR-27 | Light Emitting Diode | Decorative Lamp | Edison Screw Base | Forward Phase Cut Controls | 83.7 | 2700 | 0.0005 | 93 | 60 | 91 | 0.91 | Elevated | 15000 | 0.916 | 1 |  | 0.1 | 16 | 16 | 0.04 | 0.04 | 0.04 | 0.04 | 0 | 0 | 0.02 | 0.02 | 0.02 | 0.02 | 0 | 0 | 0.02 | 0.02 | 0.02 | 0.01 | 0.01 | 0.01 | True | True | Non Federally-Regulated | 01/27/2020 |  | 07/20/2020
Hangzhou Huoshi Lighting Co.,Ltd | FLSNT | DSST2140FILSM-27 | Light Emitting Diode | Decorative Lamp | Edison Screw Base | Forward Phase Cut Controls | 83.7 | 2700 | 0.0005 | 93 | 60 | 91 | 0.91 | Elevated | 15000 | 0.916 | 1 |  | 0.1 | 16 | 16 | 0.04 | 0.04 | 0.04 | 0.04 | 0 | 0 | 0.02 | 0.02 | 0.02 | 0.02 | 0 | 0 | 0.02 | 0.02 | 0.02 | 0.01 | 0.01 | 0.01 | True | True | Non Federally-Regulated | 01/27/2020 |  | 07/20/2020
Hangzhou Huoshi Lighting Co.,Ltd | FLSNT | DSG2540FILCL-27 | Light Emitting Diode | Decorative Lamp | Edison Screw Base | Forward Phase Cut Controls | 83.7 | 2700 | 0.0005 | 93 | 60 | 91 | 0.91 | Elevated | 15000 | 0.916 | 1 |  | 0.1 | 16 | 16 | 0.04 | 0.04 | 0.04 | 0.04 | 0 | 0 | 0.02 | 0.02 | 0.02 | 0.02 | 0 | 0 | 0.02 | 0.02 | 0.02 | 0.01 | 0.01 | 0.01 | True | True | Non Federally-Regulated | 01/27/2020 |  | 07/20/2020
Hangzhou Huoshi Lighting Co.,Ltd | FLSNT | DSG2540FILWH-27 | Light Emitting Diode | Decorative Lamp | Edison Screw Base | Forward Phase Cut Controls | 83.7 | 2700 | 0.0005 | 93 | 60 | 91 | 0.91 | Elevated | 15000 | 0.916 | 1 |  | 0.1 | 16 | 16 | 0.04 | 0.04 | 0.04 | 0.04 | 0 | 0 | 0.02 | 0.02 | 0.02 | 0.02 | 0 | 0 | 0.02 | 0.02 | 0.02 | 0.01 | 0.01 | 0.01 | True | True | Non Federally-Regulated | 01/27/2020 |  | 07/20/2020
Hangzhou Huoshi Lighting Co.,Ltd | FLSNT | DSG2540FILAM-27 | Light Emitting Diode | Decorative Lamp | Edison Screw Base | Forward Phase Cut Controls | 83.7 | 2700 | 0.0005 | 93 | 60 | 91 | 0.91 | Elevated | 15000 | 0.916 | 1 |  | 0.1 | 16 | 16 | 0.04 | 0.04 | 0.04 | 0.04 | 0 | 0 | 0.02 | 0.02 | 0.02 | 0.02 | 0 | 0 | 0.02 | 0.02 | 0.02 | 0.01 | 0.01 | 0.01 | True | True | Non Federally-Regulated | 01/27/2020 |  | 07/20/2020
Hangzhou Huoshi Lighting Co.,Ltd | FLSNT | DSG2540FILFR-27 | Light Emitting Diode | Decorative Lamp | Edison Screw Base | Forward Phase Cut Controls | 83.7 | 2700 | 0.0005 | 93 | 60 | 91 | 0.91 | Elevated | 15000 | 0.916 | 1 |  | 0.1 | 16 | 16 | 0.04 | 0.04 | 0.04 | 0.04 | 0 | 0 | 0.02 | 0.02 | 0.02 | 0.02 | 0 | 0 | 0.02 | 0.02 | 0.02 | 0.01 | 0.01 | 0.01 | True | True | Non Federally-Regulated | 01/27/2020 |  | 07/20/2020
Hangzhou Huoshi Lighting Co.,Ltd | FLSNT | DSG2540FILSM-27 | Light Emitting Diode | Decorative Lamp | Edison Screw Base | Forward Phase Cut Controls | 83.7 | 2700 | 0.0005 | 93 | 60 | 91 | 0.91 | Elevated | 15000 | 0.916 | 1 |  | 0.1 | 16 | 16 | 0.04 | 0.04 | 0.04 | 0.04 | 0 | 0 | 0.02 | 0.02 | 0.02 | 0.02 | 0 | 0 | 0.02 | 0.02 | 0.02 | 0.01 | 0.01 | 0.01 | True | True | Non Federally-Regulated | 01/27/2020 |  | 07/20/2020
Hangzhou Huoshi Lighting Co.,Ltd | FLSNT | DSB1140FILCL-25 | Light Emitting Diode | Decorative Lamp | Edison Screw Base | Forward Phase Cut Controls | 83.7 | 2500 | 0.0005 | 93 | 60 | 91 | 0.91 | Elevated | 15000 | 0.916 | 1 |  | 0.1 | 16 | 16 | 0.04 | 0.04 | 0.04 | 0.04 | 0 | 0 | 0.02 | 0.02 | 0.02 | 0.02 | 0 | 0 | 0.02 | 0.02 | 0.02 | 0.01 | 0.01 | 0.01 | True | True | Non Federally-Regulated | 01/27/2020 |  | 07/20/2020
Hangzhou Huoshi Lighting Co.,Ltd | FLSNT | DSB1140FILWH-25 | Light Emitting Diode | Decorative Lamp | Edison Screw Base | Forward Phase Cut Controls | 83.7 | 2500 | 0.0005 | 93 | 60 | 91 | 0.91 | Elevated | 15000 | 0.916 | 1 |  | 0.1 | 16 | 16 | 0.04 | 0.04 | 0.04 | 0.04 | 0 | 0 | 0.02 | 0.02 | 0.02 | 0.02 | 0 | 0 | 0.02 | 0.02 | 0.02 | 0.01 | 0.01 | 0.01 | True | True | Non Federally-Regulated | 01/27/2020 |  | 07/20/2020
Hangzhou Huoshi Lighting Co.,Ltd | FLSNT | DSB1140FILAM-25 | Light Emitting Diode | Decorative Lamp | Edison Screw Base | Forward Phase Cut Controls | 83.7 | 2500 | 0.0005 | 93 | 60 | 91 | 0.91 | Elevated | 15000 | 0.916 | 1 |  | 0.1 | 16 | 16 | 0.04 | 0.04 | 0.04 | 0.04 | 0 | 0 | 0.02 | 0.02 | 0.02 | 0.02 | 0 | 0 | 0.02 | 0.02 | 0.02 | 0.01 | 0.01 | 0.01 | True | True | Non Federally-Regulated | 01/27/2020 |  | 07/20/2020
Hangzhou Huoshi Lighting Co.,Ltd | FLSNT | DSB1140FILFR-25 | Light Emitting Diode | Decorative Lamp | Edison Screw Base | Forward Phase Cut Controls | 83.7 | 2500 | 0.0005 | 93 | 60 | 91 | 0.91 | Elevated | 15000 | 0.916 | 1 |  | 0.1 | 16 | 16 | 0.04 | 0.04 | 0.04 | 0.04 | 0 | 0 | 0.02 | 0.02 | 0.02 | 0.02 | 0 | 0 | 0.02 | 0.02 | 0.02 | 0.01 | 0.01 | 0.01 | True | True | Non Federally-Regulated | 01/27/2020 |  | 07/20/2020
Hangzhou Huoshi Lighting Co.,Ltd | FLSNT | DSB1140FILSM-25 | Light Emitting Diode | Decorative Lamp | Edison Screw Base | Forward Phase Cut Controls | 83.7 | 2500 | 0.0005 | 93 | 60 | 91 | 0.91 | Elevated | 15000 | 0.916 | 1 |  | 0.1 | 16 | 16 | 0.04 | 0.04 | 0.04 | 0.04 | 0 | 0 | 0.02 | 0.02 | 0.02 | 0.02 | 0 | 0 | 0.02 | 0.02 | 0.02 | 0.01 | 0.01 | 0.01 | True | True | Non Federally-Regulated | 01/27/2020 |  | 07/20/2020
Hangzhou Huoshi Lighting Co.,Ltd | FLSNT | DSB1140FILCL26-25 | Light Emitting Diode | Decorative Lamp | Edison Screw Base | Forward Phase Cut Controls | 83.7 | 2500 | 0.0005 | 93 | 60 | 91 | 0.91 | Elevated | 15000 | 0.916 | 1 |  | 0.1 | 16 | 16 | 0.04 | 0.04 | 0.04 | 0.04 | 0 | 0 | 0.02 | 0.02 | 0.02 | 0.02 | 0 | 0 | 0.02 | 0.02 | 0.02 | 0.01 | 0.01 | 0.01 | True | True | Non Federally-Regulated | 01/27/2020 |  | 07/20/2020
Hangzhou Huoshi Lighting Co.,Ltd | FLSNT | DSB1140FILWH26-25 | Light Emitting Diode | Decorative Lamp | Edison Screw Base | Forward Phase Cut Controls | 83.7 | 2500 | 0.0005 | 93 | 60 | 91 | 0.91 | Elevated | 15000 | 0.916 | 1 |  | 0.1 | 16 | 16 | 0.04 | 0.04 | 0.04 | 0.04 | 0 | 0 | 0.02 | 0.02 | 0.02 | 0.02 | 0 | 0 | 0.02 | 0.02 | 0.02 | 0.01 | 0.01 | 0.01 | True | True | Non Federally-Regulated | 01/27/2020 |  | 07/20/2020
Hangzhou Huoshi Lighting Co.,Ltd | FLSNT | DSB1140FILAM26-25 | Light Emitting Diode | Decorative Lamp | Edison Screw Base | Forward Phase Cut Controls | 83.7 | 2500 | 0.0005 | 93 | 60 | 91 | 0.91 | Elevated | 15000 | 0.916 | 1 |  | 0.1 | 16 | 16 | 0.04 | 0.04 | 0.04 | 0.04 | 0 | 0 | 0.02 | 0.02 | 0.02 | 0.02 | 0 | 0 | 0.02 | 0.02 | 0.02 | 0.01 | 0.01 | 0.01 | True | True | Non Federally-Regulated | 01/27/2020 |  | 07/20/2020
Hangzhou Huoshi Lighting Co.,Ltd | FLSNT | DSB1140FILFR26-25 | Light Emitting Diode | Decorative Lamp | Edison Screw Base | Forward Phase Cut Controls | 83.7 | 2500 | 0.0005 | 93 | 60 | 91 | 0.91 | Elevated | 15000 | 0.916 | 1 |  | 0.1 | 16 | 16 | 0.04 | 0.04 | 0.04 | 0.04 | 0 | 0 | 0.02 | 0.02 | 0.02 | 0.02 | 0 | 0 | 0.02 | 0.02 | 0.02 | 0.01 | 0.01 | 0.01 | True | True | Non Federally-Regulated | 01/27/2020 |  | 07/20/2020
Hangzhou Huoshi Lighting Co.,Ltd | FLSNT | DSB1140FILSM26-25 | Light Emitting Diode | Decorative Lamp | Edison Screw Base | Forward Phase Cut Controls | 83.7 | 2500 | 0.0005 | 93 | 60 | 91 | 0.91 | Elevated | 15000 | 0.916 | 1 |  | 0.1 | 16 | 16 | 0.04 | 0.04 | 0.04 | 0.04 | 0 | 0 | 0.02 | 0.02 | 0.02 | 0.02 | 0 | 0 | 0.02 | 0.02 | 0.02 | 0.01 | 0.01 | 0.01 | True | True | Non Federally-Regulated | 01/27/2020 |  | 07/20/2020
Hangzhou Huoshi Lighting Co.,Ltd | FLSNT | DSB11F40FILCL-25 | Light Emitting Diode | Decorative Lamp | Edison Screw Base | Forward Phase Cut Controls | 83.7 | 2500 | 0.0005 | 93 | 60 | 91 | 0.91 | Elevated | 15000 | 0.916 | 1 |  | 0.1 | 16 | 16 | 0.04 | 0.04 | 0.04 | 0.04 | 0 | 0 | 0.02 | 0.02 | 0.02 | 0.02 | 0 | 0 | 0.02 | 0.02 | 0.02 | 0.01 | 0.01 | 0.01 | True | True | Non Federally-Regulated | 01/27/2020 |  | 07/20/2020
Hangzhou Huoshi Lighting Co.,Ltd | FLSNT | DSB11F40FILWH-25 | Light Emitting Diode | Decorative Lamp | Edison Screw Base | Forward Phase Cut Controls | 83.7 | 2500 | 0.0005 | 93 | 60 | 91 | 0.91 | Elevated | 15000 | 0.916 | 1 |  | 0.1 | 16 | 16 | 0.04 | 0.04 | 0.04 | 0.04 | 0 | 0 | 0.02 | 0.02 | 0.02 | 0.02 | 0 | 0 | 0.02 | 0.02 | 0.02 | 0.01 | 0.01 | 0.01 | True | True | Non Federally-Regulated | 01/27/2020 |  | 07/20/2020
Hangzhou Huoshi Lighting Co.,Ltd | FLSNT | DSB11F40FILAM-25 | Light Emitting Diode | Decorative Lamp | Edison Screw Base | Forward Phase Cut Controls | 83.7 | 2500 | 0.0005 | 93 | 60 | 91 | 0.91 | Elevated | 15000 | 0.916 | 1 |  | 0.1 | 16 | 16 | 0.04 | 0.04 | 0.04 | 0.04 | 0 | 0 | 0.02 | 0.02 | 0.02 | 0.02 | 0 | 0 | 0.02 | 0.02 | 0.02 | 0.01 | 0.01 | 0.01 | True | True | Non Federally-Regulated | 01/27/2020 |  | 07/20/2020
Hangzhou Huoshi Lighting Co.,Ltd | FLSNT | DSB11F40FILFR-25 | Light Emitting Diode | Decorative Lamp | Edison Screw Base | Forward Phase Cut Controls | 83.7 | 2500 | 0.0005 | 93 | 60 | 91 | 0.91 | Elevated | 15000 | 0.916 | 1 |  | 0.1 | 16 | 16 | 0.04 | 0.04 | 0.04 | 0.04 | 0 | 0 | 0.02 | 0.02 | 0.02 | 0.02 | 0 | 0 | 0.02 | 0.02 | 0.02 | 0.01 | 0.01 | 0.01 | True | True | Non Federally-Regulated | 01/27/2020 |  | 07/20/2020
Hangzhou Huoshi Lighting Co.,Ltd | FLSNT | DSB11F40FILSM-25 | Light Emitting Diode | Decorative Lamp | Edison Screw Base | Forward Phase Cut Controls | 83.7 | 2500 | 0.0005 | 93 | 60 | 91 | 0.91 | Elevated | 15000 | 0.916 | 1 |  | 0.1 | 16 | 16 | 0.04 | 0.04 | 0.04 | 0.04 | 0 | 0 | 0.02 | 0.02 | 0.02 | 0.02 | 0 | 0 | 0.02 | 0.02 | 0.02 | 0.01 | 0.01 | 0.01 | True | True | Non Federally-Regulated | 01/27/2020 |  | 07/20/2020
Hangzhou Huoshi Lighting Co.,Ltd | FLSNT | DSB11F40FILCL26-25 | Light Emitting Diode | Decorative Lamp | Edison Screw Base | Forward Phase Cut Controls | 83.7 | 2500 | 0.0005 | 93 | 60 | 91 | 0.91 | Elevated | 15000 | 0.916 | 1 |  | 0.1 | 16 | 16 | 0.04 | 0.04 | 0.04 | 0.04 | 0 | 0 | 0.02 | 0.02 | 0.02 | 0.02 | 0 | 0 | 0.02 | 0.02 | 0.02 | 0.01 | 0.01 | 0.01 | True | True | Non Federally-Regulated | 01/27/2020 |  | 07/20/2020
Hangzhou Huoshi Lighting Co.,Ltd | FLSNT | DSB11F40FILWH26-25 | Light Emitting Diode | Decorative Lamp | Edison Screw Base | Forward Phase Cut Controls | 83.7 | 2500 | 0.0005 | 93 | 60 | 91 | 0.91 | Elevated | 15000 | 0.916 | 1 |  | 0.1 | 16 | 16 | 0.04 | 0.04 | 0.04 | 0.04 | 0 | 0 | 0.02 | 0.02 | 0.02 | 0.02 | 0 | 0 | 0.02 | 0.02 | 0.02 | 0.01 | 0.01 | 0.01 | True | True | Non Federally-Regulated | 01/27/2020 |  | 07/20/2020
Hangzhou Huoshi Lighting Co.,Ltd | FLSNT | DSB11F40FILAM26-25 | Light Emitting Diode | Decorative Lamp | Edison Screw Base | Forward Phase Cut Controls | 83.7 | 2500 | 0.0005 | 93 | 60 | 91 | 0.91 | Elevated | 15000 | 0.916 | 1 |  | 0.1 | 16 | 16 | 0.04 | 0.04 | 0.04 | 0.04 | 0 | 0 | 0.02 | 0.02 | 0.02 | 0.02 | 0 | 0 | 0.02 | 0.02 | 0.02 | 0.01 | 0.01 | 0.01 | True | True | Non Federally-Regulated | 01/27/2020 |  | 07/20/2020
Hangzhou Huoshi Lighting Co.,Ltd | FLSNT | DSB11F40FILFR26-25 | Light Emitting Diode | Decorative Lamp | Edison Screw Base | Forward Phase Cut Controls | 83.7 | 2500 | 0.0005 | 93 | 60 | 91 | 0.91 | Elevated | 15000 | 0.916 | 1 |  | 0.1 | 16 | 16 | 0.04 | 0.04 | 0.04 | 0.04 | 0 | 0 | 0.02 | 0.02 | 0.02 | 0.02 | 0 | 0 | 0.02 | 0.02 | 0.02 | 0.01 | 0.01 | 0.01 | True | True | Non Federally-Regulated | 01/27/2020 |  | 07/20/2020
Hangzhou Huoshi Lighting Co.,Ltd | FLSNT | DSB11F40FILSM26-25 | Light Emitting Diode | Decorative Lamp | Edison Screw Base | Forward Phase Cut Controls | 83.7 | 2500 | 0.0005 | 93 | 60 | 91 | 0.91 | Elevated | 15000 | 0.916 | 1 |  | 0.1 | 16 | 16 | 0.04 | 0.04 | 0.04 | 0.04 | 0 | 0 | 0.02 | 0.02 | 0.02 | 0.02 | 0 | 0 | 0.02 | 0.02 | 0.02 | 0.01 | 0.01 | 0.01 | True | True | Non Federally-Regulated | 01/27/2020 |  | 07/20/2020
Hangzhou Huoshi Lighting Co.,Ltd | FLSNT | DSST1940FILSM-23 | Light Emitting Diode | Decorative Lamp | Edison Screw Base | Forward Phase Cut Controls | 83.7 | 2300 | 0.0005 | 93 | 60 | 91 | 0.91 | Elevated | 15000 | 0.916 | 1 |  | 0.1 | 16 | 16 | 0.04 | 0.04 | 0.04 | 0.04 | 0 | 0 | 0.02 | 0.02 | 0.02 | 0.02 | 0 | 0 | 0.02 | 0.02 | 0.02 | 0.01 | 0.01 | 0.01 | True | True | Non Federally-Regulated | 01/27/2020 |  | 07/20/2020
Hangzhou Huoshi Lighting Co.,Ltd | FLSNT | DSST2140FILCL-23 | Light Emitting Diode | Decorative Lamp | Edison Screw Base | Forward Phase Cut Controls | 83.7 | 2300 | 0.0005 | 93 | 60 | 91 | 0.91 | Elevated | 15000 | 0.916 | 1 |  | 0.1 | 16 | 16 | 0.04 | 0.04 | 0.04 | 0.04 | 0 | 0 | 0.02 | 0.02 | 0.02 | 0.02 | 0 | 0 | 0.02 | 0.02 | 0.02 | 0.01 | 0.01 | 0.01 | True | True | Non Federally-Regulated | 01/27/2020 |  | 07/20/2020
Hangzhou Huoshi Lighting Co.,Ltd | FLSNT | DSST2140FILWH-23 | Light Emitting Diode | Decorative Lamp | Edison Screw Base | Forward Phase Cut Controls | 83.7 | 2300 | 0.0005 | 93 | 60 | 91 | 0.91 | Elevated | 15000 | 0.916 | 1 |  | 0.1 | 16 | 16 | 0.04 | 0.04 | 0.04 | 0.04 | 0 | 0 | 0.02 | 0.02 | 0.02 | 0.02 | 0 | 0 | 0.02 | 0.02 | 0.02 | 0.01 | 0.01 | 0.01 | True | True | Non Federally-Regulated | 01/27/2020 |  | 07/20/2020
Hangzhou Huoshi Lighting Co.,Ltd | FLSNT | DSST2140FILAM-23 | Light Emitting Diode | Decorative Lamp | Edison Screw Base | Forward Phase Cut Controls | 83.7 | 2300 | 0.0005 | 93 | 60 | 91 | 0.91 | Elevated | 15000 | 0.916 | 1 |  | 0.1 | 16 | 16 | 0.04 | 0.04 | 0.04 | 0.04 | 0 | 0 | 0.02 | 0.02 | 0.02 | 0.02 | 0 | 0 | 0.02 | 0.02 | 0.02 | 0.01 | 0.01 | 0.01 | True | True | Non Federally-Regulated | 01/27/2020 |  | 07/20/2020
Hangzhou Huoshi Lighting Co.,Ltd | FLSNT | DSST2140FILFR-23 | Light Emitting Diode | Decorative Lamp | Edison Screw Base | Forward Phase Cut Controls | 83.7 | 2300 | 0.0005 | 93 | 60 | 91 | 0.91 | Elevated | 15000 | 0.916 | 1 |  | 0.1 | 16 | 16 | 0.04 | 0.04 | 0.04 | 0.04 | 0 | 0 | 0.02 | 0.02 | 0.02 | 0.02 | 0 | 0 | 0.02 | 0.02 | 0.02 | 0.01 | 0.01 | 0.01 | True | True | Non Federally-Regulated | 01/27/2020 |  | 07/20/2020
Hangzhou Huoshi Lighting Co.,Ltd | FLSNT | DSST2140FILSM-23 | Light Emitting Diode | Decorative Lamp | Edison Screw Base | Forward Phase Cut Controls | 83.7 | 2300 | 0.0005 | 93 | 60 | 91 | 0.91 | Elevated | 15000 | 0.916 | 1 |  | 0.1 | 16 | 16 | 0.04 | 0.04 | 0.04 | 0.04 | 0 | 0 | 0.02 | 0.02 | 0.02 | 0.02 | 0 | 0 | 0.02 | 0.02 | 0.02 | 0.01 | 0.01 | 0.01 | True | True | Non Federally-Regulated | 01/27/2020 |  | 07/20/2020
Hangzhou Huoshi Lighting Co.,Ltd | FLSNT | DSG2540FILCL-23 | Light Emitting Diode | Decorative Lamp | Edison Screw Base | Forward Phase Cut Controls | 83.7 | 2300 | 0.0005 | 93 | 60 | 91 | 0.91 | Elevated | 15000 | 0.916 | 1 |  | 0.1 | 16 | 16 | 0.04 | 0.04 | 0.04 | 0.04 | 0 | 0 | 0.02 | 0.02 | 0.02 | 0.02 | 0 | 0 | 0.02 | 0.02 | 0.02 | 0.01 | 0.01 | 0.01 | True | True | Non Federally-Regulated | 01/27/2020 |  | 07/20/2020
Hangzhou Huoshi Lighting Co.,Ltd | FLSNT | DSG2540FILWH-23 | Light Emitting Diode | Decorative Lamp | Edison Screw Base | Forward Phase Cut Controls | 83.7 | 2300 | 0.0005 | 93 | 60 | 91 | 0.91 | Elevated | 15000 | 0.916 | 1 |  | 0.1 | 16 | 16 | 0.04 | 0.04 | 0.04 | 0.04 | 0 | 0 | 0.02 | 0.02 | 0.02 | 0.02 | 0 | 0 | 0.02 | 0.02 | 0.02 | 0.01 | 0.01 | 0.01 | True | True | Non Federally-Regulated | 01/27/2020 |  | 07/20/2020
Hangzhou Huoshi Lighting Co.,Ltd | FLSNT | DSG2540FILAM-23 | Light Emitting Diode | Decorative Lamp | Edison Screw Base | Forward Phase Cut Controls | 83.7 | 2300 | 0.0005 | 93 | 60 | 91 | 0.91 | Elevated | 15000 | 0.916 | 1 |  | 0.1 | 16 | 16 | 0.04 | 0.04 | 0.04 | 0.04 | 0 | 0 | 0.02 | 0.02 | 0.02 | 0.02 | 0 | 0 | 0.02 | 0.02 | 0.02 | 0.01 | 0.01 | 0.01 | True | True | Non Federally-Regulated | 01/27/2020 |  | 07/20/2020
Hangzhou Huoshi Lighting Co.,Ltd | FLSNT | DSG2540FILFR-23 | Light Emitting Diode | Decorative Lamp | Edison Screw Base | Forward Phase Cut Controls | 83.7 | 2300 | 0.0005 | 93 | 60 | 91 | 0.91 | Elevated | 15000 | 0.916 | 1 |  | 0.1 | 16 | 16 | 0.04 | 0.04 | 0.04 | 0.04 | 0 | 0 | 0.02 | 0.02 | 0.02 | 0.02 | 0 | 0 | 0.02 | 0.02 | 0.02 | 0.01 | 0.01 | 0.01 | True | True | Non Federally-Regulated | 01/27/2020 |  | 07/20/2020
Hangzhou Huoshi Lighting Co.,Ltd | FLSNT | DSG2540FILSM-23 | Light Emitting Diode | Decorative Lamp | Edison Screw Base | Forward Phase Cut Controls | 83.7 | 2300 | 0.0005 | 93 | 60 | 91 | 0.91 | Elevated | 15000 | 0.916 | 1 |  | 0.1 | 16 | 16 | 0.04 | 0.04 | 0.04 | 0.04 | 0 | 0 | 0.02 | 0.02 | 0.02 | 0.02 | 0 | 0 | 0.02 | 0.02 | 0.02 | 0.01 | 0.01 | 0.01 | True | True | Non Federally-Regulated | 01/27/2020 |  | 07/20/2020
Hangzhou Huoshi Lighting Co.,Ltd | FLSNT | DSB1140FILCL-30 | Light Emitting Diode | Decorative Lamp | Edison Screw Base | Forward Phase Cut Controls | 83.7 | 3000 | 0.0005 | 93 | 60 | 91 | 0.91 | Elevated | 15000 | 0.916 | 1 |  | 0.1 | 16 | 16 | 0.04 | 0.04 | 0.04 | 0.04 | 0 | 0 | 0.02 | 0.02 | 0.02 | 0.02 | 0 | 0 | 0.02 | 0.02 | 0.02 | 0.01 | 0.01 | 0.01 | True | True | Non Federally-Regulated | 01/27/2020 |  | 07/20/2020
Hangzhou Huoshi Lighting Co.,Ltd | FLSNT | DSB1140FILWH-30 | Light Emitting Diode | Decorative Lamp | Edison Screw Base | Forward Phase Cut Controls | 83.7 | 3000 | 0.0005 | 93 | 60 | 91 | 0.91 | Elevated | 15000 | 0.916 | 1 |  | 0.1 | 16 | 16 | 0.04 | 0.04 | 0.04 | 0.04 | 0 | 0 | 0.02 | 0.02 | 0.02 | 0.02 | 0 | 0 | 0.02 | 0.02 | 0.02 | 0.01 | 0.01 | 0.01 | True | True | Non Federally-Regulated | 01/27/2020 |  | 07/20/2020
Hangzhou Huoshi Lighting Co.,Ltd | FLSNT | DSB1140FILAM-30 | Light Emitting Diode | Decorative Lamp | Edison Screw Base | Forward Phase Cut Controls | 83.7 | 3000 | 0.0005 | 93 | 60 | 91 | 0.91 | Elevated | 15000 | 0.916 | 1 |  | 0.1 | 16 | 16 | 0.04 | 0.04 | 0.04 | 0.04 | 0 | 0 | 0.02 | 0.02 | 0.02 | 0.02 | 0 | 0 | 0.02 | 0.02 | 0.02 | 0.01 | 0.01 | 0.01 | True | True | Non Federally-Regulated | 01/27/2020 |  | 07/20/2020
Hangzhou Huoshi Lighting Co.,Ltd | FLSNT | DSB1140FILFR-30 | Light Emitting Diode | Decorative Lamp | Edison Screw Base | Forward Phase Cut Controls | 83.7 | 3000 | 0.0005 | 93 | 60 | 91 | 0.91 | Elevated | 15000 | 0.916 | 1 |  | 0.1 | 16 | 16 | 0.04 | 0.04 | 0.04 | 0.04 | 0 | 0 | 0.02 | 0.02 | 0.02 | 0.02 | 0 | 0 | 0.02 | 0.02 | 0.02 | 0.01 | 0.01 | 0.01 | True | True | Non Federally-Regulated | 01/27/2020 |  | 07/20/2020
Hangzhou Huoshi Lighting Co.,Ltd | FLSNT | DSB1140FILSM-30 | Light Emitting Diode | Decorative Lamp | Edison Screw Base | Forward Phase Cut Controls | 83.7 | 3000 | 0.0005 | 93 | 60 | 91 | 0.91 | Elevated | 15000 | 0.916 | 1 |  | 0.1 | 16 | 16 | 0.04 | 0.04 | 0.04 | 0.04 | 0 | 0 | 0.02 | 0.02 | 0.02 | 0.02 | 0 | 0 | 0.02 | 0.02 | 0.02 | 0.01 | 0.01 | 0.01 | True | True | Non Federally-Regulated | 01/27/2020 |  | 07/20/2020
Hangzhou Huoshi Lighting Co.,Ltd | FLSNT | DSB1140FILCL26-30 | Light Emitting Diode | Decorative Lamp | Edison Screw Base | Forward Phase Cut Controls | 83.7 | 3000 | 0.0005 | 93 | 60 | 91 | 0.91 | Elevated | 15000 | 0.916 | 1 |  | 0.1 | 16 | 16 | 0.04 | 0.04 | 0.04 | 0.04 | 0 | 0 | 0.02 | 0.02 | 0.02 | 0.02 | 0 | 0 | 0.02 | 0.02 | 0.02 | 0.01 | 0.01 | 0.01 | True | True | Non Federally-Regulated | 01/27/2020 |  | 07/20/2020
Hangzhou Huoshi Lighting Co.,Ltd | FLSNT | DSB1140FILWH26-30 | Light Emitting Diode | Decorative Lamp | Edison Screw Base | Forward Phase Cut Controls | 83.7 | 3000 | 0.0005 | 93 | 60 | 91 | 0.91 | Elevated | 15000 | 0.916 | 1 |  | 0.1 | 16 | 16 | 0.04 | 0.04 | 0.04 | 0.04 | 0 | 0 | 0.02 | 0.02 | 0.02 | 0.02 | 0 | 0 | 0.02 | 0.02 | 0.02 | 0.01 | 0.01 | 0.01 | True | True | Non Federally-Regulated | 01/27/2020 |  | 07/20/2020
Hangzhou Huoshi Lighting Co.,Ltd | FLSNT | DSB1140FILAM26-30 | Light Emitting Diode | Decorative Lamp | Edison Screw Base | Forward Phase Cut Controls | 83.7 | 3000 | 0.0005 | 93 | 60 | 91 | 0.91 | Elevated | 15000 | 0.916 | 1 |  | 0.1 | 16 | 16 | 0.04 | 0.04 | 0.04 | 0.04 | 0 | 0 | 0.02 | 0.02 | 0.02 | 0.02 | 0 | 0 | 0.02 | 0.02 | 0.02 | 0.01 | 0.01 | 0.01 | True | True | Non Federally-Regulated | 01/27/2020 |  | 07/20/2020
Hangzhou Huoshi Lighting Co.,Ltd | FLSNT | DSB1140FILFR26-30 | Light Emitting Diode | Decorative Lamp | Edison Screw Base | Forward Phase Cut Controls | 83.7 | 3000 | 0.0005 | 93 | 60 | 91 | 0.91 | Elevated | 15000 | 0.916 | 1 |  | 0.1 | 16 | 16 | 0.04 | 0.04 | 0.04 | 0.04 | 0 | 0 | 0.02 | 0.02 | 0.02 | 0.02 | 0 | 0 | 0.02 | 0.02 | 0.02 | 0.01 | 0.01 | 0.01 | True | True | Non Federally-Regulated | 01/27/2020 |  | 07/20/2020
Hangzhou Huoshi Lighting Co.,Ltd | FLSNT | DSB1140FILSM26-30 | Light Emitting Diode | Decorative Lamp | Edison Screw Base | Forward Phase Cut Controls | 83.7 | 3000 | 0.0005 | 93 | 60 | 91 | 0.91 | Elevated | 15000 | 0.916 | 1 |  | 0.1 | 16 | 16 | 0.04 | 0.04 | 0.04 | 0.04 | 0 | 0 | 0.02 | 0.02 | 0.02 | 0.02 | 0 | 0 | 0.02 | 0.02 | 0.02 | 0.01 | 0.01 | 0.01 | True | True | Non Federally-Regulated | 01/27/2020 |  | 07/20/2020
Hangzhou Huoshi Lighting Co.,Ltd | FLSNT | DSB11F40FILCL-30 | Light Emitting Diode | Decorative Lamp | Edison Screw Base | Forward Phase Cut Controls | 83.7 | 3000 | 0.0005 | 93 | 60 | 91 | 0.91 | Elevated | 15000 | 0.916 | 1 |  | 0.1 | 16 | 16 | 0.04 | 0.04 | 0.04 | 0.04 | 0 | 0 | 0.02 | 0.02 | 0.02 | 0.02 | 0 | 0 | 0.02 | 0.02 | 0.02 | 0.01 | 0.01 | 0.01 | True | True | Non Federally-Regulated | 01/27/2020 |  | 07/20/2020
Hangzhou Huoshi Lighting Co.,Ltd | FLSNT | DSB11F40FILWH-30 | Light Emitting Diode | Decorative Lamp | Edison Screw Base | Forward Phase Cut Controls | 83.7 | 3000 | 0.0005 | 93 | 60 | 91 | 0.91 | Elevated | 15000 | 0.916 | 1 |  | 0.1 | 16 | 16 | 0.04 | 0.04 | 0.04 | 0.04 | 0 | 0 | 0.02 | 0.02 | 0.02 | 0.02 | 0 | 0 | 0.02 | 0.02 | 0.02 | 0.01 | 0.01 | 0.01 | True | True | Non Federally-Regulated | 01/27/2020 |  | 07/20/2020
Hangzhou Huoshi Lighting Co.,Ltd | FLSNT | DSB11F40FILAM-30 | Light Emitting Diode | Decorative Lamp | Edison Screw Base | Forward Phase Cut Controls | 83.7 | 3000 | 0.0005 | 93 | 60 | 91 | 0.91 | Elevated | 15000 | 0.916 | 1 |  | 0.1 | 16 | 16 | 0.04 | 0.04 | 0.04 | 0.04 | 0 | 0 | 0.02 | 0.02 | 0.02 | 0.02 | 0 | 0 | 0.02 | 0.02 | 0.02 | 0.01 | 0.01 | 0.01 | True | True | Non Federally-Regulated | 01/27/2020 |  | 07/20/2020
Hangzhou Huoshi Lighting Co.,Ltd | FLSNT | DSB11F40FILFR-30 | Light Emitting Diode | Decorative Lamp | Edison Screw Base | Forward Phase Cut Controls | 83.7 | 3000 | 0.0005 | 93 | 60 | 91 | 0.91 | Elevated | 15000 | 0.916 | 1 |  | 0.1 | 16 | 16 | 0.04 | 0.04 | 0.04 | 0.04 | 0 | 0 | 0.02 | 0.02 | 0.02 | 0.02 | 0 | 0 | 0.02 | 0.02 | 0.02 | 0.01 | 0.01 | 0.01 | True | True | Non Federally-Regulated | 01/27/2020 |  | 07/20/2020
Hangzhou Huoshi Lighting Co.,Ltd | FLSNT | DSB11F40FILSM-30 | Light Emitting Diode | Decorative Lamp | Edison Screw Base | Forward Phase Cut Controls | 83.7 | 3000 | 0.0005 | 93 | 60 | 91 | 0.91 | Elevated | 15000 | 0.916 | 1 |  | 0.1 | 16 | 16 | 0.04 | 0.04 | 0.04 | 0.04 | 0 | 0 | 0.02 | 0.02 | 0.02 | 0.02 | 0 | 0 | 0.02 | 0.02 | 0.02 | 0.01 | 0.01 | 0.01 | True | True | Non Federally-Regulated | 01/27/2020 |  | 07/20/2020
Hangzhou Huoshi Lighting Co.,Ltd | FLSNT | DSB11F40FILCL26-30 | Light Emitting Diode | Decorative Lamp | Edison Screw Base | Forward Phase Cut Controls | 83.7 | 3000 | 0.0005 | 93 | 60 | 91 | 0.91 | Elevated | 15000 | 0.916 | 1 |  | 0.1 | 16 | 16 | 0.04 | 0.04 | 0.04 | 0.04 | 0 | 0 | 0.02 | 0.02 | 0.02 | 0.02 | 0 | 0 | 0.02 | 0.02 | 0.02 | 0.01 | 0.01 | 0.01 | True | True | Non Federally-Regulated | 01/27/2020 |  | 07/20/2020
Hangzhou Huoshi Lighting Co.,Ltd | FLSNT | DSB11F40FILWH26-30 | Light Emitting Diode | Decorative Lamp | Edison Screw Base | Forward Phase Cut Controls | 83.7 | 3000 | 0.0005 | 93 | 60 | 91 | 0.91 | Elevated | 15000 | 0.916 | 1 |  | 0.1 | 16 | 16 | 0.04 | 0.04 | 0.04 | 0.04 | 0 | 0 | 0.02 | 0.02 | 0.02 | 0.02 | 0 | 0 | 0.02 | 0.02 | 0.02 | 0.01 | 0.01 | 0.01 | True | True | Non Federally-Regulated | 01/27/2020 |  | 07/20/2020
Hangzhou Huoshi Lighting Co.,Ltd | FLSNT | DSB11F40FILAM26-30 | Light Emitting Diode | Decorative Lamp | Edison Screw Base | Forward Phase Cut Controls | 83.7 | 3000 | 0.0005 | 93 | 60 | 91 | 0.91 | Elevated | 15000 | 0.916 | 1 |  | 0.1 | 16 | 16 | 0.04 | 0.04 | 0.04 | 0.04 | 0 | 0 | 0.02 | 0.02 | 0.02 | 0.02 | 0 | 0 | 0.02 | 0.02 | 0.02 | 0.01 | 0.01 | 0.01 | True | True | Non Federally-Regulated | 01/27/2020 |  | 07/20/2020
Hangzhou Huoshi Lighting Co.,Ltd | FLSNT | DSB11F40FILFR26-30 | Light Emitting Diode | Decorative Lamp | Edison Screw Base | Forward Phase Cut Controls | 83.7 | 3000 | 0.0005 | 93 | 60 | 91 | 0.91 | Elevated | 15000 | 0.916 | 1 |  | 0.1 | 16 | 16 | 0.04 | 0.04 | 0.04 | 0.04 | 0 | 0 | 0.02 | 0.02 | 0.02 | 0.02 | 0 | 0 | 0.02 | 0.02 | 0.02 | 0.01 | 0.01 | 0.01 | True | True | Non Federally-Regulated | 01/27/2020 |  | 07/20/2020
Hangzhou Huoshi Lighting Co.,Ltd | FLSNT | DSB11F40FILSM26-30 | Light Emitting Diode | Decorative Lamp | Edison Screw Base | Forward Phase Cut Controls | 83.7 | 3000 | 0.0005 | 93 | 60 | 91 | 0.91 | Elevated | 15000 | 0.916 | 1 |  | 0.1 | 16 | 16 | 0.04 | 0.04 | 0.04 | 0.04 | 0 | 0 | 0.02 | 0.02 | 0.02 | 0.02 | 0 | 0 | 0.02 | 0.02 | 0.02 | 0.01 | 0.01 | 0.01 | True | True | Non Federally-Regulated | 01/27/2020 |  | 07/20/2020
Hangzhou Huoshi Lighting Co.,Ltd | FLSNT | DSG1640FILCL-25 | Light Emitting Diode | Decorative Lamp | Edison Screw Base | Forward Phase Cut Controls | 83.7 | 2500 | 0.0005 | 93 | 60 | 91 | 0.91 | Elevated | 15000 | 0.916 | 1 |  | 0.1 | 16 | 16 | 0.04 | 0.04 | 0.04 | 0.04 | 0 | 0 | 0.02 | 0.02 | 0.02 | 0.02 | 0 | 0 | 0.02 | 0.02 | 0.02 | 0.01 | 0.01 | 0.01 | True | True | Non Federally-Regulated | 01/27/2020 |  | 07/20/2020
Hangzhou Huoshi Lighting Co.,Ltd | FLSNT | DSG1640FILWH-25 | Light Emitting Diode | Decorative Lamp | Edison Screw Base | Forward Phase Cut Controls | 83.7 | 2500 | 0.0005 | 93 | 60 | 91 | 0.91 | Elevated | 15000 | 0.916 | 1 |  | 0.1 | 16 | 16 | 0.04 | 0.04 | 0.04 | 0.04 | 0 | 0 | 0.02 | 0.02 | 0.02 | 0.02 | 0 | 0 | 0.02 | 0.02 | 0.02 | 0.01 | 0.01 | 0.01 | True | True | Non Federally-Regulated | 01/27/2020 |  | 07/20/2020
Hangzhou Huoshi Lighting Co.,Ltd | FLSNT | DSG1640FILAM-25 | Light Emitting Diode | Decorative Lamp | Edison Screw Base | Forward Phase Cut Controls | 83.7 | 2500 | 0.0005 | 93 | 60 | 91 | 0.91 | Elevated | 15000 | 0.916 | 1 |  | 0.1 | 16 | 16 | 0.04 | 0.04 | 0.04 | 0.04 | 0 | 0 | 0.02 | 0.02 | 0.02 | 0.02 | 0 | 0 | 0.02 | 0.02 | 0.02 | 0.01 | 0.01 | 0.01 | True | True | Non Federally-Regulated | 01/27/2020 |  | 07/20/2020
Hangzhou Huoshi Lighting Co.,Ltd | FLSNT | DSG1640FILFR-25 | Light Emitting Diode | Decorative Lamp | Edison Screw Base | Forward Phase Cut Controls | 83.7 | 2500 | 0.0005 | 93 | 60 | 91 | 0.91 | Elevated | 15000 | 0.916 | 1 |  | 0.1 | 16 | 16 | 0.04 | 0.04 | 0.04 | 0.04 | 0 | 0 | 0.02 | 0.02 | 0.02 | 0.02 | 0 | 0 | 0.02 | 0.02 | 0.02 | 0.01 | 0.01 | 0.01 | True | True | Non Federally-Regulated | 01/27/2020 |  | 07/20/2020
Hangzhou Huoshi Lighting Co.,Ltd | FLSNT | DSG1640FILSM-25 | Light Emitting Diode | Decorative Lamp | Edison Screw Base | Forward Phase Cut Controls | 83.7 | 2500 | 0.0005 | 93 | 60 | 91 | 0.91 | Elevated | 15000 | 0.916 | 1 |  | 0.1 | 16 | 16 | 0.04 | 0.04 | 0.04 | 0.04 | 0 | 0 | 0.02 | 0.02 | 0.02 | 0.02 | 0 | 0 | 0.02 | 0.02 | 0.02 | 0.01 | 0.01 | 0.01 | True | True | Non Federally-Regulated | 01/27/2020 |  | 07/20/2020
Hangzhou Huoshi Lighting Co.,Ltd | FLSNT | DSG1640FILCL12-25 | Light Emitting Diode | Decorative Lamp | Edison Screw Base | Forward Phase Cut Controls | 83.7 | 2500 | 0.0005 | 93 | 60 | 91 | 0.91 | Elevated | 15000 | 0.916 | 1 |  | 0.1 | 16 | 16 | 0.04 | 0.04 | 0.04 | 0.04 | 0 | 0 | 0.02 | 0.02 | 0.02 | 0.02 | 0 | 0 | 0.02 | 0.02 | 0.02 | 0.01 | 0.01 | 0.01 | True | True | Non Federally-Regulated | 01/27/2020 |  | 07/20/2020
Hangzhou Huoshi Lighting Co.,Ltd | FLSNT | DSG1640FILWH12-25 | Light Emitting Diode | Decorative Lamp | Edison Screw Base | Forward Phase Cut Controls | 83.7 | 2500 | 0.0005 | 93 | 60 | 91 | 0.91 | Elevated | 15000 | 0.916 | 1 |  | 0.1 | 16 | 16 | 0.04 | 0.04 | 0.04 | 0.04 | 0 | 0 | 0.02 | 0.02 | 0.02 | 0.02 | 0 | 0 | 0.02 | 0.02 | 0.02 | 0.01 | 0.01 | 0.01 | True | True | Non Federally-Regulated | 01/27/2020 |  | 07/20/2020
Hangzhou Huoshi Lighting Co.,Ltd | FLSNT | DSG1640FILAM12-25 | Light Emitting Diode | Decorative Lamp | Edison Screw Base | Forward Phase Cut Controls | 83.7 | 2500 | 0.0005 | 93 | 60 | 91 | 0.91 | Elevated | 15000 | 0.916 | 1 |  | 0.1 | 16 | 16 | 0.04 | 0.04 | 0.04 | 0.04 | 0 | 0 | 0.02 | 0.02 | 0.02 | 0.02 | 0 | 0 | 0.02 | 0.02 | 0.02 | 0.01 | 0.01 | 0.01 | True | True | Non Federally-Regulated | 01/27/2020 |  | 07/20/2020
Hangzhou Huoshi Lighting Co.,Ltd | FLSNT | DSG1640FILFR12-25 | Light Emitting Diode | Decorative Lamp | Edison Screw Base | Forward Phase Cut Controls | 83.7 | 2500 | 0.0005 | 93 | 60 | 91 | 0.91 | Elevated | 15000 | 0.916 | 1 |  | 0.1 | 16 | 16 | 0.04 | 0.04 | 0.04 | 0.04 | 0 | 0 | 0.02 | 0.02 | 0.02 | 0.02 | 0 | 0 | 0.02 | 0.02 | 0.02 | 0.01 | 0.01 | 0.01 | True | True | Non Federally-Regulated | 01/27/2020 |  | 07/20/2020
Hangzhou Huoshi Lighting Co.,Ltd | FLSNT | DSG1640FILSM12-25 | Light Emitting Diode | Decorative Lamp | Edison Screw Base | Forward Phase Cut Controls | 83.7 | 2500 | 0.0005 | 93 | 60 | 91 | 0.91 | Elevated | 15000 | 0.916 | 1 |  | 0.1 | 16 | 16 | 0.04 | 0.04 | 0.04 | 0.04 | 0 | 0 | 0.02 | 0.02 | 0.02 | 0.02 | 0 | 0 | 0.02 | 0.02 | 0.02 | 0.01 | 0.01 | 0.01 | True | True | Non Federally-Regulated | 01/27/2020 |  | 07/20/2020
Hangzhou Huoshi Lighting Co.,Ltd | FLSNT | DSG1640FILCL-30 | Light Emitting Diode | Decorative Lamp | Edison Screw Base | Forward Phase Cut Controls | 83.7 | 3000 | 0.0005 | 93 | 60 | 91 | 0.91 | Elevated | 15000 | 0.916 | 1 |  | 0.1 | 16 | 16 | 0.04 | 0.04 | 0.04 | 0.04 | 0 | 0 | 0.02 | 0.02 | 0.02 | 0.02 | 0 | 0 | 0.02 | 0.02 | 0.02 | 0.01 | 0.01 | 0.01 | True | True | Non Federally-Regulated | 01/27/2020 |  | 07/20/2020
Hangzhou Huoshi Lighting Co.,Ltd | FLSNT | DSG1640FILWH-30 | Light Emitting Diode | Decorative Lamp | Edison Screw Base | Forward Phase Cut Controls | 83.7 | 3000 | 0.0005 | 93 | 60 | 91 | 0.91 | Elevated | 15000 | 0.916 | 1 |  | 0.1 | 16 | 16 | 0.04 | 0.04 | 0.04 | 0.04 | 0 | 0 | 0.02 | 0.02 | 0.02 | 0.02 | 0 | 0 | 0.02 | 0.02 | 0.02 | 0.01 | 0.01 | 0.01 | True | True | Non Federally-Regulated | 01/27/2020 |  | 07/20/2020
Hangzhou Huoshi Lighting Co.,Ltd | FLSNT | DSG1640FILAM-30 | Light Emitting Diode | Decorative Lamp | Edison Screw Base | Forward Phase Cut Controls | 83.7 | 3000 | 0.0005 | 93 | 60 | 91 | 0.91 | Elevated | 15000 | 0.916 | 1 |  | 0.1 | 16 | 16 | 0.04 | 0.04 | 0.04 | 0.04 | 0 | 0 | 0.02 | 0.02 | 0.02 | 0.02 | 0 | 0 | 0.02 | 0.02 | 0.02 | 0.01 | 0.01 | 0.01 | True | True | Non Federally-Regulated | 01/27/2020 |  | 07/20/2020
Hangzhou Huoshi Lighting Co.,Ltd | FLSNT | DSG1640FILFR-30 | Light Emitting Diode | Decorative Lamp | Edison Screw Base | Forward Phase Cut Controls | 83.7 | 3000 | 0.0005 | 93 | 60 | 91 | 0.91 | Elevated | 15000 | 0.916 | 1 |  | 0.1 | 16 | 16 | 0.04 | 0.04 | 0.04 | 0.04 | 0 | 0 | 0.02 | 0.02 | 0.02 | 0.02 | 0 | 0 | 0.02 | 0.02 | 0.02 | 0.01 | 0.01 | 0.01 | True | True | Non Federally-Regulated | 01/27/2020 |  | 07/20/2020
Hangzhou Huoshi Lighting Co.,Ltd | FLSNT | DSG1640FILSM-30 | Light Emitting Diode | Decorative Lamp | Edison Screw Base | Forward Phase Cut Controls | 83.7 | 3000 | 0.0005 | 93 | 60 | 91 | 0.91 | Elevated | 15000 | 0.916 | 1 |  | 0.1 | 16 | 16 | 0.04 | 0.04 | 0.04 | 0.04 | 0 | 0 | 0.02 | 0.02 | 0.02 | 0.02 | 0 | 0 | 0.02 | 0.02 | 0.02 | 0.01 | 0.01 | 0.01 | True | True | Non Federally-Regulated | 01/27/2020 |  | 07/20/2020
Hangzhou Huoshi Lighting Co.,Ltd | FLSNT | DSG1640FILCL12-30 | Light Emitting Diode | Decorative Lamp | Edison Screw Base | Forward Phase Cut Controls | 83.7 | 3000 | 0.0005 | 93 | 60 | 91 | 0.91 | Elevated | 15000 | 0.916 | 1 |  | 0.1 | 16 | 16 | 0.04 | 0.04 | 0.04 | 0.04 | 0 | 0 | 0.02 | 0.02 | 0.02 | 0.02 | 0 | 0 | 0.02 | 0.02 | 0.02 | 0.01 | 0.01 | 0.01 | True | True | Non Federally-Regulated | 01/27/2020 |  | 07/20/2020
Hangzhou Huoshi Lighting Co.,Ltd | FLSNT | DSG1640FILWH12-30 | Light Emitting Diode | Decorative Lamp | Edison Screw Base | Forward Phase Cut Controls | 83.7 | 3000 | 0.0005 | 93 | 60 | 91 | 0.91 | Elevated | 15000 | 0.916 | 1 |  | 0.1 | 16 | 16 | 0.04 | 0.04 | 0.04 | 0.04 | 0 | 0 | 0.02 | 0.02 | 0.02 | 0.02 | 0 | 0 | 0.02 | 0.02 | 0.02 | 0.01 | 0.01 | 0.01 | True | True | Non Federally-Regulated | 01/27/2020 |  | 07/20/2020
Hangzhou Huoshi Lighting Co.,Ltd | FLSNT | DSG1640FILAM12-30 | Light Emitting Diode | Decorative Lamp | Edison Screw Base | Forward Phase Cut Controls | 83.7 | 3000 | 0.0005 | 93 | 60 | 91 | 0.91 | Elevated | 15000 | 0.916 | 1 |  | 0.1 | 16 | 16 | 0.04 | 0.04 | 0.04 | 0.04 | 0 | 0 | 0.02 | 0.02 | 0.02 | 0.02 | 0 | 0 | 0.02 | 0.02 | 0.02 | 0.01 | 0.01 | 0.01 | True | True | Non Federally-Regulated | 01/27/2020 |  | 07/20/2020
Hangzhou Huoshi Lighting Co.,Ltd | FLSNT | DSG1640FILFR12-30 | Light Emitting Diode | Decorative Lamp | Edison Screw Base | Forward Phase Cut Controls | 83.7 | 3000 | 0.0005 | 93 | 60 | 91 | 0.91 | Elevated | 15000 | 0.916 | 1 |  | 0.1 | 16 | 16 | 0.04 | 0.04 | 0.04 | 0.04 | 0 | 0 | 0.02 | 0.02 | 0.02 | 0.02 | 0 | 0 | 0.02 | 0.02 | 0.02 | 0.01 | 0.01 | 0.01 | True | True | Non Federally-Regulated | 01/27/2020 |  | 07/20/2020
Hangzhou Huoshi Lighting Co.,Ltd | FLSNT | DSG1640FILSM12-30 | Light Emitting Diode | Decorative Lamp | Edison Screw Base | Forward Phase Cut Controls | 83.7 | 3000 | 0.0005 | 93 | 60 | 91 | 0.91 | Elevated | 15000 | 0.916 | 1 |  | 0.1 | 16 | 16 | 0.04 | 0.04 | 0.04 | 0.04 | 0 | 0 | 0.02 | 0.02 | 0.02 | 0.02 | 0 | 0 | 0.02 | 0.02 | 0.02 | 0.01 | 0.01 | 0.01 | True | True | Non Federally-Regulated | 01/27/2020 |  | 07/20/2020
Hangzhou Huoshi Lighting Co.,Ltd | FLSNT | DSST1440FILCL-30 | Light Emitting Diode | Decorative Lamp | Edison Screw Base | Forward Phase Cut Controls | 83.7 | 3000 | 0.0005 | 93 | 60 | 91 | 0.91 | Elevated | 15000 | 0.916 | 1 |  | 0.1 | 16 | 16 | 0.04 | 0.04 | 0.04 | 0.04 | 0 | 0 | 0.02 | 0.02 | 0.02 | 0.02 | 0 | 0 | 0.02 | 0.02 | 0.02 | 0.01 | 0.01 | 0.01 | True | True | Non Federally-Regulated | 01/27/2020 |  | 07/20/2020
Hangzhou Huoshi Lighting Co.,Ltd | FLSNT | DSST1440FILCL-25 | Light Emitting Diode | Decorative Lamp | Edison Screw Base | Forward Phase Cut Controls | 83.7 | 2500 | 0.0005 | 93 | 60 | 91 | 0.91 | Elevated | 15000 | 0.916 | 1 |  | 0.1 | 16 | 16 | 0.04 | 0.04 | 0.04 | 0.04 | 0 | 0 | 0.02 | 0.02 | 0.02 | 0.02 | 0 | 0 | 0.02 | 0.02 | 0.02 | 0.01 | 0.01 | 0.01 | True | True | Non Federally-Regulated | 01/27/2020 |  | 07/20/2020
Hangzhou Huoshi Lighting Co.,Ltd | FLSNT | DSST1440FILWH-25 | Light Emitting Diode | Decorative Lamp | Edison Screw Base | Forward Phase Cut Controls | 83.7 | 2500 | 0.0005 | 93 | 60 | 91 | 0.91 | Elevated | 15000 | 0.916 | 1 |  | 0.1 | 16 | 16 | 0.04 | 0.04 | 0.04 | 0.04 | 0 | 0 | 0.02 | 0.02 | 0.02 | 0.02 | 0 | 0 | 0.02 | 0.02 | 0.02 | 0.01 | 0.01 | 0.01 | True | True | Non Federally-Regulated | 01/27/2020 |  | 07/20/2020
Hangzhou Huoshi Lighting Co.,Ltd | FLSNT | DSST1440FILAM-25 | Light Emitting Diode | Decorative Lamp | Edison Screw Base | Forward Phase Cut Controls | 83.7 | 2500 | 0.0005 | 93 | 60 | 91 | 0.91 | Elevated | 15000 | 0.916 | 1 |  | 0.1 | 16 | 16 | 0.04 | 0.04 | 0.04 | 0.04 | 0 | 0 | 0.02 | 0.02 | 0.02 | 0.02 | 0 | 0 | 0.02 | 0.02 | 0.02 | 0.01 | 0.01 | 0.01 | True | True | Non Federally-Regulated | 01/27/2020 |  | 07/20/2020
Hangzhou Huoshi Lighting Co.,Ltd | FLSNT | DSST1440FILFR-25 | Light Emitting Diode | Decorative Lamp | Edison Screw Base | Forward Phase Cut Controls | 83.7 | 2500 | 0.0005 | 93 | 60 | 91 | 0.91 | Elevated | 15000 | 0.916 | 1 |  | 0.1 | 16 | 16 | 0.04 | 0.04 | 0.04 | 0.04 | 0 | 0 | 0.02 | 0.02 | 0.02 | 0.02 | 0 | 0 | 0.02 | 0.02 | 0.02 | 0.01 | 0.01 | 0.01 | True | True | Non Federally-Regulated | 01/27/2020 |  | 07/20/2020
Hangzhou Huoshi Lighting Co.,Ltd | FLSNT | DSST1440FILSM-25 | Light Emitting Diode | Decorative Lamp | Edison Screw Base | Forward Phase Cut Controls | 83.7 | 2500 | 0.0005 | 93 | 60 | 91 | 0.91 | Elevated | 15000 | 0.916 | 1 |  | 0.1 | 16 | 16 | 0.04 | 0.04 | 0.04 | 0.04 | 0 | 0 | 0.02 | 0.02 | 0.02 | 0.02 | 0 | 0 | 0.02 | 0.02 | 0.02 | 0.01 | 0.01 | 0.01 | True | True | Non Federally-Regulated | 01/27/2020 |  | 07/20/2020
Hangzhou Huoshi Lighting Co.,Ltd | FLSNT | DSST1940FILCL-25 | Light Emitting Diode | Decorative Lamp | Edison Screw Base | Forward Phase Cut Controls | 83.7 | 2500 | 0.0005 | 93 | 60 | 91 | 0.91 | Elevated | 15000 | 0.916 | 1 |  | 0.1 | 16 | 16 | 0.04 | 0.04 | 0.04 | 0.04 | 0 | 0 | 0.02 | 0.02 | 0.02 | 0.02 | 0 | 0 | 0.02 | 0.02 | 0.02 | 0.01 | 0.01 | 0.01 | True | True | Non Federally-Regulated | 01/27/2020 |  | 07/20/2020
Hangzhou Huoshi Lighting Co.,Ltd | FLSNT | DSST1940FILWH-25 | Light Emitting Diode | Decorative Lamp | Edison Screw Base | Forward Phase Cut Controls | 83.7 | 2500 | 0.0005 | 93 | 60 | 91 | 0.91 | Elevated | 15000 | 0.916 | 1 |  | 0.1 | 16 | 16 | 0.04 | 0.04 | 0.04 | 0.04 | 0 | 0 | 0.02 | 0.02 | 0.02 | 0.02 | 0 | 0 | 0.02 | 0.02 | 0.02 | 0.01 | 0.01 | 0.01 | True | True | Non Federally-Regulated | 01/27/2020 |  | 07/20/2020
Hangzhou Huoshi Lighting Co.,Ltd | FLSNT | DSST1940FILAM-25 | Light Emitting Diode | Decorative Lamp | Edison Screw Base | Forward Phase Cut Controls | 83.7 | 2500 | 0.0005 | 93 | 60 | 91 | 0.91 | Elevated | 15000 | 0.916 | 1 |  | 0.1 | 16 | 16 | 0.04 | 0.04 | 0.04 | 0.04 | 0 | 0 | 0.02 | 0.02 | 0.02 | 0.02 | 0 | 0 | 0.02 | 0.02 | 0.02 | 0.01 | 0.01 | 0.01 | True | True | Non Federally-Regulated | 01/27/2020 |  | 07/20/2020
Hangzhou Huoshi Lighting Co.,Ltd | FLSNT | DSST1940FILFR-25 | Light Emitting Diode | Decorative Lamp | Edison Screw Base | Forward Phase Cut Controls | 83.7 | 2500 | 0.0005 | 93 | 60 | 91 | 0.91 | Elevated | 15000 | 0.916 | 1 |  | 0.1 | 16 | 16 | 0.04 | 0.04 | 0.04 | 0.04 | 0 | 0 | 0.02 | 0.02 | 0.02 | 0.02 | 0 | 0 | 0.02 | 0.02 | 0.02 | 0.01 | 0.01 | 0.01 | True | True | Non Federally-Regulated | 01/27/2020 |  | 07/20/2020
Hangzhou Huoshi Lighting Co.,Ltd | FLSNT | DSST1940FILSM-25 | Light Emitting Diode | Decorative Lamp | Edison Screw Base | Forward Phase Cut Controls | 83.7 | 2500 | 0.0005 | 93 | 60 | 91 | 0.91 | Elevated | 15000 | 0.916 | 1 |  | 0.1 | 16 | 16 | 0.04 | 0.04 | 0.04 | 0.04 | 0 | 0 | 0.02 | 0.02 | 0.02 | 0.02 | 0 | 0 | 0.02 | 0.02 | 0.02 | 0.01 | 0.01 | 0.01 | True | True | Non Federally-Regulated | 01/27/2020 |  | 07/20/2020
Hangzhou Huoshi Lighting Co.,Ltd | FLSNT | DSST2140FILCL-25 | Light Emitting Diode | Decorative Lamp | Edison Screw Base | Forward Phase Cut Controls | 83.7 | 2500 | 0.0005 | 93 | 60 | 91 | 0.91 | Elevated | 15000 | 0.916 | 1 |  | 0.1 | 16 | 16 | 0.04 | 0.04 | 0.04 | 0.04 | 0 | 0 | 0.02 | 0.02 | 0.02 | 0.02 | 0 | 0 | 0.02 | 0.02 | 0.02 | 0.01 | 0.01 | 0.01 | True | True | Non Federally-Regulated | 01/27/2020 |  | 07/20/2020
Hangzhou Huoshi Lighting Co.,Ltd | FLSNT | DSST2140FILWH-25 | Light Emitting Diode | Decorative Lamp | Edison Screw Base | Forward Phase Cut Controls | 83.7 | 2500 | 0.0005 | 93 | 60 | 91 | 0.91 | Elevated | 15000 | 0.916 | 1 |  | 0.1 | 16 | 16 | 0.04 | 0.04 | 0.04 | 0.04 | 0 | 0 | 0.02 | 0.02 | 0.02 | 0.02 | 0 | 0 | 0.02 | 0.02 | 0.02 | 0.01 | 0.01 | 0.01 | True | True | Non Federally-Regulated | 01/27/2020 |  | 07/20/2020
Hangzhou Huoshi Lighting Co.,Ltd | FLSNT | DSST2140FILAM-25 | Light Emitting Diode | Decorative Lamp | Edison Screw Base | Forward Phase Cut Controls | 83.7 | 2500 | 0.0005 | 93 | 60 | 91 | 0.91 | Elevated | 15000 | 0.916 | 1 |  | 0.1 | 16 | 16 | 0.04 | 0.04 | 0.04 | 0.04 | 0 | 0 | 0.02 | 0.02 | 0.02 | 0.02 | 0 | 0 | 0.02 | 0.02 | 0.02 | 0.01 | 0.01 | 0.01 | True | True | Non Federally-Regulated | 01/27/2020 |  | 07/20/2020
Hangzhou Huoshi Lighting Co.,Ltd | FLSNT | DSST2140FILFR-25 | Light Emitting Diode | Decorative Lamp | Edison Screw Base | Forward Phase Cut Controls | 83.7 | 2500 | 0.0005 | 93 | 60 | 91 | 0.91 | Elevated | 15000 | 0.916 | 1 |  | 0.1 | 16 | 16 | 0.04 | 0.04 | 0.04 | 0.04 | 0 | 0 | 0.02 | 0.02 | 0.02 | 0.02 | 0 | 0 | 0.02 | 0.02 | 0.02 | 0.01 | 0.01 | 0.01 | True | True | Non Federally-Regulated | 01/27/2020 |  | 07/20/2020
Hangzhou Huoshi Lighting Co.,Ltd | FLSNT | DSST2140FILSM-25 | Light Emitting Diode | Decorative Lamp | Edison Screw Base | Forward Phase Cut Controls | 83.7 | 2500 | 0.0005 | 93 | 60 | 91 | 0.91 | Elevated | 15000 | 0.916 | 1 |  | 0.1 | 16 | 16 | 0.04 | 0.04 | 0.04 | 0.04 | 0 | 0 | 0.02 | 0.02 | 0.02 | 0.02 | 0 | 0 | 0.02 | 0.02 | 0.02 | 0.01 | 0.01 | 0.01 | True | True | Non Federally-Regulated | 01/27/2020 |  | 07/20/2020
Hangzhou Huoshi Lighting Co.,Ltd | FLSNT | DSG2540FILCL-25 | Light Emitting Diode | Decorative Lamp | Edison Screw Base | Forward Phase Cut Controls | 83.7 | 2500 | 0.0005 | 93 | 60 | 91 | 0.91 | Elevated | 15000 | 0.916 | 1 |  | 0.1 | 16 | 16 | 0.04 | 0.04 | 0.04 | 0.04 | 0 | 0 | 0.02 | 0.02 | 0.02 | 0.02 | 0 | 0 | 0.02 | 0.02 | 0.02 | 0.01 | 0.01 | 0.01 | True | True | Non Federally-Regulated | 01/27/2020 |  | 07/20/2020
Hangzhou Huoshi Lighting Co.,Ltd | FLSNT | DSG2540FILWH-25 | Light Emitting Diode | Decorative Lamp | Edison Screw Base | Forward Phase Cut Controls | 83.7 | 2500 | 0.0005 | 93 | 60 | 91 | 0.91 | Elevated | 15000 | 0.916 | 1 |  | 0.1 | 16 | 16 | 0.04 | 0.04 | 0.04 | 0.04 | 0 | 0 | 0.02 | 0.02 | 0.02 | 0.02 | 0 | 0 | 0.02 | 0.02 | 0.02 | 0.01 | 0.01 | 0.01 | True | True | Non Federally-Regulated | 01/27/2020 |  | 07/20/2020
Hangzhou Huoshi Lighting Co.,Ltd | FLSNT | DSG2540FILAM-25 | Light Emitting Diode | Decorative Lamp | Edison Screw Base | Forward Phase Cut Controls | 83.7 | 2500 | 0.0005 | 93 | 60 | 91 | 0.91 | Elevated | 15000 | 0.916 | 1 |  | 0.1 | 16 | 16 | 0.04 | 0.04 | 0.04 | 0.04 | 0 | 0 | 0.02 | 0.02 | 0.02 | 0.02 | 0 | 0 | 0.02 | 0.02 | 0.02 | 0.01 | 0.01 | 0.01 | True | True | Non Federally-Regulated | 01/27/2020 |  | 07/20/2020
Hangzhou Huoshi Lighting Co.,Ltd | FLSNT | DSG2540FILFR-25 | Light Emitting Diode | Decorative Lamp | Edison Screw Base | Forward Phase Cut Controls | 83.7 | 2500 | 0.0005 | 93 | 60 | 91 | 0.91 | Elevated | 15000 | 0.916 | 1 |  | 0.1 | 16 | 16 | 0.04 | 0.04 | 0.04 | 0.04 | 0 | 0 | 0.02 | 0.02 | 0.02 | 0.02 | 0 | 0 | 0.02 | 0.02 | 0.02 | 0.01 | 0.01 | 0.01 | True | True | Non Federally-Regulated | 01/27/2020 |  | 07/20/2020
Hangzhou Huoshi Lighting Co.,Ltd | FLSNT | DSG2540FILSM-25 | Light Emitting Diode | Decorative Lamp | Edison Screw Base | Forward Phase Cut Controls | 83.7 | 2500 | 0.0005 | 93 | 60 | 91 | 0.91 | Elevated | 15000 | 0.916 | 1 |  | 0.1 | 16 | 16 | 0.04 | 0.04 | 0.04 | 0.04 | 0 | 0 | 0.02 | 0.02 | 0.02 | 0.02 | 0 | 0 | 0.02 | 0.02 | 0.02 | 0.01 | 0.01 | 0.01 | True | True | Non Federally-Regulated | 01/27/2020 |  | 07/20/2020
Hangzhou Huoshi Lighting Co.,Ltd | FLSNT | DSB1140FILCL-40 | Light Emitting Diode | Decorative Lamp | Edison Screw Base | Forward Phase Cut Controls | 83.7 | 4000 | 0.0005 | 93 | 60 | 91 | 0.91 | Elevated | 15000 | 0.916 | 1 |  | 0.1 | 16 | 16 | 0.04 | 0.04 | 0.04 | 0.04 | 0 | 0 | 0.02 | 0.02 | 0.02 | 0.02 | 0 | 0 | 0.02 | 0.02 | 0.02 | 0.01 | 0.01 | 0.01 | True | True | Non Federally-Regulated | 01/27/2020 |  | 07/20/2020
Hangzhou Huoshi Lighting Co.,Ltd | FLSNT | DSB1140FILWH-40 | Light Emitting Diode | Decorative Lamp | Edison Screw Base | Forward Phase Cut Controls | 83.7 | 4000 | 0.0005 | 93 | 60 | 91 | 0.91 | Elevated | 15000 | 0.916 | 1 |  | 0.1 | 16 | 16 | 0.04 | 0.04 | 0.04 | 0.04 | 0 | 0 | 0.02 | 0.02 | 0.02 | 0.02 | 0 | 0 | 0.02 | 0.02 | 0.02 | 0.01 | 0.01 | 0.01 | True | True | Non Federally-Regulated | 01/27/2020 |  | 07/20/2020
Hangzhou Huoshi Lighting Co.,Ltd | FLSNT | DSB1140FILAM-40 | Light Emitting Diode | Decorative Lamp | Edison Screw Base | Forward Phase Cut Controls | 83.7 | 4000 | 0.0005 | 93 | 60 | 91 | 0.91 | Elevated | 15000 | 0.916 | 1 |  | 0.1 | 16 | 16 | 0.04 | 0.04 | 0.04 | 0.04 | 0 | 0 | 0.02 | 0.02 | 0.02 | 0.02 | 0 | 0 | 0.02 | 0.02 | 0.02 | 0.01 | 0.01 | 0.01 | True | True | Non Federally-Regulated | 01/27/2020 |  | 07/20/2020
Hangzhou Huoshi Lighting Co.,Ltd | FLSNT | DSB1140FILFR-40 | Light Emitting Diode | Decorative Lamp | Edison Screw Base | Forward Phase Cut Controls | 83.7 | 4000 | 0.0005 | 93 | 60 | 91 | 0.91 | Elevated | 15000 | 0.916 | 1 |  | 0.1 | 16 | 16 | 0.04 | 0.04 | 0.04 | 0.04 | 0 | 0 | 0.02 | 0.02 | 0.02 | 0.02 | 0 | 0 | 0.02 | 0.02 | 0.02 | 0.01 | 0.01 | 0.01 | True | True | Non Federally-Regulated | 01/27/2020 |  | 07/20/2020
Hangzhou Huoshi Lighting Co.,Ltd | FLSNT | DSB1140FILSM-40 | Light Emitting Diode | Decorative Lamp | Edison Screw Base | Forward Phase Cut Controls | 83.7 | 4000 | 0.0005 | 93 | 60 | 91 | 0.91 | Elevated | 15000 | 0.916 | 1 |  | 0.1 | 16 | 16 | 0.04 | 0.04 | 0.04 | 0.04 | 0 | 0 | 0.02 | 0.02 | 0.02 | 0.02 | 0 | 0 | 0.02 | 0.02 | 0.02 | 0.01 | 0.01 | 0.01 | True | True | Non Federally-Regulated | 01/27/2020 |  | 07/20/2020
Hangzhou Huoshi Lighting Co.,Ltd | FLSNT | DSB1140FILCL26-40 | Light Emitting Diode | Decorative Lamp | Edison Screw Base | Forward Phase Cut Controls | 83.7 | 4000 | 0.0005 | 93 | 60 | 91 | 0.91 | Elevated | 15000 | 0.916 | 1 |  | 0.1 | 16 | 16 | 0.04 | 0.04 | 0.04 | 0.04 | 0 | 0 | 0.02 | 0.02 | 0.02 | 0.02 | 0 | 0 | 0.02 | 0.02 | 0.02 | 0.01 | 0.01 | 0.01 | True | True | Non Federally-Regulated | 01/27/2020 |  | 07/20/2020
Hangzhou Huoshi Lighting Co.,Ltd | FLSNT | DSB1140FILWH26-40 | Light Emitting Diode | Decorative Lamp | Edison Screw Base | Forward Phase Cut Controls | 83.7 | 4000 | 0.0005 | 93 | 60 | 91 | 0.91 | Elevated | 15000 | 0.916 | 1 |  | 0.1 | 16 | 16 | 0.04 | 0.04 | 0.04 | 0.04 | 0 | 0 | 0.02 | 0.02 | 0.02 | 0.02 | 0 | 0 | 0.02 | 0.02 | 0.02 | 0.01 | 0.01 | 0.01 | True | True | Non Federally-Regulated | 01/27/2020 |  | 07/20/2020
Hangzhou Huoshi Lighting Co.,Ltd | FLSNT | DSB1140FILAM26-40 | Light Emitting Diode | Decorative Lamp | Edison Screw Base | Forward Phase Cut Controls | 83.7 | 4000 | 0.0005 | 93 | 60 | 91 | 0.91 | Elevated | 15000 | 0.916 | 1 |  | 0.1 | 16 | 16 | 0.04 | 0.04 | 0.04 | 0.04 | 0 | 0 | 0.02 | 0.02 | 0.02 | 0.02 | 0 | 0 | 0.02 | 0.02 | 0.02 | 0.01 | 0.01 | 0.01 | True | True | Non Federally-Regulated | 01/27/2020 |  | 07/20/2020
Hangzhou Huoshi Lighting Co.,Ltd | FLSNT | DSB1140FILFR26-40 | Light Emitting Diode | Decorative Lamp | Edison Screw Base | Forward Phase Cut Controls | 83.7 | 4000 | 0.0005 | 93 | 60 | 91 | 0.91 | Elevated | 15000 | 0.916 | 1 |  | 0.1 | 16 | 16 | 0.04 | 0.04 | 0.04 | 0.04 | 0 | 0 | 0.02 | 0.02 | 0.02 | 0.02 | 0 | 0 | 0.02 | 0.02 | 0.02 | 0.01 | 0.01 | 0.01 | True | True | Non Federally-Regulated | 01/27/2020 |  | 07/20/2020
Hangzhou Huoshi Lighting Co.,Ltd | FLSNT | DSB1140FILSM26-40 | Light Emitting Diode | Decorative Lamp | Edison Screw Base | Forward Phase Cut Controls | 83.7 | 4000 | 0.0005 | 93 | 60 | 91 | 0.91 | Elevated | 15000 | 0.916 | 1 |  | 0.1 | 16 | 16 | 0.04 | 0.04 | 0.04 | 0.04 | 0 | 0 | 0.02 | 0.02 | 0.02 | 0.02 | 0 | 0 | 0.02 | 0.02 | 0.02 | 0.01 | 0.01 | 0.01 | True | True | Non Federally-Regulated | 01/27/2020 |  | 07/20/2020
Hangzhou Huoshi Lighting Co.,Ltd | FLSNT | DSB11F40FILCL-40 | Light Emitting Diode | Decorative Lamp | Edison Screw Base | Forward Phase Cut Controls | 83.7 | 4000 | 0.0005 | 93 | 60 | 91 | 0.91 | Elevated | 15000 | 0.916 | 1 |  | 0.1 | 16 | 16 | 0.04 | 0.04 | 0.04 | 0.04 | 0 | 0 | 0.02 | 0.02 | 0.02 | 0.02 | 0 | 0 | 0.02 | 0.02 | 0.02 | 0.01 | 0.01 | 0.01 | True | True | Non Federally-Regulated | 01/27/2020 |  | 07/20/2020
Hangzhou Huoshi Lighting Co.,Ltd | FLSNT | DSB11F40FILWH-40 | Light Emitting Diode | Decorative Lamp | Edison Screw Base | Forward Phase Cut Controls | 83.7 | 4000 | 0.0005 | 93 | 60 | 91 | 0.91 | Elevated | 15000 | 0.916 | 1 |  | 0.1 | 16 | 16 | 0.04 | 0.04 | 0.04 | 0.04 | 0 | 0 | 0.02 | 0.02 | 0.02 | 0.02 | 0 | 0 | 0.02 | 0.02 | 0.02 | 0.01 | 0.01 | 0.01 | True | True | Non Federally-Regulated | 01/27/2020 |  | 07/20/2020
Hangzhou Huoshi Lighting Co.,Ltd | FLSNT | DSB11F40FILAM-40 | Light Emitting Diode | Decorative Lamp | Edison Screw Base | Forward Phase Cut Controls | 83.7 | 4000 | 0.0005 | 93 | 60 | 91 | 0.91 | Elevated | 15000 | 0.916 | 1 |  | 0.1 | 16 | 16 | 0.04 | 0.04 | 0.04 | 0.04 | 0 | 0 | 0.02 | 0.02 | 0.02 | 0.02 | 0 | 0 | 0.02 | 0.02 | 0.02 | 0.01 | 0.01 | 0.01 | True | True | Non Federally-Regulated | 01/27/2020 |  | 07/20/2020
Hangzhou Huoshi Lighting Co.,Ltd | FLSNT | DSB11F40FILFR-40 | Light Emitting Diode | Decorative Lamp | Edison Screw Base | Forward Phase Cut Controls | 83.7 | 4000 | 0.0005 | 93 | 60 | 91 | 0.91 | Elevated | 15000 | 0.916 | 1 |  | 0.1 | 16 | 16 | 0.04 | 0.04 | 0.04 | 0.04 | 0 | 0 | 0.02 | 0.02 | 0.02 | 0.02 | 0 | 0 | 0.02 | 0.02 | 0.02 | 0.01 | 0.01 | 0.01 | True | True | Non Federally-Regulated | 01/27/2020 |  | 07/20/2020
Hangzhou Huoshi Lighting Co.,Ltd | FLSNT | DSB11F40FILSM-40 | Light Emitting Diode | Decorative Lamp | Edison Screw Base | Forward Phase Cut Controls | 83.7 | 4000 | 0.0005 | 93 | 60 | 91 | 0.91 | Elevated | 15000 | 0.916 | 1 |  | 0.1 | 16 | 16 | 0.04 | 0.04 | 0.04 | 0.04 | 0 | 0 | 0.02 | 0.02 | 0.02 | 0.02 | 0 | 0 | 0.02 | 0.02 | 0.02 | 0.01 | 0.01 | 0.01 | True | True | Non Federally-Regulated | 01/27/2020 |  | 07/20/2020
Hangzhou Huoshi Lighting Co.,Ltd | FLSNT | DSB11F40FILCL26-40 | Light Emitting Diode | Decorative Lamp | Edison Screw Base | Forward Phase Cut Controls | 83.7 | 4000 | 0.0005 | 93 | 60 | 91 | 0.91 | Elevated | 15000 | 0.916 | 1 |  | 0.1 | 16 | 16 | 0.04 | 0.04 | 0.04 | 0.04 | 0 | 0 | 0.02 | 0.02 | 0.02 | 0.02 | 0 | 0 | 0.02 | 0.02 | 0.02 | 0.01 | 0.01 | 0.01 | True | True | Non Federally-Regulated | 01/27/2020 |  | 07/20/2020
Hangzhou Huoshi Lighting Co.,Ltd | FLSNT | DSB11F40FILWH26-40 | Light Emitting Diode | Decorative Lamp | Edison Screw Base | Forward Phase Cut Controls | 83.7 | 4000 | 0.0005 | 93 | 60 | 91 | 0.91 | Elevated | 15000 | 0.916 | 1 |  | 0.1 | 16 | 16 | 0.04 | 0.04 | 0.04 | 0.04 | 0 | 0 | 0.02 | 0.02 | 0.02 | 0.02 | 0 | 0 | 0.02 | 0.02 | 0.02 | 0.01 | 0.01 | 0.01 | True | True | Non Federally-Regulated | 01/27/2020 |  | 07/20/2020
Hangzhou Huoshi Lighting Co.,Ltd | FLSNT | DSB11F40FILAM26-40 | Light Emitting Diode | Decorative Lamp | Edison Screw Base | Forward Phase Cut Controls | 83.7 | 4000 | 0.0005 | 93 | 60 | 91 | 0.91 | Elevated | 15000 | 0.916 | 1 |  | 0.1 | 16 | 16 | 0.04 | 0.04 | 0.04 | 0.04 | 0 | 0 | 0.02 | 0.02 | 0.02 | 0.02 | 0 | 0 | 0.02 | 0.02 | 0.02 | 0.01 | 0.01 | 0.01 | True | True | Non Federally-Regulated | 01/27/2020 |  | 07/20/2020
Hangzhou Huoshi Lighting Co.,Ltd | FLSNT | DSB11F40FILFR26-40 | Light Emitting Diode | Decorative Lamp | Edison Screw Base | Forward Phase Cut Controls | 83.7 | 4000 | 0.0005 | 93 | 60 | 91 | 0.91 | Elevated | 15000 | 0.916 | 1 |  | 0.1 | 16 | 16 | 0.04 | 0.04 | 0.04 | 0.04 | 0 | 0 | 0.02 | 0.02 | 0.02 | 0.02 | 0 | 0 | 0.02 | 0.02 | 0.02 | 0.01 | 0.01 | 0.01 | True | True | Non Federally-Regulated | 01/27/2020 |  | 07/20/2020
Hangzhou Huoshi Lighting Co.,Ltd | FLSNT | DSST1440FILWH-30 | Light Emitting Diode | Decorative Lamp | Edison Screw Base | Forward Phase Cut Controls | 83.7 | 3000 | 0.0005 | 93 | 60 | 91 | 0.91 | Elevated | 15000 | 0.916 | 1 |  | 0.1 | 16 | 16 | 0.04 | 0.04 | 0.04 | 0.04 | 0 | 0 | 0.02 | 0.02 | 0.02 | 0.02 | 0 | 0 | 0.02 | 0.02 | 0.02 | 0.01 | 0.01 | 0.01 | True | True | Non Federally-Regulated | 01/27/2020 |  | 07/20/2020
Hangzhou Huoshi Lighting Co.,Ltd | FLSNT | DSST1440FILAM-30 | Light Emitting Diode | Decorative Lamp | Edison Screw Base | Forward Phase Cut Controls | 83.7 | 3000 | 0.0005 | 93 | 60 | 91 | 0.91 | Elevated | 15000 | 0.916 | 1 |  | 0.1 | 16 | 16 | 0.04 | 0.04 | 0.04 | 0.04 | 0 | 0 | 0.02 | 0.02 | 0.02 | 0.02 | 0 | 0 | 0.02 | 0.02 | 0.02 | 0.01 | 0.01 | 0.01 | True | True | Non Federally-Regulated | 01/27/2020 |  | 07/20/2020
Hangzhou Huoshi Lighting Co.,Ltd | FLSNT | DSST1440FILFR-30 | Light Emitting Diode | Decorative Lamp | Edison Screw Base | Forward Phase Cut Controls | 83.7 | 3000 | 0.0005 | 93 | 60 | 91 | 0.91 | Elevated | 15000 | 0.916 | 1 |  | 0.1 | 16 | 16 | 0.04 | 0.04 | 0.04 | 0.04 | 0 | 0 | 0.02 | 0.02 | 0.02 | 0.02 | 0 | 0 | 0.02 | 0.02 | 0.02 | 0.01 | 0.01 | 0.01 | True | True | Non Federally-Regulated | 01/27/2020 |  | 07/20/2020
Hangzhou Huoshi Lighting Co.,Ltd | FLSNT | DSST1440FILSM-30 | Light Emitting Diode | Decorative Lamp | Edison Screw Base | Forward Phase Cut Controls | 83.7 | 3000 | 0.0005 | 93 | 60 | 91 | 0.91 | Elevated | 15000 | 0.916 | 1 |  | 0.1 | 16 | 16 | 0.04 | 0.04 | 0.04 | 0.04 | 0 | 0 | 0.02 | 0.02 | 0.02 | 0.02 | 0 | 0 | 0.02 | 0.02 | 0.02 | 0.01 | 0.01 | 0.01 | True | True | Non Federally-Regulated | 01/27/2020 |  | 07/20/2020
Hangzhou Huoshi Lighting Co.,Ltd | FLSNT | DSST1940FILCL-30 | Light Emitting Diode | Decorative Lamp | Edison Screw Base | Forward Phase Cut Controls | 83.7 | 3000 | 0.0005 | 93 | 60 | 91 | 0.91 | Elevated | 15000 | 0.916 | 1 |  | 0.1 | 16 | 16 | 0.04 | 0.04 | 0.04 | 0.04 | 0 | 0 | 0.02 | 0.02 | 0.02 | 0.02 | 0 | 0 | 0.02 | 0.02 | 0.02 | 0.01 | 0.01 | 0.01 | True | True | Non Federally-Regulated | 01/27/2020 |  | 07/20/2020
Hangzhou Huoshi Lighting Co.,Ltd | FLSNT | DSST1940FILWH-30 | Light Emitting Diode | Decorative Lamp | Edison Screw Base | Forward Phase Cut Controls | 83.7 | 3000 | 0.0005 | 93 | 60 | 91 | 0.91 | Elevated | 15000 | 0.916 | 1 |  | 0.1 | 16 | 16 | 0.04 | 0.04 | 0.04 | 0.04 | 0 | 0 | 0.02 | 0.02 | 0.02 | 0.02 | 0 | 0 | 0.02 | 0.02 | 0.02 | 0.01 | 0.01 | 0.01 | True | True | Non Federally-Regulated | 01/27/2020 |  | 07/20/2020
Hangzhou Huoshi Lighting Co.,Ltd | FLSNT | DSST1940FILAM-30 | Light Emitting Diode | Decorative Lamp | Edison Screw Base | Forward Phase Cut Controls | 83.7 | 3000 | 0.0005 | 93 | 60 | 91 | 0.91 | Elevated | 15000 | 0.916 | 1 |  | 0.1 | 16 | 16 | 0.04 | 0.04 | 0.04 | 0.04 | 0 | 0 | 0.02 | 0.02 | 0.02 | 0.02 | 0 | 0 | 0.02 | 0.02 | 0.02 | 0.01 | 0.01 | 0.01 | True | True | Non Federally-Regulated | 01/27/2020 |  | 07/20/2020
Hangzhou Huoshi Lighting Co.,Ltd | FLSNT | DSST1940FILFR-30 | Light Emitting Diode | Decorative Lamp | Edison Screw Base | Forward Phase Cut Controls | 83.7 | 3000 | 0.0005 | 93 | 60 | 91 | 0.91 | Elevated | 15000 | 0.916 | 1 |  | 0.1 | 16 | 16 | 0.04 | 0.04 | 0.04 | 0.04 | 0 | 0 | 0.02 | 0.02 | 0.02 | 0.02 | 0 | 0 | 0.02 | 0.02 | 0.02 | 0.01 | 0.01 | 0.01 | True | True | Non Federally-Regulated | 01/27/2020 |  | 07/20/2020
Hangzhou Huoshi Lighting Co.,Ltd | FLSNT | DSST1940FILSM-30 | Light Emitting Diode | Decorative Lamp | Edison Screw Base | Forward Phase Cut Controls | 83.7 | 3000 | 0.0005 | 93 | 60 | 91 | 0.91 | Elevated | 15000 | 0.916 | 1 |  | 0.1 | 16 | 16 | 0.04 | 0.04 | 0.04 | 0.04 | 0 | 0 | 0.02 | 0.02 | 0.02 | 0.02 | 0 | 0 | 0.02 | 0.02 | 0.02 | 0.01 | 0.01 | 0.01 | True | True | Non Federally-Regulated | 01/27/2020 |  | 07/20/2020
Hangzhou Huoshi Lighting Co.,Ltd | FLSNT | DSST2140FILCL-30 | Light Emitting Diode | Decorative Lamp | Edison Screw Base | Forward Phase Cut Controls | 83.7 | 3000 | 0.0005 | 93 | 60 | 91 | 0.91 | Elevated | 15000 | 0.916 | 1 |  | 0.1 | 16 | 16 | 0.04 | 0.04 | 0.04 | 0.04 | 0 | 0 | 0.02 | 0.02 | 0.02 | 0.02 | 0 | 0 | 0.02 | 0.02 | 0.02 | 0.01 | 0.01 | 0.01 | True | True | Non Federally-Regulated | 01/27/2020 |  | 07/20/2020
Hangzhou Huoshi Lighting Co.,Ltd | FLSNT | DSST2140FILWH-30 | Light Emitting Diode | Decorative Lamp | Edison Screw Base | Forward Phase Cut Controls | 83.7 | 3000 | 0.0005 | 93 | 60 | 91 | 0.91 | Elevated | 15000 | 0.916 | 1 |  | 0.1 | 16 | 16 | 0.04 | 0.04 | 0.04 | 0.04 | 0 | 0 | 0.02 | 0.02 | 0.02 | 0.02 | 0 | 0 | 0.02 | 0.02 | 0.02 | 0.01 | 0.01 | 0.01 | True | True | Non Federally-Regulated | 01/27/2020 |  | 07/20/2020
Hangzhou Huoshi Lighting Co.,Ltd | FLSNT | DSST2140FILAM-30 | Light Emitting Diode | Decorative Lamp | Edison Screw Base | Forward Phase Cut Controls | 83.7 | 3000 | 0.0005 | 93 | 60 | 91 | 0.91 | Elevated | 15000 | 0.916 | 1 |  | 0.1 | 16 | 16 | 0.04 | 0.04 | 0.04 | 0.04 | 0 | 0 | 0.02 | 0.02 | 0.02 | 0.02 | 0 | 0 | 0.02 | 0.02 | 0.02 | 0.01 | 0.01 | 0.01 | True | True | Non Federally-Regulated | 01/27/2020 |  | 07/20/2020
Hangzhou Huoshi Lighting Co.,Ltd | FLSNT | DSST2140FILFR-30 | Light Emitting Diode | Decorative Lamp | Edison Screw Base | Forward Phase Cut Controls | 83.7 | 3000 | 0.0005 | 93 | 60 | 91 | 0.91 | Elevated | 15000 | 0.916 | 1 |  | 0.1 | 16 | 16 | 0.04 | 0.04 | 0.04 | 0.04 | 0 | 0 | 0.02 | 0.02 | 0.02 | 0.02 | 0 | 0 | 0.02 | 0.02 | 0.02 | 0.01 | 0.01 | 0.01 | True | True | Non Federally-Regulated | 01/27/2020 |  | 07/20/2020
Hangzhou Huoshi Lighting Co.,Ltd | FLSNT | DSST2140FILSM-30 | Light Emitting Diode | Decorative Lamp | Edison Screw Base | Forward Phase Cut Controls | 83.7 | 3000 | 0.0005 | 93 | 60 | 91 | 0.91 | Elevated | 15000 | 0.916 | 1 |  | 0.1 | 16 | 16 | 0.04 | 0.04 | 0.04 | 0.04 | 0 | 0 | 0.02 | 0.02 | 0.02 | 0.02 | 0 | 0 | 0.02 | 0.02 | 0.02 | 0.01 | 0.01 | 0.01 | True | True | Non Federally-Regulated | 01/27/2020 |  | 07/20/2020
Hangzhou Huoshi Lighting Co.,Ltd | FLSNT | DSG2540FILCL-30 | Light Emitting Diode | Decorative Lamp | Edison Screw Base | Forward Phase Cut Controls | 83.7 | 3000 | 0.0005 | 93 | 60 | 91 | 0.91 | Elevated | 15000 | 0.916 | 1 |  | 0.1 | 16 | 16 | 0.04 | 0.04 | 0.04 | 0.04 | 0 | 0 | 0.02 | 0.02 | 0.02 | 0.02 | 0 | 0 | 0.02 | 0.02 | 0.02 | 0.01 | 0.01 | 0.01 | True | True | Non Federally-Regulated | 01/27/2020 |  | 07/20/2020
Hangzhou Huoshi Lighting Co.,Ltd | FLSNT | DSG2540FILWH-30 | Light Emitting Diode | Decorative Lamp | Edison Screw Base | Forward Phase Cut Controls | 83.7 | 3000 | 0.0005 | 93 | 60 | 91 | 0.91 | Elevated | 15000 | 0.916 | 1 |  | 0.1 | 16 | 16 | 0.04 | 0.04 | 0.04 | 0.04 | 0 | 0 | 0.02 | 0.02 | 0.02 | 0.02 | 0 | 0 | 0.02 | 0.02 | 0.02 | 0.01 | 0.01 | 0.01 | True | True | Non Federally-Regulated | 01/27/2020 |  | 07/20/2020
Hangzhou Huoshi Lighting Co.,Ltd | FLSNT | DSG2540FILAM-30 | Light Emitting Diode | Decorative Lamp | Edison Screw Base | Forward Phase Cut Controls | 83.7 | 3000 | 0.0005 | 93 | 60 | 91 | 0.91 | Elevated | 15000 | 0.916 | 1 |  | 0.1 | 16 | 16 | 0.04 | 0.04 | 0.04 | 0.04 | 0 | 0 | 0.02 | 0.02 | 0.02 | 0.02 | 0 | 0 | 0.02 | 0.02 | 0.02 | 0.01 | 0.01 | 0.01 | True | True | Non Federally-Regulated | 01/27/2020 |  | 07/20/2020
Hangzhou Huoshi Lighting Co.,Ltd | FLSNT | DSG2540FILFR-30 | Light Emitting Diode | Decorative Lamp | Edison Screw Base | Forward Phase Cut Controls | 83.7 | 3000 | 0.0005 | 93 | 60 | 91 | 0.91 | Elevated | 15000 | 0.916 | 1 |  | 0.1 | 16 | 16 | 0.04 | 0.04 | 0.04 | 0.04 | 0 | 0 | 0.02 | 0.02 | 0.02 | 0.02 | 0 | 0 | 0.02 | 0.02 | 0.02 | 0.01 | 0.01 | 0.01 | True | True | Non Federally-Regulated | 01/27/2020 |  | 07/20/2020
Hangzhou Huoshi Lighting Co.,Ltd | FLSNT | DSG2540FILSM-30 | Light Emitting Diode | Decorative Lamp | Edison Screw Base | Forward Phase Cut Controls | 83.7 | 3000 | 0.0005 | 93 | 60 | 91 | 0.91 | Elevated | 15000 | 0.916 | 1 |  | 0.1 | 16 | 16 | 0.04 | 0.04 | 0.04 | 0.04 | 0 | 0 | 0.02 | 0.02 | 0.02 | 0.02 | 0 | 0 | 0.02 | 0.02 | 0.02 | 0.01 | 0.01 | 0.01 | True | True | Non Federally-Regulated | 01/27/2020 |  | 07/20/2020
Hangzhou Huoshi Lighting Co.,Ltd | FLSNT | DSG1640FILFR-40 | Light Emitting Diode | Decorative Lamp | Edison Screw Base | Forward Phase Cut Controls | 83.7 | 4000 | 0.0005 | 93 | 60 | 91 | 0.91 | Elevated | 15000 | 0.916 | 1 |  | 0.1 | 16 | 16 | 0.04 | 0.04 | 0.04 | 0.04 | 0 | 0 | 0.02 | 0.02 | 0.02 | 0.02 | 0 | 0 | 0.02 | 0.02 | 0.02 | 0.01 | 0.01 | 0.01 | True | True | Non Federally-Regulated | 01/27/2020 |  | 07/20/2020
Hangzhou Huoshi Lighting Co.,Ltd | FLSNT | DSG1640FILSM-40 | Light Emitting Diode | Decorative Lamp | Edison Screw Base | Forward Phase Cut Controls | 83.7 | 4000 | 0.0005 | 93 | 60 | 91 | 0.91 | Elevated | 15000 | 0.916 | 1 |  | 0.1 | 16 | 16 | 0.04 | 0.04 | 0.04 | 0.04 | 0 | 0 | 0.02 | 0.02 | 0.02 | 0.02 | 0 | 0 | 0.02 | 0.02 | 0.02 | 0.01 | 0.01 | 0.01 | True | True | Non Federally-Regulated | 01/27/2020 |  | 07/20/2020
Hangzhou Huoshi Lighting Co.,Ltd | FLSNT | DSG1640FILCL12-40 | Light Emitting Diode | Decorative Lamp | Edison Screw Base | Forward Phase Cut Controls | 83.7 | 4000 | 0.0005 | 93 | 60 | 91 | 0.91 | Elevated | 15000 | 0.916 | 1 |  | 0.1 | 16 | 16 | 0.04 | 0.04 | 0.04 | 0.04 | 0 | 0 | 0.02 | 0.02 | 0.02 | 0.02 | 0 | 0 | 0.02 | 0.02 | 0.02 | 0.01 | 0.01 | 0.01 | True | True | Non Federally-Regulated | 01/27/2020 |  | 07/20/2020
Hangzhou Huoshi Lighting Co.,Ltd | FLSNT | DSG1640FILWH12-40 | Light Emitting Diode | Decorative Lamp | Edison Screw Base | Forward Phase Cut Controls | 83.7 | 4000 | 0.0005 | 93 | 60 | 91 | 0.91 | Elevated | 15000 | 0.916 | 1 |  | 0.1 | 16 | 16 | 0.04 | 0.04 | 0.04 | 0.04 | 0 | 0 | 0.02 | 0.02 | 0.02 | 0.02 | 0 | 0 | 0.02 | 0.02 | 0.02 | 0.01 | 0.01 | 0.01 | True | True | Non Federally-Regulated | 01/27/2020 |  | 07/20/2020
Hangzhou Huoshi Lighting Co.,Ltd | FLSNT | DSG1640FILAM12-40 | Light Emitting Diode | Decorative Lamp | Edison Screw Base | Forward Phase Cut Controls | 83.7 | 4000 | 0.0005 | 93 | 60 | 91 | 0.91 | Elevated | 15000 | 0.916 | 1 |  | 0.1 | 16 | 16 | 0.04 | 0.04 | 0.04 | 0.04 | 0 | 0 | 0.02 | 0.02 | 0.02 | 0.02 | 0 | 0 | 0.02 | 0.02 | 0.02 | 0.01 | 0.01 | 0.01 | True | True | Non Federally-Regulated | 01/27/2020 |  | 07/20/2020
Hangzhou Huoshi Lighting Co.,Ltd | FLSNT | DSG1640FILFR12-40 | Light Emitting Diode | Decorative Lamp | Edison Screw Base | Forward Phase Cut Controls | 83.7 | 4000 | 0.0005 | 93 | 60 | 91 | 0.91 | Elevated | 15000 | 0.916 | 1 |  | 0.1 | 16 | 16 | 0.04 | 0.04 | 0.04 | 0.04 | 0 | 0 | 0.02 | 0.02 | 0.02 | 0.02 | 0 | 0 | 0.02 | 0.02 | 0.02 | 0.01 | 0.01 | 0.01 | True | True | Non Federally-Regulated | 01/27/2020 |  | 07/20/2020
Hangzhou Huoshi Lighting Co.,Ltd | FLSNT | DSG1640FILSM12-40 | Light Emitting Diode | Decorative Lamp | Edison Screw Base | Forward Phase Cut Controls | 83.7 | 4000 | 0.0005 | 93 | 60 | 91 | 0.91 | Elevated | 15000 | 0.916 | 1 |  | 0.1 | 16 | 16 | 0.04 | 0.04 | 0.04 | 0.04 | 0 | 0 | 0.02 | 0.02 | 0.02 | 0.02 | 0 | 0 | 0.02 | 0.02 | 0.02 | 0.01 | 0.01 | 0.01 | True | True | Non Federally-Regulated | 01/27/2020 |  | 07/20/2020
Hangzhou Huoshi Lighting Co.,Ltd | FLSNT | DSB11F40FILSM26-40 | Light Emitting Diode | Decorative Lamp | Edison Screw Base | Forward Phase Cut Controls | 83.7 | 4000 | 0.0005 | 93 | 60 | 91 | 0.91 | Elevated | 15000 | 0.916 | 1 |  | 0.1 | 16 | 16 | 0.04 | 0.04 | 0.04 | 0.04 | 0 | 0 | 0.02 | 0.02 | 0.02 | 0.02 | 0 | 0 | 0.02 | 0.02 | 0.02 | 0.01 | 0.01 | 0.01 | True | True | Non Federally-Regulated | 01/27/2020 |  | 07/20/2020
Hangzhou Huoshi Lighting Co.,Ltd | FLSNT | DSG1640FILCL-40 | Light Emitting Diode | Decorative Lamp | Edison Screw Base | Forward Phase Cut Controls | 83.7 | 4000 | 0.0005 | 93 | 60 | 91 | 0.91 | Elevated | 15000 | 0.916 | 1 |  | 0.1 | 16 | 16 | 0.04 | 0.04 | 0.04 | 0.04 | 0 | 0 | 0.02 | 0.02 | 0.02 | 0.02 | 0 | 0 | 0.02 | 0.02 | 0.02 | 0.01 | 0.01 | 0.01 | True | True | Non Federally-Regulated | 01/27/2020 |  | 07/20/2020
Hangzhou Huoshi Lighting Co.,Ltd | FLSNT | DSG1640FILWH-40 | Light Emitting Diode | Decorative Lamp | Edison Screw Base | Forward Phase Cut Controls | 83.7 | 4000 | 0.0005 | 93 | 60 | 91 | 0.91 | Elevated | 15000 | 0.916 | 1 |  | 0.1 | 16 | 16 | 0.04 | 0.04 | 0.04 | 0.04 | 0 | 0 | 0.02 | 0.02 | 0.02 | 0.02 | 0 | 0 | 0.02 | 0.02 | 0.02 | 0.01 | 0.01 | 0.01 | True | True | Non Federally-Regulated | 01/27/2020 |  | 07/20/2020
Hangzhou Huoshi Lighting Co.,Ltd | FLSNT | DSG1640FILAM-40 | Light Emitting Diode | Decorative Lamp | Edison Screw Base | Forward Phase Cut Controls | 83.7 | 4000 | 0.0005 | 93 | 60 | 91 | 0.91 | Elevated | 15000 | 0.916 | 1 |  | 0.1 | 16 | 16 | 0.04 | 0.04 | 0.04 | 0.04 | 0 | 0 | 0.02 | 0.02 | 0.02 | 0.02 | 0 | 0 | 0.02 | 0.02 | 0.02 | 0.01 | 0.01 | 0.01 | True | True | Non Federally-Regulated | 01/27/2020 |  | 07/20/2020
Hangzhou Huoshi Lighting Co.,Ltd | FLSNT | DSST1440FILCL-40 | Light Emitting Diode | Decorative Lamp | Edison Screw Base | Forward Phase Cut Controls | 83.7 | 4000 | 0.0005 | 93 | 60 | 91 | 0.91 | Elevated | 15000 | 0.916 | 1 |  | 0.1 | 16 | 16 | 0.04 | 0.04 | 0.04 | 0.04 | 0 | 0 | 0.02 | 0.02 | 0.02 | 0.02 | 0 | 0 | 0.02 | 0.02 | 0.02 | 0.01 | 0.01 | 0.01 | True | True | Non Federally-Regulated | 01/27/2020 |  | 07/20/2020
Hangzhou Huoshi Lighting Co.,Ltd | FLSNT | DSST1440FILWH-40 | Light Emitting Diode | Decorative Lamp | Edison Screw Base | Forward Phase Cut Controls | 83.7 | 4000 | 0.0005 | 93 | 60 | 91 | 0.91 | Elevated | 15000 | 0.916 | 1 |  | 0.1 | 16 | 16 | 0.04 | 0.04 | 0.04 | 0.04 | 0 | 0 | 0.02 | 0.02 | 0.02 | 0.02 | 0 | 0 | 0.02 | 0.02 | 0.02 | 0.01 | 0.01 | 0.01 | True | True | Non Federally-Regulated | 01/27/2020 |  | 07/20/2020
Hangzhou Huoshi Lighting Co.,Ltd | FLSNT | DSST1440FILAM-40 | Light Emitting Diode | Decorative Lamp | Edison Screw Base | Forward Phase Cut Controls | 83.7 | 4000 | 0.0005 | 93 | 60 | 91 | 0.91 | Elevated | 15000 | 0.916 | 1 |  | 0.1 | 16 | 16 | 0.04 | 0.04 | 0.04 | 0.04 | 0 | 0 | 0.02 | 0.02 | 0.02 | 0.02 | 0 | 0 | 0.02 | 0.02 | 0.02 | 0.01 | 0.01 | 0.01 | True | True | Non Federally-Regulated | 01/27/2020 |  | 07/20/2020
Hangzhou Huoshi Lighting Co.,Ltd | FLSNT | DSST1440FILFR-40 | Light Emitting Diode | Decorative Lamp | Edison Screw Base | Forward Phase Cut Controls | 83.7 | 4000 | 0.0005 | 93 | 60 | 91 | 0.91 | Elevated | 15000 | 0.916 | 1 |  | 0.1 | 16 | 16 | 0.04 | 0.04 | 0.04 | 0.04 | 0 | 0 | 0.02 | 0.02 | 0.02 | 0.02 | 0 | 0 | 0.02 | 0.02 | 0.02 | 0.01 | 0.01 | 0.01 | True | True | Non Federally-Regulated | 01/27/2020 |  | 07/20/2020
Hangzhou Huoshi Lighting Co.,Ltd | FLSNT | DSST1440FILSM-40 | Light Emitting Diode | Decorative Lamp | Edison Screw Base | Forward Phase Cut Controls | 83.7 | 4000 | 0.0005 | 93 | 60 | 91 | 0.91 | Elevated | 15000 | 0.916 | 1 |  | 0.1 | 16 | 16 | 0.04 | 0.04 | 0.04 | 0.04 | 0 | 0 | 0.02 | 0.02 | 0.02 | 0.02 | 0 | 0 | 0.02 | 0.02 | 0.02 | 0.01 | 0.01 | 0.01 | True | True | Non Federally-Regulated | 01/27/2020 |  | 07/20/2020
Hangzhou Huoshi Lighting Co.,Ltd | FLSNT | DSST1940FILCL-40 | Light Emitting Diode | Decorative Lamp | Edison Screw Base | Forward Phase Cut Controls | 83.7 | 4000 | 0.0005 | 93 | 60 | 91 | 0.91 | Elevated | 15000 | 0.916 | 1 |  | 0.1 | 16 | 16 | 0.04 | 0.04 | 0.04 | 0.04 | 0 | 0 | 0.02 | 0.02 | 0.02 | 0.02 | 0 | 0 | 0.02 | 0.02 | 0.02 | 0.01 | 0.01 | 0.01 | True | True | Non Federally-Regulated | 01/27/2020 |  | 07/20/2020
Hangzhou Huoshi Lighting Co.,Ltd | FLSNT | DSST1940FILWH-40 | Light Emitting Diode | Decorative Lamp | Edison Screw Base | Forward Phase Cut Controls | 83.7 | 4000 | 0.0005 | 93 | 60 | 91 | 0.91 | Elevated | 15000 | 0.916 | 1 |  | 0.1 | 16 | 16 | 0.04 | 0.04 | 0.04 | 0.04 | 0 | 0 | 0.02 | 0.02 | 0.02 | 0.02 | 0 | 0 | 0.02 | 0.02 | 0.02 | 0.01 | 0.01 | 0.01 | True | True | Non Federally-Regulated | 01/27/2020 |  | 07/20/2020
Hangzhou Huoshi Lighting Co.,Ltd | FLSNT | DSST1940FILAM-40 | Light Emitting Diode | Decorative Lamp | Edison Screw Base | Forward Phase Cut Controls | 83.7 | 4000 | 0.0005 | 93 | 60 | 91 | 0.91 | Elevated | 15000 | 0.916 | 1 |  | 0.1 | 16 | 16 | 0.04 | 0.04 | 0.04 | 0.04 | 0 | 0 | 0.02 | 0.02 | 0.02 | 0.02 | 0 | 0 | 0.02 | 0.02 | 0.02 | 0.01 | 0.01 | 0.01 | True | True | Non Federally-Regulated | 01/27/2020 |  | 07/20/2020
Hangzhou Huoshi Lighting Co.,Ltd | FLSNT | DSST1940FILFR-40 | Light Emitting Diode | Decorative Lamp | Edison Screw Base | Forward Phase Cut Controls | 83.7 | 4000 | 0.0005 | 93 | 60 | 91 | 0.91 | Elevated | 15000 | 0.916 | 1 |  | 0.1 | 16 | 16 | 0.04 | 0.04 | 0.04 | 0.04 | 0 | 0 | 0.02 | 0.02 | 0.02 | 0.02 | 0 | 0 | 0.02 | 0.02 | 0.02 | 0.01 | 0.01 | 0.01 | True | True | Non Federally-Regulated | 01/27/2020 |  | 07/20/2020
Hangzhou Huoshi Lighting Co.,Ltd | FLSNT | DSST1940FILSM-40 | Light Emitting Diode | Decorative Lamp | Edison Screw Base | Forward Phase Cut Controls | 83.7 | 4000 | 0.0005 | 93 | 60 | 91 | 0.91 | Elevated | 15000 | 0.916 | 1 |  | 0.1 | 16 | 16 | 0.04 | 0.04 | 0.04 | 0.04 | 0 | 0 | 0.02 | 0.02 | 0.02 | 0.02 | 0 | 0 | 0.02 | 0.02 | 0.02 | 0.01 | 0.01 | 0.01 | True | True | Non Federally-Regulated | 01/27/2020 |  | 07/20/2020
Hangzhou Huoshi Lighting Co.,Ltd | FLSNT | DSST2140FILCL-40 | Light Emitting Diode | Decorative Lamp | Edison Screw Base | Forward Phase Cut Controls | 83.7 | 4000 | 0.0005 | 93 | 60 | 91 | 0.91 | Elevated | 15000 | 0.916 | 1 |  | 0.1 | 16 | 16 | 0.04 | 0.04 | 0.04 | 0.04 | 0 | 0 | 0.02 | 0.02 | 0.02 | 0.02 | 0 | 0 | 0.02 | 0.02 | 0.02 | 0.01 | 0.01 | 0.01 | True | True | Non Federally-Regulated | 01/27/2020 |  | 07/20/2020
Hangzhou Huoshi Lighting Co.,Ltd | FLSNT | DSST2140FILWH-40 | Light Emitting Diode | Decorative Lamp | Edison Screw Base | Forward Phase Cut Controls | 83.7 | 4000 | 0.0005 | 93 | 60 | 91 | 0.91 | Elevated | 15000 | 0.916 | 1 |  | 0.1 | 16 | 16 | 0.04 | 0.04 | 0.04 | 0.04 | 0 | 0 | 0.02 | 0.02 | 0.02 | 0.02 | 0 | 0 | 0.02 | 0.02 | 0.02 | 0.01 | 0.01 | 0.01 | True | True | Non Federally-Regulated | 01/27/2020 |  | 07/20/2020
Hangzhou Huoshi Lighting Co.,Ltd | FLSNT | DSST2140FILAM-40 | Light Emitting Diode | Decorative Lamp | Edison Screw Base | Forward Phase Cut Controls | 83.7 | 4000 | 0.0005 | 93 | 60 | 91 | 0.91 | Elevated | 15000 | 0.916 | 1 |  | 0.1 | 16 | 16 | 0.04 | 0.04 | 0.04 | 0.04 | 0 | 0 | 0.02 | 0.02 | 0.02 | 0.02 | 0 | 0 | 0.02 | 0.02 | 0.02 | 0.01 | 0.01 | 0.01 | True | True | Non Federally-Regulated | 01/27/2020 |  | 07/20/2020
Hangzhou Huoshi Lighting Co.,Ltd | FLSNT | DSST2140FILFR-40 | Light Emitting Diode | Decorative Lamp | Edison Screw Base | Forward Phase Cut Controls | 83.7 | 4000 | 0.0005 | 93 | 60 | 91 | 0.91 | Elevated | 15000 | 0.916 | 1 |  | 0.1 | 16 | 16 | 0.04 | 0.04 | 0.04 | 0.04 | 0 | 0 | 0.02 | 0.02 | 0.02 | 0.02 | 0 | 0 | 0.02 | 0.02 | 0.02 | 0.01 | 0.01 | 0.01 | True | True | Non Federally-Regulated | 01/27/2020 |  | 07/20/2020
Hangzhou Huoshi Lighting Co.,Ltd | FLSNT | DSST2140FILSM-40 | Light Emitting Diode | Decorative Lamp | Edison Screw Base | Forward Phase Cut Controls | 83.7 | 4000 | 0.0005 | 93 | 60 | 91 | 0.91 | Elevated | 15000 | 0.916 | 1 |  | 0.1 | 16 | 16 | 0.04 | 0.04 | 0.04 | 0.04 | 0 | 0 | 0.02 | 0.02 | 0.02 | 0.02 | 0 | 0 | 0.02 | 0.02 | 0.02 | 0.01 | 0.01 | 0.01 | True | True | Non Federally-Regulated | 01/27/2020 |  | 07/20/2020
Hangzhou Huoshi Lighting Co.,Ltd | FLSNT | DSG2540FILCL-40 | Light Emitting Diode | Decorative Lamp | Edison Screw Base | Forward Phase Cut Controls | 83.7 | 4000 | 0.0005 | 93 | 60 | 91 | 0.91 | Elevated | 15000 | 0.916 | 1 |  | 0.1 | 16 | 16 | 0.04 | 0.04 | 0.04 | 0.04 | 0 | 0 | 0.02 | 0.02 | 0.02 | 0.02 | 0 | 0 | 0.02 | 0.02 | 0.02 | 0.01 | 0.01 | 0.01 | True | True | Non Federally-Regulated | 01/27/2020 |  | 07/20/2020
Hangzhou Huoshi Lighting Co.,Ltd | FLSNT | DSG2540FILWH-40 | Light Emitting Diode | Decorative Lamp | Edison Screw Base | Forward Phase Cut Controls | 83.7 | 4000 | 0.0005 | 93 | 60 | 91 | 0.91 | Elevated | 15000 | 0.916 | 1 |  | 0.1 | 16 | 16 | 0.04 | 0.04 | 0.04 | 0.04 | 0 | 0 | 0.02 | 0.02 | 0.02 | 0.02 | 0 | 0 | 0.02 | 0.02 | 0.02 | 0.01 | 0.01 | 0.01 | True | True | Non Federally-Regulated | 01/27/2020 |  | 07/20/2020
Hangzhou Huoshi Lighting Co.,Ltd | FLSNT | DSG2540FILAM-40 | Light Emitting Diode | Decorative Lamp | Edison Screw Base | Forward Phase Cut Controls | 83.7 | 4000 | 0.0005 | 93 | 60 | 91 | 0.91 | Elevated | 15000 | 0.916 | 1 |  | 0.1 | 16 | 16 | 0.04 | 0.04 | 0.04 | 0.04 | 0 | 0 | 0.02 | 0.02 | 0.02 | 0.02 | 0 | 0 | 0.02 | 0.02 | 0.02 | 0.01 | 0.01 | 0.01 | True | True | Non Federally-Regulated | 01/27/2020 |  | 07/20/2020
Hangzhou Huoshi Lighting Co.,Ltd | FLSNT | DSG2540FILFR-40 | Light Emitting Diode | Decorative Lamp | Edison Screw Base | Forward Phase Cut Controls | 83.7 | 4000 | 0.0005 | 93 | 60 | 91 | 0.91 | Elevated | 15000 | 0.916 | 1 |  | 0.1 | 16 | 16 | 0.04 | 0.04 | 0.04 | 0.04 | 0 | 0 | 0.02 | 0.02 | 0.02 | 0.02 | 0 | 0 | 0.02 | 0.02 | 0.02 | 0.01 | 0.01 | 0.01 | True | True | Non Federally-Regulated | 01/27/2020 |  | 07/20/2020
Hangzhou Huoshi Lighting Co.,Ltd | FLSNT | DSG2540FILSM-40 | Light Emitting Diode | Decorative Lamp | Edison Screw Base | Forward Phase Cut Controls | 83.7 | 4000 | 0.0005 | 93 | 60 | 91 | 0.91 | Elevated | 15000 | 0.916 | 1 |  | 0.1 | 16 | 16 | 0.04 | 0.04 | 0.04 | 0.04 | 0 | 0 | 0.02 | 0.02 | 0.02 | 0.02 | 0 | 0 | 0.02 | 0.02 | 0.02 | 0.01 | 0.01 | 0.01 | True | True | Non Federally-Regulated | 01/27/2020 |  | 07/20/2020
Hangzhou Huoshi Lighting Co.,Ltd | FLSNT | DST640FILCL-27 | Light Emitting Diode | Omnidirectional Lamp | Edison Screw Base | Forward Phase Cut Controls | 83.7 | 2700 | 0.0005 | 93 | 60 | 91 | 0.91 | Elevated | 15000 | 0.916 | 1 |  | 0.1 | 16 | 16 | 0.04 | 0.04 | 0.04 | 0.04 | 0 | 0 | 0.02 | 0.02 | 0.02 | 0.02 | 0 | 0 | 0.02 | 0.02 | 0.02 | 0.01 | 0.01 | 0.01 | True | True | Non Federally-Regulated | 01/27/2020 |  | 07/20/2020
Hangzhou Huoshi Lighting Co.,Ltd | FLSNT | DST640FILWH-27 | Light Emitting Diode | Omnidirectional Lamp | Edison Screw Base | Forward Phase Cut Controls | 83.7 | 2700 | 0.0005 | 93 | 60 | 91 | 0.91 | Elevated | 15000 | 0.916 | 1 |  | 0.1 | 16 | 16 | 0.04 | 0.04 | 0.04 | 0.04 | 0 | 0 | 0.02 | 0.02 | 0.02 | 0.02 | 0 | 0 | 0.02 | 0.02 | 0.02 | 0.01 | 0.01 | 0.01 | True | True | Non Federally-Regulated | 01/27/2020 |  | 07/20/2020
Hangzhou Huoshi Lighting Co.,Ltd | FLSNT | DST640FILAM-27 | Light Emitting Diode | Omnidirectional Lamp | Edison Screw Base | Forward Phase Cut Controls | 83.7 | 2700 | 0.0005 | 93 | 60 | 91 | 0.91 | Elevated | 15000 | 0.916 | 1 |  | 0.1 | 16 | 16 | 0.04 | 0.04 | 0.04 | 0.04 | 0 | 0 | 0.02 | 0.02 | 0.02 | 0.02 | 0 | 0 | 0.02 | 0.02 | 0.02 | 0.01 | 0.01 | 0.01 | True | True | Non Federally-Regulated | 01/27/2020 |  | 07/20/2020
Hangzhou Huoshi Lighting Co.,Ltd | FLSNT | DST640FILFR-27 | Light Emitting Diode | Omnidirectional Lamp | Edison Screw Base | Forward Phase Cut Controls | 83.7 | 2700 | 0.0005 | 93 | 60 | 91 | 0.91 | Elevated | 15000 | 0.916 | 1 |  | 0.1 | 16 | 16 | 0.04 | 0.04 | 0.04 | 0.04 | 0 | 0 | 0.02 | 0.02 | 0.02 | 0.02 | 0 | 0 | 0.02 | 0.02 | 0.02 | 0.01 | 0.01 | 0.01 | True | True | Non Federally-Regulated | 01/27/2020 |  | 07/20/2020
Hangzhou Huoshi Lighting Co.,Ltd | FLSNT | DST640FILSM-27 | Light Emitting Diode | Omnidirectional Lamp | Edison Screw Base | Forward Phase Cut Controls | 83.7 | 2700 | 0.0005 | 93 | 60 | 91 | 0.91 | Elevated | 15000 | 0.916 | 1 |  | 0.1 | 16 | 16 | 0.04 | 0.04 | 0.04 | 0.04 | 0 | 0 | 0.02 | 0.02 | 0.02 | 0.02 | 0 | 0 | 0.02 | 0.02 | 0.02 | 0.01 | 0.01 | 0.01 | True | True | Non Federally-Regulated | 01/27/2020 |  | 07/20/2020
Hangzhou Huoshi Lighting Co.,Ltd | FLSNT | DST1040FILCL-27 | Light Emitting Diode | Omnidirectional Lamp | Edison Screw Base | Forward Phase Cut Controls | 83.7 | 2700 | 0.0005 | 93 | 60 | 91 | 0.91 | Elevated | 15000 | 0.916 | 1 |  | 0.1 | 16 | 16 | 0.04 | 0.04 | 0.04 | 0.04 | 0 | 0 | 0.02 | 0.02 | 0.02 | 0.02 | 0 | 0 | 0.02 | 0.02 | 0.02 | 0.01 | 0.01 | 0.01 | True | True | Non Federally-Regulated | 01/27/2020 |  | 07/20/2020
Hangzhou Huoshi Lighting Co.,Ltd | FLSNT | DST1040FILWH-27 | Light Emitting Diode | Omnidirectional Lamp | Edison Screw Base | Forward Phase Cut Controls | 83.7 | 2700 | 0.0005 | 93 | 60 | 91 | 0.91 | Elevated | 15000 | 0.916 | 1 |  | 0.1 | 16 | 16 | 0.04 | 0.04 | 0.04 | 0.04 | 0 | 0 | 0.02 | 0.02 | 0.02 | 0.02 | 0 | 0 | 0.02 | 0.02 | 0.02 | 0.01 | 0.01 | 0.01 | True | True | Non Federally-Regulated | 01/27/2020 |  | 07/20/2020
Hangzhou Huoshi Lighting Co.,Ltd | FLSNT | DST1040FILAM-27 | Light Emitting Diode | Omnidirectional Lamp | Edison Screw Base | Forward Phase Cut Controls | 83.7 | 2700 | 0.0005 | 93 | 60 | 91 | 0.91 | Elevated | 15000 | 0.916 | 1 |  | 0.1 | 16 | 16 | 0.04 | 0.04 | 0.04 | 0.04 | 0 | 0 | 0.02 | 0.02 | 0.02 | 0.02 | 0 | 0 | 0.02 | 0.02 | 0.02 | 0.01 | 0.01 | 0.01 | True | True | Non Federally-Regulated | 01/27/2020 |  | 07/20/2020
Hangzhou Huoshi Lighting Co.,Ltd | FLSNT | DST1040FILFR-27 | Light Emitting Diode | Omnidirectional Lamp | Edison Screw Base | Forward Phase Cut Controls | 83.7 | 2700 | 0.0005 | 93 | 60 | 91 | 0.91 | Elevated | 15000 | 0.916 | 1 |  | 0.1 | 16 | 16 | 0.04 | 0.04 | 0.04 | 0.04 | 0 | 0 | 0.02 | 0.02 | 0.02 | 0.02 | 0 | 0 | 0.02 | 0.02 | 0.02 | 0.01 | 0.01 | 0.01 | True | True | Non Federally-Regulated | 01/27/2020 |  | 07/20/2020
Hangzhou Huoshi Lighting Co.,Ltd | FLSNT | DST1040FILSM-27 | Light Emitting Diode | Omnidirectional Lamp | Edison Screw Base | Forward Phase Cut Controls | 83.7 | 2700 | 0.0005 | 93 | 60 | 91 | 0.91 | Elevated | 15000 | 0.916 | 1 |  | 0.1 | 16 | 16 | 0.04 | 0.04 | 0.04 | 0.04 | 0 | 0 | 0.02 | 0.02 | 0.02 | 0.02 | 0 | 0 | 0.02 | 0.02 | 0.02 | 0.01 | 0.01 | 0.01 | True | True | Non Federally-Regulated | 01/27/2020 |  | 07/20/2020
Hangzhou Huoshi Lighting Co.,Ltd | FLSNT | DST1040FILCL12-27 | Light Emitting Diode | Omnidirectional Lamp | Edison Screw Base | Forward Phase Cut Controls | 83.7 | 2700 | 0.0005 | 93 | 60 | 91 | 0.91 | Elevated | 15000 | 0.916 | 1 |  | 0.1 | 16 | 16 | 0.04 | 0.04 | 0.04 | 0.04 | 0 | 0 | 0.02 | 0.02 | 0.02 | 0.02 | 0 | 0 | 0.02 | 0.02 | 0.02 | 0.01 | 0.01 | 0.01 | True | True | Non Federally-Regulated | 01/27/2020 |  | 07/20/2020
Hangzhou Huoshi Lighting Co.,Ltd | FLSNT | DST1040FILWH12-27 | Light Emitting Diode | Omnidirectional Lamp | Edison Screw Base | Forward Phase Cut Controls | 83.7 | 2700 | 0.0005 | 93 | 60 | 91 | 0.91 | Elevated | 15000 | 0.916 | 1 |  | 0.1 | 16 | 16 | 0.04 | 0.04 | 0.04 | 0.04 | 0 | 0 | 0.02 | 0.02 | 0.02 | 0.02 | 0 | 0 | 0.02 | 0.02 | 0.02 | 0.01 | 0.01 | 0.01 | True | True | Non Federally-Regulated | 01/27/2020 |  | 07/20/2020
Hangzhou Huoshi Lighting Co.,Ltd | FLSNT | DST1040FILAM12-27 | Light Emitting Diode | Omnidirectional Lamp | Edison Screw Base | Forward Phase Cut Controls | 83.7 | 2700 | 0.0005 | 93 | 60 | 91 | 0.91 | Elevated | 15000 | 0.916 | 1 |  | 0.1 | 16 | 16 | 0.04 | 0.04 | 0.04 | 0.04 | 0 | 0 | 0.02 | 0.02 | 0.02 | 0.02 | 0 | 0 | 0.02 | 0.02 | 0.02 | 0.01 | 0.01 | 0.01 | True | True | Non Federally-Regulated | 01/27/2020 |  | 07/20/2020
Hangzhou Huoshi Lighting Co.,Ltd | FLSNT | DST1040FILFR12-27 | Light Emitting Diode | Omnidirectional Lamp | Edison Screw Base | Forward Phase Cut Controls | 83.7 | 2700 | 0.0005 | 93 | 60 | 91 | 0.91 | Elevated | 15000 | 0.916 | 1 |  | 0.1 | 16 | 16 | 0.04 | 0.04 | 0.04 | 0.04 | 0 | 0 | 0.02 | 0.02 | 0.02 | 0.02 | 0 | 0 | 0.02 | 0.02 | 0.02 | 0.01 | 0.01 | 0.01 | True | True | Non Federally-Regulated | 01/27/2020 |  | 07/20/2020
Hangzhou Huoshi Lighting Co.,Ltd | FLSNT | DST1040FILSM12-27 | Light Emitting Diode | Omnidirectional Lamp | Edison Screw Base | Forward Phase Cut Controls | 83.7 | 2700 | 0.0005 | 93 | 60 | 91 | 0.91 | Elevated | 15000 | 0.916 | 1 |  | 0.1 | 16 | 16 | 0.04 | 0.04 | 0.04 | 0.04 | 0 | 0 | 0.02 | 0.02 | 0.02 | 0.02 | 0 | 0 | 0.02 | 0.02 | 0.02 | 0.01 | 0.01 | 0.01 | True | True | Non Federally-Regulated | 01/27/2020 |  | 07/20/2020
Hangzhou Huoshi Lighting Co.,Ltd | FLSNT | DST640FILCL-23 | Light Emitting Diode | Omnidirectional Lamp | Edison Screw Base | Forward Phase Cut Controls | 83.7 | 2300 | 0.0005 | 93 | 60 | 91 | 0.91 | Elevated | 15000 | 0.916 | 1 |  | 0.1 | 16 | 16 | 0.04 | 0.04 | 0.04 | 0.04 | 0 | 0 | 0.02 | 0.02 | 0.02 | 0.02 | 0 | 0 | 0.02 | 0.02 | 0.02 | 0.01 | 0.01 | 0.01 | True | True | Non Federally-Regulated | 01/27/2020 |  | 07/20/2020
Hangzhou Huoshi Lighting Co.,Ltd | FLSNT | DST640FILWH-23 | Light Emitting Diode | Omnidirectional Lamp | Edison Screw Base | Forward Phase Cut Controls | 83.7 | 2300 | 0.0005 | 93 | 60 | 91 | 0.91 | Elevated | 15000 | 0.916 | 1 |  | 0.1 | 16 | 16 | 0.04 | 0.04 | 0.04 | 0.04 | 0 | 0 | 0.02 | 0.02 | 0.02 | 0.02 | 0 | 0 | 0.02 | 0.02 | 0.02 | 0.01 | 0.01 | 0.01 | True | True | Non Federally-Regulated | 01/27/2020 |  | 07/20/2020
Hangzhou Huoshi Lighting Co.,Ltd | FLSNT | DST640FILAM-23 | Light Emitting Diode | Omnidirectional Lamp | Edison Screw Base | Forward Phase Cut Controls | 83.7 | 2300 | 0.0005 | 93 | 60 | 91 | 0.91 | Elevated | 15000 | 0.916 | 1 |  | 0.1 | 16 | 16 | 0.04 | 0.04 | 0.04 | 0.04 | 0 | 0 | 0.02 | 0.02 | 0.02 | 0.02 | 0 | 0 | 0.02 | 0.02 | 0.02 | 0.01 | 0.01 | 0.01 | True | True | Non Federally-Regulated | 01/27/2020 |  | 07/20/2020
Hangzhou Huoshi Lighting Co.,Ltd | FLSNT | DST640FILFR-23 | Light Emitting Diode | Omnidirectional Lamp | Edison Screw Base | Forward Phase Cut Controls | 83.7 | 2300 | 0.0005 | 93 | 60 | 91 | 0.91 | Elevated | 15000 | 0.916 | 1 |  | 0.1 | 16 | 16 | 0.04 | 0.04 | 0.04 | 0.04 | 0 | 0 | 0.02 | 0.02 | 0.02 | 0.02 | 0 | 0 | 0.02 | 0.02 | 0.02 | 0.01 | 0.01 | 0.01 | True | True | Non Federally-Regulated | 01/27/2020 |  | 07/20/2020
Hangzhou Huoshi Lighting Co.,Ltd | FLSNT | DST640FILSM-23 | Light Emitting Diode | Omnidirectional Lamp | Edison Screw Base | Forward Phase Cut Controls | 83.7 | 2300 | 0.0005 | 93 | 60 | 91 | 0.91 | Elevated | 15000 | 0.916 | 1 |  | 0.1 | 16 | 16 | 0.04 | 0.04 | 0.04 | 0.04 | 0 | 0 | 0.02 | 0.02 | 0.02 | 0.02 | 0 | 0 | 0.02 | 0.02 | 0.02 | 0.01 | 0.01 | 0.01 | True | True | Non Federally-Regulated | 01/27/2020 |  | 07/20/2020
Hangzhou Huoshi Lighting Co.,Ltd | FLSNT | DST1040FILCL-23 | Light Emitting Diode | Omnidirectional Lamp | Edison Screw Base | Forward Phase Cut Controls | 83.7 | 2300 | 0.0005 | 93 | 60 | 91 | 0.91 | Elevated | 15000 | 0.916 | 1 |  | 0.1 | 16 | 16 | 0.04 | 0.04 | 0.04 | 0.04 | 0 | 0 | 0.02 | 0.02 | 0.02 | 0.02 | 0 | 0 | 0.02 | 0.02 | 0.02 | 0.01 | 0.01 | 0.01 | True | True | Non Federally-Regulated | 01/27/2020 |  | 07/20/2020
Hangzhou Huoshi Lighting Co.,Ltd | FLSNT | DST1040FILWH-23 | Light Emitting Diode | Omnidirectional Lamp | Edison Screw Base | Forward Phase Cut Controls | 83.7 | 2300 | 0.0005 | 93 | 60 | 91 | 0.91 | Elevated | 15000 | 0.916 | 1 |  | 0.1 | 16 | 16 | 0.04 | 0.04 | 0.04 | 0.04 | 0 | 0 | 0.02 | 0.02 | 0.02 | 0.02 | 0 | 0 | 0.02 | 0.02 | 0.02 | 0.01 | 0.01 | 0.01 | True | True | Non Federally-Regulated | 01/27/2020 |  | 07/20/2020
Hangzhou Huoshi Lighting Co.,Ltd | FLSNT | DST1040FILAM-23 | Light Emitting Diode | Omnidirectional Lamp | Edison Screw Base | Forward Phase Cut Controls | 83.7 | 2300 | 0.0005 | 93 | 60 | 91 | 0.91 | Elevated | 15000 | 0.916 | 1 |  | 0.1 | 16 | 16 | 0.04 | 0.04 | 0.04 | 0.04 | 0 | 0 | 0.02 | 0.02 | 0.02 | 0.02 | 0 | 0 | 0.02 | 0.02 | 0.02 | 0.01 | 0.01 | 0.01 | True | True | Non Federally-Regulated | 01/27/2020 |  | 07/20/2020
Hangzhou Huoshi Lighting Co.,Ltd | FLSNT | DST1040FILFR-23 | Light Emitting Diode | Omnidirectional Lamp | Edison Screw Base | Forward Phase Cut Controls | 83.7 | 2300 | 0.0005 | 93 | 60 | 91 | 0.91 | Elevated | 15000 | 0.916 | 1 |  | 0.1 | 16 | 16 | 0.04 | 0.04 | 0.04 | 0.04 | 0 | 0 | 0.02 | 0.02 | 0.02 | 0.02 | 0 | 0 | 0.02 | 0.02 | 0.02 | 0.01 | 0.01 | 0.01 | True | True | Non Federally-Regulated | 01/27/2020 |  | 07/20/2020
Hangzhou Huoshi Lighting Co.,Ltd | FLSNT | DST1040FILSM-23 | Light Emitting Diode | Omnidirectional Lamp | Edison Screw Base | Forward Phase Cut Controls | 83.7 | 2300 | 0.0005 | 93 | 60 | 91 | 0.91 | Elevated | 15000 | 0.916 | 1 |  | 0.1 | 16 | 16 | 0.04 | 0.04 | 0.04 | 0.04 | 0 | 0 | 0.02 | 0.02 | 0.02 | 0.02 | 0 | 0 | 0.02 | 0.02 | 0.02 | 0.01 | 0.01 | 0.01 | True | True | Non Federally-Regulated | 01/27/2020 |  | 07/20/2020
Hangzhou Huoshi Lighting Co.,Ltd | FLSNT | DST1040FILCL12-23 | Light Emitting Diode | Omnidirectional Lamp | Edison Screw Base | Forward Phase Cut Controls | 83.7 | 2300 | 0.0005 | 93 | 60 | 91 | 0.91 | Elevated | 15000 | 0.916 | 1 |  | 0.1 | 16 | 16 | 0.04 | 0.04 | 0.04 | 0.04 | 0 | 0 | 0.02 | 0.02 | 0.02 | 0.02 | 0 | 0 | 0.02 | 0.02 | 0.02 | 0.01 | 0.01 | 0.01 | True | True | Non Federally-Regulated | 01/27/2020 |  | 07/20/2020
Hangzhou Huoshi Lighting Co.,Ltd | FLSNT | DST1040FILWH12-23 | Light Emitting Diode | Omnidirectional Lamp | Edison Screw Base | Forward Phase Cut Controls | 83.7 | 2300 | 0.0005 | 93 | 60 | 91 | 0.91 | Elevated | 15000 | 0.916 | 1 |  | 0.1 | 16 | 16 | 0.04 | 0.04 | 0.04 | 0.04 | 0 | 0 | 0.02 | 0.02 | 0.02 | 0.02 | 0 | 0 | 0.02 | 0.02 | 0.02 | 0.01 | 0.01 | 0.01 | True | True | Non Federally-Regulated | 01/27/2020 |  | 07/20/2020
Hangzhou Huoshi Lighting Co.,Ltd | FLSNT | DST1040FILAM12-23 | Light Emitting Diode | Omnidirectional Lamp | Edison Screw Base | Forward Phase Cut Controls | 83.7 | 2300 | 0.0005 | 93 | 60 | 91 | 0.91 | Elevated | 15000 | 0.916 | 1 |  | 0.1 | 16 | 16 | 0.04 | 0.04 | 0.04 | 0.04 | 0 | 0 | 0.02 | 0.02 | 0.02 | 0.02 | 0 | 0 | 0.02 | 0.02 | 0.02 | 0.01 | 0.01 | 0.01 | True | True | Non Federally-Regulated | 01/27/2020 |  | 07/20/2020
Hangzhou Huoshi Lighting Co.,Ltd | FLSNT | DST1040FILFR12-23 | Light Emitting Diode | Omnidirectional Lamp | Edison Screw Base | Forward Phase Cut Controls | 83.7 | 2300 | 0.0005 | 93 | 60 | 91 | 0.91 | Elevated | 15000 | 0.916 | 1 |  | 0.1 | 16 | 16 | 0.04 | 0.04 | 0.04 | 0.04 | 0 | 0 | 0.02 | 0.02 | 0.02 | 0.02 | 0 | 0 | 0.02 | 0.02 | 0.02 | 0.01 | 0.01 | 0.01 | True | True | Non Federally-Regulated | 01/27/2020 |  | 07/20/2020
Hangzhou Huoshi Lighting Co.,Ltd | FLSNT | DST1040FILSM12-23 | Light Emitting Diode | Omnidirectional Lamp | Edison Screw Base | Forward Phase Cut Controls | 83.7 | 2300 | 0.0005 | 93 | 60 | 91 | 0.91 | Elevated | 15000 | 0.916 | 1 |  | 0.1 | 16 | 16 | 0.04 | 0.04 | 0.04 | 0.04 | 0 | 0 | 0.02 | 0.02 | 0.02 | 0.02 | 0 | 0 | 0.02 | 0.02 | 0.02 | 0.01 | 0.01 | 0.01 | True | True | Non Federally-Regulated | 01/27/2020 |  | 07/20/2020
Hangzhou Huoshi Lighting Co.,Ltd | FLSNT | DST1440FILCL-23 | Light Emitting Diode | Omnidirectional Lamp | Edison Screw Base | Forward Phase Cut Controls | 83.7 | 2300 | 0.0005 | 93 | 60 | 91 | 0.91 | Elevated | 15000 | 0.916 | 1 |  | 0.1 | 16 | 16 | 0.04 | 0.04 | 0.04 | 0.04 | 0 | 0 | 0.02 | 0.02 | 0.02 | 0.02 | 0 | 0 | 0.02 | 0.02 | 0.02 | 0.01 | 0.01 | 0.01 | True | True | Non Federally-Regulated | 01/27/2020 |  | 07/20/2020
Hangzhou Huoshi Lighting Co.,Ltd | FLSNT | DST1440FILCL-27 | Light Emitting Diode | Omnidirectional Lamp | Edison Screw Base | Forward Phase Cut Controls | 83.7 | 2700 | 0.0005 | 93 | 60 | 91 | 0.91 | Elevated | 15000 | 0.916 | 1 |  | 0.1 | 16 | 16 | 0.04 | 0.04 | 0.04 | 0.04 | 0 | 0 | 0.02 | 0.02 | 0.02 | 0.02 | 0 | 0 | 0.02 | 0.02 | 0.02 | 0.01 | 0.01 | 0.01 | True | True | Non Federally-Regulated | 01/27/2020 |  | 07/20/2020
Hangzhou Huoshi Lighting Co.,Ltd | FLSNT | DST1440FILWH-27 | Light Emitting Diode | Omnidirectional Lamp | Edison Screw Base | Forward Phase Cut Controls | 83.7 | 2700 | 0.0005 | 93 | 60 | 91 | 0.91 | Elevated | 15000 | 0.916 | 1 |  | 0.1 | 16 | 16 | 0.04 | 0.04 | 0.04 | 0.04 | 0 | 0 | 0.02 | 0.02 | 0.02 | 0.02 | 0 | 0 | 0.02 | 0.02 | 0.02 | 0.01 | 0.01 | 0.01 | True | True | Non Federally-Regulated | 01/27/2020 |  | 07/20/2020
Hangzhou Huoshi Lighting Co.,Ltd | FLSNT | DST1440FILAM-27 | Light Emitting Diode | Omnidirectional Lamp | Edison Screw Base | Forward Phase Cut Controls | 83.7 | 2700 | 0.0005 | 93 | 60 | 91 | 0.91 | Elevated | 15000 | 0.916 | 1 |  | 0.1 | 16 | 16 | 0.04 | 0.04 | 0.04 | 0.04 | 0 | 0 | 0.02 | 0.02 | 0.02 | 0.02 | 0 | 0 | 0.02 | 0.02 | 0.02 | 0.01 | 0.01 | 0.01 | True | True | Non Federally-Regulated | 01/27/2020 |  | 07/20/2020
Hangzhou Huoshi Lighting Co.,Ltd | FLSNT | DST1440FILFR-27 | Light Emitting Diode | Omnidirectional Lamp | Edison Screw Base | Forward Phase Cut Controls | 83.7 | 2700 | 0.0005 | 93 | 60 | 91 | 0.91 | Elevated | 15000 | 0.916 | 1 |  | 0.1 | 16 | 16 | 0.04 | 0.04 | 0.04 | 0.04 | 0 | 0 | 0.02 | 0.02 | 0.02 | 0.02 | 0 | 0 | 0.02 | 0.02 | 0.02 | 0.01 | 0.01 | 0.01 | True | True | Non Federally-Regulated | 01/27/2020 |  | 07/20/2020
Hangzhou Huoshi Lighting Co.,Ltd | FLSNT | DST1440FILSM-27 | Light Emitting Diode | Omnidirectional Lamp | Edison Screw Base | Forward Phase Cut Controls | 83.7 | 2700 | 0.0005 | 93 | 60 | 91 | 0.91 | Elevated | 15000 | 0.916 | 1 |  | 0.1 | 16 | 16 | 0.04 | 0.04 | 0.04 | 0.04 | 0 | 0 | 0.02 | 0.02 | 0.02 | 0.02 | 0 | 0 | 0.02 | 0.02 | 0.02 | 0.01 | 0.01 | 0.01 | True | True | Non Federally-Regulated | 01/27/2020 |  | 07/20/2020
Hangzhou Huoshi Lighting Co.,Ltd | FLSNT | DST1440FILWH-23 | Light Emitting Diode | Omnidirectional Lamp | Edison Screw Base | Forward Phase Cut Controls | 83.7 | 2300 | 0.0005 | 93 | 60 | 91 | 0.91 | Elevated | 15000 | 0.916 | 1 |  | 0.1 | 16 | 16 | 0.04 | 0.04 | 0.04 | 0.04 | 0 | 0 | 0.02 | 0.02 | 0.02 | 0.02 | 0 | 0 | 0.02 | 0.02 | 0.02 | 0.01 | 0.01 | 0.01 | True | True | Non Federally-Regulated | 01/27/2020 |  | 07/20/2020
Hangzhou Huoshi Lighting Co.,Ltd | FLSNT | DST1440FILAM-23 | Light Emitting Diode | Omnidirectional Lamp | Edison Screw Base | Forward Phase Cut Controls | 83.7 | 2300 | 0.0005 | 93 | 60 | 91 | 0.91 | Elevated | 15000 | 0.916 | 1 |  | 0.1 | 16 | 16 | 0.04 | 0.04 | 0.04 | 0.04 | 0 | 0 | 0.02 | 0.02 | 0.02 | 0.02 | 0 | 0 | 0.02 | 0.02 | 0.02 | 0.01 | 0.01 | 0.01 | True | True | Non Federally-Regulated | 01/27/2020 |  | 07/20/2020
Hangzhou Huoshi Lighting Co.,Ltd | FLSNT | DST1440FILFR-23 | Light Emitting Diode | Omnidirectional Lamp | Edison Screw Base | Forward Phase Cut Controls | 83.7 | 2300 | 0.0005 | 93 | 60 | 91 | 0.91 | Elevated | 15000 | 0.916 | 1 |  | 0.1 | 16 | 16 | 0.04 | 0.04 | 0.04 | 0.04 | 0 | 0 | 0.02 | 0.02 | 0.02 | 0.02 | 0 | 0 | 0.02 | 0.02 | 0.02 | 0.01 | 0.01 | 0.01 | True | True | Non Federally-Regulated | 01/27/2020 |  | 07/20/2020
Hangzhou Huoshi Lighting Co.,Ltd | FLSNT | DST1440FILSM-23 | Light Emitting Diode | Omnidirectional Lamp | Edison Screw Base | Forward Phase Cut Controls | 83.7 | 2300 | 0.0005 | 93 | 60 | 91 | 0.91 | Elevated | 15000 | 0.916 | 1 |  | 0.1 | 16 | 16 | 0.04 | 0.04 | 0.04 | 0.04 | 0 | 0 | 0.02 | 0.02 | 0.02 | 0.02 | 0 | 0 | 0.02 | 0.02 | 0.02 | 0.01 | 0.01 | 0.01 | True | True | Non Federally-Regulated | 01/27/2020 |  | 07/20/2020
Hangzhou Huoshi Lighting Co.,Ltd | FLSNT | DSA1540FILCL-27 | Light Emitting Diode | Omnidirectional Lamp | Edison Screw Base | Forward Phase Cut Controls | 83.7 | 2700 | 0.0005 | 93 | 60 | 91 | 0.91 | Elevated | 15000 | 0.916 | 1 |  | 0.1 | 16 | 16 | 0.04 | 0.04 | 0.04 | 0.04 | 0 | 0 | 0.02 | 0.02 | 0.02 | 0.02 | 0 | 0 | 0.02 | 0.02 | 0.02 | 0.01 | 0.01 | 0.01 | True | True | Non Federally-Regulated | 01/27/2020 |  | 07/20/2020
Hangzhou Huoshi Lighting Co.,Ltd | FLSNT | DSA1540FILWH-27 | Light Emitting Diode | Omnidirectional Lamp | Edison Screw Base | Forward Phase Cut Controls | 83.7 | 2700 | 0.0005 | 93 | 60 | 91 | 0.91 | Elevated | 15000 | 0.916 | 1 |  | 0.1 | 16 | 16 | 0.04 | 0.04 | 0.04 | 0.04 | 0 | 0 | 0.02 | 0.02 | 0.02 | 0.02 | 0 | 0 | 0.02 | 0.02 | 0.02 | 0.01 | 0.01 | 0.01 | True | True | Non Federally-Regulated | 01/27/2020 |  | 07/20/2020
Hangzhou Huoshi Lighting Co.,Ltd | FLSNT | DSA1540FILAM-27 | Light Emitting Diode | Omnidirectional Lamp | Edison Screw Base | Forward Phase Cut Controls | 83.7 | 2700 | 0.0005 | 93 | 60 | 91 | 0.91 | Elevated | 15000 | 0.916 | 1 |  | 0.1 | 16 | 16 | 0.04 | 0.04 | 0.04 | 0.04 | 0 | 0 | 0.02 | 0.02 | 0.02 | 0.02 | 0 | 0 | 0.02 | 0.02 | 0.02 | 0.01 | 0.01 | 0.01 | True | True | Non Federally-Regulated | 01/27/2020 |  | 07/20/2020
Hangzhou Huoshi Lighting Co.,Ltd | FLSNT | DSA1540FILFR-27 | Light Emitting Diode | Omnidirectional Lamp | Edison Screw Base | Forward Phase Cut Controls | 83.7 | 2700 | 0.0005 | 93 | 60 | 91 | 0.91 | Elevated | 15000 | 0.916 | 1 |  | 0.1 | 16 | 16 | 0.04 | 0.04 | 0.04 | 0.04 | 0 | 0 | 0.02 | 0.02 | 0.02 | 0.02 | 0 | 0 | 0.02 | 0.02 | 0.02 | 0.01 | 0.01 | 0.01 | True | True | Non Federally-Regulated | 01/27/2020 |  | 07/20/2020
Hangzhou Huoshi Lighting Co.,Ltd | FLSNT | DSA1540FILSM-27 | Light Emitting Diode | Omnidirectional Lamp | Edison Screw Base | Forward Phase Cut Controls | 83.7 | 2700 | 0.0005 | 93 | 60 | 91 | 0.91 | Elevated | 15000 | 0.916 | 1 |  | 0.1 | 16 | 16 | 0.04 | 0.04 | 0.04 | 0.04 | 0 | 0 | 0.02 | 0.02 | 0.02 | 0.02 | 0 | 0 | 0.02 | 0.02 | 0.02 | 0.01 | 0.01 | 0.01 | True | True | Non Federally-Regulated | 01/27/2020 |  | 07/20/2020
Hangzhou Huoshi Lighting Co.,Ltd | FLSNT | DSA1540FILCL12-27 | Light Emitting Diode | Omnidirectional Lamp | Edison Screw Base | Forward Phase Cut Controls | 83.7 | 2700 | 0.0005 | 93 | 60 | 91 | 0.91 | Elevated | 15000 | 0.916 | 1 |  | 0.1 | 16 | 16 | 0.04 | 0.04 | 0.04 | 0.04 | 0 | 0 | 0.02 | 0.02 | 0.02 | 0.02 | 0 | 0 | 0.02 | 0.02 | 0.02 | 0.01 | 0.01 | 0.01 | True | True | Non Federally-Regulated | 01/27/2020 |  | 07/20/2020
Hangzhou Huoshi Lighting Co.,Ltd | FLSNT | DSA1540FILWH12-27 | Light Emitting Diode | Omnidirectional Lamp | Edison Screw Base | Forward Phase Cut Controls | 83.7 | 2700 | 0.0005 | 93 | 60 | 91 | 0.91 | Elevated | 15000 | 0.916 | 1 |  | 0.1 | 16 | 16 | 0.04 | 0.04 | 0.04 | 0.04 | 0 | 0 | 0.02 | 0.02 | 0.02 | 0.02 | 0 | 0 | 0.02 | 0.02 | 0.02 | 0.01 | 0.01 | 0.01 | True | True | Non Federally-Regulated | 01/27/2020 |  | 07/20/2020
Hangzhou Huoshi Lighting Co.,Ltd | FLSNT | DSA1540FILAM12-27 | Light Emitting Diode | Omnidirectional Lamp | Edison Screw Base | Forward Phase Cut Controls | 83.7 | 2700 | 0.0005 | 93 | 60 | 91 | 0.91 | Elevated | 15000 | 0.916 | 1 |  | 0.1 | 16 | 16 | 0.04 | 0.04 | 0.04 | 0.04 | 0 | 0 | 0.02 | 0.02 | 0.02 | 0.02 | 0 | 0 | 0.02 | 0.02 | 0.02 | 0.01 | 0.01 | 0.01 | True | True | Non Federally-Regulated | 01/27/2020 |  | 07/20/2020
Hangzhou Huoshi Lighting Co.,Ltd | FLSNT | DSA1540FILFR12-27 | Light Emitting Diode | Omnidirectional Lamp | Edison Screw Base | Forward Phase Cut Controls | 83.7 | 2700 | 0.0005 | 93 | 60 | 91 | 0.91 | Elevated | 15000 | 0.916 | 1 |  | 0.1 | 16 | 16 | 0.04 | 0.04 | 0.04 | 0.04 | 0 | 0 | 0.02 | 0.02 | 0.02 | 0.02 | 0 | 0 | 0.02 | 0.02 | 0.02 | 0.01 | 0.01 | 0.01 | True | True | Non Federally-Regulated | 01/27/2020 |  | 07/20/2020
Hangzhou Huoshi Lighting Co.,Ltd | FLSNT | DSA1540FILSM12-27 | Light Emitting Diode | Omnidirectional Lamp | Edison Screw Base | Forward Phase Cut Controls | 83.7 | 2700 | 0.0005 | 93 | 60 | 91 | 0.91 | Elevated | 15000 | 0.916 | 1 |  | 0.1 | 16 | 16 | 0.04 | 0.04 | 0.04 | 0.04 | 0 | 0 | 0.02 | 0.02 | 0.02 | 0.02 | 0 | 0 | 0.02 | 0.02 | 0.02 | 0.01 | 0.01 | 0.01 | True | True | Non Federally-Regulated | 01/27/2020 |  | 07/20/2020
Hangzhou Huoshi Lighting Co.,Ltd | FLSNT | DSA1940FILCL-27 | Light Emitting Diode | Omnidirectional Lamp | Edison Screw Base | Forward Phase Cut Controls | 83.7 | 2700 | 0.0005 | 93 | 60 | 91 | 0.91 | Elevated | 15000 | 0.916 | 1 |  | 0.1 | 16 | 16 | 0.04 | 0.04 | 0.04 | 0.04 | 0 | 0 | 0.02 | 0.02 | 0.02 | 0.02 | 0 | 0 | 0.02 | 0.02 | 0.02 | 0.01 | 0.01 | 0.01 | True | True | Non Federally-Regulated | 01/27/2020 |  | 07/20/2020
Hangzhou Huoshi Lighting Co.,Ltd | FLSNT | DSA1940FILWH-27 | Light Emitting Diode | Omnidirectional Lamp | Edison Screw Base | Forward Phase Cut Controls | 83.7 | 2700 | 0.0005 | 93 | 60 | 91 | 0.91 | Elevated | 15000 | 0.916 | 1 |  | 0.1 | 16 | 16 | 0.04 | 0.04 | 0.04 | 0.04 | 0 | 0 | 0.02 | 0.02 | 0.02 | 0.02 | 0 | 0 | 0.02 | 0.02 | 0.02 | 0.01 | 0.01 | 0.01 | True | True | Non Federally-Regulated | 01/27/2020 |  | 07/20/2020
Hangzhou Huoshi Lighting Co.,Ltd | FLSNT | DSA1940FILAM-27 | Light Emitting Diode | Omnidirectional Lamp | Edison Screw Base | Forward Phase Cut Controls | 83.7 | 2700 | 0.0005 | 93 | 60 | 91 | 0.91 | Elevated | 15000 | 0.916 | 1 |  | 0.1 | 16 | 16 | 0.04 | 0.04 | 0.04 | 0.04 | 0 | 0 | 0.02 | 0.02 | 0.02 | 0.02 | 0 | 0 | 0.02 | 0.02 | 0.02 | 0.01 | 0.01 | 0.01 | True | True | Non Federally-Regulated | 01/27/2020 |  | 07/20/2020
Hangzhou Huoshi Lighting Co.,Ltd | FLSNT | DSA1940FILFR-27 | Light Emitting Diode | Omnidirectional Lamp | Edison Screw Base | Forward Phase Cut Controls | 83.7 | 2700 | 0.0005 | 93 | 60 | 91 | 0.91 | Elevated | 15000 | 0.916 | 1 |  | 0.1 | 16 | 16 | 0.04 | 0.04 | 0.04 | 0.04 | 0 | 0 | 0.02 | 0.02 | 0.02 | 0.02 | 0 | 0 | 0.02 | 0.02 | 0.02 | 0.01 | 0.01 | 0.01 | True | True | Non Federally-Regulated | 01/27/2020 |  | 07/20/2020
Hangzhou Huoshi Lighting Co.,Ltd | FLSNT | DSA1940FILSM-27 | Light Emitting Diode | Omnidirectional Lamp | Edison Screw Base | Forward Phase Cut Controls | 83.7 | 2700 | 0.0005 | 93 | 60 | 91 | 0.91 | Elevated | 15000 | 0.916 | 1 |  | 0.1 | 16 | 16 | 0.04 | 0.04 | 0.04 | 0.04 | 0 | 0 | 0.02 | 0.02 | 0.02 | 0.02 | 0 | 0 | 0.02 | 0.02 | 0.02 | 0.01 | 0.01 | 0.01 | True | True | Non Federally-Regulated | 01/27/2020 |  | 07/20/2020
Hangzhou Huoshi Lighting Co.,Ltd | FLSNT | DSA1940FILSIL-27 | Light Emitting Diode | Omnidirectional Lamp | Edison Screw Base | Forward Phase Cut Controls | 83.7 | 2700 | 0.0005 | 93 | 60 | 91 | 0.91 | Elevated | 15000 | 0.916 | 1 |  | 0.1 | 16 | 16 | 0.04 | 0.04 | 0.04 | 0.04 | 0 | 0 | 0.02 | 0.02 | 0.02 | 0.02 | 0 | 0 | 0.02 | 0.02 | 0.02 | 0.01 | 0.01 | 0.01 | True | True | Non Federally-Regulated | 01/27/2020 |  | 07/20/2020
Hangzhou Huoshi Lighting Co.,Ltd | FLSNT | DSA1540FILCL-23 | Light Emitting Diode | Omnidirectional Lamp | Edison Screw Base | Forward Phase Cut Controls | 83.7 | 2300 | 0.0005 | 93 | 60 | 91 | 0.91 | Elevated | 15000 | 0.916 | 1 |  | 0.1 | 16 | 16 | 0.04 | 0.04 | 0.04 | 0.04 | 0 | 0 | 0.02 | 0.02 | 0.02 | 0.02 | 0 | 0 | 0.02 | 0.02 | 0.02 | 0.01 | 0.01 | 0.01 | True | True | Non Federally-Regulated | 01/27/2020 |  | 07/20/2020
Hangzhou Huoshi Lighting Co.,Ltd | FLSNT | DSA1540FILWH-23 | Light Emitting Diode | Omnidirectional Lamp | Edison Screw Base | Forward Phase Cut Controls | 83.7 | 2300 | 0.0005 | 93 | 60 | 91 | 0.91 | Elevated | 15000 | 0.916 | 1 |  | 0.1 | 16 | 16 | 0.04 | 0.04 | 0.04 | 0.04 | 0 | 0 | 0.02 | 0.02 | 0.02 | 0.02 | 0 | 0 | 0.02 | 0.02 | 0.02 | 0.01 | 0.01 | 0.01 | True | True | Non Federally-Regulated | 01/27/2020 |  | 07/20/2020
Hangzhou Huoshi Lighting Co.,Ltd | FLSNT | DSA1540FILAM-23 | Light Emitting Diode | Omnidirectional Lamp | Edison Screw Base | Forward Phase Cut Controls | 83.7 | 2300 | 0.0005 | 93 | 60 | 91 | 0.91 | Elevated | 15000 | 0.916 | 1 |  | 0.1 | 16 | 16 | 0.04 | 0.04 | 0.04 | 0.04 | 0 | 0 | 0.02 | 0.02 | 0.02 | 0.02 | 0 | 0 | 0.02 | 0.02 | 0.02 | 0.01 | 0.01 | 0.01 | True | True | Non Federally-Regulated | 01/27/2020 |  | 07/20/2020
Hangzhou Huoshi Lighting Co.,Ltd | FLSNT | DSA1540FILFR-23 | Light Emitting Diode | Omnidirectional Lamp | Edison Screw Base | Forward Phase Cut Controls | 83.7 | 2300 | 0.0005 | 93 | 60 | 91 | 0.91 | Elevated | 15000 | 0.916 | 1 |  | 0.1 | 16 | 16 | 0.04 | 0.04 | 0.04 | 0.04 | 0 | 0 | 0.02 | 0.02 | 0.02 | 0.02 | 0 | 0 | 0.02 | 0.02 | 0.02 | 0.01 | 0.01 | 0.01 | True | True | Non Federally-Regulated | 01/27/2020 |  | 07/20/2020
Hangzhou Huoshi Lighting Co.,Ltd | FLSNT | DSA1540FILSM-23 | Light Emitting Diode | Omnidirectional Lamp | Edison Screw Base | Forward Phase Cut Controls | 83.7 | 2300 | 0.0005 | 93 | 60 | 91 | 0.91 | Elevated | 15000 | 0.916 | 1 |  | 0.1 | 16 | 16 | 0.04 | 0.04 | 0.04 | 0.04 | 0 | 0 | 0.02 | 0.02 | 0.02 | 0.02 | 0 | 0 | 0.02 | 0.02 | 0.02 | 0.01 | 0.01 | 0.01 | True | True | Non Federally-Regulated | 01/27/2020 |  | 07/20/2020
Hangzhou Huoshi Lighting Co.,Ltd | FLSNT | DSA1540FILCL12-23 | Light Emitting Diode | Omnidirectional Lamp | Edison Screw Base | Forward Phase Cut Controls | 83.7 | 2300 | 0.0005 | 93 | 60 | 91 | 0.91 | Elevated | 15000 | 0.916 | 1 |  | 0.1 | 16 | 16 | 0.04 | 0.04 | 0.04 | 0.04 | 0 | 0 | 0.02 | 0.02 | 0.02 | 0.02 | 0 | 0 | 0.02 | 0.02 | 0.02 | 0.01 | 0.01 | 0.01 | True | True | Non Federally-Regulated | 01/27/2020 |  | 07/20/2020
Hangzhou Huoshi Lighting Co.,Ltd | FLSNT | DSA1540FILWH12-23 | Light Emitting Diode | Omnidirectional Lamp | Edison Screw Base | Forward Phase Cut Controls | 83.7 | 2300 | 0.0005 | 93 | 60 | 91 | 0.91 | Elevated | 15000 | 0.916 | 1 |  | 0.1 | 16 | 16 | 0.04 | 0.04 | 0.04 | 0.04 | 0 | 0 | 0.02 | 0.02 | 0.02 | 0.02 | 0 | 0 | 0.02 | 0.02 | 0.02 | 0.01 | 0.01 | 0.01 | True | True | Non Federally-Regulated | 01/27/2020 |  | 07/20/2020
Hangzhou Huoshi Lighting Co.,Ltd | FLSNT | DSA1540FILAM12-23 | Light Emitting Diode | Omnidirectional Lamp | Edison Screw Base | Forward Phase Cut Controls | 83.7 | 2300 | 0.0005 | 93 | 60 | 91 | 0.91 | Elevated | 15000 | 0.916 | 1 |  | 0.1 | 16 | 16 | 0.04 | 0.04 | 0.04 | 0.04 | 0 | 0 | 0.02 | 0.02 | 0.02 | 0.02 | 0 | 0 | 0.02 | 0.02 | 0.02 | 0.01 | 0.01 | 0.01 | True | True | Non Federally-Regulated | 01/27/2020 |  | 07/20/2020
Hangzhou Huoshi Lighting Co.,Ltd | FLSNT | DSA1540FILFR12-23 | Light Emitting Diode | Omnidirectional Lamp | Edison Screw Base | Forward Phase Cut Controls | 83.7 | 2300 | 0.0005 | 93 | 60 | 91 | 0.91 | Elevated | 15000 | 0.916 | 1 |  | 0.1 | 16 | 16 | 0.04 | 0.04 | 0.04 | 0.04 | 0 | 0 | 0.02 | 0.02 | 0.02 | 0.02 | 0 | 0 | 0.02 | 0.02 | 0.02 | 0.01 | 0.01 | 0.01 | True | True | Non Federally-Regulated | 01/27/2020 |  | 07/20/2020
Hangzhou Huoshi Lighting Co.,Ltd | FLSNT | DSA1540FILSM12-23 | Light Emitting Diode | Omnidirectional Lamp | Edison Screw Base | Forward Phase Cut Controls | 83.7 | 2300 | 0.0005 | 93 | 60 | 91 | 0.91 | Elevated | 15000 | 0.916 | 1 |  | 0.1 | 16 | 16 | 0.04 | 0.04 | 0.04 | 0.04 | 0 | 0 | 0.02 | 0.02 | 0.02 | 0.02 | 0 | 0 | 0.02 | 0.02 | 0.02 | 0.01 | 0.01 | 0.01 | True | True | Non Federally-Regulated | 01/27/2020 |  | 07/20/2020
Hangzhou Huoshi Lighting Co.,Ltd | FLSNT | DSA1940FILCL-23 | Light Emitting Diode | Omnidirectional Lamp | Edison Screw Base | Forward Phase Cut Controls | 83.7 | 2300 | 0.0005 | 93 | 60 | 91 | 0.91 | Elevated | 15000 | 0.916 | 1 |  | 0.1 | 16 | 16 | 0.04 | 0.04 | 0.04 | 0.04 | 0 | 0 | 0.02 | 0.02 | 0.02 | 0.02 | 0 | 0 | 0.02 | 0.02 | 0.02 | 0.01 | 0.01 | 0.01 | True | True | Non Federally-Regulated | 01/27/2020 |  | 07/20/2020
Hangzhou Huoshi Lighting Co.,Ltd | FLSNT | DSA1940FILWH-23 | Light Emitting Diode | Omnidirectional Lamp | Edison Screw Base | Forward Phase Cut Controls | 83.7 | 2300 | 0.0005 | 93 | 60 | 91 | 0.91 | Elevated | 15000 | 0.916 | 1 |  | 0.1 | 16 | 16 | 0.04 | 0.04 | 0.04 | 0.04 | 0 | 0 | 0.02 | 0.02 | 0.02 | 0.02 | 0 | 0 | 0.02 | 0.02 | 0.02 | 0.01 | 0.01 | 0.01 | True | True | Non Federally-Regulated | 01/27/2020 |  | 07/20/2020
Hangzhou Huoshi Lighting Co.,Ltd | FLSNT | DSA1940FILAM-23 | Light Emitting Diode | Omnidirectional Lamp | Edison Screw Base | Forward Phase Cut Controls | 83.7 | 2300 | 0.0005 | 93 | 60 | 91 | 0.91 | Elevated | 15000 | 0.916 | 1 |  | 0.1 | 16 | 16 | 0.04 | 0.04 | 0.04 | 0.04 | 0 | 0 | 0.02 | 0.02 | 0.02 | 0.02 | 0 | 0 | 0.02 | 0.02 | 0.02 | 0.01 | 0.01 | 0.01 | True | True | Non Federally-Regulated | 01/27/2020 |  | 07/20/2020
Hangzhou Huoshi Lighting Co.,Ltd | FLSNT | DSA1940FILFR-23 | Light Emitting Diode | Omnidirectional Lamp | Edison Screw Base | Forward Phase Cut Controls | 83.7 | 2300 | 0.0005 | 93 | 60 | 91 | 0.91 | Elevated | 15000 | 0.916 | 1 |  | 0.1 | 16 | 16 | 0.04 | 0.04 | 0.04 | 0.04 | 0 | 0 | 0.02 | 0.02 | 0.02 | 0.02 | 0 | 0 | 0.02 | 0.02 | 0.02 | 0.01 | 0.01 | 0.01 | True | True | Non Federally-Regulated | 01/27/2020 |  | 07/20/2020
Hangzhou Huoshi Lighting Co.,Ltd | FLSNT | DSA1940FILSM-23 | Light Emitting Diode | Omnidirectional Lamp | Edison Screw Base | Forward Phase Cut Controls | 83.7 | 2300 | 0.0005 | 93 | 60 | 91 | 0.91 | Elevated | 15000 | 0.916 | 1 |  | 0.1 | 16 | 16 | 0.04 | 0.04 | 0.04 | 0.04 | 0 | 0 | 0.02 | 0.02 | 0.02 | 0.02 | 0 | 0 | 0.02 | 0.02 | 0.02 | 0.01 | 0.01 | 0.01 | True | True | Non Federally-Regulated | 01/27/2020 |  | 07/20/2020
Hangzhou Huoshi Lighting Co.,Ltd | FLSNT | DSA1940FILSIL-23 | Light Emitting Diode | Omnidirectional Lamp | Edison Screw Base | Forward Phase Cut Controls | 83.7 | 2300 | 0.0005 | 93 | 60 | 91 | 0.91 | Elevated | 15000 | 0.916 | 1 |  | 0.1 | 16 | 16 | 0.04 | 0.04 | 0.04 | 0.04 | 0 | 0 | 0.02 | 0.02 | 0.02 | 0.02 | 0 | 0 | 0.02 | 0.02 | 0.02 | 0.01 | 0.01 | 0.01 | True | True | Non Federally-Regulated | 01/27/2020 |  | 07/20/2020
Hangzhou Huoshi Lighting Co.,Ltd | FLSNT | DST640FILCL-25 | Light Emitting Diode | Omnidirectional Lamp | Edison Screw Base | Forward Phase Cut Controls | 83.7 | 2500 | 0.0005 | 93 | 60 | 91 | 0.91 | Elevated | 15000 | 0.916 | 1 |  | 0.1 | 16 | 16 | 0.04 | 0.04 | 0.04 | 0.04 | 0 | 0 | 0.02 | 0.02 | 0.02 | 0.02 | 0 | 0 | 0.02 | 0.02 | 0.02 | 0.01 | 0.01 | 0.01 | True | True | Non Federally-Regulated | 01/27/2020 |  | 07/20/2020
Hangzhou Huoshi Lighting Co.,Ltd | FLSNT | DST640FILWH-25 | Light Emitting Diode | Omnidirectional Lamp | Edison Screw Base | Forward Phase Cut Controls | 83.7 | 2500 | 0.0005 | 93 | 60 | 91 | 0.91 | Elevated | 15000 | 0.916 | 1 |  | 0.1 | 16 | 16 | 0.04 | 0.04 | 0.04 | 0.04 | 0 | 0 | 0.02 | 0.02 | 0.02 | 0.02 | 0 | 0 | 0.02 | 0.02 | 0.02 | 0.01 | 0.01 | 0.01 | True | True | Non Federally-Regulated | 01/27/2020 |  | 07/20/2020
Hangzhou Huoshi Lighting Co.,Ltd | FLSNT | DST640FILAM-25 | Light Emitting Diode | Omnidirectional Lamp | Edison Screw Base | Forward Phase Cut Controls | 83.7 | 2500 | 0.0005 | 93 | 60 | 91 | 0.91 | Elevated | 15000 | 0.916 | 1 |  | 0.1 | 16 | 16 | 0.04 | 0.04 | 0.04 | 0.04 | 0 | 0 | 0.02 | 0.02 | 0.02 | 0.02 | 0 | 0 | 0.02 | 0.02 | 0.02 | 0.01 | 0.01 | 0.01 | True | True | Non Federally-Regulated | 01/27/2020 |  | 07/20/2020
Hangzhou Huoshi Lighting Co.,Ltd | FLSNT | DST640FILFR-25 | Light Emitting Diode | Omnidirectional Lamp | Edison Screw Base | Forward Phase Cut Controls | 83.7 | 2500 | 0.0005 | 93 | 60 | 91 | 0.91 | Elevated | 15000 | 0.916 | 1 |  | 0.1 | 16 | 16 | 0.04 | 0.04 | 0.04 | 0.04 | 0 | 0 | 0.02 | 0.02 | 0.02 | 0.02 | 0 | 0 | 0.02 | 0.02 | 0.02 | 0.01 | 0.01 | 0.01 | True | True | Non Federally-Regulated | 01/27/2020 |  | 07/20/2020
Hangzhou Huoshi Lighting Co.,Ltd | FLSNT | DST640FILSM-25 | Light Emitting Diode | Omnidirectional Lamp | Edison Screw Base | Forward Phase Cut Controls | 83.7 | 2500 | 0.0005 | 93 | 60 | 91 | 0.91 | Elevated | 15000 | 0.916 | 1 |  | 0.1 | 16 | 16 | 0.04 | 0.04 | 0.04 | 0.04 | 0 | 0 | 0.02 | 0.02 | 0.02 | 0.02 | 0 | 0 | 0.02 | 0.02 | 0.02 | 0.01 | 0.01 | 0.01 | True | True | Non Federally-Regulated | 01/27/2020 |  | 07/20/2020
Hangzhou Huoshi Lighting Co.,Ltd | FLSNT | DST1040FILCL-25 | Light Emitting Diode | Omnidirectional Lamp | Edison Screw Base | Forward Phase Cut Controls | 83.7 | 2500 | 0.0005 | 93 | 60 | 91 | 0.91 | Elevated | 15000 | 0.916 | 1 |  | 0.1 | 16 | 16 | 0.04 | 0.04 | 0.04 | 0.04 | 0 | 0 | 0.02 | 0.02 | 0.02 | 0.02 | 0 | 0 | 0.02 | 0.02 | 0.02 | 0.01 | 0.01 | 0.01 | True | True | Non Federally-Regulated | 01/27/2020 |  | 07/20/2020
Hangzhou Huoshi Lighting Co.,Ltd | FLSNT | DST1040FILWH-25 | Light Emitting Diode | Omnidirectional Lamp | Edison Screw Base | Forward Phase Cut Controls | 83.7 | 2500 | 0.0005 | 93 | 60 | 91 | 0.91 | Elevated | 15000 | 0.916 | 1 |  | 0.1 | 16 | 16 | 0.04 | 0.04 | 0.04 | 0.04 | 0 | 0 | 0.02 | 0.02 | 0.02 | 0.02 | 0 | 0 | 0.02 | 0.02 | 0.02 | 0.01 | 0.01 | 0.01 | True | True | Non Federally-Regulated | 01/27/2020 |  | 07/20/2020
Hangzhou Huoshi Lighting Co.,Ltd | FLSNT | DST640FILCL-30 | Light Emitting Diode | Omnidirectional Lamp | Edison Screw Base | Forward Phase Cut Controls | 83.7 | 3000 | 0.0005 | 93 | 60 | 91 | 0.91 | Elevated | 15000 | 0.916 | 1 |  | 0.1 | 16 | 16 | 0.04 | 0.04 | 0.04 | 0.04 | 0 | 0 | 0.02 | 0.02 | 0.02 | 0.02 | 0 | 0 | 0.02 | 0.02 | 0.02 | 0.01 | 0.01 | 0.01 | True | True | Non Federally-Regulated | 01/27/2020 |  | 07/20/2020
Hangzhou Huoshi Lighting Co.,Ltd | FLSNT | DST640FILWH-30 | Light Emitting Diode | Omnidirectional Lamp | Edison Screw Base | Forward Phase Cut Controls | 83.7 | 3000 | 0.0005 | 93 | 60 | 91 | 0.91 | Elevated | 15000 | 0.916 | 1 |  | 0.1 | 16 | 16 | 0.04 | 0.04 | 0.04 | 0.04 | 0 | 0 | 0.02 | 0.02 | 0.02 | 0.02 | 0 | 0 | 0.02 | 0.02 | 0.02 | 0.01 | 0.01 | 0.01 | True | True | Non Federally-Regulated | 01/27/2020 |  | 07/20/2020
Hangzhou Huoshi Lighting Co.,Ltd | FLSNT | DST640FILAM-30 | Light Emitting Diode | Omnidirectional Lamp | Edison Screw Base | Forward Phase Cut Controls | 83.7 | 3000 | 0.0005 | 93 | 60 | 91 | 0.91 | Elevated | 15000 | 0.916 | 1 |  | 0.1 | 16 | 16 | 0.04 | 0.04 | 0.04 | 0.04 | 0 | 0 | 0.02 | 0.02 | 0.02 | 0.02 | 0 | 0 | 0.02 | 0.02 | 0.02 | 0.01 | 0.01 | 0.01 | True | True | Non Federally-Regulated | 01/27/2020 |  | 07/20/2020
Hangzhou Huoshi Lighting Co.,Ltd | FLSNT | DST640FILFR-30 | Light Emitting Diode | Omnidirectional Lamp | Edison Screw Base | Forward Phase Cut Controls | 83.7 | 3000 | 0.0005 | 93 | 60 | 91 | 0.91 | Elevated | 15000 | 0.916 | 1 |  | 0.1 | 16 | 16 | 0.04 | 0.04 | 0.04 | 0.04 | 0 | 0 | 0.02 | 0.02 | 0.02 | 0.02 | 0 | 0 | 0.02 | 0.02 | 0.02 | 0.01 | 0.01 | 0.01 | True | True | Non Federally-Regulated | 01/27/2020 |  | 07/20/2020
Hangzhou Huoshi Lighting Co.,Ltd | FLSNT | DST640FILSM-30 | Light Emitting Diode | Omnidirectional Lamp | Edison Screw Base | Forward Phase Cut Controls | 83.7 | 3000 | 0.0005 | 93 | 60 | 91 | 0.91 | Elevated | 15000 | 0.916 | 1 |  | 0.1 | 16 | 16 | 0.04 | 0.04 | 0.04 | 0.04 | 0 | 0 | 0.02 | 0.02 | 0.02 | 0.02 | 0 | 0 | 0.02 | 0.02 | 0.02 | 0.01 | 0.01 | 0.01 | True | True | Non Federally-Regulated | 01/27/2020 |  | 07/20/2020
Hangzhou Huoshi Lighting Co.,Ltd | FLSNT | DST1040FILCL-30 | Light Emitting Diode | Omnidirectional Lamp | Edison Screw Base | Forward Phase Cut Controls | 83.7 | 3000 | 0.0005 | 93 | 60 | 91 | 0.91 | Elevated | 15000 | 0.916 | 1 |  | 0.1 | 16 | 16 | 0.04 | 0.04 | 0.04 | 0.04 | 0 | 0 | 0.02 | 0.02 | 0.02 | 0.02 | 0 | 0 | 0.02 | 0.02 | 0.02 | 0.01 | 0.01 | 0.01 | True | True | Non Federally-Regulated | 01/27/2020 |  | 07/20/2020
Hangzhou Huoshi Lighting Co.,Ltd | FLSNT | DST1040FILWH-30 | Light Emitting Diode | Omnidirectional Lamp | Edison Screw Base | Forward Phase Cut Controls | 83.7 | 3000 | 0.0005 | 93 | 60 | 91 | 0.91 | Elevated | 15000 | 0.916 | 1 |  | 0.1 | 16 | 16 | 0.04 | 0.04 | 0.04 | 0.04 | 0 | 0 | 0.02 | 0.02 | 0.02 | 0.02 | 0 | 0 | 0.02 | 0.02 | 0.02 | 0.01 | 0.01 | 0.01 | True | True | Non Federally-Regulated | 01/27/2020 |  | 07/20/2020
Hangzhou Huoshi Lighting Co.,Ltd | FLSNT | DST1040FILAM-30 | Light Emitting Diode | Omnidirectional Lamp | Edison Screw Base | Forward Phase Cut Controls | 83.7 | 3000 | 0.0005 | 93 | 60 | 91 | 0.91 | Elevated | 15000 | 0.916 | 1 |  | 0.1 | 16 | 16 | 0.04 | 0.04 | 0.04 | 0.04 | 0 | 0 | 0.02 | 0.02 | 0.02 | 0.02 | 0 | 0 | 0.02 | 0.02 | 0.02 | 0.01 | 0.01 | 0.01 | True | True | Non Federally-Regulated | 01/27/2020 |  | 07/20/2020
Hangzhou Huoshi Lighting Co.,Ltd | FLSNT | DST1040FILAM-25 | Light Emitting Diode | Omnidirectional Lamp | Edison Screw Base | Forward Phase Cut Controls | 83.7 | 2500 | 0.0005 | 93 | 60 | 91 | 0.91 | Elevated | 15000 | 0.916 | 1 |  | 0.1 | 16 | 16 | 0.04 | 0.04 | 0.04 | 0.04 | 0 | 0 | 0.02 | 0.02 | 0.02 | 0.02 | 0 | 0 | 0.02 | 0.02 | 0.02 | 0.01 | 0.01 | 0.01 | True | True | Non Federally-Regulated | 01/27/2020 |  | 07/20/2020
Hangzhou Huoshi Lighting Co.,Ltd | FLSNT | DST1040FILFR-25 | Light Emitting Diode | Omnidirectional Lamp | Edison Screw Base | Forward Phase Cut Controls | 83.7 | 2500 | 0.0005 | 93 | 60 | 91 | 0.91 | Elevated | 15000 | 0.916 | 1 |  | 0.1 | 16 | 16 | 0.04 | 0.04 | 0.04 | 0.04 | 0 | 0 | 0.02 | 0.02 | 0.02 | 0.02 | 0 | 0 | 0.02 | 0.02 | 0.02 | 0.01 | 0.01 | 0.01 | True | True | Non Federally-Regulated | 01/27/2020 |  | 07/20/2020
Hangzhou Huoshi Lighting Co.,Ltd | FLSNT | DST1040FILSM-25 | Light Emitting Diode | Omnidirectional Lamp | Edison Screw Base | Forward Phase Cut Controls | 83.7 | 2500 | 0.0005 | 93 | 60 | 91 | 0.91 | Elevated | 15000 | 0.916 | 1 |  | 0.1 | 16 | 16 | 0.04 | 0.04 | 0.04 | 0.04 | 0 | 0 | 0.02 | 0.02 | 0.02 | 0.02 | 0 | 0 | 0.02 | 0.02 | 0.02 | 0.01 | 0.01 | 0.01 | True | True | Non Federally-Regulated | 01/27/2020 |  | 07/20/2020
Hangzhou Huoshi Lighting Co.,Ltd | FLSNT | DST1040FILCL12-25 | Light Emitting Diode | Omnidirectional Lamp | Edison Screw Base | Forward Phase Cut Controls | 83.7 | 2500 | 0.0005 | 93 | 60 | 91 | 0.91 | Elevated | 15000 | 0.916 | 1 |  | 0.1 | 16 | 16 | 0.04 | 0.04 | 0.04 | 0.04 | 0 | 0 | 0.02 | 0.02 | 0.02 | 0.02 | 0 | 0 | 0.02 | 0.02 | 0.02 | 0.01 | 0.01 | 0.01 | True | True | Non Federally-Regulated | 01/27/2020 |  | 07/20/2020
Hangzhou Huoshi Lighting Co.,Ltd | FLSNT | DST1040FILWH12-25 | Light Emitting Diode | Omnidirectional Lamp | Edison Screw Base | Forward Phase Cut Controls | 83.7 | 2500 | 0.0005 | 93 | 60 | 91 | 0.91 | Elevated | 15000 | 0.916 | 1 |  | 0.1 | 16 | 16 | 0.04 | 0.04 | 0.04 | 0.04 | 0 | 0 | 0.02 | 0.02 | 0.02 | 0.02 | 0 | 0 | 0.02 | 0.02 | 0.02 | 0.01 | 0.01 | 0.01 | True | True | Non Federally-Regulated | 01/27/2020 |  | 07/20/2020
Hangzhou Huoshi Lighting Co.,Ltd | FLSNT | DST1040FILAM12-25 | Light Emitting Diode | Omnidirectional Lamp | Edison Screw Base | Forward Phase Cut Controls | 83.7 | 2500 | 0.0005 | 93 | 60 | 91 | 0.91 | Elevated | 15000 | 0.916 | 1 |  | 0.1 | 16 | 16 | 0.04 | 0.04 | 0.04 | 0.04 | 0 | 0 | 0.02 | 0.02 | 0.02 | 0.02 | 0 | 0 | 0.02 | 0.02 | 0.02 | 0.01 | 0.01 | 0.01 | True | True | Non Federally-Regulated | 01/27/2020 |  | 07/20/2020
Hangzhou Huoshi Lighting Co.,Ltd | FLSNT | DST1040FILFR12-25 | Light Emitting Diode | Omnidirectional Lamp | Edison Screw Base | Forward Phase Cut Controls | 83.7 | 2500 | 0.0005 | 93 | 60 | 91 | 0.91 | Elevated | 15000 | 0.916 | 1 |  | 0.1 | 16 | 16 | 0.04 | 0.04 | 0.04 | 0.04 | 0 | 0 | 0.02 | 0.02 | 0.02 | 0.02 | 0 | 0 | 0.02 | 0.02 | 0.02 | 0.01 | 0.01 | 0.01 | True | True | Non Federally-Regulated | 01/27/2020 |  | 07/20/2020
Hangzhou Huoshi Lighting Co.,Ltd | FLSNT | DST1040FILSM12-25 | Light Emitting Diode | Omnidirectional Lamp | Edison Screw Base | Forward Phase Cut Controls | 83.7 | 2500 | 0.0005 | 93 | 60 | 91 | 0.91 | Elevated | 15000 | 0.916 | 1 |  | 0.1 | 16 | 16 | 0.04 | 0.04 | 0.04 | 0.04 | 0 | 0 | 0.02 | 0.02 | 0.02 | 0.02 | 0 | 0 | 0.02 | 0.02 | 0.02 | 0.01 | 0.01 | 0.01 | True | True | Non Federally-Regulated | 01/27/2020 |  | 07/20/2020
Hangzhou Huoshi Lighting Co.,Ltd | FLSNT | DST1440FILCL-25 | Light Emitting Diode | Omnidirectional Lamp | Edison Screw Base | Forward Phase Cut Controls | 83.7 | 2500 | 0.0005 | 93 | 60 | 91 | 0.91 | Elevated | 15000 | 0.916 | 1 |  | 0.1 | 16 | 16 | 0.04 | 0.04 | 0.04 | 0.04 | 0 | 0 | 0.02 | 0.02 | 0.02 | 0.02 | 0 | 0 | 0.02 | 0.02 | 0.02 | 0.01 | 0.01 | 0.01 | True | True | Non Federally-Regulated | 01/27/2020 |  | 07/20/2020
Hangzhou Huoshi Lighting Co.,Ltd | FLSNT | DST1440FILWH-25 | Light Emitting Diode | Omnidirectional Lamp | Edison Screw Base | Forward Phase Cut Controls | 83.7 | 2500 | 0.0005 | 93 | 60 | 91 | 0.91 | Elevated | 15000 | 0.916 | 1 |  | 0.1 | 16 | 16 | 0.04 | 0.04 | 0.04 | 0.04 | 0 | 0 | 0.02 | 0.02 | 0.02 | 0.02 | 0 | 0 | 0.02 | 0.02 | 0.02 | 0.01 | 0.01 | 0.01 | True | True | Non Federally-Regulated | 01/27/2020 |  | 07/20/2020
Hangzhou Huoshi Lighting Co.,Ltd | FLSNT | DST1440FILAM-25 | Light Emitting Diode | Omnidirectional Lamp | Edison Screw Base | Forward Phase Cut Controls | 83.7 | 2500 | 0.0005 | 93 | 60 | 91 | 0.91 | Elevated | 15000 | 0.916 | 1 |  | 0.1 | 16 | 16 | 0.04 | 0.04 | 0.04 | 0.04 | 0 | 0 | 0.02 | 0.02 | 0.02 | 0.02 | 0 | 0 | 0.02 | 0.02 | 0.02 | 0.01 | 0.01 | 0.01 | True | True | Non Federally-Regulated | 01/27/2020 |  | 07/20/2020
Hangzhou Huoshi Lighting Co.,Ltd | FLSNT | DST1440FILFR-25 | Light Emitting Diode | Omnidirectional Lamp | Edison Screw Base | Forward Phase Cut Controls | 83.7 | 2500 | 0.0005 | 93 | 60 | 91 | 0.91 | Elevated | 15000 | 0.916 | 1 |  | 0.1 | 16 | 16 | 0.04 | 0.04 | 0.04 | 0.04 | 0 | 0 | 0.02 | 0.02 | 0.02 | 0.02 | 0 | 0 | 0.02 | 0.02 | 0.02 | 0.01 | 0.01 | 0.01 | True | True | Non Federally-Regulated | 01/27/2020 |  | 07/20/2020
Hangzhou Huoshi Lighting Co.,Ltd | FLSNT | DST1440FILSM-25 | Light Emitting Diode | Omnidirectional Lamp | Edison Screw Base | Forward Phase Cut Controls | 83.7 | 2500 | 0.0005 | 93 | 60 | 91 | 0.91 | Elevated | 15000 | 0.916 | 1 |  | 0.1 | 16 | 16 | 0.04 | 0.04 | 0.04 | 0.04 | 0 | 0 | 0.02 | 0.02 | 0.02 | 0.02 | 0 | 0 | 0.02 | 0.02 | 0.02 | 0.01 | 0.01 | 0.01 | True | True | Non Federally-Regulated | 01/27/2020 |  | 07/20/2020
Hangzhou Huoshi Lighting Co.,Ltd | FLSNT | DST1040FILFR-30 | Light Emitting Diode | Omnidirectional Lamp | Edison Screw Base | Forward Phase Cut Controls | 83.7 | 3000 | 0.0005 | 93 | 60 | 91 | 0.91 | Elevated | 15000 | 0.916 | 1 |  | 0.1 | 16 | 16 | 0.04 | 0.04 | 0.04 | 0.04 | 0 | 0 | 0.02 | 0.02 | 0.02 | 0.02 | 0 | 0 | 0.02 | 0.02 | 0.02 | 0.01 | 0.01 | 0.01 | True | True | Non Federally-Regulated | 01/27/2020 |  | 07/20/2020
Hangzhou Huoshi Lighting Co.,Ltd | FLSNT | DST1040FILSM-30 | Light Emitting Diode | Omnidirectional Lamp | Edison Screw Base | Forward Phase Cut Controls | 83.7 | 3000 | 0.0005 | 93 | 60 | 91 | 0.91 | Elevated | 15000 | 0.916 | 1 |  | 0.1 | 16 | 16 | 0.04 | 0.04 | 0.04 | 0.04 | 0 | 0 | 0.02 | 0.02 | 0.02 | 0.02 | 0 | 0 | 0.02 | 0.02 | 0.02 | 0.01 | 0.01 | 0.01 | True | True | Non Federally-Regulated | 01/27/2020 |  | 07/20/2020
Hangzhou Huoshi Lighting Co.,Ltd | FLSNT | DST1040FILCL12-30 | Light Emitting Diode | Omnidirectional Lamp | Edison Screw Base | Forward Phase Cut Controls | 83.7 | 3000 | 0.0005 | 93 | 60 | 91 | 0.91 | Elevated | 15000 | 0.916 | 1 |  | 0.1 | 16 | 16 | 0.04 | 0.04 | 0.04 | 0.04 | 0 | 0 | 0.02 | 0.02 | 0.02 | 0.02 | 0 | 0 | 0.02 | 0.02 | 0.02 | 0.01 | 0.01 | 0.01 | True | True | Non Federally-Regulated | 01/27/2020 |  | 07/20/2020
Hangzhou Huoshi Lighting Co.,Ltd | FLSNT | DST1040FILWH12-30 | Light Emitting Diode | Omnidirectional Lamp | Edison Screw Base | Forward Phase Cut Controls | 83.7 | 3000 | 0.0005 | 93 | 60 | 91 | 0.91 | Elevated | 15000 | 0.916 | 1 |  | 0.1 | 16 | 16 | 0.04 | 0.04 | 0.04 | 0.04 | 0 | 0 | 0.02 | 0.02 | 0.02 | 0.02 | 0 | 0 | 0.02 | 0.02 | 0.02 | 0.01 | 0.01 | 0.01 | True | True | Non Federally-Regulated | 01/27/2020 |  | 07/20/2020
Hangzhou Huoshi Lighting Co.,Ltd | FLSNT | DST1040FILAM12-30 | Light Emitting Diode | Omnidirectional Lamp | Edison Screw Base | Forward Phase Cut Controls | 83.7 | 3000 | 0.0005 | 93 | 60 | 91 | 0.91 | Elevated | 15000 | 0.916 | 1 |  | 0.1 | 16 | 16 | 0.04 | 0.04 | 0.04 | 0.04 | 0 | 0 | 0.02 | 0.02 | 0.02 | 0.02 | 0 | 0 | 0.02 | 0.02 | 0.02 | 0.01 | 0.01 | 0.01 | True | True | Non Federally-Regulated | 01/27/2020 |  | 07/20/2020
Hangzhou Huoshi Lighting Co.,Ltd | FLSNT | DST1040FILFR12-30 | Light Emitting Diode | Omnidirectional Lamp | Edison Screw Base | Forward Phase Cut Controls | 83.7 | 3000 | 0.0005 | 93 | 60 | 91 | 0.91 | Elevated | 15000 | 0.916 | 1 |  | 0.1 | 16 | 16 | 0.04 | 0.04 | 0.04 | 0.04 | 0 | 0 | 0.02 | 0.02 | 0.02 | 0.02 | 0 | 0 | 0.02 | 0.02 | 0.02 | 0.01 | 0.01 | 0.01 | True | True | Non Federally-Regulated | 01/27/2020 |  | 07/20/2020
Hangzhou Huoshi Lighting Co.,Ltd | FLSNT | DST1040FILSM12-30 | Light Emitting Diode | Omnidirectional Lamp | Edison Screw Base | Forward Phase Cut Controls | 83.7 | 3000 | 0.0005 | 93 | 60 | 91 | 0.91 | Elevated | 15000 | 0.916 | 1 |  | 0.1 | 16 | 16 | 0.04 | 0.04 | 0.04 | 0.04 | 0 | 0 | 0.02 | 0.02 | 0.02 | 0.02 | 0 | 0 | 0.02 | 0.02 | 0.02 | 0.01 | 0.01 | 0.01 | True | True | Non Federally-Regulated | 01/27/2020 |  | 07/20/2020
Hangzhou Huoshi Lighting Co.,Ltd | FLSNT | DST1440FILCL-30 | Light Emitting Diode | Omnidirectional Lamp | Edison Screw Base | Forward Phase Cut Controls | 83.7 | 3000 | 0.0005 | 93 | 60 | 91 | 0.91 | Elevated | 15000 | 0.916 | 1 |  | 0.1 | 16 | 16 | 0.04 | 0.04 | 0.04 | 0.04 | 0 | 0 | 0.02 | 0.02 | 0.02 | 0.02 | 0 | 0 | 0.02 | 0.02 | 0.02 | 0.01 | 0.01 | 0.01 | True | True | Non Federally-Regulated | 01/27/2020 |  | 07/20/2020
Hangzhou Huoshi Lighting Co.,Ltd | FLSNT | DST1440FILWH-30 | Light Emitting Diode | Omnidirectional Lamp | Edison Screw Base | Forward Phase Cut Controls | 83.7 | 3000 | 0.0005 | 93 | 60 | 91 | 0.91 | Elevated | 15000 | 0.916 | 1 |  | 0.1 | 16 | 16 | 0.04 | 0.04 | 0.04 | 0.04 | 0 | 0 | 0.02 | 0.02 | 0.02 | 0.02 | 0 | 0 | 0.02 | 0.02 | 0.02 | 0.01 | 0.01 | 0.01 | True | True | Non Federally-Regulated | 01/27/2020 |  | 07/20/2020
Hangzhou Huoshi Lighting Co.,Ltd | FLSNT | DST1440FILAM-30 | Light Emitting Diode | Omnidirectional Lamp | Edison Screw Base | Forward Phase Cut Controls | 83.7 | 3000 | 0.0005 | 93 | 60 | 91 | 0.91 | Elevated | 15000 | 0.916 | 1 |  | 0.1 | 16 | 16 | 0.04 | 0.04 | 0.04 | 0.04 | 0 | 0 | 0.02 | 0.02 | 0.02 | 0.02 | 0 | 0 | 0.02 | 0.02 | 0.02 | 0.01 | 0.01 | 0.01 | True | True | Non Federally-Regulated | 01/27/2020 |  | 07/20/2020
Hangzhou Huoshi Lighting Co.,Ltd | FLSNT | DST1440FILFR-30 | Light Emitting Diode | Omnidirectional Lamp | Edison Screw Base | Forward Phase Cut Controls | 83.7 | 3000 | 0.0005 | 93 | 60 | 91 | 0.91 | Elevated | 15000 | 0.916 | 1 |  | 0.1 | 16 | 16 | 0.04 | 0.04 | 0.04 | 0.04 | 0 | 0 | 0.02 | 0.02 | 0.02 | 0.02 | 0 | 0 | 0.02 | 0.02 | 0.02 | 0.01 | 0.01 | 0.01 | True | True | Non Federally-Regulated | 01/27/2020 |  | 07/20/2020
Hangzhou Huoshi Lighting Co.,Ltd | FLSNT | DST1440FILSM-30 | Light Emitting Diode | Omnidirectional Lamp | Edison Screw Base | Forward Phase Cut Controls | 83.7 | 3000 | 0.0005 | 93 | 60 | 91 | 0.91 | Elevated | 15000 | 0.916 | 1 |  | 0.1 | 16 | 16 | 0.04 | 0.04 | 0.04 | 0.04 | 0 | 0 | 0.02 | 0.02 | 0.02 | 0.02 | 0 | 0 | 0.02 | 0.02 | 0.02 | 0.01 | 0.01 | 0.01 | True | True | Non Federally-Regulated | 01/27/2020 |  | 07/20/2020
Hangzhou Huoshi Lighting Co.,Ltd | FLSNT | DSA1540FILCL-25 | Light Emitting Diode | Omnidirectional Lamp | Edison Screw Base | Forward Phase Cut Controls | 83.7 | 2500 | 0.0005 | 93 | 60 | 91 | 0.91 | Elevated | 15000 | 0.916 | 1 |  | 0.1 | 16 | 16 | 0.04 | 0.04 | 0.04 | 0.04 | 0 | 0 | 0.02 | 0.02 | 0.02 | 0.02 | 0 | 0 | 0.02 | 0.02 | 0.02 | 0.01 | 0.01 | 0.01 | True | True | Non Federally-Regulated | 01/27/2020 |  | 07/20/2020
Hangzhou Huoshi Lighting Co.,Ltd | FLSNT | DSA1540FILWH-25 | Light Emitting Diode | Omnidirectional Lamp | Edison Screw Base | Forward Phase Cut Controls | 83.7 | 2500 | 0.0005 | 93 | 60 | 91 | 0.91 | Elevated | 15000 | 0.916 | 1 |  | 0.1 | 16 | 16 | 0.04 | 0.04 | 0.04 | 0.04 | 0 | 0 | 0.02 | 0.02 | 0.02 | 0.02 | 0 | 0 | 0.02 | 0.02 | 0.02 | 0.01 | 0.01 | 0.01 | True | True | Non Federally-Regulated | 01/27/2020 |  | 07/20/2020
Hangzhou Huoshi Lighting Co.,Ltd | FLSNT | DSA1540FILAM-25 | Light Emitting Diode | Omnidirectional Lamp | Edison Screw Base | Forward Phase Cut Controls | 83.7 | 2500 | 0.0005 | 93 | 60 | 91 | 0.91 | Elevated | 15000 | 0.916 | 1 |  | 0.1 | 16 | 16 | 0.04 | 0.04 | 0.04 | 0.04 | 0 | 0 | 0.02 | 0.02 | 0.02 | 0.02 | 0 | 0 | 0.02 | 0.02 | 0.02 | 0.01 | 0.01 | 0.01 | True | True | Non Federally-Regulated | 01/27/2020 |  | 07/20/2020
Hangzhou Huoshi Lighting Co.,Ltd | FLSNT | DSA1540FILFR-25 | Light Emitting Diode | Omnidirectional Lamp | Edison Screw Base | Forward Phase Cut Controls | 83.7 | 2500 | 0.0005 | 93 | 60 | 91 | 0.91 | Elevated | 15000 | 0.916 | 1 |  | 0.1 | 16 | 16 | 0.04 | 0.04 | 0.04 | 0.04 | 0 | 0 | 0.02 | 0.02 | 0.02 | 0.02 | 0 | 0 | 0.02 | 0.02 | 0.02 | 0.01 | 0.01 | 0.01 | True | True | Non Federally-Regulated | 01/27/2020 |  | 07/20/2020
Hangzhou Huoshi Lighting Co.,Ltd | FLSNT | DSA1540FILSM-25 | Light Emitting Diode | Omnidirectional Lamp | Edison Screw Base | Forward Phase Cut Controls | 83.7 | 2500 | 0.0005 | 93 | 60 | 91 | 0.91 | Elevated | 15000 | 0.916 | 1 |  | 0.1 | 16 | 16 | 0.04 | 0.04 | 0.04 | 0.04 | 0 | 0 | 0.02 | 0.02 | 0.02 | 0.02 | 0 | 0 | 0.02 | 0.02 | 0.02 | 0.01 | 0.01 | 0.01 | True | True | Non Federally-Regulated | 01/27/2020 |  | 07/20/2020
Hangzhou Huoshi Lighting Co.,Ltd | FLSNT | DSA1540FILCL12-25 | Light Emitting Diode | Omnidirectional Lamp | Edison Screw Base | Forward Phase Cut Controls | 83.7 | 2500 | 0.0005 | 93 | 60 | 91 | 0.91 | Elevated | 15000 | 0.916 | 1 |  | 0.1 | 16 | 16 | 0.04 | 0.04 | 0.04 | 0.04 | 0 | 0 | 0.02 | 0.02 | 0.02 | 0.02 | 0 | 0 | 0.02 | 0.02 | 0.02 | 0.01 | 0.01 | 0.01 | True | True | Non Federally-Regulated | 01/27/2020 |  | 07/20/2020
Hangzhou Huoshi Lighting Co.,Ltd | FLSNT | DSA1540FILWH12-25 | Light Emitting Diode | Omnidirectional Lamp | Edison Screw Base | Forward Phase Cut Controls | 83.7 | 2500 | 0.0005 | 93 | 60 | 91 | 0.91 | Elevated | 15000 | 0.916 | 1 |  | 0.1 | 16 | 16 | 0.04 | 0.04 | 0.04 | 0.04 | 0 | 0 | 0.02 | 0.02 | 0.02 | 0.02 | 0 | 0 | 0.02 | 0.02 | 0.02 | 0.01 | 0.01 | 0.01 | True | True | Non Federally-Regulated | 01/27/2020 |  | 07/20/2020
Hangzhou Huoshi Lighting Co.,Ltd | FLSNT | DSA1540FILAM12-25 | Light Emitting Diode | Omnidirectional Lamp | Edison Screw Base | Forward Phase Cut Controls | 83.7 | 2500 | 0.0005 | 93 | 60 | 91 | 0.91 | Elevated | 15000 | 0.916 | 1 |  | 0.1 | 16 | 16 | 0.04 | 0.04 | 0.04 | 0.04 | 0 | 0 | 0.02 | 0.02 | 0.02 | 0.02 | 0 | 0 | 0.02 | 0.02 | 0.02 | 0.01 | 0.01 | 0.01 | True | True | Non Federally-Regulated | 01/27/2020 |  | 07/20/2020
Hangzhou Huoshi Lighting Co.,Ltd | FLSNT | DSA1540FILFR12-25 | Light Emitting Diode | Omnidirectional Lamp | Edison Screw Base | Forward Phase Cut Controls | 83.7 | 2500 | 0.0005 | 93 | 60 | 91 | 0.91 | Elevated | 15000 | 0.916 | 1 |  | 0.1 | 16 | 16 | 0.04 | 0.04 | 0.04 | 0.04 | 0 | 0 | 0.02 | 0.02 | 0.02 | 0.02 | 0 | 0 | 0.02 | 0.02 | 0.02 | 0.01 | 0.01 | 0.01 | True | True | Non Federally-Regulated | 01/27/2020 |  | 07/20/2020
Hangzhou Huoshi Lighting Co.,Ltd | FLSNT | DSA1540FILSM12-25 | Light Emitting Diode | Omnidirectional Lamp | Edison Screw Base | Forward Phase Cut Controls | 83.7 | 2500 | 0.0005 | 93 | 60 | 91 | 0.91 | Elevated | 15000 | 0.916 | 1 |  | 0.1 | 16 | 16 | 0.04 | 0.04 | 0.04 | 0.04 | 0 | 0 | 0.02 | 0.02 | 0.02 | 0.02 | 0 | 0 | 0.02 | 0.02 | 0.02 | 0.01 | 0.01 | 0.01 | True | True | Non Federally-Regulated | 01/27/2020 |  | 07/20/2020
Hangzhou Huoshi Lighting Co.,Ltd | FLSNT | DSA1940FILCL-25 | Light Emitting Diode | Omnidirectional Lamp | Edison Screw Base | Forward Phase Cut Controls | 83.7 | 2500 | 0.0005 | 93 | 60 | 91 | 0.91 | Elevated | 15000 | 0.916 | 1 |  | 0.1 | 16 | 16 | 0.04 | 0.04 | 0.04 | 0.04 | 0 | 0 | 0.02 | 0.02 | 0.02 | 0.02 | 0 | 0 | 0.02 | 0.02 | 0.02 | 0.01 | 0.01 | 0.01 | True | True | Non Federally-Regulated | 01/27/2020 |  | 07/20/2020
Hangzhou Huoshi Lighting Co.,Ltd | FLSNT | DSA1940FILWH-25 | Light Emitting Diode | Omnidirectional Lamp | Edison Screw Base | Forward Phase Cut Controls | 83.7 | 2500 | 0.0005 | 93 | 60 | 91 | 0.91 | Elevated | 15000 | 0.916 | 1 |  | 0.1 | 16 | 16 | 0.04 | 0.04 | 0.04 | 0.04 | 0 | 0 | 0.02 | 0.02 | 0.02 | 0.02 | 0 | 0 | 0.02 | 0.02 | 0.02 | 0.01 | 0.01 | 0.01 | True | True | Non Federally-Regulated | 01/27/2020 |  | 07/20/2020
Hangzhou Huoshi Lighting Co.,Ltd | FLSNT | DSA1940FILAM-25 | Light Emitting Diode | Omnidirectional Lamp | Edison Screw Base | Forward Phase Cut Controls | 83.7 | 2500 | 0.0005 | 93 | 60 | 91 | 0.91 | Elevated | 15000 | 0.916 | 1 |  | 0.1 | 16 | 16 | 0.04 | 0.04 | 0.04 | 0.04 | 0 | 0 | 0.02 | 0.02 | 0.02 | 0.02 | 0 | 0 | 0.02 | 0.02 | 0.02 | 0.01 | 0.01 | 0.01 | True | True | Non Federally-Regulated | 01/27/2020 |  | 07/20/2020
Hangzhou Huoshi Lighting Co.,Ltd | FLSNT | DSA1940FILFR-25 | Light Emitting Diode | Omnidirectional Lamp | Edison Screw Base | Forward Phase Cut Controls | 83.7 | 2500 | 0.0005 | 93 | 60 | 91 | 0.91 | Elevated | 15000 | 0.916 | 1 |  | 0.1 | 16 | 16 | 0.04 | 0.04 | 0.04 | 0.04 | 0 | 0 | 0.02 | 0.02 | 0.02 | 0.02 | 0 | 0 | 0.02 | 0.02 | 0.02 | 0.01 | 0.01 | 0.01 | True | True | Non Federally-Regulated | 01/27/2020 |  | 07/20/2020
Hangzhou Huoshi Lighting Co.,Ltd | FLSNT | DSA1940FILSM-25 | Light Emitting Diode | Omnidirectional Lamp | Edison Screw Base | Forward Phase Cut Controls | 83.7 | 2500 | 0.0005 | 93 | 60 | 91 | 0.91 | Elevated | 15000 | 0.916 | 1 |  | 0.1 | 16 | 16 | 0.04 | 0.04 | 0.04 | 0.04 | 0 | 0 | 0.02 | 0.02 | 0.02 | 0.02 | 0 | 0 | 0.02 | 0.02 | 0.02 | 0.01 | 0.01 | 0.01 | True | True | Non Federally-Regulated | 01/27/2020 |  | 07/20/2020
Hangzhou Huoshi Lighting Co.,Ltd | FLSNT | DSA1940FILSIL-25 | Light Emitting Diode | Omnidirectional Lamp | Edison Screw Base | Forward Phase Cut Controls | 83.7 | 2500 | 0.0005 | 93 | 60 | 91 | 0.91 | Elevated | 15000 | 0.916 | 1 |  | 0.1 | 16 | 16 | 0.04 | 0.04 | 0.04 | 0.04 | 0 | 0 | 0.02 | 0.02 | 0.02 | 0.02 | 0 | 0 | 0.02 | 0.02 | 0.02 | 0.01 | 0.01 | 0.01 | True | True | Non Federally-Regulated | 01/27/2020 |  | 07/20/2020
Hangzhou Huoshi Lighting Co.,Ltd | FLSNT | DSA1540FILCL-30 | Light Emitting Diode | Omnidirectional Lamp | Edison Screw Base | Forward Phase Cut Controls | 83.7 | 3000 | 0.0005 | 93 | 60 | 91 | 0.91 | Elevated | 15000 | 0.916 | 1 |  | 0.1 | 16 | 16 | 0.04 | 0.04 | 0.04 | 0.04 | 0 | 0 | 0.02 | 0.02 | 0.02 | 0.02 | 0 | 0 | 0.02 | 0.02 | 0.02 | 0.01 | 0.01 | 0.01 | True | True | Non Federally-Regulated | 01/27/2020 |  | 07/20/2020
Hangzhou Huoshi Lighting Co.,Ltd | FLSNT | DSA1540FILWH-30 | Light Emitting Diode | Omnidirectional Lamp | Edison Screw Base | Forward Phase Cut Controls | 83.7 | 3000 | 0.0005 | 93 | 60 | 91 | 0.91 | Elevated | 15000 | 0.916 | 1 |  | 0.1 | 16 | 16 | 0.04 | 0.04 | 0.04 | 0.04 | 0 | 0 | 0.02 | 0.02 | 0.02 | 0.02 | 0 | 0 | 0.02 | 0.02 | 0.02 | 0.01 | 0.01 | 0.01 | True | True | Non Federally-Regulated | 01/27/2020 |  | 07/20/2020
Hangzhou Huoshi Lighting Co.,Ltd | FLSNT | DSA1540FILAM-30 | Light Emitting Diode | Omnidirectional Lamp | Edison Screw Base | Forward Phase Cut Controls | 83.7 | 3000 | 0.0005 | 93 | 60 | 91 | 0.91 | Elevated | 15000 | 0.916 | 1 |  | 0.1 | 16 | 16 | 0.04 | 0.04 | 0.04 | 0.04 | 0 | 0 | 0.02 | 0.02 | 0.02 | 0.02 | 0 | 0 | 0.02 | 0.02 | 0.02 | 0.01 | 0.01 | 0.01 | True | True | Non Federally-Regulated | 01/27/2020 |  | 07/20/2020
Hangzhou Huoshi Lighting Co.,Ltd | FLSNT | DSA1540FILFR-30 | Light Emitting Diode | Omnidirectional Lamp | Edison Screw Base | Forward Phase Cut Controls | 83.7 | 3000 | 0.0005 | 93 | 60 | 91 | 0.91 | Elevated | 15000 | 0.916 | 1 |  | 0.1 | 16 | 16 | 0.04 | 0.04 | 0.04 | 0.04 | 0 | 0 | 0.02 | 0.02 | 0.02 | 0.02 | 0 | 0 | 0.02 | 0.02 | 0.02 | 0.01 | 0.01 | 0.01 | True | True | Non Federally-Regulated | 01/27/2020 |  | 07/20/2020
Hangzhou Huoshi Lighting Co.,Ltd | FLSNT | DSA1540FILSM-30 | Light Emitting Diode | Omnidirectional Lamp | Edison Screw Base | Forward Phase Cut Controls | 83.7 | 3000 | 0.0005 | 93 | 60 | 91 | 0.91 | Elevated | 15000 | 0.916 | 1 |  | 0.1 | 16 | 16 | 0.04 | 0.04 | 0.04 | 0.04 | 0 | 0 | 0.02 | 0.02 | 0.02 | 0.02 | 0 | 0 | 0.02 | 0.02 | 0.02 | 0.01 | 0.01 | 0.01 | True | True | Non Federally-Regulated | 01/27/2020 |  | 07/20/2020
Hangzhou Huoshi Lighting Co.,Ltd | FLSNT | DSA1540FILCL12-30 | Light Emitting Diode | Omnidirectional Lamp | Edison Screw Base | Forward Phase Cut Controls | 83.7 | 3000 | 0.0005 | 93 | 60 | 91 | 0.91 | Elevated | 15000 | 0.916 | 1 |  | 0.1 | 16 | 16 | 0.04 | 0.04 | 0.04 | 0.04 | 0 | 0 | 0.02 | 0.02 | 0.02 | 0.02 | 0 | 0 | 0.02 | 0.02 | 0.02 | 0.01 | 0.01 | 0.01 | True | True | Non Federally-Regulated | 01/27/2020 |  | 07/20/2020
Hangzhou Huoshi Lighting Co.,Ltd | FLSNT | DSA1540FILWH12-30 | Light Emitting Diode | Omnidirectional Lamp | Edison Screw Base | Forward Phase Cut Controls | 83.7 | 3000 | 0.0005 | 93 | 60 | 91 | 0.91 | Elevated | 15000 | 0.916 | 1 |  | 0.1 | 16 | 16 | 0.04 | 0.04 | 0.04 | 0.04 | 0 | 0 | 0.02 | 0.02 | 0.02 | 0.02 | 0 | 0 | 0.02 | 0.02 | 0.02 | 0.01 | 0.01 | 0.01 | True | True | Non Federally-Regulated | 01/27/2020 |  | 07/20/2020
Hangzhou Huoshi Lighting Co.,Ltd | FLSNT | DSA1540FILAM12-30 | Light Emitting Diode | Omnidirectional Lamp | Edison Screw Base | Forward Phase Cut Controls | 83.7 | 3000 | 0.0005 | 93 | 60 | 91 | 0.91 | Elevated | 15000 | 0.916 | 1 |  | 0.1 | 16 | 16 | 0.04 | 0.04 | 0.04 | 0.04 | 0 | 0 | 0.02 | 0.02 | 0.02 | 0.02 | 0 | 0 | 0.02 | 0.02 | 0.02 | 0.01 | 0.01 | 0.01 | True | True | Non Federally-Regulated | 01/27/2020 |  | 07/20/2020
Hangzhou Huoshi Lighting Co.,Ltd | FLSNT | DSA1540FILFR12-30 | Light Emitting Diode | Omnidirectional Lamp | Edison Screw Base | Forward Phase Cut Controls | 83.7 | 3000 | 0.0005 | 93 | 60 | 91 | 0.91 | Elevated | 15000 | 0.916 | 1 |  | 0.1 | 16 | 16 | 0.04 | 0.04 | 0.04 | 0.04 | 0 | 0 | 0.02 | 0.02 | 0.02 | 0.02 | 0 | 0 | 0.02 | 0.02 | 0.02 | 0.01 | 0.01 | 0.01 | True | True | Non Federally-Regulated | 01/27/2020 |  | 07/20/2020
Hangzhou Huoshi Lighting Co.,Ltd | FLSNT | DSA1540FILSM12-30 | Light Emitting Diode | Omnidirectional Lamp | Edison Screw Base | Forward Phase Cut Controls | 83.7 | 3000 | 0.0005 | 93 | 60 | 91 | 0.91 | Elevated | 15000 | 0.916 | 1 |  | 0.1 | 16 | 16 | 0.04 | 0.04 | 0.04 | 0.04 | 0 | 0 | 0.02 | 0.02 | 0.02 | 0.02 | 0 | 0 | 0.02 | 0.02 | 0.02 | 0.01 | 0.01 | 0.01 | True | True | Non Federally-Regulated | 01/27/2020 |  | 07/20/2020
Hangzhou Huoshi Lighting Co.,Ltd | FLSNT | DSA1940FILCL-30 | Light Emitting Diode | Omnidirectional Lamp | Edison Screw Base | Forward Phase Cut Controls | 83.7 | 3000 | 0.0005 | 93 | 60 | 91 | 0.91 | Elevated | 15000 | 0.916 | 1 |  | 0.1 | 16 | 16 | 0.04 | 0.04 | 0.04 | 0.04 | 0 | 0 | 0.02 | 0.02 | 0.02 | 0.02 | 0 | 0 | 0.02 | 0.02 | 0.02 | 0.01 | 0.01 | 0.01 | True | True | Non Federally-Regulated | 01/27/2020 |  | 07/20/2020
Hangzhou Huoshi Lighting Co.,Ltd | FLSNT | DSA1940FILWH-30 | Light Emitting Diode | Omnidirectional Lamp | Edison Screw Base | Forward Phase Cut Controls | 83.7 | 3000 | 0.0005 | 93 | 60 | 91 | 0.91 | Elevated | 15000 | 0.916 | 1 |  | 0.1 | 16 | 16 | 0.04 | 0.04 | 0.04 | 0.04 | 0 | 0 | 0.02 | 0.02 | 0.02 | 0.02 | 0 | 0 | 0.02 | 0.02 | 0.02 | 0.01 | 0.01 | 0.01 | True | True | Non Federally-Regulated | 01/27/2020 |  | 07/20/2020
Hangzhou Huoshi Lighting Co.,Ltd | FLSNT | DSA1940FILAM-30 | Light Emitting Diode | Omnidirectional Lamp | Edison Screw Base | Forward Phase Cut Controls | 83.7 | 3000 | 0.0005 | 93 | 60 | 91 | 0.91 | Elevated | 15000 | 0.916 | 1 |  | 0.1 | 16 | 16 | 0.04 | 0.04 | 0.04 | 0.04 | 0 | 0 | 0.02 | 0.02 | 0.02 | 0.02 | 0 | 0 | 0.02 | 0.02 | 0.02 | 0.01 | 0.01 | 0.01 | True | True | Non Federally-Regulated | 01/27/2020 |  | 07/20/2020
Hangzhou Huoshi Lighting Co.,Ltd | FLSNT | DSA1940FILFR-30 | Light Emitting Diode | Omnidirectional Lamp | Edison Screw Base | Forward Phase Cut Controls | 83.7 | 3000 | 0.0005 | 93 | 60 | 91 | 0.91 | Elevated | 15000 | 0.916 | 1 |  | 0.1 | 16 | 16 | 0.04 | 0.04 | 0.04 | 0.04 | 0 | 0 | 0.02 | 0.02 | 0.02 | 0.02 | 0 | 0 | 0.02 | 0.02 | 0.02 | 0.01 | 0.01 | 0.01 | True | True | Non Federally-Regulated | 01/27/2020 |  | 07/20/2020
Hangzhou Huoshi Lighting Co.,Ltd | FLSNT | DSA1940FILSM-30 | Light Emitting Diode | Omnidirectional Lamp | Edison Screw Base | Forward Phase Cut Controls | 83.7 | 3000 | 0.0005 | 93 | 60 | 91 | 0.91 | Elevated | 15000 | 0.916 | 1 |  | 0.1 | 16 | 16 | 0.04 | 0.04 | 0.04 | 0.04 | 0 | 0 | 0.02 | 0.02 | 0.02 | 0.02 | 0 | 0 | 0.02 | 0.02 | 0.02 | 0.01 | 0.01 | 0.01 | True | True | Non Federally-Regulated | 01/27/2020 |  | 07/20/2020
Hangzhou Huoshi Lighting Co.,Ltd | FLSNT | DSA1940FILSIL-30 | Light Emitting Diode | Omnidirectional Lamp | Edison Screw Base | Forward Phase Cut Controls | 83.7 | 3000 | 0.0005 | 93 | 60 | 91 | 0.91 | Elevated | 15000 | 0.916 | 1 |  | 0.1 | 16 | 16 | 0.04 | 0.04 | 0.04 | 0.04 | 0 | 0 | 0.02 | 0.02 | 0.02 | 0.02 | 0 | 0 | 0.02 | 0.02 | 0.02 | 0.01 | 0.01 | 0.01 | True | True | Non Federally-Regulated | 01/27/2020 |  | 07/20/2020
Hangzhou Huoshi Lighting Co.,Ltd | FLSNT | DSA1540FILCL-40 | Light Emitting Diode | Omnidirectional Lamp | Edison Screw Base | Forward Phase Cut Controls | 83.7 | 4000 | 0.0005 | 93 | 60 | 91 | 0.91 | Elevated | 15000 | 0.916 | 1 |  | 0.1 | 16 | 16 | 0.04 | 0.04 | 0.04 | 0.04 | 0 | 0 | 0.02 | 0.02 | 0.02 | 0.02 | 0 | 0 | 0.02 | 0.02 | 0.02 | 0.01 | 0.01 | 0.01 | True | True | Non Federally-Regulated | 01/27/2020 |  | 07/20/2020
Hangzhou Huoshi Lighting Co.,Ltd | FLSNT | DSA1540FILWH-40 | Light Emitting Diode | Omnidirectional Lamp | Edison Screw Base | Forward Phase Cut Controls | 83.7 | 4000 | 0.0005 | 93 | 60 | 91 | 0.91 | Elevated | 15000 | 0.916 | 1 |  | 0.1 | 16 | 16 | 0.04 | 0.04 | 0.04 | 0.04 | 0 | 0 | 0.02 | 0.02 | 0.02 | 0.02 | 0 | 0 | 0.02 | 0.02 | 0.02 | 0.01 | 0.01 | 0.01 | True | True | Non Federally-Regulated | 01/27/2020 |  | 07/20/2020
Hangzhou Huoshi Lighting Co.,Ltd | FLSNT | DSA1540FILAM-40 | Light Emitting Diode | Omnidirectional Lamp | Edison Screw Base | Forward Phase Cut Controls | 83.7 | 4000 | 0.0005 | 93 | 60 | 91 | 0.91 | Elevated | 15000 | 0.916 | 1 |  | 0.1 | 16 | 16 | 0.04 | 0.04 | 0.04 | 0.04 | 0 | 0 | 0.02 | 0.02 | 0.02 | 0.02 | 0 | 0 | 0.02 | 0.02 | 0.02 | 0.01 | 0.01 | 0.01 | True | True | Non Federally-Regulated | 01/27/2020 |  | 07/20/2020
Hangzhou Huoshi Lighting Co.,Ltd | FLSNT | DSA1540FILFR-40 | Light Emitting Diode | Omnidirectional Lamp | Edison Screw Base | Forward Phase Cut Controls | 83.7 | 4000 | 0.0005 | 93 | 60 | 91 | 0.91 | Elevated | 15000 | 0.916 | 1 |  | 0.1 | 16 | 16 | 0.04 | 0.04 | 0.04 | 0.04 | 0 | 0 | 0.02 | 0.02 | 0.02 | 0.02 | 0 | 0 | 0.02 | 0.02 | 0.02 | 0.01 | 0.01 | 0.01 | True | True | Non Federally-Regulated | 01/27/2020 |  | 07/20/2020
Hangzhou Huoshi Lighting Co.,Ltd | FLSNT | DSA1540FILSM-40 | Light Emitting Diode | Omnidirectional Lamp | Edison Screw Base | Forward Phase Cut Controls | 83.7 | 4000 | 0.0005 | 93 | 60 | 91 | 0.91 | Elevated | 15000 | 0.916 | 1 |  | 0.1 | 16 | 16 | 0.04 | 0.04 | 0.04 | 0.04 | 0 | 0 | 0.02 | 0.02 | 0.02 | 0.02 | 0 | 0 | 0.02 | 0.02 | 0.02 | 0.01 | 0.01 | 0.01 | True | True | Non Federally-Regulated | 01/27/2020 |  | 07/20/2020
Hangzhou Huoshi Lighting Co.,Ltd | FLSNT | DSA1540FILCL12-40 | Light Emitting Diode | Omnidirectional Lamp | Edison Screw Base | Forward Phase Cut Controls | 83.7 | 4000 | 0.0005 | 93 | 60 | 91 | 0.91 | Elevated | 15000 | 0.916 | 1 |  | 0.1 | 16 | 16 | 0.04 | 0.04 | 0.04 | 0.04 | 0 | 0 | 0.02 | 0.02 | 0.02 | 0.02 | 0 | 0 | 0.02 | 0.02 | 0.02 | 0.01 | 0.01 | 0.01 | True | True | Non Federally-Regulated | 01/27/2020 |  | 07/20/2020
Hangzhou Huoshi Lighting Co.,Ltd | FLSNT | DSA1540FILWH12-40 | Light Emitting Diode | Omnidirectional Lamp | Edison Screw Base | Forward Phase Cut Controls | 83.7 | 4000 | 0.0005 | 93 | 60 | 91 | 0.91 | Elevated | 15000 | 0.916 | 1 |  | 0.1 | 16 | 16 | 0.04 | 0.04 | 0.04 | 0.04 | 0 | 0 | 0.02 | 0.02 | 0.02 | 0.02 | 0 | 0 | 0.02 | 0.02 | 0.02 | 0.01 | 0.01 | 0.01 | True | True | Non Federally-Regulated | 01/27/2020 |  | 07/20/2020
Hangzhou Huoshi Lighting Co.,Ltd | FLSNT | DSA1540FILAM12-40 | Light Emitting Diode | Omnidirectional Lamp | Edison Screw Base | Forward Phase Cut Controls | 83.7 | 4000 | 0.0005 | 93 | 60 | 91 | 0.91 | Elevated | 15000 | 0.916 | 1 |  | 0.1 | 16 | 16 | 0.04 | 0.04 | 0.04 | 0.04 | 0 | 0 | 0.02 | 0.02 | 0.02 | 0.02 | 0 | 0 | 0.02 | 0.02 | 0.02 | 0.01 | 0.01 | 0.01 | True | True | Non Federally-Regulated | 01/27/2020 |  | 07/20/2020
Hangzhou Huoshi Lighting Co.,Ltd | FLSNT | DSA1540FILFR12-40 | Light Emitting Diode | Omnidirectional Lamp | Edison Screw Base | Forward Phase Cut Controls | 83.7 | 4000 | 0.0005 | 93 | 60 | 91 | 0.91 | Elevated | 15000 | 0.916 | 1 |  | 0.1 | 16 | 16 | 0.04 | 0.04 | 0.04 | 0.04 | 0 | 0 | 0.02 | 0.02 | 0.02 | 0.02 | 0 | 0 | 0.02 | 0.02 | 0.02 | 0.01 | 0.01 | 0.01 | True | True | Non Federally-Regulated | 01/27/2020 |  | 07/20/2020
Hangzhou Huoshi Lighting Co.,Ltd | FLSNT | DSA1540FILSM12-40 | Light Emitting Diode | Omnidirectional Lamp | Edison Screw Base | Forward Phase Cut Controls | 83.7 | 4000 | 0.0005 | 93 | 60 | 91 | 0.91 | Elevated | 15000 | 0.916 | 1 |  | 0.1 | 16 | 16 | 0.04 | 0.04 | 0.04 | 0.04 | 0 | 0 | 0.02 | 0.02 | 0.02 | 0.02 | 0 | 0 | 0.02 | 0.02 | 0.02 | 0.01 | 0.01 | 0.01 | True | True | Non Federally-Regulated | 01/27/2020 |  | 07/20/2020
Hangzhou Huoshi Lighting Co.,Ltd | FLSNT | DSA1940FILCL-40 | Light Emitting Diode | Omnidirectional Lamp | Edison Screw Base | Forward Phase Cut Controls | 83.7 | 4000 | 0.0005 | 93 | 60 | 91 | 0.91 | Elevated | 15000 | 0.916 | 1 |  | 0.1 | 16 | 16 | 0.04 | 0.04 | 0.04 | 0.04 | 0 | 0 | 0.02 | 0.02 | 0.02 | 0.02 | 0 | 0 | 0.02 | 0.02 | 0.02 | 0.01 | 0.01 | 0.01 | True | True | Non Federally-Regulated | 01/27/2020 |  | 07/20/2020
Hangzhou Huoshi Lighting Co.,Ltd | FLSNT | DSA1940FILWH-40 | Light Emitting Diode | Omnidirectional Lamp | Edison Screw Base | Forward Phase Cut Controls | 83.7 | 4000 | 0.0005 | 93 | 60 | 91 | 0.91 | Elevated | 15000 | 0.916 | 1 |  | 0.1 | 16 | 16 | 0.04 | 0.04 | 0.04 | 0.04 | 0 | 0 | 0.02 | 0.02 | 0.02 | 0.02 | 0 | 0 | 0.02 | 0.02 | 0.02 | 0.01 | 0.01 | 0.01 | True | True | Non Federally-Regulated | 01/27/2020 |  | 07/20/2020
Hangzhou Huoshi Lighting Co.,Ltd | FLSNT | DSA1940FILAM-40 | Light Emitting Diode | Omnidirectional Lamp | Edison Screw Base | Forward Phase Cut Controls | 83.7 | 4000 | 0.0005 | 93 | 60 | 91 | 0.91 | Elevated | 15000 | 0.916 | 1 |  | 0.1 | 16 | 16 | 0.04 | 0.04 | 0.04 | 0.04 | 0 | 0 | 0.02 | 0.02 | 0.02 | 0.02 | 0 | 0 | 0.02 | 0.02 | 0.02 | 0.01 | 0.01 | 0.01 | True | True | Non Federally-Regulated | 01/27/2020 |  | 07/20/2020
Hangzhou Huoshi Lighting Co.,Ltd | FLSNT | DST640FILCL-40 | Light Emitting Diode | Omnidirectional Lamp | Edison Screw Base | Forward Phase Cut Controls | 83.7 | 4000 | 0.0005 | 93 | 60 | 91 | 0.91 | Elevated | 15000 | 0.916 | 1 |  | 0.1 | 16 | 16 | 0.04 | 0.04 | 0.04 | 0.04 | 0 | 0 | 0.02 | 0.02 | 0.02 | 0.02 | 0 | 0 | 0.02 | 0.02 | 0.02 | 0.01 | 0.01 | 0.01 | True | True | Non Federally-Regulated | 01/27/2020 |  | 07/20/2020
Hangzhou Huoshi Lighting Co.,Ltd | FLSNT | DST640FILWH-40 | Light Emitting Diode | Omnidirectional Lamp | Edison Screw Base | Forward Phase Cut Controls | 83.7 | 4000 | 0.0005 | 93 | 60 | 91 | 0.91 | Elevated | 15000 | 0.916 | 1 |  | 0.1 | 16 | 16 | 0.04 | 0.04 | 0.04 | 0.04 | 0 | 0 | 0.02 | 0.02 | 0.02 | 0.02 | 0 | 0 | 0.02 | 0.02 | 0.02 | 0.01 | 0.01 | 0.01 | True | True | Non Federally-Regulated | 01/27/2020 |  | 07/20/2020
Hangzhou Huoshi Lighting Co.,Ltd | FLSNT | DST640FILAM-40 | Light Emitting Diode | Omnidirectional Lamp | Edison Screw Base | Forward Phase Cut Controls | 83.7 | 4000 | 0.0005 | 93 | 60 | 91 | 0.91 | Elevated | 15000 | 0.916 | 1 |  | 0.1 | 16 | 16 | 0.04 | 0.04 | 0.04 | 0.04 | 0 | 0 | 0.02 | 0.02 | 0.02 | 0.02 | 0 | 0 | 0.02 | 0.02 | 0.02 | 0.01 | 0.01 | 0.01 | True | True | Non Federally-Regulated | 01/27/2020 |  | 07/20/2020
Hangzhou Huoshi Lighting Co.,Ltd | FLSNT | DST640FILFR-40 | Light Emitting Diode | Omnidirectional Lamp | Edison Screw Base | Forward Phase Cut Controls | 83.7 | 4000 | 0.0005 | 93 | 60 | 91 | 0.91 | Elevated | 15000 | 0.916 | 1 |  | 0.1 | 16 | 16 | 0.04 | 0.04 | 0.04 | 0.04 | 0 | 0 | 0.02 | 0.02 | 0.02 | 0.02 | 0 | 0 | 0.02 | 0.02 | 0.02 | 0.01 | 0.01 | 0.01 | True | True | Non Federally-Regulated | 01/27/2020 |  | 07/20/2020
Hangzhou Huoshi Lighting Co.,Ltd | FLSNT | DST640FILSM-40 | Light Emitting Diode | Omnidirectional Lamp | Edison Screw Base | Forward Phase Cut Controls | 83.7 | 4000 | 0.0005 | 93 | 60 | 91 | 0.91 | Elevated | 15000 | 0.916 | 1 |  | 0.1 | 16 | 16 | 0.04 | 0.04 | 0.04 | 0.04 | 0 | 0 | 0.02 | 0.02 | 0.02 | 0.02 | 0 | 0 | 0.02 | 0.02 | 0.02 | 0.01 | 0.01 | 0.01 | True | True | Non Federally-Regulated | 01/27/2020 |  | 07/20/2020
Hangzhou Huoshi Lighting Co.,Ltd | FLSNT | DST1040FILCL-40 | Light Emitting Diode | Omnidirectional Lamp | Edison Screw Base | Forward Phase Cut Controls | 83.7 | 4000 | 0.0005 | 93 | 60 | 91 | 0.91 | Elevated | 15000 | 0.916 | 1 |  | 0.1 | 16 | 16 | 0.04 | 0.04 | 0.04 | 0.04 | 0 | 0 | 0.02 | 0.02 | 0.02 | 0.02 | 0 | 0 | 0.02 | 0.02 | 0.02 | 0.01 | 0.01 | 0.01 | True | True | Non Federally-Regulated | 01/27/2020 |  | 07/20/2020
Hangzhou Huoshi Lighting Co.,Ltd | FLSNT | DST1040FILWH-40 | Light Emitting Diode | Omnidirectional Lamp | Edison Screw Base | Forward Phase Cut Controls | 83.7 | 4000 | 0.0005 | 93 | 60 | 91 | 0.91 | Elevated | 15000 | 0.916 | 1 |  | 0.1 | 16 | 16 | 0.04 | 0.04 | 0.04 | 0.04 | 0 | 0 | 0.02 | 0.02 | 0.02 | 0.02 | 0 | 0 | 0.02 | 0.02 | 0.02 | 0.01 | 0.01 | 0.01 | True | True | Non Federally-Regulated | 01/27/2020 |  | 07/20/2020
Hangzhou Huoshi Lighting Co.,Ltd | FLSNT | DST1040FILAM-40 | Light Emitting Diode | Omnidirectional Lamp | Edison Screw Base | Forward Phase Cut Controls | 83.7 | 4000 | 0.0005 | 93 | 60 | 91 | 0.91 | Elevated | 15000 | 0.916 | 1 |  | 0.1 | 16 | 16 | 0.04 | 0.04 | 0.04 | 0.04 | 0 | 0 | 0.02 | 0.02 | 0.02 | 0.02 | 0 | 0 | 0.02 | 0.02 | 0.02 | 0.01 | 0.01 | 0.01 | True | True | Non Federally-Regulated | 01/27/2020 |  | 07/20/2020
Hangzhou Huoshi Lighting Co.,Ltd | FLSNT | DST1040FILFR-40 | Light Emitting Diode | Omnidirectional Lamp | Edison Screw Base | Forward Phase Cut Controls | 83.7 | 4000 | 0.0005 | 93 | 60 | 91 | 0.91 | Elevated | 15000 | 0.916 | 1 |  | 0.1 | 16 | 16 | 0.04 | 0.04 | 0.04 | 0.04 | 0 | 0 | 0.02 | 0.02 | 0.02 | 0.02 | 0 | 0 | 0.02 | 0.02 | 0.02 | 0.01 | 0.01 | 0.01 | True | True | Non Federally-Regulated | 01/27/2020 |  | 07/20/2020
Hangzhou Huoshi Lighting Co.,Ltd | FLSNT | DST1040FILSM-40 | Light Emitting Diode | Omnidirectional Lamp | Edison Screw Base | Forward Phase Cut Controls | 83.7 | 4000 | 0.0005 | 93 | 60 | 91 | 0.91 | Elevated | 15000 | 0.916 | 1 |  | 0.1 | 16 | 16 | 0.04 | 0.04 | 0.04 | 0.04 | 0 | 0 | 0.02 | 0.02 | 0.02 | 0.02 | 0 | 0 | 0.02 | 0.02 | 0.02 | 0.01 | 0.01 | 0.01 | True | True | Non Federally-Regulated | 01/27/2020 |  | 07/20/2020
Hangzhou Huoshi Lighting Co.,Ltd | FLSNT | DST1040FILCL12-40 | Light Emitting Diode | Omnidirectional Lamp | Edison Screw Base | Forward Phase Cut Controls | 83.7 | 4000 | 0.0005 | 93 | 60 | 91 | 0.91 | Elevated | 15000 | 0.916 | 1 |  | 0.1 | 16 | 16 | 0.04 | 0.04 | 0.04 | 0.04 | 0 | 0 | 0.02 | 0.02 | 0.02 | 0.02 | 0 | 0 | 0.02 | 0.02 | 0.02 | 0.01 | 0.01 | 0.01 | True | True | Non Federally-Regulated | 01/27/2020 |  | 07/20/2020
Hangzhou Huoshi Lighting Co.,Ltd | FLSNT | DST1040FILWH12-40 | Light Emitting Diode | Omnidirectional Lamp | Edison Screw Base | Forward Phase Cut Controls | 83.7 | 4000 | 0.0005 | 93 | 60 | 91 | 0.91 | Elevated | 15000 | 0.916 | 1 |  | 0.1 | 16 | 16 | 0.04 | 0.04 | 0.04 | 0.04 | 0 | 0 | 0.02 | 0.02 | 0.02 | 0.02 | 0 | 0 | 0.02 | 0.02 | 0.02 | 0.01 | 0.01 | 0.01 | True | True | Non Federally-Regulated | 01/27/2020 |  | 07/20/2020
Hangzhou Huoshi Lighting Co.,Ltd | FLSNT | DST1040FILAM12-40 | Light Emitting Diode | Omnidirectional Lamp | Edison Screw Base | Forward Phase Cut Controls | 83.7 | 4000 | 0.0005 | 93 | 60 | 91 | 0.91 | Elevated | 15000 | 0.916 | 1 |  | 0.1 | 16 | 16 | 0.04 | 0.04 | 0.04 | 0.04 | 0 | 0 | 0.02 | 0.02 | 0.02 | 0.02 | 0 | 0 | 0.02 | 0.02 | 0.02 | 0.01 | 0.01 | 0.01 | True | True | Non Federally-Regulated | 01/27/2020 |  | 07/20/2020
Hangzhou Huoshi Lighting Co.,Ltd | FLSNT | DST1040FILFR12-40 | Light Emitting Diode | Omnidirectional Lamp | Edison Screw Base | Forward Phase Cut Controls | 83.7 | 4000 | 0.0005 | 93 | 60 | 91 | 0.91 | Elevated | 15000 | 0.916 | 1 |  | 0.1 | 16 | 16 | 0.04 | 0.04 | 0.04 | 0.04 | 0 | 0 | 0.02 | 0.02 | 0.02 | 0.02 | 0 | 0 | 0.02 | 0.02 | 0.02 | 0.01 | 0.01 | 0.01 | True | True | Non Federally-Regulated | 01/27/2020 |  | 07/20/2020
Hangzhou Huoshi Lighting Co.,Ltd | FLSNT | DST1040FILSM12-40 | Light Emitting Diode | Omnidirectional Lamp | Edison Screw Base | Forward Phase Cut Controls | 83.7 | 4000 | 0.0005 | 93 | 60 | 91 | 0.91 | Elevated | 15000 | 0.916 | 1 |  | 0.1 | 16 | 16 | 0.04 | 0.04 | 0.04 | 0.04 | 0 | 0 | 0.02 | 0.02 | 0.02 | 0.02 | 0 | 0 | 0.02 | 0.02 | 0.02 | 0.01 | 0.01 | 0.01 | True | True | Non Federally-Regulated | 01/27/2020 |  | 07/20/2020
Hangzhou Huoshi Lighting Co.,Ltd | FLSNT | DST1440FILCL-40 | Light Emitting Diode | Omnidirectional Lamp | Edison Screw Base | Forward Phase Cut Controls | 83.7 | 4000 | 0.0005 | 93 | 60 | 91 | 0.91 | Elevated | 15000 | 0.916 | 1 |  | 0.1 | 16 | 16 | 0.04 | 0.04 | 0.04 | 0.04 | 0 | 0 | 0.02 | 0.02 | 0.02 | 0.02 | 0 | 0 | 0.02 | 0.02 | 0.02 | 0.01 | 0.01 | 0.01 | True | True | Non Federally-Regulated | 01/27/2020 |  | 07/20/2020
Hangzhou Huoshi Lighting Co.,Ltd | FLSNT | DST1440FILWH-40 | Light Emitting Diode | Omnidirectional Lamp | Edison Screw Base | Forward Phase Cut Controls | 83.7 | 4000 | 0.0005 | 93 | 60 | 91 | 0.91 | Elevated | 15000 | 0.916 | 1 |  | 0.1 | 16 | 16 | 0.04 | 0.04 | 0.04 | 0.04 | 0 | 0 | 0.02 | 0.02 | 0.02 | 0.02 | 0 | 0 | 0.02 | 0.02 | 0.02 | 0.01 | 0.01 | 0.01 | True | True | Non Federally-Regulated | 01/27/2020 |  | 07/20/2020
Hangzhou Huoshi Lighting Co.,Ltd | FLSNT | DST1440FILAM-40 | Light Emitting Diode | Omnidirectional Lamp | Edison Screw Base | Forward Phase Cut Controls | 83.7 | 4000 | 0.0005 | 93 | 60 | 91 | 0.91 | Elevated | 15000 | 0.916 | 1 |  | 0.1 | 16 | 16 | 0.04 | 0.04 | 0.04 | 0.04 | 0 | 0 | 0.02 | 0.02 | 0.02 | 0.02 | 0 | 0 | 0.02 | 0.02 | 0.02 | 0.01 | 0.01 | 0.01 | True | True | Non Federally-Regulated | 01/27/2020 |  | 07/20/2020
Hangzhou Huoshi Lighting Co.,Ltd | FLSNT | DST1440FILFR-40 | Light Emitting Diode | Omnidirectional Lamp | Edison Screw Base | Forward Phase Cut Controls | 83.7 | 4000 | 0.0005 | 93 | 60 | 91 | 0.91 | Elevated | 15000 | 0.916 | 1 |  | 0.1 | 16 | 16 | 0.04 | 0.04 | 0.04 | 0.04 | 0 | 0 | 0.02 | 0.02 | 0.02 | 0.02 | 0 | 0 | 0.02 | 0.02 | 0.02 | 0.01 | 0.01 | 0.01 | True | True | Non Federally-Regulated | 01/27/2020 |  | 07/20/2020
Hangzhou Huoshi Lighting Co.,Ltd | FLSNT | DST1440FILSM-40 | Light Emitting Diode | Omnidirectional Lamp | Edison Screw Base | Forward Phase Cut Controls | 83.7 | 4000 | 0.0005 | 93 | 60 | 91 | 0.91 | Elevated | 15000 | 0.916 | 1 |  | 0.1 | 16 | 16 | 0.04 | 0.04 | 0.04 | 0.04 | 0 | 0 | 0.02 | 0.02 | 0.02 | 0.02 | 0 | 0 | 0.02 | 0.02 | 0.02 | 0.01 | 0.01 | 0.01 | True | True | Non Federally-Regulated | 01/27/2020 |  | 07/20/2020
Hangzhou Huoshi Lighting Co.,Ltd | FLSNT | DSA1940FILFR-40 | Light Emitting Diode | Omnidirectional Lamp | Edison Screw Base | Forward Phase Cut Controls | 83.7 | 4000 | 0.0005 | 93 | 60 | 91 | 0.91 | Elevated | 15000 | 0.916 | 1 |  | 0.1 | 16 | 16 | 0.04 | 0.04 | 0.04 | 0.04 | 0 | 0 | 0.02 | 0.02 | 0.02 | 0.02 | 0 | 0 | 0.02 | 0.02 | 0.02 | 0.01 | 0.01 | 0.01 | True | True | Non Federally-Regulated | 01/27/2020 |  | 07/20/2020
Hangzhou Huoshi Lighting Co.,Ltd | FLSNT | DSA1940FILSM-40 | Light Emitting Diode | Omnidirectional Lamp | Edison Screw Base | Forward Phase Cut Controls | 83.7 | 4000 | 0.0005 | 93 | 60 | 91 | 0.91 | Elevated | 15000 | 0.916 | 1 |  | 0.1 | 16 | 16 | 0.04 | 0.04 | 0.04 | 0.04 | 0 | 0 | 0.02 | 0.02 | 0.02 | 0.02 | 0 | 0 | 0.02 | 0.02 | 0.02 | 0.01 | 0.01 | 0.01 | True | True | Non Federally-Regulated | 01/27/2020 |  | 07/20/2020
Hangzhou Huoshi Lighting Co.,Ltd | FLSNT | DSA1940FILSIL-40 | Light Emitting Diode | Omnidirectional Lamp | Edison Screw Base | Forward Phase Cut Controls | 83.7 | 4000 | 0.0005 | 93 | 60 | 91 | 0.91 | Elevated | 15000 | 0.916 | 1 |  | 0.1 | 16 | 16 | 0.04 | 0.04 | 0.04 | 0.04 | 0 | 0 | 0.02 | 0.02 | 0.02 | 0.02 | 0 | 0 | 0.02 | 0.02 | 0.02 | 0.01 | 0.01 | 0.01 | True | True | Non Federally-Regulated | 01/27/2020 |  | 07/20/2020
Hangzhou Huoshi Lighting Co.,Ltd | Tesler | 32T21 | Light Emitting Diode | Decorative Lamp | Edison Screw Base | Forward Phase Cut Controls | 83.7 | 2700 | 0.0005 | 93 | 60 | 91 | 0.91 | Elevated | 15000 | 0.916 | 1 |  | 0.1 | 16 | 16 | 0.04 | 0.04 | 0.04 | 0.04 | 0 | 0 | 0.02 | 0.02 | 0.02 | 0.02 | 0 | 0 | 0.02 | 0.02 | 0.02 | 0.01 | 0.01 | 0.01 | True | True | Non Federally-Regulated | 01/27/2020 |  | 07/20/2020
Hangzhou Huoshi Lighting Co.,Ltd | Tesler | 33W75 | Light Emitting Diode | Decorative Lamp | Edison Screw Base | Forward Phase Cut Controls | 83.7 | 2700 | 0.0005 | 93 | 60 | 91 | 0.91 | Elevated | 15000 | 0.916 | 1 |  | 0.1 | 16 | 16 | 0.04 | 0.04 | 0.04 | 0.04 | 0 | 0 | 0.02 | 0.02 | 0.02 | 0.02 | 0 | 0 | 0.02 | 0.02 | 0.02 | 0.01 | 0.01 | 0.01 | True | True | Non Federally-Regulated | 01/27/2020 |  | 07/20/2020
Hangzhou Huoshi Lighting Co.,Ltd | Tesler | 16G39 | Light Emitting Diode | Decorative Lamp | Edison Screw Base | Forward Phase Cut Controls | 83.7 | 2700 | 0.0005 | 93 | 60 | 91 | 0.91 | Elevated | 15000 | 0.916 | 1 |  | 0.1 | 16 | 16 | 0.04 | 0.04 | 0.04 | 0.04 | 0 | 0 | 0.02 | 0.02 | 0.02 | 0.02 | 0 | 0 | 0.02 | 0.02 | 0.02 | 0.01 | 0.01 | 0.01 | True | True | Non Federally-Regulated | 01/27/2020 |  | 07/20/2020
Hangzhou Huoshi Lighting Co.,Ltd | Tesler | 33W76 | Light Emitting Diode | Decorative Lamp | Edison Screw Base | Forward Phase Cut Controls | 83.7 | 2700 | 0.0005 | 93 | 60 | 91 | 0.91 | Elevated | 15000 | 0.916 | 1 |  | 0.1 | 16 | 16 | 0.04 | 0.04 | 0.04 | 0.04 | 0 | 0 | 0.02 | 0.02 | 0.02 | 0.02 | 0 | 0 | 0.02 | 0.02 | 0.02 | 0.01 | 0.01 | 0.01 | True | True | Non Federally-Regulated | 01/27/2020 |  | 07/20/2020
Hangzhou Huoshi Lighting Co.,Ltd | Tesler | 78V88 | Light Emitting Diode | Omnidirectional Lamp | Edison Screw Base | Forward Phase Cut Controls | 83.7 | 2700 | 0.0005 | 93 | 60 | 91 | 0.91 | Elevated | 15000 | 0.916 | 1 |  | 0.1 | 16 | 16 | 0.04 | 0.04 | 0.04 | 0.04 | 0 | 0 | 0.02 | 0.02 | 0.02 | 0.02 | 0 | 0 | 0.02 | 0.02 | 0.02 | 0.01 | 0.01 | 0.01 | True | True | Non Federally-Regulated | 01/27/2020 |  | 07/20/2020
Hangzhou Huoshi Lighting Co.,Ltd | Tesler | 21R57 | Light Emitting Diode | Omnidirectional Lamp | Edison Screw Base | Forward Phase Cut Controls | 83.7 | 2700 | 0.0005 | 93 | 60 | 91 | 0.91 | Elevated | 15000 | 0.916 | 1 |  | 0.1 | 16 | 16 | 0.04 | 0.04 | 0.04 | 0.04 | 0 | 0 | 0.02 | 0.02 | 0.02 | 0.02 | 0 | 0 | 0.02 | 0.02 | 0.02 | 0.01 | 0.01 | 0.01 | True | True | Non Federally-Regulated | 01/27/2020 |  | 07/20/2020
Hangzhou Huoshi Lighting Co.,Ltd | Tesler | 59G92 | Light Emitting Diode | Omnidirectional Lamp | Edison Screw Base | Forward Phase Cut Controls | 83.7 | 2700 | 0.0005 | 93 | 60 | 91 | 0.91 | Elevated | 15000 | 0.916 | 1 |  | 0.1 | 16 | 16 | 0.04 | 0.04 | 0.04 | 0.04 | 0 | 0 | 0.02 | 0.02 | 0.02 | 0.02 | 0 | 0 | 0.02 | 0.02 | 0.02 | 0.01 | 0.01 | 0.01 | True | True | Non Federally-Regulated | 01/27/2020 |  | 07/20/2020
Hangzhou Huoshi Lighting Co.,Ltd | Tesler | 16G43 | Light Emitting Diode | Decorative Lamp | Edison Screw Base | Forward Phase Cut Controls | 83.7 | 2300 | 0.0005 | 93 | 60 | 91 | 0.91 | Elevated | 15000 | 0.916 | 1 |  | 0.1 | 16 | 16 | 0.04 | 0.04 | 0.04 | 0.04 | 0 | 0 | 0.02 | 0.02 | 0.02 | 0.02 | 0 | 0 | 0.02 | 0.02 | 0.02 | 0.01 | 0.01 | 0.01 | True | True | Non Federally-Regulated | 01/27/2020 |  | 07/20/2020
Hangzhou Huoshi Lighting Co.,Ltd | Tesler | 64N61 | Light Emitting Diode | Decorative Lamp | Edison Screw Base | Forward Phase Cut Controls | 83.7 | 2300 | 0.0005 | 93 | 60 | 91 | 0.91 | Elevated | 15000 | 0.916 | 1 |  | 0.1 | 16 | 16 | 0.04 | 0.04 | 0.04 | 0.04 | 0 | 0 | 0.02 | 0.02 | 0.02 | 0.02 | 0 | 0 | 0.02 | 0.02 | 0.02 | 0.01 | 0.01 | 0.01 | True | True | Non Federally-Regulated | 01/27/2020 |  | 07/20/2020
Hangzhou Huoshi Lighting Co.,Ltd | Tesler | 16G41 | Light Emitting Diode | Decorative Lamp | Edison Screw Base | Forward Phase Cut Controls | 83.7 | 2300 | 0.0005 | 93 | 60 | 91 | 0.91 | Elevated | 15000 | 0.916 | 1 |  | 0.1 | 16 | 16 | 0.04 | 0.04 | 0.04 | 0.04 | 0 | 0 | 0.02 | 0.02 | 0.02 | 0.02 | 0 | 0 | 0.02 | 0.02 | 0.02 | 0.01 | 0.01 | 0.01 | True | True | Non Federally-Regulated | 01/27/2020 |  | 07/20/2020
Hangzhou Huoshi Lighting Co.,Ltd | Tesler | 64N62 | Light Emitting Diode | Decorative Lamp | Edison Screw Base | Forward Phase Cut Controls | 83.7 | 2300 | 0.0005 | 93 | 60 | 91 | 0.91 | Elevated | 15000 | 0.916 | 1 |  | 0.1 | 16 | 16 | 0.04 | 0.04 | 0.04 | 0.04 | 0 | 0 | 0.02 | 0.02 | 0.02 | 0.02 | 0 | 0 | 0.02 | 0.02 | 0.02 | 0.01 | 0.01 | 0.01 | True | True | Non Federally-Regulated | 01/27/2020 |  | 07/20/2020
Hangzhou Huoshi Lighting Co.,Ltd | Tesler | 78V90 | Light Emitting Diode | Omnidirectional Lamp | Edison Screw Base | Forward Phase Cut Controls | 83.7 | 2300 | 0.0005 | 93 | 60 | 91 | 0.91 | Elevated | 15000 | 0.916 | 1 |  | 0.1 | 16 | 16 | 0.04 | 0.04 | 0.04 | 0.04 | 0 | 0 | 0.02 | 0.02 | 0.02 | 0.02 | 0 | 0 | 0.02 | 0.02 | 0.02 | 0.01 | 0.01 | 0.01 | True | True | Non Federally-Regulated | 01/27/2020 |  | 07/20/2020
Hangzhou Huoshi Lighting Co.,Ltd | Tesler | 64N57 | Light Emitting Diode | Omnidirectional Lamp | Edison Screw Base | Forward Phase Cut Controls | 83.7 | 2300 | 0.0005 | 93 | 60 | 91 | 0.91 | Elevated | 15000 | 0.916 | 1 |  | 0.1 | 16 | 16 | 0.04 | 0.04 | 0.04 | 0.04 | 0 | 0 | 0.02 | 0.02 | 0.02 | 0.02 | 0 | 0 | 0.02 | 0.02 | 0.02 | 0.01 | 0.01 | 0.01 | True | True | Non Federally-Regulated | 01/27/2020 |  | 07/20/2020
Hangzhou Huoshi Lighting Co.,Ltd | Tesler | 64N58 | Light Emitting Diode | Omnidirectional Lamp | Edison Screw Base | Forward Phase Cut Controls | 83.7 | 2300 | 0.0005 | 93 | 60 | 91 | 0.91 | Elevated | 15000 | 0.916 | 1 |  | 0.1 | 16 | 16 | 0.04 | 0.04 | 0.04 | 0.04 | 0 | 0 | 0.02 | 0.02 | 0.02 | 0.02 | 0 | 0 | 0.02 | 0.02 | 0.02 | 0.01 | 0.01 | 0.01 | True | True | Non Federally-Regulated | 01/27/2020 |  | 07/20/2020
Hangzhou Huoshi Lighting Co.,Ltd | Tesler | 46F02 | Light Emitting Diode | Decorative Lamp | Edison Screw Base | Forward Phase Cut Controls | 83.7 | 2700 | 0.0005 | 93 | 60 | 91 | 0.91 | Elevated | 15000 | 0.916 | 1 |  | 0.1 | 16 | 16 | 0.04 | 0.04 | 0.04 | 0.04 | 0 | 0 | 0.02 | 0.02 | 0.02 | 0.02 | 0 | 0 | 0.02 | 0.02 | 0.02 | 0.01 | 0.01 | 0.01 | True | True | Non Federally-Regulated | 01/27/2020 |  | 07/20/2020
Hangzhou Huoshi Lighting Co.,Ltd | Tesler | 24P08 | Light Emitting Diode | Decorative Lamp | Edison Screw Base | Forward Phase Cut Controls | 83.7 | 2700 | 0.0005 | 93 | 60 | 91 | 0.91 | Elevated | 15000 | 0.916 | 1 |  | 0.1 | 16 | 16 | 0.04 | 0.04 | 0.04 | 0.04 | 0 | 0 | 0.02 | 0.02 | 0.02 | 0.02 | 0 | 0 | 0.02 | 0.02 | 0.02 | 0.01 | 0.01 | 0.01 | True | True | Non Federally-Regulated | 01/27/2020 |  | 07/20/2020
Hangzhou Huoshi Lighting Co.,Ltd | Tesler | 60D76 | Light Emitting Diode | Omnidirectional Lamp | Edison Screw Base | Forward Phase Cut Controls | 83.7 | 2700 | 0.0005 | 93 | 60 | 91 | 0.91 | Elevated | 15000 | 0.916 | 1 |  | 0.1 | 16 | 16 | 0.04 | 0.04 | 0.04 | 0.04 | 0 | 0 | 0.02 | 0.02 | 0.02 | 0.02 | 0 | 0 | 0.02 | 0.02 | 0.02 | 0.01 | 0.01 | 0.01 | True | True | Non Federally-Regulated | 01/27/2020 |  | 07/20/2020
Hangzhou Huoshi Lighting Co.,Ltd | Tesler | 60V40 | Light Emitting Diode | Omnidirectional Lamp | Edison Screw Base | Forward Phase Cut Controls | 83.7 | 2700 | 0.0005 | 93 | 60 | 91 | 0.91 | Elevated | 15000 | 0.916 | 1 |  | 0.1 | 16 | 16 | 0.04 | 0.04 | 0.04 | 0.04 | 0 | 0 | 0.02 | 0.02 | 0.02 | 0.02 | 0 | 0 | 0.02 | 0.02 | 0.02 | 0.01 | 0.01 | 0.01 | True | True | Non Federally-Regulated | 01/27/2020 |  | 07/20/2020
Hangzhou Huoshi Lighting Co.,Ltd | Tesler | 60V30 | Light Emitting Diode | Omnidirectional Lamp | Edison Screw Base | Forward Phase Cut Controls | 83.7 | 2700 | 0.0005 | 93 | 60 | 91 | 0.91 | Elevated | 15000 | 0.916 | 1 |  | 0.1 | 16 | 16 | 0.04 | 0.04 | 0.04 | 0.04 | 0 | 0 | 0.02 | 0.02 | 0.02 | 0.02 | 0 | 0 | 0.02 | 0.02 | 0.02 | 0.01 | 0.01 | 0.01 | True | True | Non Federally-Regulated | 01/27/2020 |  | 07/20/2020
Hangzhou Huoshi Lighting Co.,Ltd | Tesler | 64P93 | Light Emitting Diode | Omnidirectional Lamp | Edison Screw Base | Forward Phase Cut Controls | 83.7 | 2700 | 0.0005 | 93 | 60 | 91 | 0.91 | Elevated | 15000 | 0.916 | 1 |  | 0.1 | 16 | 16 | 0.04 | 0.04 | 0.04 | 0.04 | 0 | 0 | 0.02 | 0.02 | 0.02 | 0.02 | 0 | 0 | 0.02 | 0.02 | 0.02 | 0.01 | 0.01 | 0.01 | True | True | Non Federally-Regulated | 01/27/2020 |  | 07/20/2020
Hangzhou Huoshi Lighting Co.,Ltd | Tesler | 32N17 | Light Emitting Diode | Decorative Lamp | Edison Screw Base | Forward Phase Cut Controls | 83.7 | 2700 | 0.0005 | 93 | 60 | 91 | 0.91 | Elevated | 15000 | 0.916 | 1 |  | 0.1 | 16 | 16 | 0.04 | 0.04 | 0.04 | 0.04 | 0 | 0 | 0.02 | 0.02 | 0.02 | 0.02 | 0 | 0 | 0.02 | 0.02 | 0.02 | 0.01 | 0.01 | 0.01 | True | True | Non Federally-Regulated | 01/27/2020 |  | 07/20/2020
Hangzhou Huoshi Lighting Co.,Ltd | Tesler | 67T79 | Light Emitting Diode | Decorative Lamp | Edison Screw Base | Forward Phase Cut Controls | 83.7 | 2700 | 0.0005 | 93 | 60 | 91 | 0.91 | Elevated | 15000 | 0.916 | 1 |  | 0.1 | 16 | 16 | 0.04 | 0.04 | 0.04 | 0.04 | 0 | 0 | 0.02 | 0.02 | 0.02 | 0.02 | 0 | 0 | 0.02 | 0.02 | 0.02 | 0.01 | 0.01 | 0.01 | True | True | Non Federally-Regulated | 01/27/2020 |  | 07/20/2020
Hangzhou Huoshi Lighting Co.,Ltd | Tesler | 64P94 | Light Emitting Diode | Decorative Lamp | Edison Screw Base | Forward Phase Cut Controls | 83.7 | 2300 | 0.0005 | 93 | 60 | 91 | 0.91 | Elevated | 15000 | 0.916 | 1 |  | 0.1 | 16 | 16 | 0.04 | 0.04 | 0.04 | 0.04 | 0 | 0 | 0.02 | 0.02 | 0.02 | 0.02 | 0 | 0 | 0.02 | 0.02 | 0.02 | 0.01 | 0.01 | 0.01 | True | True | Non Federally-Regulated | 01/27/2020 |  | 07/20/2020
Hangzhou Huoshi Lighting Co.,Ltd | Tesler | 64P96 | Light Emitting Diode | Decorative Lamp | Edison Screw Base | Forward Phase Cut Controls | 83.7 | 2300 | 0.0005 | 93 | 60 | 91 | 0.91 | Elevated | 15000 | 0.916 | 1 |  | 0.1 | 16 | 16 | 0.04 | 0.04 | 0.04 | 0.04 | 0 | 0 | 0.02 | 0.02 | 0.02 | 0.02 | 0 | 0 | 0.02 | 0.02 | 0.02 | 0.01 | 0.01 | 0.01 | True | True | Non Federally-Regulated | 01/27/2020 |  | 07/20/2020
Hangzhou Huoshi Lighting Co.,Ltd | Tesler | 64N63 | Light Emitting Diode | Omnidirectional Lamp | Edison Screw Base | Forward Phase Cut Controls | 83.7 | 2300 | 0.0005 | 93 | 60 | 91 | 0.91 | Elevated | 15000 | 0.916 | 1 |  | 0.1 | 16 | 16 | 0.04 | 0.04 | 0.04 | 0.04 | 0 | 0 | 0.02 | 0.02 | 0.02 | 0.02 | 0 | 0 | 0.02 | 0.02 | 0.02 | 0.01 | 0.01 | 0.01 | True | True | Non Federally-Regulated | 01/27/2020 |  | 07/20/2020
Hangzhou Huoshi Lighting Co.,Ltd | Tesler | 64N54 | Light Emitting Diode | Omnidirectional Lamp | Edison Screw Base | Forward Phase Cut Controls | 83.7 | 2300 | 0.0005 | 93 | 60 | 91 | 0.91 | Elevated | 15000 | 0.916 | 1 |  | 0.1 | 16 | 16 | 0.04 | 0.04 | 0.04 | 0.04 | 0 | 0 | 0.02 | 0.02 | 0.02 | 0.02 | 0 | 0 | 0.02 | 0.02 | 0.02 | 0.01 | 0.01 | 0.01 | True | True | Non Federally-Regulated | 01/27/2020 |  | 07/20/2020
Hangzhou Huoshi Lighting Co.,Ltd | Tesler | 46D35 | Light Emitting Diode | Omnidirectional Lamp | Edison Screw Base | Forward Phase Cut Controls | 83.7 | 2300 | 0.0005 | 93 | 60 | 91 | 0.91 | Elevated | 15000 | 0.916 | 1 |  | 0.1 | 16 | 16 | 0.04 | 0.04 | 0.04 | 0.04 | 0 | 0 | 0.02 | 0.02 | 0.02 | 0.02 | 0 | 0 | 0.02 | 0.02 | 0.02 | 0.01 | 0.01 | 0.01 | True | True | Non Federally-Regulated | 01/27/2020 |  | 07/20/2020
Hangzhou Huoshi Lighting Co.,Ltd | Tesler | 64N53 | Light Emitting Diode | Decorative Lamp | Edison Screw Base | Forward Phase Cut Controls | 83.7 | 2300 | 0.0005 | 93 | 60 | 91 | 0.91 | Elevated | 15000 | 0.916 | 1 |  | 0.1 | 16 | 16 | 0.04 | 0.04 | 0.04 | 0.04 | 0 | 0 | 0.02 | 0.02 | 0.02 | 0.02 | 0 | 0 | 0.02 | 0.02 | 0.02 | 0.01 | 0.01 | 0.01 | True | True | Non Federally-Regulated | 01/27/2020 |  | 07/20/2020
Hangzhou Huoshi Lighting Co.,Ltd | Tesler | 67T81 | Light Emitting Diode | Decorative Lamp | Edison Screw Base | Forward Phase Cut Controls | 83.7 | 2300 | 0.0005 | 93 | 60 | 91 | 0.91 | Elevated | 15000 | 0.916 | 1 |  | 0.1 | 16 | 16 | 0.04 | 0.04 | 0.04 | 0.04 | 0 | 0 | 0.02 | 0.02 | 0.02 | 0.02 | 0 | 0 | 0.02 | 0.02 | 0.02 | 0.01 | 0.01 | 0.01 | True | True | Non Federally-Regulated | 01/27/2020 |  | 07/20/2020
Hangzhou Huoshi Lighting Co.,Ltd | Tesler | 16G44 | Light Emitting Diode | Decorative Lamp | Edison Screw Base | Forward Phase Cut Controls | 83.7 | 2700 | 0.0005 | 93 | 60 | 91 | 0.91 | Elevated | 15000 | 0.916 | 1 |  | 0.1 | 16 | 16 | 0.04 | 0.04 | 0.04 | 0.04 | 0 | 0 | 0.02 | 0.02 | 0.02 | 0.02 | 0 | 0 | 0.02 | 0.02 | 0.02 | 0.01 | 0.01 | 0.01 | True | True | Non Federally-Regulated | 01/27/2020 |  | 07/20/2020
Hangzhou Huoshi Lighting Co.,Ltd | Tesler | 33X89 | Light Emitting Diode | Decorative Lamp | Edison Screw Base | Forward Phase Cut Controls | 83.7 | 2700 | 0.0005 | 93 | 60 | 91 | 0.91 | Elevated | 15000 | 0.916 | 1 |  | 0.1 | 16 | 16 | 0.04 | 0.04 | 0.04 | 0.04 | 0 | 0 | 0.02 | 0.02 | 0.02 | 0.02 | 0 | 0 | 0.02 | 0.02 | 0.02 | 0.01 | 0.01 | 0.01 | True | True | Non Federally-Regulated | 01/27/2020 |  | 07/20/2020
Hangzhou Huoshi Lighting Co.,Ltd | Tesler | 24E24 | Light Emitting Diode | Decorative Lamp | Edison Screw Base | Forward Phase Cut Controls | 83.7 | 2300 | 0.0005 | 93 | 60 | 91 | 0.91 | Elevated | 15000 | 0.916 | 1 |  | 0.1 | 16 | 16 | 0.04 | 0.04 | 0.04 | 0.04 | 0 | 0 | 0.02 | 0.02 | 0.02 | 0.02 | 0 | 0 | 0.02 | 0.02 | 0.02 | 0.01 | 0.01 | 0.01 | True | True | Non Federally-Regulated | 01/27/2020 |  | 07/20/2020
Hangzhou Huoshi Lighting Co.,Ltd | Tesler | 64N60 | Light Emitting Diode | Decorative Lamp | Edison Screw Base | Forward Phase Cut Controls | 83.7 | 2300 | 0.0005 | 93 | 60 | 91 | 0.91 | Elevated | 15000 | 0.916 | 1 |  | 0.1 | 16 | 16 | 0.04 | 0.04 | 0.04 | 0.04 | 0 | 0 | 0.02 | 0.02 | 0.02 | 0.02 | 0 | 0 | 0.02 | 0.02 | 0.02 | 0.01 | 0.01 | 0.01 | True | True | Non Federally-Regulated | 01/27/2020 |  | 07/20/2020
Hangzhou Huoshi Lighting Co.,Ltd | Tesler | 76N93 | Light Emitting Diode | Decorative Lamp | Edison Screw Base | Forward Phase Cut Controls | 83.7 | 3000 | 0.0005 | 93 | 60 | 91 | 0.91 | Elevated | 15000 | 0.916 | 1 |  | 0.1 | 16 | 16 | 0.04 | 0.04 | 0.04 | 0.04 | 0 | 0 | 0.02 | 0.02 | 0.02 | 0.02 | 0 | 0 | 0.02 | 0.02 | 0.02 | 0.01 | 0.01 | 0.01 | True | True | Non Federally-Regulated | 01/27/2020 |  | 07/20/2020
Hangzhou Huoshi Lighting Co.,Ltd | Tesler | 79P74(2PK) | Light Emitting Diode | Decorative Lamp | Edison Screw Base | Forward Phase Cut Controls | 83.7 | 3000 | 0.0005 | 93 | 60 | 91 | 0.91 | Elevated | 15000 | 0.916 | 1 |  | 0.1 | 16 | 16 | 0.04 | 0.04 | 0.04 | 0.04 | 0 | 0 | 0.02 | 0.02 | 0.02 | 0.02 | 0 | 0 | 0.02 | 0.02 | 0.02 | 0.01 | 0.01 | 0.01 | True | True | Non Federally-Regulated | 01/27/2020 |  | 07/20/2020
Hangzhou Huoshi Lighting Co.,Ltd | Tesler | 46E98 | Light Emitting Diode | Decorative Lamp | Edison Screw Base | Forward Phase Cut Controls | 83.7 | 3000 | 0.0005 | 93 | 60 | 91 | 0.91 | Elevated | 15000 | 0.916 | 1 |  | 0.1 | 16 | 16 | 0.04 | 0.04 | 0.04 | 0.04 | 0 | 0 | 0.02 | 0.02 | 0.02 | 0.02 | 0 | 0 | 0.02 | 0.02 | 0.02 | 0.01 | 0.01 | 0.01 | True | True | Non Federally-Regulated | 01/27/2020 |  | 07/20/2020
Hangzhou Huoshi Lighting Co.,Ltd | Tesler | 46F04 | Light Emitting Diode | Decorative Lamp | Edison Screw Base | Forward Phase Cut Controls | 83.7 | 3000 | 0.0005 | 93 | 60 | 91 | 0.91 | Elevated | 15000 | 0.916 | 1 |  | 0.1 | 16 | 16 | 0.04 | 0.04 | 0.04 | 0.04 | 0 | 0 | 0.02 | 0.02 | 0.02 | 0.02 | 0 | 0 | 0.02 | 0.02 | 0.02 | 0.01 | 0.01 | 0.01 | True | True | Non Federally-Regulated | 01/27/2020 |  | 07/20/2020
Hangzhou Huoshi Lighting Co.,Ltd | Tesler | 79P76(2PK) | Light Emitting Diode | Decorative Lamp | Edison Screw Base | Forward Phase Cut Controls | 83.7 | 3000 | 0.0005 | 93 | 60 | 91 | 0.91 | Elevated | 15000 | 0.916 | 1 |  | 0.1 | 16 | 16 | 0.04 | 0.04 | 0.04 | 0.04 | 0 | 0 | 0.02 | 0.02 | 0.02 | 0.02 | 0 | 0 | 0.02 | 0.02 | 0.02 | 0.01 | 0.01 | 0.01 | True | True | Non Federally-Regulated | 01/27/2020 |  | 07/20/2020
Hangzhou Huoshi Lighting Co.,Ltd | Tesler | 46E99 | Light Emitting Diode | Decorative Lamp | Edison Screw Base | Forward Phase Cut Controls | 83.7 | 3000 | 0.0005 | 93 | 60 | 91 | 0.91 | Elevated | 15000 | 0.916 | 1 |  | 0.1 | 16 | 16 | 0.04 | 0.04 | 0.04 | 0.04 | 0 | 0 | 0.02 | 0.02 | 0.02 | 0.02 | 0 | 0 | 0.02 | 0.02 | 0.02 | 0.01 | 0.01 | 0.01 | True | True | Non Federally-Regulated | 01/27/2020 |  | 07/20/2020
Hangzhou Huoshi Lighting Co.,Ltd | Tesler | 46F05 | Light Emitting Diode | Decorative Lamp | Edison Screw Base | Forward Phase Cut Controls | 83.7 | 3000 | 0.0005 | 93 | 60 | 91 | 0.91 | Elevated | 15000 | 0.916 | 1 |  | 0.1 | 16 | 16 | 0.04 | 0.04 | 0.04 | 0.04 | 0 | 0 | 0.02 | 0.02 | 0.02 | 0.02 | 0 | 0 | 0.02 | 0.02 | 0.02 | 0.01 | 0.01 | 0.01 | True | True | Non Federally-Regulated | 01/27/2020 |  | 07/20/2020
Hangzhou Huoshi Lighting Co.,Ltd | Tesler | 78V89 | Light Emitting Diode | Omnidirectional Lamp | Edison Screw Base | Forward Phase Cut Controls | 83.7 | 3000 | 0.0005 | 93 | 60 | 91 | 0.91 | Elevated | 15000 | 0.916 | 1 |  | 0.1 | 16 | 16 | 0.04 | 0.04 | 0.04 | 0.04 | 0 | 0 | 0.02 | 0.02 | 0.02 | 0.02 | 0 | 0 | 0.02 | 0.02 | 0.02 | 0.01 | 0.01 | 0.01 | True | True | Non Federally-Regulated | 01/27/2020 |  | 07/20/2020
Hangzhou Huoshi Lighting Co.,Ltd | Tesler | 64N56 | Light Emitting Diode | Omnidirectional Lamp | Edison Screw Base | Forward Phase Cut Controls | 83.7 | 3000 | 0.0005 | 93 | 60 | 91 | 0.91 | Elevated | 15000 | 0.916 | 1 |  | 0.1 | 16 | 16 | 0.04 | 0.04 | 0.04 | 0.04 | 0 | 0 | 0.02 | 0.02 | 0.02 | 0.02 | 0 | 0 | 0.02 | 0.02 | 0.02 | 0.01 | 0.01 | 0.01 | True | True | Non Federally-Regulated | 01/27/2020 |  | 07/20/2020
Hangzhou Huoshi Lighting Co.,Ltd | Tesler | 59G93 | Light Emitting Diode | Omnidirectional Lamp | Edison Screw Base | Forward Phase Cut Controls | 83.7 | 3000 | 0.0005 | 93 | 60 | 91 | 0.91 | Elevated | 15000 | 0.916 | 1 |  | 0.1 | 16 | 16 | 0.04 | 0.04 | 0.04 | 0.04 | 0 | 0 | 0.02 | 0.02 | 0.02 | 0.02 | 0 | 0 | 0.02 | 0.02 | 0.02 | 0.01 | 0.01 | 0.01 | True | True | Non Federally-Regulated | 01/27/2020 |  | 07/20/2020
Hangzhou Huoshi Lighting Co.,Ltd | Tesler | 46F03 | Light Emitting Diode | Decorative Lamp | Edison Screw Base | Forward Phase Cut Controls | 83.7 | 3000 | 0.0005 | 93 | 60 | 91 | 0.91 | Elevated | 15000 | 0.916 | 1 |  | 0.1 | 16 | 16 | 0.04 | 0.04 | 0.04 | 0.04 | 0 | 0 | 0.02 | 0.02 | 0.02 | 0.02 | 0 | 0 | 0.02 | 0.02 | 0.02 | 0.01 | 0.01 | 0.01 | True | True | Non Federally-Regulated | 01/27/2020 |  | 07/20/2020
Hangzhou Huoshi Lighting Co.,Ltd | Tesler | 24P09 | Light Emitting Diode | Decorative Lamp | Edison Screw Base | Forward Phase Cut Controls | 83.7 | 3000 | 0.0005 | 93 | 60 | 91 | 0.91 | Elevated | 15000 | 0.916 | 1 |  | 0.1 | 16 | 16 | 0.04 | 0.04 | 0.04 | 0.04 | 0 | 0 | 0.02 | 0.02 | 0.02 | 0.02 | 0 | 0 | 0.02 | 0.02 | 0.02 | 0.01 | 0.01 | 0.01 | True | True | Non Federally-Regulated | 01/27/2020 |  | 07/20/2020
Hangzhou Huoshi Lighting Co.,Ltd | Tesler | 24D96 | Light Emitting Diode | Omnidirectional Lamp | Edison Screw Base | Forward Phase Cut Controls | 83.7 | 3000 | 0.0005 | 93 | 60 | 91 | 0.91 | Elevated | 15000 | 0.916 | 1 |  | 0.1 | 16 | 16 | 0.04 | 0.04 | 0.04 | 0.04 | 0 | 0 | 0.02 | 0.02 | 0.02 | 0.02 | 0 | 0 | 0.02 | 0.02 | 0.02 | 0.01 | 0.01 | 0.01 | True | True | Non Federally-Regulated | 01/27/2020 |  | 07/20/2020
Hangzhou Huoshi Lighting Co.,Ltd | Tesler | 39V94 | Light Emitting Diode | Omnidirectional Lamp | Edison Screw Base | Forward Phase Cut Controls | 83.7 | 3000 | 0.0005 | 93 | 60 | 91 | 0.91 | Elevated | 15000 | 0.916 | 1 |  | 0.1 | 16 | 16 | 0.04 | 0.04 | 0.04 | 0.04 | 0 | 0 | 0.02 | 0.02 | 0.02 | 0.02 | 0 | 0 | 0.02 | 0.02 | 0.02 | 0.01 | 0.01 | 0.01 | True | True | Non Federally-Regulated | 01/27/2020 |  | 07/20/2020
Hangzhou Huoshi Lighting Co.,Ltd | Tesler | 22W48 | Light Emitting Diode | Omnidirectional Lamp | Edison Screw Base | Forward Phase Cut Controls | 83.7 | 3000 | 0.0005 | 93 | 60 | 91 | 0.91 | Elevated | 15000 | 0.916 | 1 |  | 0.1 | 16 | 16 | 0.04 | 0.04 | 0.04 | 0.04 | 0 | 0 | 0.02 | 0.02 | 0.02 | 0.02 | 0 | 0 | 0.02 | 0.02 | 0.02 | 0.01 | 0.01 | 0.01 | True | True | Non Federally-Regulated | 01/27/2020 |  | 07/20/2020
Hangzhou Huoshi Lighting Co.,Ltd | Tesler | 1V271 | Light Emitting Diode | Decorative Lamp | Edison Screw Base | Forward Phase Cut Controls | 83.7 | 3000 | 0.0005 | 93 | 60 | 91 | 0.91 | Elevated | 15000 | 0.916 | 1 |  | 0.1 | 16 | 16 | 0.04 | 0.04 | 0.04 | 0.04 | 0 | 0 | 0.02 | 0.02 | 0.02 | 0.02 | 0 | 0 | 0.02 | 0.02 | 0.02 | 0.01 | 0.01 | 0.01 | True | True | Non Federally-Regulated | 01/27/2020 |  | 07/20/2020
Hangzhou Huoshi Lighting Co.,Ltd | Tesler | 67T80 | Light Emitting Diode | Decorative Lamp | Edison Screw Base | Forward Phase Cut Controls | 83.7 | 3000 | 0.0005 | 93 | 60 | 91 | 0.91 | Elevated | 15000 | 0.916 | 1 |  | 0.1 | 16 | 16 | 0.04 | 0.04 | 0.04 | 0.04 | 0 | 0 | 0.02 | 0.02 | 0.02 | 0.02 | 0 | 0 | 0.02 | 0.02 | 0.02 | 0.01 | 0.01 | 0.01 | True | True | Non Federally-Regulated | 01/27/2020 |  | 07/20/2020
Hangzhou Huoshi Lighting Co.,Ltd | Tesler | 46E95 | Light Emitting Diode | Decorative Lamp | Edison Screw Base | Forward Phase Cut Controls | 83.7 | 3000 | 0.0005 | 93 | 60 | 91 | 0.91 | Elevated | 15000 | 0.916 | 1 |  | 0.1 | 16 | 16 | 0.04 | 0.04 | 0.04 | 0.04 | 0 | 0 | 0.02 | 0.02 | 0.02 | 0.02 | 0 | 0 | 0.02 | 0.02 | 0.02 | 0.01 | 0.01 | 0.01 | True | True | Non Federally-Regulated | 01/27/2020 |  | 07/20/2020
Hangzhou Huoshi Lighting Co.,Ltd | Tesler | 64N59 | Light Emitting Diode | Decorative Lamp | Edison Screw Base | Forward Phase Cut Controls | 83.7 | 3000 | 0.0005 | 93 | 60 | 91 | 0.91 | Elevated | 15000 | 0.916 | 1 |  | 0.1 | 16 | 16 | 0.04 | 0.04 | 0.04 | 0.04 | 0 | 0 | 0.02 | 0.02 | 0.02 | 0.02 | 0 | 0 | 0.02 | 0.02 | 0.02 | 0.01 | 0.01 | 0.01 | True | True | Non Federally-Regulated | 01/27/2020 |  | 07/20/2020
Hangzhou Huoshi Lighting Co.,Ltd | Tesler | DST840FILCL-27 | Light Emitting Diode | Omnidirectional Lamp | Edison Screw Base | Forward Phase Cut Controls | 83.7 | 2700 | 0.0005 | 93 | 60 | 73 | 0.91 | Elevated | 15000 | 0.916 | 1 |  | 0.1 | 16 | 16 | 0.04 | 0.04 | 0.04 | 0.04 | 0 | 0 | 0.02 | 0.02 | 0.02 | 0.02 | 0 | 0 | 0.02 | 0.02 | 0.02 | 0.01 | 0.01 | 0.01 | True | True | Non Federally-Regulated | 07/21/2020 |  | 07/22/2020
Hangzhou Huoshi Lighting Co.,Ltd | Tesler | DST840FILWH-27 | Light Emitting Diode | Omnidirectional Lamp | Edison Screw Base | Forward Phase Cut Controls | 83.7 | 2700 | 0.0005 | 93 | 60 | 73 | 0.91 | Elevated | 15000 | 0.916 | 1 |  | 0.1 | 16 | 16 | 0.04 | 0.04 | 0.04 | 0.04 | 0 | 0 | 0.02 | 0.02 | 0.02 | 0.02 | 0 | 0 | 0.02 | 0.02 | 0.02 | 0.01 | 0.01 | 0.01 | True | True | Non Federally-Regulated | 07/21/2020 |  | 07/22/2020
Hangzhou Huoshi Lighting Co.,Ltd | Tesler | DST840FILAM-27 | Light Emitting Diode | Omnidirectional Lamp | Edison Screw Base | Forward Phase Cut Controls | 83.7 | 2700 | 0.0005 | 93 | 60 | 73 | 0.91 | Elevated | 15000 | 0.916 | 1 |  | 0.1 | 16 | 16 | 0.04 | 0.04 | 0.04 | 0.04 | 0 | 0 | 0.02 | 0.02 | 0.02 | 0.02 | 0 | 0 | 0.02 | 0.02 | 0.02 | 0.01 | 0.01 | 0.01 | True | True | Non Federally-Regulated | 07/21/2020 |  | 07/22/2020
Hangzhou Huoshi Lighting Co.,Ltd | Tesler | DST840FILFR-27 | Light Emitting Diode | Omnidirectional Lamp | Edison Screw Base | Forward Phase Cut Controls | 83.7 | 2700 | 0.0005 | 93 | 60 | 73 | 0.91 | Elevated | 15000 | 0.916 | 1 |  | 0.1 | 16 | 16 | 0.04 | 0.04 | 0.04 | 0.04 | 0 | 0 | 0.02 | 0.02 | 0.02 | 0.02 | 0 | 0 | 0.02 | 0.02 | 0.02 | 0.01 | 0.01 | 0.01 | True | True | Non Federally-Regulated | 07/21/2020 |  | 07/22/2020
Hangzhou Huoshi Lighting Co.,Ltd | Tesler | DST840FILSM-27 | Light Emitting Diode | Omnidirectional Lamp | Edison Screw Base | Forward Phase Cut Controls | 83.7 | 2700 | 0.0005 | 93 | 60 | 73 | 0.91 | Elevated | 15000 | 0.916 | 1 |  | 0.1 | 16 | 16 | 0.04 | 0.04 | 0.04 | 0.04 | 0 | 0 | 0.02 | 0.02 | 0.02 | 0.02 | 0 | 0 | 0.02 | 0.02 | 0.02 | 0.01 | 0.01 | 0.01 | True | True | Non Federally-Regulated | 07/21/2020 |  | 07/22/2020
Hangzhou Huoshi Lighting Co.,Ltd | Tesler | DST840FILCL-23 | Light Emitting Diode | Omnidirectional Lamp | Edison Screw Base | Forward Phase Cut Controls | 84.7 | 2300 | 0.0005 | 93 | 60 | 73 | 0.91 | Elevated | 15000 | 0.916 | 1 |  | 0.1 | 16 | 16 | 0.04 | 0.04 | 0.04 | 0.04 | 0 | 0 | 0.02 | 0.02 | 0.02 | 0.02 | 0 | 0 | 0.02 | 0.02 | 0.02 | 0.01 | 0.01 | 0.01 | True | True | Non Federally-Regulated | 07/21/2020 |  | 07/22/2020
Hangzhou Huoshi Lighting Co.,Ltd | Tesler | DST840FILWH-23 | Light Emitting Diode | Omnidirectional Lamp | Edison Screw Base | Forward Phase Cut Controls | 85.7 | 2300 | 0.0005 | 93 | 60 | 73 | 0.91 | Elevated | 15000 | 0.916 | 1 |  | 0.1 | 16 | 16 | 0.04 | 0.04 | 0.04 | 0.04 | 0 | 0 | 0.02 | 0.02 | 0.02 | 0.02 | 0 | 0 | 0.02 | 0.02 | 0.02 | 0.01 | 0.01 | 0.01 | True | True | Non Federally-Regulated | 07/21/2020 |  | 07/22/2020
Hangzhou Huoshi Lighting Co.,Ltd | Tesler | DST840FILAM-23 | Light Emitting Diode | Omnidirectional Lamp | Edison Screw Base | Forward Phase Cut Controls | 86.7 | 2300 | 0.0005 | 93 | 60 | 73 | 0.91 | Elevated | 15000 | 0.916 | 1 |  | 0.1 | 16 | 16 | 0.04 | 0.04 | 0.04 | 0.04 | 0 | 0 | 0.02 | 0.02 | 0.02 | 0.02 | 0 | 0 | 0.02 | 0.02 | 0.02 | 0.01 | 0.01 | 0.01 | True | True | Non Federally-Regulated | 07/21/2020 |  | 07/22/2020
Hangzhou Huoshi Lighting Co.,Ltd | Tesler | DST840FILFR-23 | Light Emitting Diode | Omnidirectional Lamp | Edison Screw Base | Forward Phase Cut Controls | 87.7 | 2300 | 0.0005 | 93 | 60 | 73 | 0.91 | Elevated | 15000 | 0.916 | 1 |  | 0.1 | 16 | 16 | 0.04 | 0.04 | 0.04 | 0.04 | 0 | 0 | 0.02 | 0.02 | 0.02 | 0.02 | 0 | 0 | 0.02 | 0.02 | 0.02 | 0.01 | 0.01 | 0.01 | True | True | Non Federally-Regulated | 07/21/2020 |  | 07/22/2020
Hangzhou Huoshi Lighting Co.,Ltd | Tesler | DST840FILSM-23 | Light Emitting Diode | Omnidirectional Lamp | Edison Screw Base | Forward Phase Cut Controls | 88.7 | 2300 | 0.0005 | 93 | 60 | 73 | 0.91 | Elevated | 15000 | 0.916 | 1 |  | 0.1 | 16 | 16 | 0.04 | 0.04 | 0.04 | 0.04 | 0 | 0 | 0.02 | 0.02 | 0.02 | 0.02 | 0 | 0 | 0.02 | 0.02 | 0.02 | 0.01 | 0.01 | 0.01 | True | True | Non Federally-Regulated | 07/21/2020 |  | 07/22/2020
Hangzhou Huoshi Lighting Co.,Ltd | Tesler | DST840FILCL-25 | Light Emitting Diode | Omnidirectional Lamp | Edison Screw Base | Forward Phase Cut Controls | 89.7 | 2500 | 0.0005 | 93 | 60 | 73 | 0.91 | Elevated | 15000 | 0.916 | 1 |  | 0.1 | 16 | 16 | 0.04 | 0.04 | 0.04 | 0.04 | 0 | 0 | 0.02 | 0.02 | 0.02 | 0.02 | 0 | 0 | 0.02 | 0.02 | 0.02 | 0.01 | 0.01 | 0.01 | True | True | Non Federally-Regulated | 07/21/2020 |  | 07/22/2020
Hangzhou Huoshi Lighting Co.,Ltd | Tesler | DST840FILWH-25 | Light Emitting Diode | Omnidirectional Lamp | Edison Screw Base | Forward Phase Cut Controls | 90.7 | 2500 | 0.0005 | 93 | 60 | 73 | 0.91 | Elevated | 15000 | 0.916 | 1 |  | 0.1 | 16 | 16 | 0.04 | 0.04 | 0.04 | 0.04 | 0 | 0 | 0.02 | 0.02 | 0.02 | 0.02 | 0 | 0 | 0.02 | 0.02 | 0.02 | 0.01 | 0.01 | 0.01 | True | True | Non Federally-Regulated | 07/21/2020 |  | 07/22/2020
Hangzhou Huoshi Lighting Co.,Ltd | Tesler | DST840FILAM-25 | Light Emitting Diode | Omnidirectional Lamp | Edison Screw Base | Forward Phase Cut Controls | 91.7 | 2500 | 0.0005 | 93 | 60 | 73 | 0.91 | Elevated | 15000 | 0.916 | 1 |  | 0.1 | 16 | 16 | 0.04 | 0.04 | 0.04 | 0.04 | 0 | 0 | 0.02 | 0.02 | 0.02 | 0.02 | 0 | 0 | 0.02 | 0.02 | 0.02 | 0.01 | 0.01 | 0.01 | True | True | Non Federally-Regulated | 07/21/2020 |  | 07/22/2020
Hangzhou Huoshi Lighting Co.,Ltd | Tesler | DST840FILFR-25 | Light Emitting Diode | Omnidirectional Lamp | Edison Screw Base | Forward Phase Cut Controls | 92.7 | 2500 | 0.0005 | 93 | 60 | 73 | 0.91 | Elevated | 15000 | 0.916 | 1 |  | 0.1 | 16 | 16 | 0.04 | 0.04 | 0.04 | 0.04 | 0 | 0 | 0.02 | 0.02 | 0.02 | 0.02 | 0 | 0 | 0.02 | 0.02 | 0.02 | 0.01 | 0.01 | 0.01 | True | True | Non Federally-Regulated | 07/21/2020 |  | 07/22/2020
Hangzhou Huoshi Lighting Co.,Ltd | Tesler | DST840FILSM-25 | Light Emitting Diode | Omnidirectional Lamp | Edison Screw Base | Forward Phase Cut Controls | 93.7 | 2500 | 0.0005 | 93 | 60 | 73 | 0.91 | Elevated | 15000 | 0.916 | 1 |  | 0.1 | 16 | 16 | 0.04 | 0.04 | 0.04 | 0.04 | 0 | 0 | 0.02 | 0.02 | 0.02 | 0.02 | 0 | 0 | 0.02 | 0.02 | 0.02 | 0.01 | 0.01 | 0.01 | True | True | Non Federally-Regulated | 07/21/2020 |  | 07/22/2020
Hangzhou Huoshi Lighting Co.,Ltd | Tesler | DST840FILCL-30 | Light Emitting Diode | Omnidirectional Lamp | Edison Screw Base | Forward Phase Cut Controls | 94.7 | 3000 | 0.0005 | 93 | 60 | 73 | 0.91 | Elevated | 15000 | 0.916 | 1 |  | 0.1 | 16 | 16 | 0.04 | 0.04 | 0.04 | 0.04 | 0 | 0 | 0.02 | 0.02 | 0.02 | 0.02 | 0 | 0 | 0.02 | 0.02 | 0.02 | 0.01 | 0.01 | 0.01 | True | True | Non Federally-Regulated | 07/21/2020 |  | 07/22/2020
Hangzhou Huoshi Lighting Co.,Ltd | Tesler | DST840FILWH-30 | Light Emitting Diode | Omnidirectional Lamp | Edison Screw Base | Forward Phase Cut Controls | 95.7 | 3000 | 0.0005 | 93 | 60 | 73 | 0.91 | Elevated | 15000 | 0.916 | 1 |  | 0.1 | 16 | 16 | 0.04 | 0.04 | 0.04 | 0.04 | 0 | 0 | 0.02 | 0.02 | 0.02 | 0.02 | 0 | 0 | 0.02 | 0.02 | 0.02 | 0.01 | 0.01 | 0.01 | True | True | Non Federally-Regulated | 07/21/2020 |  | 07/22/2020
Hangzhou Huoshi Lighting Co.,Ltd | Tesler | DST840FILAM-30 | Light Emitting Diode | Omnidirectional Lamp | Edison Screw Base | Forward Phase Cut Controls | 96.7 | 3000 | 0.0005 | 93 | 60 | 73 | 0.91 | Elevated | 15000 | 0.916 | 1 |  | 0.1 | 16 | 16 | 0.04 | 0.04 | 0.04 | 0.04 | 0 | 0 | 0.02 | 0.02 | 0.02 | 0.02 | 0 | 0 | 0.02 | 0.02 | 0.02 | 0.01 | 0.01 | 0.01 | True | True | Non Federally-Regulated | 07/21/2020 |  | 07/22/2020
Hangzhou Huoshi Lighting Co.,Ltd | Tesler | DST840FILFR-30 | Light Emitting Diode | Omnidirectional Lamp | Edison Screw Base | Forward Phase Cut Controls | 97.7 | 3000 | 0.0005 | 93 | 60 | 73 | 0.91 | Elevated | 15000 | 0.916 | 1 |  | 0.1 | 16 | 16 | 0.04 | 0.04 | 0.04 | 0.04 | 0 | 0 | 0.02 | 0.02 | 0.02 | 0.02 | 0 | 0 | 0.02 | 0.02 | 0.02 | 0.01 | 0.01 | 0.01 | True | True | Non Federally-Regulated | 07/21/2020 |  | 07/22/2020
Hangzhou Huoshi Lighting Co.,Ltd | Tesler | DST840FILSM-30 | Light Emitting Diode | Omnidirectional Lamp | Edison Screw Base | Forward Phase Cut Controls | 98.7 | 3000 | 0.0005 | 93 | 60 | 73 | 0.91 | Elevated | 15000 | 0.916 | 1 |  | 0.1 | 16 | 16 | 0.04 | 0.04 | 0.04 | 0.04 | 0 | 0 | 0.02 | 0.02 | 0.02 | 0.02 | 0 | 0 | 0.02 | 0.02 | 0.02 | 0.01 | 0.01 | 0.01 | True | True | Non Federally-Regulated | 07/21/2020 |  | 07/22/2020
Hangzhou Huoshi Lighting Co.,Ltd | Tesler | DST840FILCL-40 | Light Emitting Diode | Omnidirectional Lamp | Edison Screw Base | Forward Phase Cut Controls | 99.7 | 4000 | 0.0005 | 93 | 60 | 73 | 0.91 | Elevated | 15000 | 0.916 | 1 |  | 0.1 | 16 | 16 | 0.04 | 0.04 | 0.04 | 0.04 | 0 | 0 | 0.02 | 0.02 | 0.02 | 0.02 | 0 | 0 | 0.02 | 0.02 | 0.02 | 0.01 | 0.01 | 0.01 | True | True | Non Federally-Regulated | 07/21/2020 |  | 07/22/2020
Hangzhou Huoshi Lighting Co.,Ltd | Tesler | DST840FILWH-40 | Light Emitting Diode | Omnidirectional Lamp | Edison Screw Base | Forward Phase Cut Controls | 100.7 | 4000 | 0.0005 | 93 | 60 | 73 | 0.91 | Elevated | 15000 | 0.916 | 1 |  | 0.1 | 16 | 16 | 0.04 | 0.04 | 0.04 | 0.04 | 0 | 0 | 0.02 | 0.02 | 0.02 | 0.02 | 0 | 0 | 0.02 | 0.02 | 0.02 | 0.01 | 0.01 | 0.01 | True | True | Non Federally-Regulated | 07/21/2020 |  | 07/22/2020
Hangzhou Huoshi Lighting Co.,Ltd | Tesler | DST840FILAM-40 | Light Emitting Diode | Omnidirectional Lamp | Edison Screw Base | Forward Phase Cut Controls | 101.7 | 4000 | 0.0005 | 93 | 60 | 73 | 0.91 | Elevated | 15000 | 0.916 | 1 |  | 0.1 | 16 | 16 | 0.04 | 0.04 | 0.04 | 0.04 | 0 | 0 | 0.02 | 0.02 | 0.02 | 0.02 | 0 | 0 | 0.02 | 0.02 | 0.02 | 0.01 | 0.01 | 0.01 | True | True | Non Federally-Regulated | 07/21/2020 |  | 07/22/2020
Hangzhou Huoshi Lighting Co.,Ltd | Tesler | DST840FILFR-40 | Light Emitting Diode | Omnidirectional Lamp | Edison Screw Base | Forward Phase Cut Controls | 102.7 | 4000 | 0.0005 | 93 | 60 | 73 | 0.91 | Elevated | 15000 | 0.916 | 1 |  | 0.1 | 16 | 16 | 0.04 | 0.04 | 0.04 | 0.04 | 0 | 0 | 0.02 | 0.02 | 0.02 | 0.02 | 0 | 0 | 0.02 | 0.02 | 0.02 | 0.01 | 0.01 | 0.01 | True | True | Non Federally-Regulated | 07/21/2020 |  | 07/22/2020
Hangzhou Huoshi Lighting Co.,Ltd | Tesler | DST840FILSM-40 | Light Emitting Diode | Omnidirectional Lamp | Edison Screw Base | Forward Phase Cut Controls | 103.7 | 4000 | 0.0005 | 93 | 60 | 73 | 0.91 | Elevated | 15000 | 0.916 | 1 |  | 0.1 | 16 | 16 | 0.04 | 0.04 | 0.04 | 0.04 | 0 | 0 | 0.02 | 0.02 | 0.02 | 0.02 | 0 | 0 | 0.02 | 0.02 | 0.02 | 0.01 | 0.01 | 0.01 | True | True | Non Federally-Regulated | 07/21/2020 |  | 07/22/2020
Hangzhou Huoshi Lighting Co.,Ltd | FLSNT | DSB1160FILWH-23 | Light Emitting Diode | Decorative Lamp | Edison Screw Base | Forward Phase Cut Controls | 99.6 | 2327 | 0.0012 | 93 | 58 | 85 | 0.91 | Elevated | 15000 | 0.917 | 1 |  | 0.1 | 16 | 16 | 0.26 | 0.24 | 0.17 | 0.11 | 0 | 0 | 0.03 | 0.02 | 0.02 | 0.02 | 0 | 0 | 0.02 | 0.02 | 0.02 | 0.02 | 0.01 | 0.01 | True | True | Non Federally-Regulated | 01/27/2020 |  | 07/22/2020
Hangzhou Huoshi Lighting Co.,Ltd | FLSNT | DSB1160FILCL-27 | Light Emitting Diode | Decorative Lamp | Edison Screw Base | Forward Phase Cut Controls | 99.6 | 2700 | 0.0012 | 93 | 58 | 85 | 0.91 | Elevated | 15000 | 0.917 | 1 |  | 0.1 | 16 | 16 | 0.26 | 0.24 | 0.17 | 0.11 | 0 | 0 | 0.03 | 0.02 | 0.02 | 0.02 | 0 | 0 | 0.02 | 0.02 | 0.02 | 0.02 | 0.01 | 0.01 | True | True | Non Federally-Regulated | 01/27/2020 |  | 07/22/2020
Hangzhou Huoshi Lighting Co.,Ltd | FLSNT | DSB1160FILWH-27 | Light Emitting Diode | Decorative Lamp | Edison Screw Base | Forward Phase Cut Controls | 99.6 | 2700 | 0.0012 | 93 | 58 | 85 | 0.91 | Elevated | 15000 | 0.917 | 1 |  | 0.1 | 16 | 16 | 0.26 | 0.24 | 0.17 | 0.11 | 0 | 0 | 0.03 | 0.02 | 0.02 | 0.02 | 0 | 0 | 0.02 | 0.02 | 0.02 | 0.02 | 0.01 | 0.01 | True | True | Non Federally-Regulated | 01/27/2020 |  | 07/22/2020
Hangzhou Huoshi Lighting Co.,Ltd | FLSNT | DSB1160FILAM-27 | Light Emitting Diode | Decorative Lamp | Edison Screw Base | Forward Phase Cut Controls | 99.6 | 2700 | 0.0012 | 93 | 58 | 85 | 0.91 | Elevated | 15000 | 0.917 | 1 |  | 0.1 | 16 | 16 | 0.26 | 0.24 | 0.17 | 0.11 | 0 | 0 | 0.03 | 0.02 | 0.02 | 0.02 | 0 | 0 | 0.02 | 0.02 | 0.02 | 0.02 | 0.01 | 0.01 | True | True | Non Federally-Regulated | 01/27/2020 |  | 07/22/2020
Hangzhou Huoshi Lighting Co.,Ltd | FLSNT | DSB1160FILFR-27 | Light Emitting Diode | Decorative Lamp | Edison Screw Base | Forward Phase Cut Controls | 99.6 | 2700 | 0.0012 | 93 | 58 | 85 | 0.91 | Elevated | 15000 | 0.917 | 1 |  | 0.1 | 16 | 16 | 0.26 | 0.24 | 0.17 | 0.11 | 0 | 0 | 0.03 | 0.02 | 0.02 | 0.02 | 0 | 0 | 0.02 | 0.02 | 0.02 | 0.02 | 0.01 | 0.01 | True | True | Non Federally-Regulated | 01/27/2020 |  | 07/22/2020
Hangzhou Huoshi Lighting Co.,Ltd | FLSNT | DSB1160FILSM-27 | Light Emitting Diode | Decorative Lamp | Edison Screw Base | Forward Phase Cut Controls | 99.6 | 2700 | 0.0012 | 93 | 58 | 85 | 0.91 | Elevated | 15000 | 0.917 | 1 |  | 0.1 | 16 | 16 | 0.26 | 0.24 | 0.17 | 0.11 | 0 | 0 | 0.03 | 0.02 | 0.02 | 0.02 | 0 | 0 | 0.02 | 0.02 | 0.02 | 0.02 | 0.01 | 0.01 | True | True | Non Federally-Regulated | 01/27/2020 |  | 07/22/2020
Hangzhou Huoshi Lighting Co.,Ltd | FLSNT | DSB1160FILCL26-27 | Light Emitting Diode | Decorative Lamp | Edison Screw Base | Forward Phase Cut Controls | 99.6 | 2700 | 0.0012 | 93 | 58 | 85 | 0.91 | Elevated | 15000 | 0.917 | 1 |  | 0.1 | 16 | 16 | 0.26 | 0.24 | 0.17 | 0.11 | 0 | 0 | 0.03 | 0.02 | 0.02 | 0.02 | 0 | 0 | 0.02 | 0.02 | 0.02 | 0.02 | 0.01 | 0.01 | True | True | Non Federally-Regulated | 01/27/2020 |  | 07/22/2020
Hangzhou Huoshi Lighting Co.,Ltd | FLSNT | DSB1160FILWH26-27 | Light Emitting Diode | Decorative Lamp | Edison Screw Base | Forward Phase Cut Controls | 99.6 | 2700 | 0.0012 | 93 | 58 | 85 | 0.91 | Elevated | 15000 | 0.917 | 1 |  | 0.1 | 16 | 16 | 0.26 | 0.24 | 0.17 | 0.11 | 0 | 0 | 0.03 | 0.02 | 0.02 | 0.02 | 0 | 0 | 0.02 | 0.02 | 0.02 | 0.02 | 0.01 | 0.01 | True | True | Non Federally-Regulated | 01/27/2020 |  | 07/22/2020
Hangzhou Huoshi Lighting Co.,Ltd | FLSNT | DSB1160FILAM26-27 | Light Emitting Diode | Decorative Lamp | Edison Screw Base | Forward Phase Cut Controls | 99.6 | 2700 | 0.0012 | 93 | 58 | 85 | 0.91 | Elevated | 15000 | 0.917 | 1 |  | 0.1 | 16 | 16 | 0.26 | 0.24 | 0.17 | 0.11 | 0 | 0 | 0.03 | 0.02 | 0.02 | 0.02 | 0 | 0 | 0.02 | 0.02 | 0.02 | 0.02 | 0.01 | 0.01 | True | True | Non Federally-Regulated | 01/27/2020 |  | 07/22/2020
Hangzhou Huoshi Lighting Co.,Ltd | FLSNT | DSB1160FILFR26-27 | Light Emitting Diode | Decorative Lamp | Edison Screw Base | Forward Phase Cut Controls | 99.6 | 2700 | 0.0012 | 93 | 58 | 85 | 0.91 | Elevated | 15000 | 0.917 | 1 |  | 0.1 | 16 | 16 | 0.26 | 0.24 | 0.17 | 0.11 | 0 | 0 | 0.03 | 0.02 | 0.02 | 0.02 | 0 | 0 | 0.02 | 0.02 | 0.02 | 0.02 | 0.01 | 0.01 | True | True | Non Federally-Regulated | 01/27/2020 |  | 07/22/2020
Hangzhou Huoshi Lighting Co.,Ltd | FLSNT | DSB1160FILSM26-27 | Light Emitting Diode | Decorative Lamp | Edison Screw Base | Forward Phase Cut Controls | 99.6 | 2700 | 0.0012 | 93 | 58 | 85 | 0.91 | Elevated | 15000 | 0.917 | 1 |  | 0.1 | 16 | 16 | 0.26 | 0.24 | 0.17 | 0.11 | 0 | 0 | 0.03 | 0.02 | 0.02 | 0.02 | 0 | 0 | 0.02 | 0.02 | 0.02 | 0.02 | 0.01 | 0.01 | True | True | Non Federally-Regulated | 01/27/2020 |  | 07/22/2020
Hangzhou Huoshi Lighting Co.,Ltd | FLSNT | DSB11F60FILCL-27 | Light Emitting Diode | Decorative Lamp | Edison Screw Base | Forward Phase Cut Controls | 99.6 | 2700 | 0.0012 | 93 | 58 | 85 | 0.91 | Elevated | 15000 | 0.917 | 1 |  | 0.1 | 16 | 16 | 0.26 | 0.24 | 0.17 | 0.11 | 0 | 0 | 0.03 | 0.02 | 0.02 | 0.02 | 0 | 0 | 0.02 | 0.02 | 0.02 | 0.02 | 0.01 | 0.01 | True | True | Non Federally-Regulated | 01/27/2020 |  | 07/22/2020
Hangzhou Huoshi Lighting Co.,Ltd | FLSNT | DSB11F60FILWH-27 | Light Emitting Diode | Decorative Lamp | Edison Screw Base | Forward Phase Cut Controls | 99.6 | 2700 | 0.0012 | 93 | 58 | 85 | 0.91 | Elevated | 15000 | 0.917 | 1 |  | 0.1 | 16 | 16 | 0.26 | 0.24 | 0.17 | 0.11 | 0 | 0 | 0.03 | 0.02 | 0.02 | 0.02 | 0 | 0 | 0.02 | 0.02 | 0.02 | 0.02 | 0.01 | 0.01 | True | True | Non Federally-Regulated | 01/27/2020 |  | 07/22/2020
Hangzhou Huoshi Lighting Co.,Ltd | FLSNT | DSB11F60FILAM-27 | Light Emitting Diode | Decorative Lamp | Edison Screw Base | Forward Phase Cut Controls | 99.6 | 2700 | 0.0012 | 93 | 58 | 85 | 0.91 | Elevated | 15000 | 0.917 | 1 |  | 0.1 | 16 | 16 | 0.26 | 0.24 | 0.17 | 0.11 | 0 | 0 | 0.03 | 0.02 | 0.02 | 0.02 | 0 | 0 | 0.02 | 0.02 | 0.02 | 0.02 | 0.01 | 0.01 | True | True | Non Federally-Regulated | 01/27/2020 |  | 07/22/2020
Hangzhou Huoshi Lighting Co.,Ltd | FLSNT | DSB11F60FILFR-27 | Light Emitting Diode | Decorative Lamp | Edison Screw Base | Forward Phase Cut Controls | 99.6 | 2700 | 0.0012 | 93 | 58 | 85 | 0.91 | Elevated | 15000 | 0.917 | 1 |  | 0.1 | 16 | 16 | 0.26 | 0.24 | 0.17 | 0.11 | 0 | 0 | 0.03 | 0.02 | 0.02 | 0.02 | 0 | 0 | 0.02 | 0.02 | 0.02 | 0.02 | 0.01 | 0.01 | True | True | Non Federally-Regulated | 01/27/2020 |  | 07/22/2020
Hangzhou Huoshi Lighting Co.,Ltd | FLSNT | DSB11F60FILSM-27 | Light Emitting Diode | Decorative Lamp | Edison Screw Base | Forward Phase Cut Controls | 99.6 | 2700 | 0.0012 | 93 | 58 | 85 | 0.91 | Elevated | 15000 | 0.917 | 1 |  | 0.1 | 16 | 16 | 0.26 | 0.24 | 0.17 | 0.11 | 0 | 0 | 0.03 | 0.02 | 0.02 | 0.02 | 0 | 0 | 0.02 | 0.02 | 0.02 | 0.02 | 0.01 | 0.01 | True | True | Non Federally-Regulated | 01/27/2020 |  | 07/22/2020
Hangzhou Huoshi Lighting Co.,Ltd | FLSNT | DSB11F60FILCL26-27 | Light Emitting Diode | Decorative Lamp | Edison Screw Base | Forward Phase Cut Controls | 99.6 | 2700 | 0.0012 | 93 | 58 | 85 | 0.91 | Elevated | 15000 | 0.917 | 1 |  | 0.1 | 16 | 16 | 0.26 | 0.24 | 0.17 | 0.11 | 0 | 0 | 0.03 | 0.02 | 0.02 | 0.02 | 0 | 0 | 0.02 | 0.02 | 0.02 | 0.02 | 0.01 | 0.01 | True | True | Non Federally-Regulated | 01/27/2020 |  | 07/22/2020
Hangzhou Huoshi Lighting Co.,Ltd | FLSNT | DSB11F60FILWH26-27 | Light Emitting Diode | Decorative Lamp | Edison Screw Base | Forward Phase Cut Controls | 99.6 | 2700 | 0.0012 | 93 | 58 | 85 | 0.91 | Elevated | 15000 | 0.917 | 1 |  | 0.1 | 16 | 16 | 0.26 | 0.24 | 0.17 | 0.11 | 0 | 0 | 0.03 | 0.02 | 0.02 | 0.02 | 0 | 0 | 0.02 | 0.02 | 0.02 | 0.02 | 0.01 | 0.01 | True | True | Non Federally-Regulated | 01/27/2020 |  | 07/22/2020
Hangzhou Huoshi Lighting Co.,Ltd | FLSNT | DSB11F60FILAM26-27 | Light Emitting Diode | Decorative Lamp | Edison Screw Base | Forward Phase Cut Controls | 99.6 | 2700 | 0.0012 | 93 | 58 | 85 | 0.91 | Elevated | 15000 | 0.917 | 1 |  | 0.1 | 16 | 16 | 0.26 | 0.24 | 0.17 | 0.11 | 0 | 0 | 0.03 | 0.02 | 0.02 | 0.02 | 0 | 0 | 0.02 | 0.02 | 0.02 | 0.02 | 0.01 | 0.01 | True | True | Non Federally-Regulated | 01/27/2020 |  | 07/22/2020
Hangzhou Huoshi Lighting Co.,Ltd | FLSNT | DSB11F60FILFR26-27 | Light Emitting Diode | Decorative Lamp | Edison Screw Base | Forward Phase Cut Controls | 99.6 | 2700 | 0.0012 | 93 | 58 | 85 | 0.91 | Elevated | 15000 | 0.917 | 1 |  | 0.1 | 16 | 16 | 0.26 | 0.24 | 0.17 | 0.11 | 0 | 0 | 0.03 | 0.02 | 0.02 | 0.02 | 0 | 0 | 0.02 | 0.02 | 0.02 | 0.02 | 0.01 | 0.01 | True | True | Non Federally-Regulated | 01/27/2020 |  | 07/22/2020
Hangzhou Huoshi Lighting Co.,Ltd | FLSNT | DSB11F60FILSM26-27 | Light Emitting Diode | Decorative Lamp | Edison Screw Base | Forward Phase Cut Controls | 99.6 | 2700 | 0.0012 | 93 | 58 | 85 | 0.91 | Elevated | 15000 | 0.917 | 1 |  | 0.1 | 16 | 16 | 0.26 | 0.24 | 0.17 | 0.11 | 0 | 0 | 0.03 | 0.02 | 0.02 | 0.02 | 0 | 0 | 0.02 | 0.02 | 0.02 | 0.02 | 0.01 | 0.01 | True | True | Non Federally-Regulated | 01/27/2020 |  | 07/22/2020
Hangzhou Huoshi Lighting Co.,Ltd | FLSNT | DSG1660FILCL-27 | Light Emitting Diode | Decorative Lamp | Edison Screw Base | Forward Phase Cut Controls | 99.6 | 2700 | 0.0012 | 93 | 58 | 85 | 0.91 | Elevated | 15000 | 0.917 | 1 |  | 0.1 | 16 | 16 | 0.26 | 0.24 | 0.17 | 0.11 | 0 | 0 | 0.03 | 0.02 | 0.02 | 0.02 | 0 | 0 | 0.02 | 0.02 | 0.02 | 0.02 | 0.01 | 0.01 | True | True | Non Federally-Regulated | 01/27/2020 |  | 07/22/2020
Hangzhou Huoshi Lighting Co.,Ltd | FLSNT | DSG1660FILWH-27 | Light Emitting Diode | Decorative Lamp | Edison Screw Base | Forward Phase Cut Controls | 99.6 | 2700 | 0.0012 | 93 | 58 | 85 | 0.91 | Elevated | 15000 | 0.917 | 1 |  | 0.1 | 16 | 16 | 0.26 | 0.24 | 0.17 | 0.11 | 0 | 0 | 0.03 | 0.02 | 0.02 | 0.02 | 0 | 0 | 0.02 | 0.02 | 0.02 | 0.02 | 0.01 | 0.01 | True | True | Non Federally-Regulated | 01/27/2020 |  | 07/22/2020
Hangzhou Huoshi Lighting Co.,Ltd | FLSNT | DSG1660FILAM-27 | Light Emitting Diode | Decorative Lamp | Edison Screw Base | Forward Phase Cut Controls | 99.6 | 2700 | 0.0012 | 93 | 58 | 85 | 0.91 | Elevated | 15000 | 0.917 | 1 |  | 0.1 | 16 | 16 | 0.26 | 0.24 | 0.17 | 0.11 | 0 | 0 | 0.03 | 0.02 | 0.02 | 0.02 | 0 | 0 | 0.02 | 0.02 | 0.02 | 0.02 | 0.01 | 0.01 | True | True | Non Federally-Regulated | 01/27/2020 |  | 07/22/2020
Hangzhou Huoshi Lighting Co.,Ltd | FLSNT | DSG1660FILFR-27 | Light Emitting Diode | Decorative Lamp | Edison Screw Base | Forward Phase Cut Controls | 99.6 | 2700 | 0.0012 | 93 | 58 | 85 | 0.91 | Elevated | 15000 | 0.917 | 1 |  | 0.1 | 16 | 16 | 0.26 | 0.24 | 0.17 | 0.11 | 0 | 0 | 0.03 | 0.02 | 0.02 | 0.02 | 0 | 0 | 0.02 | 0.02 | 0.02 | 0.02 | 0.01 | 0.01 | True | True | Non Federally-Regulated | 01/27/2020 |  | 07/22/2020
Hangzhou Huoshi Lighting Co.,Ltd | FLSNT | DSG1660FILSM-27 | Light Emitting Diode | Decorative Lamp | Edison Screw Base | Forward Phase Cut Controls | 99.6 | 2700 | 0.0012 | 93 | 58 | 85 | 0.91 | Elevated | 15000 | 0.917 | 1 |  | 0.1 | 16 | 16 | 0.26 | 0.24 | 0.17 | 0.11 | 0 | 0 | 0.03 | 0.02 | 0.02 | 0.02 | 0 | 0 | 0.02 | 0.02 | 0.02 | 0.02 | 0.01 | 0.01 | True | True | Non Federally-Regulated | 01/27/2020 |  | 07/22/2020
Hangzhou Huoshi Lighting Co.,Ltd | FLSNT | DSG1660FILCL12-27 | Light Emitting Diode | Decorative Lamp | Edison Screw Base | Forward Phase Cut Controls | 99.6 | 2700 | 0.0012 | 93 | 58 | 85 | 0.91 | Elevated | 15000 | 0.917 | 1 |  | 0.1 | 16 | 16 | 0.26 | 0.24 | 0.17 | 0.11 | 0 | 0 | 0.03 | 0.02 | 0.02 | 0.02 | 0 | 0 | 0.02 | 0.02 | 0.02 | 0.02 | 0.01 | 0.01 | True | True | Non Federally-Regulated | 01/27/2020 |  | 07/22/2020
Hangzhou Huoshi Lighting Co.,Ltd | FLSNT | DSG1660FILWH12-27 | Light Emitting Diode | Decorative Lamp | Edison Screw Base | Forward Phase Cut Controls | 99.6 | 2700 | 0.0012 | 93 | 58 | 85 | 0.91 | Elevated | 15000 | 0.917 | 1 |  | 0.1 | 16 | 16 | 0.26 | 0.24 | 0.17 | 0.11 | 0 | 0 | 0.03 | 0.02 | 0.02 | 0.02 | 0 | 0 | 0.02 | 0.02 | 0.02 | 0.02 | 0.01 | 0.01 | True | True | Non Federally-Regulated | 01/27/2020 |  | 07/22/2020
Hangzhou Huoshi Lighting Co.,Ltd | FLSNT | DSG1660FILAM12-27 | Light Emitting Diode | Decorative Lamp | Edison Screw Base | Forward Phase Cut Controls | 99.6 | 2700 | 0.0012 | 93 | 58 | 85 | 0.91 | Elevated | 15000 | 0.917 | 1 |  | 0.1 | 16 | 16 | 0.26 | 0.24 | 0.17 | 0.11 | 0 | 0 | 0.03 | 0.02 | 0.02 | 0.02 | 0 | 0 | 0.02 | 0.02 | 0.02 | 0.02 | 0.01 | 0.01 | True | True | Non Federally-Regulated | 01/27/2020 |  | 07/22/2020
Hangzhou Huoshi Lighting Co.,Ltd | FLSNT | DSG1660FILFR12-27 | Light Emitting Diode | Decorative Lamp | Edison Screw Base | Forward Phase Cut Controls | 99.6 | 2700 | 0.0012 | 93 | 58 | 85 | 0.91 | Elevated | 15000 | 0.917 | 1 |  | 0.1 | 16 | 16 | 0.26 | 0.24 | 0.17 | 0.11 | 0 | 0 | 0.03 | 0.02 | 0.02 | 0.02 | 0 | 0 | 0.02 | 0.02 | 0.02 | 0.02 | 0.01 | 0.01 | True | True | Non Federally-Regulated | 01/27/2020 |  | 07/22/2020
Hangzhou Huoshi Lighting Co.,Ltd | FLSNT | DSG1660FILSM12-27 | Light Emitting Diode | Decorative Lamp | Edison Screw Base | Forward Phase Cut Controls | 99.6 | 2700 | 0.0012 | 93 | 58 | 85 | 0.91 | Elevated | 15000 | 0.917 | 1 |  | 0.1 | 16 | 16 | 0.26 | 0.24 | 0.17 | 0.11 | 0 | 0 | 0.03 | 0.02 | 0.02 | 0.02 | 0 | 0 | 0.02 | 0.02 | 0.02 | 0.02 | 0.01 | 0.01 | True | True | Non Federally-Regulated | 01/27/2020 |  | 07/22/2020
Hangzhou Huoshi Lighting Co.,Ltd | FLSNT | DSB1160FILCL-23 | Light Emitting Diode | Decorative Lamp | Edison Screw Base | Forward Phase Cut Controls | 99.6 | 2300 | 0.0012 | 93 | 58 | 85 | 0.91 | Elevated | 15000 | 0.917 | 1 |  | 0.1 | 16 | 16 | 0.26 | 0.24 | 0.17 | 0.11 | 0 | 0 | 0.03 | 0.02 | 0.02 | 0.02 | 0 | 0 | 0.02 | 0.02 | 0.02 | 0.02 | 0.01 | 0.01 | True | True | Non Federally-Regulated | 01/27/2020 |  | 07/22/2020
Hangzhou Huoshi Lighting Co.,Ltd | FLSNT | DSB1160FILAM-23 | Light Emitting Diode | Decorative Lamp | Edison Screw Base | Forward Phase Cut Controls | 99.6 | 2300 | 0.0012 | 93 | 58 | 85 | 0.91 | Elevated | 15000 | 0.917 | 1 |  | 0.1 | 16 | 16 | 0.26 | 0.24 | 0.17 | 0.11 | 0 | 0 | 0.03 | 0.02 | 0.02 | 0.02 | 0 | 0 | 0.02 | 0.02 | 0.02 | 0.02 | 0.01 | 0.01 | True | True | Non Federally-Regulated | 01/27/2020 |  | 07/22/2020
Hangzhou Huoshi Lighting Co.,Ltd | FLSNT | DSB1160FILFR-23 | Light Emitting Diode | Decorative Lamp | Edison Screw Base | Forward Phase Cut Controls | 99.6 | 2300 | 0.0012 | 93 | 58 | 85 | 0.91 | Elevated | 15000 | 0.917 | 1 |  | 0.1 | 16 | 16 | 0.26 | 0.24 | 0.17 | 0.11 | 0 | 0 | 0.03 | 0.02 | 0.02 | 0.02 | 0 | 0 | 0.02 | 0.02 | 0.02 | 0.02 | 0.01 | 0.01 | True | True | Non Federally-Regulated | 01/27/2020 |  | 07/22/2020
Hangzhou Huoshi Lighting Co.,Ltd | FLSNT | DSB1160FILSM-23 | Light Emitting Diode | Decorative Lamp | Edison Screw Base | Forward Phase Cut Controls | 99.6 | 2300 | 0.0012 | 93 | 58 | 85 | 0.91 | Elevated | 15000 | 0.917 | 1 |  | 0.1 | 16 | 16 | 0.26 | 0.24 | 0.17 | 0.11 | 0 | 0 | 0.03 | 0.02 | 0.02 | 0.02 | 0 | 0 | 0.02 | 0.02 | 0.02 | 0.02 | 0.01 | 0.01 | True | True | Non Federally-Regulated | 01/27/2020 |  | 07/22/2020
Hangzhou Huoshi Lighting Co.,Ltd | FLSNT | DSB1160FILCL26-23 | Light Emitting Diode | Decorative Lamp | Edison Screw Base | Forward Phase Cut Controls | 99.6 | 2300 | 0.0012 | 93 | 58 | 85 | 0.91 | Elevated | 15000 | 0.917 | 1 |  | 0.1 | 16 | 16 | 0.26 | 0.24 | 0.17 | 0.11 | 0 | 0 | 0.03 | 0.02 | 0.02 | 0.02 | 0 | 0 | 0.02 | 0.02 | 0.02 | 0.02 | 0.01 | 0.01 | True | True | Non Federally-Regulated | 01/27/2020 |  | 07/22/2020
Hangzhou Huoshi Lighting Co.,Ltd | FLSNT | DSB1160FILWH26-23 | Light Emitting Diode | Decorative Lamp | Edison Screw Base | Forward Phase Cut Controls | 99.6 | 2300 | 0.0012 | 93 | 58 | 85 | 0.91 | Elevated | 15000 | 0.917 | 1 |  | 0.1 | 16 | 16 | 0.26 | 0.24 | 0.17 | 0.11 | 0 | 0 | 0.03 | 0.02 | 0.02 | 0.02 | 0 | 0 | 0.02 | 0.02 | 0.02 | 0.02 | 0.01 | 0.01 | True | True | Non Federally-Regulated | 01/27/2020 |  | 07/22/2020
Hangzhou Huoshi Lighting Co.,Ltd | FLSNT | DSB1160FILAM26-23 | Light Emitting Diode | Decorative Lamp | Edison Screw Base | Forward Phase Cut Controls | 99.6 | 2300 | 0.0012 | 93 | 58 | 85 | 0.91 | Elevated | 15000 | 0.917 | 1 |  | 0.1 | 16 | 16 | 0.26 | 0.24 | 0.17 | 0.11 | 0 | 0 | 0.03 | 0.02 | 0.02 | 0.02 | 0 | 0 | 0.02 | 0.02 | 0.02 | 0.02 | 0.01 | 0.01 | True | True | Non Federally-Regulated | 01/27/2020 |  | 07/22/2020
Hangzhou Huoshi Lighting Co.,Ltd | FLSNT | DSB1160FILFR26-23 | Light Emitting Diode | Decorative Lamp | Edison Screw Base | Forward Phase Cut Controls | 99.6 | 2300 | 0.0012 | 93 | 58 | 85 | 0.91 | Elevated | 15000 | 0.917 | 1 |  | 0.1 | 16 | 16 | 0.26 | 0.24 | 0.17 | 0.11 | 0 | 0 | 0.03 | 0.02 | 0.02 | 0.02 | 0 | 0 | 0.02 | 0.02 | 0.02 | 0.02 | 0.01 | 0.01 | True | True | Non Federally-Regulated | 01/27/2020 |  | 07/22/2020
Hangzhou Huoshi Lighting Co.,Ltd | FLSNT | DSB1160FILSM26-23 | Light Emitting Diode | Decorative Lamp | Edison Screw Base | Forward Phase Cut Controls | 99.6 | 2300 | 0.0012 | 93 | 58 | 85 | 0.91 | Elevated | 15000 | 0.917 | 1 |  | 0.1 | 16 | 16 | 0.26 | 0.24 | 0.17 | 0.11 | 0 | 0 | 0.03 | 0.02 | 0.02 | 0.02 | 0 | 0 | 0.02 | 0.02 | 0.02 | 0.02 | 0.01 | 0.01 | True | True | Non Federally-Regulated | 01/27/2020 |  | 07/22/2020
Hangzhou Huoshi Lighting Co.,Ltd | FLSNT | DSB11F60FILCL-23 | Light Emitting Diode | Decorative Lamp | Edison Screw Base | Forward Phase Cut Controls | 99.6 | 2300 | 0.0012 | 93 | 58 | 85 | 0.91 | Elevated | 15000 | 0.917 | 1 |  | 0.1 | 16 | 16 | 0.26 | 0.24 | 0.17 | 0.11 | 0 | 0 | 0.03 | 0.02 | 0.02 | 0.02 | 0 | 0 | 0.02 | 0.02 | 0.02 | 0.02 | 0.01 | 0.01 | True | True | Non Federally-Regulated | 01/27/2020 |  | 07/22/2020
Hangzhou Huoshi Lighting Co.,Ltd | FLSNT | DSB11F60FILWH-23 | Light Emitting Diode | Decorative Lamp | Edison Screw Base | Forward Phase Cut Controls | 99.6 | 2300 | 0.0012 | 93 | 58 | 85 | 0.91 | Elevated | 15000 | 0.917 | 1 |  | 0.1 | 16 | 16 | 0.26 | 0.24 | 0.17 | 0.11 | 0 | 0 | 0.03 | 0.02 | 0.02 | 0.02 | 0 | 0 | 0.02 | 0.02 | 0.02 | 0.02 | 0.01 | 0.01 | True | True | Non Federally-Regulated | 01/27/2020 |  | 07/22/2020
Hangzhou Huoshi Lighting Co.,Ltd | FLSNT | DSB11F60FILAM-23 | Light Emitting Diode | Decorative Lamp | Edison Screw Base | Forward Phase Cut Controls | 99.6 | 2300 | 0.0012 | 93 | 58 | 85 | 0.91 | Elevated | 15000 | 0.917 | 1 |  | 0.1 | 16 | 16 | 0.26 | 0.24 | 0.17 | 0.11 | 0 | 0 | 0.03 | 0.02 | 0.02 | 0.02 | 0 | 0 | 0.02 | 0.02 | 0.02 | 0.02 | 0.01 | 0.01 | True | True | Non Federally-Regulated | 01/27/2020 |  | 07/22/2020
Hangzhou Huoshi Lighting Co.,Ltd | FLSNT | DSB11F60FILFR-23 | Light Emitting Diode | Decorative Lamp | Edison Screw Base | Forward Phase Cut Controls | 99.6 | 2300 | 0.0012 | 93 | 58 | 85 | 0.91 | Elevated | 15000 | 0.917 | 1 |  | 0.1 | 16 | 16 | 0.26 | 0.24 | 0.17 | 0.11 | 0 | 0 | 0.03 | 0.02 | 0.02 | 0.02 | 0 | 0 | 0.02 | 0.02 | 0.02 | 0.02 | 0.01 | 0.01 | True | True | Non Federally-Regulated | 01/27/2020 |  | 07/22/2020
Hangzhou Huoshi Lighting Co.,Ltd | FLSNT | DSB11F60FILSM-23 | Light Emitting Diode | Decorative Lamp | Edison Screw Base | Forward Phase Cut Controls | 99.6 | 2300 | 0.0012 | 93 | 58 | 85 | 0.91 | Elevated | 15000 | 0.917 | 1 |  | 0.1 | 16 | 16 | 0.26 | 0.24 | 0.17 | 0.11 | 0 | 0 | 0.03 | 0.02 | 0.02 | 0.02 | 0 | 0 | 0.02 | 0.02 | 0.02 | 0.02 | 0.01 | 0.01 | True | True | Non Federally-Regulated | 01/27/2020 |  | 07/22/2020
Hangzhou Huoshi Lighting Co.,Ltd | FLSNT | DSB11F60FILCL26-23 | Light Emitting Diode | Decorative Lamp | Edison Screw Base | Forward Phase Cut Controls | 99.6 | 2300 | 0.0012 | 93 | 58 | 85 | 0.91 | Elevated | 15000 | 0.917 | 1 |  | 0.1 | 16 | 16 | 0.26 | 0.24 | 0.17 | 0.11 | 0 | 0 | 0.03 | 0.02 | 0.02 | 0.02 | 0 | 0 | 0.02 | 0.02 | 0.02 | 0.02 | 0.01 | 0.01 | True | True | Non Federally-Regulated | 01/27/2020 |  | 07/22/2020
Hangzhou Huoshi Lighting Co.,Ltd | FLSNT | DSB11F60FILWH26-23 | Light Emitting Diode | Decorative Lamp | Edison Screw Base | Forward Phase Cut Controls | 99.6 | 2300 | 0.0012 | 93 | 58 | 85 | 0.91 | Elevated | 15000 | 0.917 | 1 |  | 0.1 | 16 | 16 | 0.26 | 0.24 | 0.17 | 0.11 | 0 | 0 | 0.03 | 0.02 | 0.02 | 0.02 | 0 | 0 | 0.02 | 0.02 | 0.02 | 0.02 | 0.01 | 0.01 | True | True | Non Federally-Regulated | 01/27/2020 |  | 07/22/2020
Hangzhou Huoshi Lighting Co.,Ltd | FLSNT | DSB11F60FILAM26-23 | Light Emitting Diode | Decorative Lamp | Edison Screw Base | Forward Phase Cut Controls | 99.6 | 2300 | 0.0012 | 93 | 58 | 85 | 0.91 | Elevated | 15000 | 0.917 | 1 |  | 0.1 | 16 | 16 | 0.26 | 0.24 | 0.17 | 0.11 | 0 | 0 | 0.03 | 0.02 | 0.02 | 0.02 | 0 | 0 | 0.02 | 0.02 | 0.02 | 0.02 | 0.01 | 0.01 | True | True | Non Federally-Regulated | 01/27/2020 |  | 07/22/2020
Hangzhou Huoshi Lighting Co.,Ltd | FLSNT | DSB11F60FILFR26-23 | Light Emitting Diode | Decorative Lamp | Edison Screw Base | Forward Phase Cut Controls | 99.6 | 2300 | 0.0012 | 93 | 58 | 85 | 0.91 | Elevated | 15000 | 0.917 | 1 |  | 0.1 | 16 | 16 | 0.26 | 0.24 | 0.17 | 0.11 | 0 | 0 | 0.03 | 0.02 | 0.02 | 0.02 | 0 | 0 | 0.02 | 0.02 | 0.02 | 0.02 | 0.01 | 0.01 | True | True | Non Federally-Regulated | 01/27/2020 |  | 07/22/2020
Hangzhou Huoshi Lighting Co.,Ltd | FLSNT | DSB11F60FILSM26-23 | Light Emitting Diode | Decorative Lamp | Edison Screw Base | Forward Phase Cut Controls | 99.6 | 2300 | 0.0012 | 93 | 58 | 85 | 0.91 | Elevated | 15000 | 0.917 | 1 |  | 0.1 | 16 | 16 | 0.26 | 0.24 | 0.17 | 0.11 | 0 | 0 | 0.03 | 0.02 | 0.02 | 0.02 | 0 | 0 | 0.02 | 0.02 | 0.02 | 0.02 | 0.01 | 0.01 | True | True | Non Federally-Regulated | 01/27/2020 |  | 07/22/2020
Hangzhou Huoshi Lighting Co.,Ltd | FLSNT | DSG1660FILCL-23 | Light Emitting Diode | Decorative Lamp | Edison Screw Base | Forward Phase Cut Controls | 99.6 | 2300 | 0.0012 | 93 | 58 | 85 | 0.91 | Elevated | 15000 | 0.917 | 1 |  | 0.1 | 16 | 16 | 0.26 | 0.24 | 0.17 | 0.11 | 0 | 0 | 0.03 | 0.02 | 0.02 | 0.02 | 0 | 0 | 0.02 | 0.02 | 0.02 | 0.02 | 0.01 | 0.01 | True | True | Non Federally-Regulated | 01/27/2020 |  | 07/22/2020
Hangzhou Huoshi Lighting Co.,Ltd | FLSNT | DSG1660FILWH-23 | Light Emitting Diode | Decorative Lamp | Edison Screw Base | Forward Phase Cut Controls | 99.6 | 2300 | 0.0012 | 93 | 58 | 85 | 0.91 | Elevated | 15000 | 0.917 | 1 |  | 0.1 | 16 | 16 | 0.26 | 0.24 | 0.17 | 0.11 | 0 | 0 | 0.03 | 0.02 | 0.02 | 0.02 | 0 | 0 | 0.02 | 0.02 | 0.02 | 0.02 | 0.01 | 0.01 | True | True | Non Federally-Regulated | 01/27/2020 |  | 07/22/2020
Hangzhou Huoshi Lighting Co.,Ltd | FLSNT | DSG1660FILAM-23 | Light Emitting Diode | Decorative Lamp | Edison Screw Base | Forward Phase Cut Controls | 99.6 | 2300 | 0.0012 | 93 | 58 | 85 | 0.91 | Elevated | 15000 | 0.917 | 1 |  | 0.1 | 16 | 16 | 0.26 | 0.24 | 0.17 | 0.11 | 0 | 0 | 0.03 | 0.02 | 0.02 | 0.02 | 0 | 0 | 0.02 | 0.02 | 0.02 | 0.02 | 0.01 | 0.01 | True | True | Non Federally-Regulated | 01/27/2020 |  | 07/22/2020
Hangzhou Huoshi Lighting Co.,Ltd | FLSNT | DSG1660FILSM-23 | Light Emitting Diode | Decorative Lamp | Edison Screw Base | Forward Phase Cut Controls | 99.6 | 2300 | 0.0012 | 93 | 58 | 85 | 0.91 | Elevated | 15000 | 0.917 | 1 |  | 0.1 | 16 | 16 | 0.26 | 0.24 | 0.17 | 0.11 | 0 | 0 | 0.03 | 0.02 | 0.02 | 0.02 | 0 | 0 | 0.02 | 0.02 | 0.02 | 0.02 | 0.01 | 0.01 | True | True | Non Federally-Regulated | 01/27/2020 |  | 07/22/2020
Hangzhou Huoshi Lighting Co.,Ltd | FLSNT | DSG1660FILCL12-23 | Light Emitting Diode | Decorative Lamp | Edison Screw Base | Forward Phase Cut Controls | 99.6 | 2300 | 0.0012 | 93 | 58 | 85 | 0.91 | Elevated | 15000 | 0.917 | 1 |  | 0.1 | 16 | 16 | 0.26 | 0.24 | 0.17 | 0.11 | 0 | 0 | 0.03 | 0.02 | 0.02 | 0.02 | 0 | 0 | 0.02 | 0.02 | 0.02 | 0.02 | 0.01 | 0.01 | True | True | Non Federally-Regulated | 01/27/2020 |  | 07/22/2020
Hangzhou Huoshi Lighting Co.,Ltd | FLSNT | DSG1660FILWH12-23 | Light Emitting Diode | Decorative Lamp | Edison Screw Base | Forward Phase Cut Controls | 99.6 | 2300 | 0.0012 | 93 | 58 | 85 | 0.91 | Elevated | 15000 | 0.917 | 1 |  | 0.1 | 16 | 16 | 0.26 | 0.24 | 0.17 | 0.11 | 0 | 0 | 0.03 | 0.02 | 0.02 | 0.02 | 0 | 0 | 0.02 | 0.02 | 0.02 | 0.02 | 0.01 | 0.01 | True | True | Non Federally-Regulated | 01/27/2020 |  | 07/22/2020
Hangzhou Huoshi Lighting Co.,Ltd | FLSNT | DSG1660FILAM12-23 | Light Emitting Diode | Decorative Lamp | Edison Screw Base | Forward Phase Cut Controls | 99.6 | 2300 | 0.0012 | 93 | 58 | 85 | 0.91 | Elevated | 15000 | 0.917 | 1 |  | 0.1 | 16 | 16 | 0.26 | 0.24 | 0.17 | 0.11 | 0 | 0 | 0.03 | 0.02 | 0.02 | 0.02 | 0 | 0 | 0.02 | 0.02 | 0.02 | 0.02 | 0.01 | 0.01 | True | True | Non Federally-Regulated | 01/27/2020 |  | 07/22/2020
Hangzhou Huoshi Lighting Co.,Ltd | FLSNT | DSG1660FILFR12-23 | Light Emitting Diode | Decorative Lamp | Edison Screw Base | Forward Phase Cut Controls | 99.6 | 2300 | 0.0012 | 93 | 58 | 85 | 0.91 | Elevated | 15000 | 0.917 | 1 |  | 0.1 | 16 | 16 | 0.26 | 0.24 | 0.17 | 0.11 | 0 | 0 | 0.03 | 0.02 | 0.02 | 0.02 | 0 | 0 | 0.02 | 0.02 | 0.02 | 0.02 | 0.01 | 0.01 | True | True | Non Federally-Regulated | 01/27/2020 |  | 07/22/2020
Hangzhou Huoshi Lighting Co.,Ltd | FLSNT | DSG1660FILSM12-23 | Light Emitting Diode | Decorative Lamp | Edison Screw Base | Forward Phase Cut Controls | 99.6 | 2300 | 0.0012 | 93 | 58 | 85 | 0.91 | Elevated | 15000 | 0.917 | 1 |  | 0.1 | 16 | 16 | 0.26 | 0.24 | 0.17 | 0.11 | 0 | 0 | 0.03 | 0.02 | 0.02 | 0.02 | 0 | 0 | 0.02 | 0.02 | 0.02 | 0.02 | 0.01 | 0.01 | True | True | Non Federally-Regulated | 01/27/2020 |  | 07/22/2020
Hangzhou Huoshi Lighting Co.,Ltd | FLSNT | DSST1460FILCL-27 | Light Emitting Diode | Decorative Lamp | Edison Screw Base | Forward Phase Cut Controls | 99.6 | 2700 | 0.0012 | 93 | 58 | 85 | 0.91 | Elevated | 15000 | 0.917 | 1 |  | 0.1 | 16 | 16 | 0.26 | 0.24 | 0.17 | 0.11 | 0 | 0 | 0.03 | 0.02 | 0.02 | 0.02 | 0 | 0 | 0.02 | 0.02 | 0.02 | 0.02 | 0.01 | 0.01 | True | True | Non Federally-Regulated | 01/27/2020 |  | 07/22/2020
Hangzhou Huoshi Lighting Co.,Ltd | FLSNT | DSST1460FILWH-27 | Light Emitting Diode | Decorative Lamp | Edison Screw Base | Forward Phase Cut Controls | 99.6 | 2700 | 0.0012 | 93 | 58 | 85 | 0.91 | Elevated | 15000 | 0.917 | 1 |  | 0.1 | 16 | 16 | 0.26 | 0.24 | 0.17 | 0.11 | 0 | 0 | 0.03 | 0.02 | 0.02 | 0.02 | 0 | 0 | 0.02 | 0.02 | 0.02 | 0.02 | 0.01 | 0.01 | True | True | Non Federally-Regulated | 01/27/2020 |  | 07/22/2020
Hangzhou Huoshi Lighting Co.,Ltd | FLSNT | DSST1460FILAM-27 | Light Emitting Diode | Decorative Lamp | Edison Screw Base | Forward Phase Cut Controls | 99.6 | 2700 | 0.0012 | 93 | 58 | 85 | 0.91 | Elevated | 15000 | 0.917 | 1 |  | 0.1 | 16 | 16 | 0.26 | 0.24 | 0.17 | 0.11 | 0 | 0 | 0.03 | 0.02 | 0.02 | 0.02 | 0 | 0 | 0.02 | 0.02 | 0.02 | 0.02 | 0.01 | 0.01 | True | True | Non Federally-Regulated | 01/27/2020 |  | 07/22/2020
Hangzhou Huoshi Lighting Co.,Ltd | FLSNT | DSST1460FILFR-27 | Light Emitting Diode | Decorative Lamp | Edison Screw Base | Forward Phase Cut Controls | 99.6 | 2700 | 0.0012 | 93 | 58 | 85 | 0.91 | Elevated | 15000 | 0.917 | 1 |  | 0.1 | 16 | 16 | 0.26 | 0.24 | 0.17 | 0.11 | 0 | 0 | 0.03 | 0.02 | 0.02 | 0.02 | 0 | 0 | 0.02 | 0.02 | 0.02 | 0.02 | 0.01 | 0.01 | True | True | Non Federally-Regulated | 01/27/2020 |  | 07/22/2020
Hangzhou Huoshi Lighting Co.,Ltd | FLSNT | DSST1460FILSM-27 | Light Emitting Diode | Decorative Lamp | Edison Screw Base | Forward Phase Cut Controls | 99.6 | 2700 | 0.0012 | 93 | 58 | 85 | 0.91 | Elevated | 15000 | 0.917 | 1 |  | 0.1 | 16 | 16 | 0.26 | 0.24 | 0.17 | 0.11 | 0 | 0 | 0.03 | 0.02 | 0.02 | 0.02 | 0 | 0 | 0.02 | 0.02 | 0.02 | 0.02 | 0.01 | 0.01 | True | True | Non Federally-Regulated | 01/27/2020 |  | 07/22/2020
Hangzhou Huoshi Lighting Co.,Ltd | FLSNT | DSB1160FILCL-25 | Light Emitting Diode | Decorative Lamp | Edison Screw Base | Forward Phase Cut Controls | 99.6 | 2500 | 0.0012 | 93 | 58 | 85 | 0.91 | Elevated | 15000 | 0.917 | 1 |  | 0.1 | 16 | 16 | 0.26 | 0.24 | 0.17 | 0.11 | 0 | 0 | 0.03 | 0.02 | 0.02 | 0.02 | 0 | 0 | 0.02 | 0.02 | 0.02 | 0.02 | 0.01 | 0.01 | True | True | Non Federally-Regulated | 01/27/2020 |  | 07/22/2020
Hangzhou Huoshi Lighting Co.,Ltd | FLSNT | DSB1160FILWH-25 | Light Emitting Diode | Decorative Lamp | Edison Screw Base | Forward Phase Cut Controls | 99.6 | 2500 | 0.0012 | 93 | 58 | 85 | 0.91 | Elevated | 15000 | 0.917 | 1 |  | 0.1 | 16 | 16 | 0.26 | 0.24 | 0.17 | 0.11 | 0 | 0 | 0.03 | 0.02 | 0.02 | 0.02 | 0 | 0 | 0.02 | 0.02 | 0.02 | 0.02 | 0.01 | 0.01 | True | True | Non Federally-Regulated | 01/27/2020 |  | 07/22/2020
Hangzhou Huoshi Lighting Co.,Ltd | FLSNT | DSB1160FILAM-25 | Light Emitting Diode | Decorative Lamp | Edison Screw Base | Forward Phase Cut Controls | 99.6 | 2500 | 0.0012 | 93 | 58 | 85 | 0.91 | Elevated | 15000 | 0.917 | 1 |  | 0.1 | 16 | 16 | 0.26 | 0.24 | 0.17 | 0.11 | 0 | 0 | 0.03 | 0.02 | 0.02 | 0.02 | 0 | 0 | 0.02 | 0.02 | 0.02 | 0.02 | 0.01 | 0.01 | True | True | Non Federally-Regulated | 01/27/2020 |  | 07/22/2020
Hangzhou Huoshi Lighting Co.,Ltd | FLSNT | DSB1160FILFR-25 | Light Emitting Diode | Decorative Lamp | Edison Screw Base | Forward Phase Cut Controls | 99.6 | 2500 | 0.0012 | 93 | 58 | 85 | 0.91 | Elevated | 15000 | 0.917 | 1 |  | 0.1 | 16 | 16 | 0.26 | 0.24 | 0.17 | 0.11 | 0 | 0 | 0.03 | 0.02 | 0.02 | 0.02 | 0 | 0 | 0.02 | 0.02 | 0.02 | 0.02 | 0.01 | 0.01 | True | True | Non Federally-Regulated | 01/27/2020 |  | 07/22/2020
Hangzhou Huoshi Lighting Co.,Ltd | FLSNT | DSB1160FILSM-25 | Light Emitting Diode | Decorative Lamp | Edison Screw Base | Forward Phase Cut Controls | 99.6 | 2500 | 0.0012 | 93 | 58 | 85 | 0.91 | Elevated | 15000 | 0.917 | 1 |  | 0.1 | 16 | 16 | 0.26 | 0.24 | 0.17 | 0.11 | 0 | 0 | 0.03 | 0.02 | 0.02 | 0.02 | 0 | 0 | 0.02 | 0.02 | 0.02 | 0.02 | 0.01 | 0.01 | True | True | Non Federally-Regulated | 01/27/2020 |  | 07/22/2020
Hangzhou Huoshi Lighting Co.,Ltd | FLSNT | DSB1160FILCL26-25 | Light Emitting Diode | Decorative Lamp | Edison Screw Base | Forward Phase Cut Controls | 99.6 | 2500 | 0.0012 | 93 | 58 | 85 | 0.91 | Elevated | 15000 | 0.917 | 1 |  | 0.1 | 16 | 16 | 0.26 | 0.24 | 0.17 | 0.11 | 0 | 0 | 0.03 | 0.02 | 0.02 | 0.02 | 0 | 0 | 0.02 | 0.02 | 0.02 | 0.02 | 0.01 | 0.01 | True | True | Non Federally-Regulated | 01/27/2020 |  | 07/22/2020
Hangzhou Huoshi Lighting Co.,Ltd | FLSNT | DSB1160FILWH26-25 | Light Emitting Diode | Decorative Lamp | Edison Screw Base | Forward Phase Cut Controls | 99.6 | 2500 | 0.0012 | 93 | 58 | 85 | 0.91 | Elevated | 15000 | 0.917 | 1 |  | 0.1 | 16 | 16 | 0.26 | 0.24 | 0.17 | 0.11 | 0 | 0 | 0.03 | 0.02 | 0.02 | 0.02 | 0 | 0 | 0.02 | 0.02 | 0.02 | 0.02 | 0.01 | 0.01 | True | True | Non Federally-Regulated | 01/27/2020 |  | 07/22/2020
Hangzhou Huoshi Lighting Co.,Ltd | FLSNT | DSB1160FILAM26-25 | Light Emitting Diode | Decorative Lamp | Edison Screw Base | Forward Phase Cut Controls | 99.6 | 2500 | 0.0012 | 93 | 58 | 85 | 0.91 | Elevated | 15000 | 0.917 | 1 |  | 0.1 | 16 | 16 | 0.26 | 0.24 | 0.17 | 0.11 | 0 | 0 | 0.03 | 0.02 | 0.02 | 0.02 | 0 | 0 | 0.02 | 0.02 | 0.02 | 0.02 | 0.01 | 0.01 | True | True | Non Federally-Regulated | 01/27/2020 |  | 07/22/2020
Hangzhou Huoshi Lighting Co.,Ltd | FLSNT | DSB1160FILFR26-25 | Light Emitting Diode | Decorative Lamp | Edison Screw Base | Forward Phase Cut Controls | 99.6 | 2500 | 0.0012 | 93 | 58 | 85 | 0.91 | Elevated | 15000 | 0.917 | 1 |  | 0.1 | 16 | 16 | 0.26 | 0.24 | 0.17 | 0.11 | 0 | 0 | 0.03 | 0.02 | 0.02 | 0.02 | 0 | 0 | 0.02 | 0.02 | 0.02 | 0.02 | 0.01 | 0.01 | True | True | Non Federally-Regulated | 01/27/2020 |  | 07/22/2020
Hangzhou Huoshi Lighting Co.,Ltd | FLSNT | DSB1160FILSM26-25 | Light Emitting Diode | Decorative Lamp | Edison Screw Base | Forward Phase Cut Controls | 99.6 | 2500 | 0.0012 | 93 | 58 | 85 | 0.91 | Elevated | 15000 | 0.917 | 1 |  | 0.1 | 16 | 16 | 0.26 | 0.24 | 0.17 | 0.11 | 0 | 0 | 0.03 | 0.02 | 0.02 | 0.02 | 0 | 0 | 0.02 | 0.02 | 0.02 | 0.02 | 0.01 | 0.01 | True | True | Non Federally-Regulated | 01/27/2020 |  | 07/22/2020
Hangzhou Huoshi Lighting Co.,Ltd | FLSNT | DSB11F60FILCL-25 | Light Emitting Diode | Decorative Lamp | Edison Screw Base | Forward Phase Cut Controls | 99.6 | 2500 | 0.0012 | 93 | 58 | 85 | 0.91 | Elevated | 15000 | 0.917 | 1 |  | 0.1 | 16 | 16 | 0.26 | 0.24 | 0.17 | 0.11 | 0 | 0 | 0.03 | 0.02 | 0.02 | 0.02 | 0 | 0 | 0.02 | 0.02 | 0.02 | 0.02 | 0.01 | 0.01 | True | True | Non Federally-Regulated | 01/27/2020 |  | 07/22/2020
Hangzhou Huoshi Lighting Co.,Ltd | FLSNT | DSB11F60FILWH-25 | Light Emitting Diode | Decorative Lamp | Edison Screw Base | Forward Phase Cut Controls | 99.6 | 2500 | 0.0012 | 93 | 58 | 85 | 0.91 | Elevated | 15000 | 0.917 | 1 |  | 0.1 | 16 | 16 | 0.26 | 0.24 | 0.17 | 0.11 | 0 | 0 | 0.03 | 0.02 | 0.02 | 0.02 | 0 | 0 | 0.02 | 0.02 | 0.02 | 0.02 | 0.01 | 0.01 | True | True | Non Federally-Regulated | 01/27/2020 |  | 07/22/2020
Hangzhou Huoshi Lighting Co.,Ltd | FLSNT | DSB11F60FILAM-25 | Light Emitting Diode | Decorative Lamp | Edison Screw Base | Forward Phase Cut Controls | 99.6 | 2500 | 0.0012 | 93 | 58 | 85 | 0.91 | Elevated | 15000 | 0.917 | 1 |  | 0.1 | 16 | 16 | 0.26 | 0.24 | 0.17 | 0.11 | 0 | 0 | 0.03 | 0.02 | 0.02 | 0.02 | 0 | 0 | 0.02 | 0.02 | 0.02 | 0.02 | 0.01 | 0.01 | True | True | Non Federally-Regulated | 01/27/2020 |  | 07/22/2020
Hangzhou Huoshi Lighting Co.,Ltd | FLSNT | DSB11F60FILFR-25 | Light Emitting Diode | Decorative Lamp | Edison Screw Base | Forward Phase Cut Controls | 99.6 | 2500 | 0.0012 | 93 | 58 | 85 | 0.91 | Elevated | 15000 | 0.917 | 1 |  | 0.1 | 16 | 16 | 0.26 | 0.24 | 0.17 | 0.11 | 0 | 0 | 0.03 | 0.02 | 0.02 | 0.02 | 0 | 0 | 0.02 | 0.02 | 0.02 | 0.02 | 0.01 | 0.01 | True | True | Non Federally-Regulated | 01/27/2020 |  | 07/22/2020
Hangzhou Huoshi Lighting Co.,Ltd | FLSNT | DSST1460FILCL-23 | Light Emitting Diode | Decorative Lamp | Edison Screw Base | Forward Phase Cut Controls | 99.6 | 2300 | 0.0012 | 93 | 58 | 85 | 0.91 | Elevated | 15000 | 0.917 | 1 |  | 0.1 | 16 | 16 | 0.26 | 0.24 | 0.17 | 0.11 | 0 | 0 | 0.03 | 0.02 | 0.02 | 0.02 | 0 | 0 | 0.02 | 0.02 | 0.02 | 0.02 | 0.01 | 0.01 | True | True | Non Federally-Regulated | 01/27/2020 |  | 07/22/2020
Hangzhou Huoshi Lighting Co.,Ltd | FLSNT | DSST1460FILWH-23 | Light Emitting Diode | Decorative Lamp | Edison Screw Base | Forward Phase Cut Controls | 99.6 | 2300 | 0.0012 | 93 | 58 | 85 | 0.91 | Elevated | 15000 | 0.917 | 1 |  | 0.1 | 16 | 16 | 0.26 | 0.24 | 0.17 | 0.11 | 0 | 0 | 0.03 | 0.02 | 0.02 | 0.02 | 0 | 0 | 0.02 | 0.02 | 0.02 | 0.02 | 0.01 | 0.01 | True | True | Non Federally-Regulated | 01/27/2020 |  | 07/22/2020
Hangzhou Huoshi Lighting Co.,Ltd | FLSNT | DSST1460FILAM-23 | Light Emitting Diode | Decorative Lamp | Edison Screw Base | Forward Phase Cut Controls | 99.6 | 2300 | 0.0012 | 93 | 58 | 85 | 0.91 | Elevated | 15000 | 0.917 | 1 |  | 0.1 | 16 | 16 | 0.26 | 0.24 | 0.17 | 0.11 | 0 | 0 | 0.03 | 0.02 | 0.02 | 0.02 | 0 | 0 | 0.02 | 0.02 | 0.02 | 0.02 | 0.01 | 0.01 | True | True | Non Federally-Regulated | 01/27/2020 |  | 07/22/2020
Hangzhou Huoshi Lighting Co.,Ltd | FLSNT | DSST1460FILFR-23 | Light Emitting Diode | Decorative Lamp | Edison Screw Base | Forward Phase Cut Controls | 99.6 | 2300 | 0.0012 | 93 | 58 | 85 | 0.91 | Elevated | 15000 | 0.917 | 1 |  | 0.1 | 16 | 16 | 0.26 | 0.24 | 0.17 | 0.11 | 0 | 0 | 0.03 | 0.02 | 0.02 | 0.02 | 0 | 0 | 0.02 | 0.02 | 0.02 | 0.02 | 0.01 | 0.01 | True | True | Non Federally-Regulated | 01/27/2020 |  | 07/22/2020
Hangzhou Huoshi Lighting Co.,Ltd | FLSNT | DSST1460FILSM-23 | Light Emitting Diode | Decorative Lamp | Edison Screw Base | Forward Phase Cut Controls | 99.6 | 2300 | 0.0012 | 93 | 58 | 85 | 0.91 | Elevated | 15000 | 0.917 | 1 |  | 0.1 | 16 | 16 | 0.26 | 0.24 | 0.17 | 0.11 | 0 | 0 | 0.03 | 0.02 | 0.02 | 0.02 | 0 | 0 | 0.02 | 0.02 | 0.02 | 0.02 | 0.01 | 0.01 | True | True | Non Federally-Regulated | 01/27/2020 |  | 07/22/2020
Hangzhou Huoshi Lighting Co.,Ltd | FLSNT | DSB1160FILCL-30 | Light Emitting Diode | Decorative Lamp | Edison Screw Base | Forward Phase Cut Controls | 99.6 | 3000 | 0.0012 | 93 | 58 | 85 | 0.91 | Elevated | 15000 | 0.917 | 1 |  | 0.1 | 16 | 16 | 0.26 | 0.24 | 0.17 | 0.11 | 0 | 0 | 0.03 | 0.02 | 0.02 | 0.02 | 0 | 0 | 0.02 | 0.02 | 0.02 | 0.02 | 0.01 | 0.01 | True | True | Non Federally-Regulated | 01/27/2020 |  | 07/22/2020
Hangzhou Huoshi Lighting Co.,Ltd | FLSNT | DSB1160FILWH-30 | Light Emitting Diode | Decorative Lamp | Edison Screw Base | Forward Phase Cut Controls | 99.6 | 3000 | 0.0012 | 93 | 58 | 85 | 0.91 | Elevated | 15000 | 0.917 | 1 |  | 0.1 | 16 | 16 | 0.26 | 0.24 | 0.17 | 0.11 | 0 | 0 | 0.03 | 0.02 | 0.02 | 0.02 | 0 | 0 | 0.02 | 0.02 | 0.02 | 0.02 | 0.01 | 0.01 | True | True | Non Federally-Regulated | 01/27/2020 |  | 07/22/2020
Hangzhou Huoshi Lighting Co.,Ltd | FLSNT | DSB1160FILAM-30 | Light Emitting Diode | Decorative Lamp | Edison Screw Base | Forward Phase Cut Controls | 99.6 | 3000 | 0.0012 | 93 | 58 | 85 | 0.91 | Elevated | 15000 | 0.917 | 1 |  | 0.1 | 16 | 16 | 0.26 | 0.24 | 0.17 | 0.11 | 0 | 0 | 0.03 | 0.02 | 0.02 | 0.02 | 0 | 0 | 0.02 | 0.02 | 0.02 | 0.02 | 0.01 | 0.01 | True | True | Non Federally-Regulated | 01/27/2020 |  | 07/22/2020
Hangzhou Huoshi Lighting Co.,Ltd | FLSNT | DSB1160FILFR-30 | Light Emitting Diode | Decorative Lamp | Edison Screw Base | Forward Phase Cut Controls | 99.6 | 3000 | 0.0012 | 93 | 58 | 85 | 0.91 | Elevated | 15000 | 0.917 | 1 |  | 0.1 | 16 | 16 | 0.26 | 0.24 | 0.17 | 0.11 | 0 | 0 | 0.03 | 0.02 | 0.02 | 0.02 | 0 | 0 | 0.02 | 0.02 | 0.02 | 0.02 | 0.01 | 0.01 | True | True | Non Federally-Regulated | 01/27/2020 |  | 07/22/2020
Hangzhou Huoshi Lighting Co.,Ltd | FLSNT | DSB1160FILSM-30 | Light Emitting Diode | Decorative Lamp | Edison Screw Base | Forward Phase Cut Controls | 99.6 | 3000 | 0.0012 | 93 | 58 | 85 | 0.91 | Elevated | 15000 | 0.917 | 1 |  | 0.1 | 16 | 16 | 0.26 | 0.24 | 0.17 | 0.11 | 0 | 0 | 0.03 | 0.02 | 0.02 | 0.02 | 0 | 0 | 0.02 | 0.02 | 0.02 | 0.02 | 0.01 | 0.01 | True | True | Non Federally-Regulated | 01/27/2020 |  | 07/22/2020
Hangzhou Huoshi Lighting Co.,Ltd | FLSNT | DSB1160FILCL26-30 | Light Emitting Diode | Decorative Lamp | Edison Screw Base | Forward Phase Cut Controls | 99.6 | 3000 | 0.0012 | 93 | 58 | 85 | 0.91 | Elevated | 15000 | 0.917 | 1 |  | 0.1 | 16 | 16 | 0.26 | 0.24 | 0.17 | 0.11 | 0 | 0 | 0.03 | 0.02 | 0.02 | 0.02 | 0 | 0 | 0.02 | 0.02 | 0.02 | 0.02 | 0.01 | 0.01 | True | True | Non Federally-Regulated | 01/27/2020 |  | 07/22/2020
Hangzhou Huoshi Lighting Co.,Ltd | FLSNT | DSB1160FILWH26-30 | Light Emitting Diode | Decorative Lamp | Edison Screw Base | Forward Phase Cut Controls | 99.6 | 3000 | 0.0012 | 93 | 58 | 85 | 0.91 | Elevated | 15000 | 0.917 | 1 |  | 0.1 | 16 | 16 | 0.26 | 0.24 | 0.17 | 0.11 | 0 | 0 | 0.03 | 0.02 | 0.02 | 0.02 | 0 | 0 | 0.02 | 0.02 | 0.02 | 0.02 | 0.01 | 0.01 | True | True | Non Federally-Regulated | 01/27/2020 |  | 07/22/2020
Hangzhou Huoshi Lighting Co.,Ltd | FLSNT | DSB1160FILAM26-30 | Light Emitting Diode | Decorative Lamp | Edison Screw Base | Forward Phase Cut Controls | 99.6 | 3000 | 0.0012 | 93 | 58 | 85 | 0.91 | Elevated | 15000 | 0.917 | 1 |  | 0.1 | 16 | 16 | 0.26 | 0.24 | 0.17 | 0.11 | 0 | 0 | 0.03 | 0.02 | 0.02 | 0.02 | 0 | 0 | 0.02 | 0.02 | 0.02 | 0.02 | 0.01 | 0.01 | True | True | Non Federally-Regulated | 01/27/2020 |  | 07/22/2020
Hangzhou Huoshi Lighting Co.,Ltd | FLSNT | DSB1160FILFR26-30 | Light Emitting Diode | Decorative Lamp | Edison Screw Base | Forward Phase Cut Controls | 99.6 | 3000 | 0.0012 | 93 | 58 | 85 | 0.91 | Elevated | 15000 | 0.917 | 1 |  | 0.1 | 16 | 16 | 0.26 | 0.24 | 0.17 | 0.11 | 0 | 0 | 0.03 | 0.02 | 0.02 | 0.02 | 0 | 0 | 0.02 | 0.02 | 0.02 | 0.02 | 0.01 | 0.01 | True | True | Non Federally-Regulated | 01/27/2020 |  | 07/22/2020
Hangzhou Huoshi Lighting Co.,Ltd | FLSNT | DSB1160FILSM26-30 | Light Emitting Diode | Decorative Lamp | Edison Screw Base | Forward Phase Cut Controls | 99.6 | 3000 | 0.0012 | 93 | 58 | 85 | 0.91 | Elevated | 15000 | 0.917 | 1 |  | 0.1 | 16 | 16 | 0.26 | 0.24 | 0.17 | 0.11 | 0 | 0 | 0.03 | 0.02 | 0.02 | 0.02 | 0 | 0 | 0.02 | 0.02 | 0.02 | 0.02 | 0.01 | 0.01 | True | True | Non Federally-Regulated | 01/27/2020 |  | 07/22/2020
Hangzhou Huoshi Lighting Co.,Ltd | FLSNT | DSB11F60FILCL-30 | Light Emitting Diode | Decorative Lamp | Edison Screw Base | Forward Phase Cut Controls | 99.6 | 3000 | 0.0012 | 93 | 58 | 85 | 0.91 | Elevated | 15000 | 0.917 | 1 |  | 0.1 | 16 | 16 | 0.26 | 0.24 | 0.17 | 0.11 | 0 | 0 | 0.03 | 0.02 | 0.02 | 0.02 | 0 | 0 | 0.02 | 0.02 | 0.02 | 0.02 | 0.01 | 0.01 | True | True | Non Federally-Regulated | 01/27/2020 |  | 07/22/2020
Hangzhou Huoshi Lighting Co.,Ltd | FLSNT | DSB11F60FILWH-30 | Light Emitting Diode | Decorative Lamp | Edison Screw Base | Forward Phase Cut Controls | 99.6 | 3000 | 0.0012 | 93 | 58 | 85 | 0.91 | Elevated | 15000 | 0.917 | 1 |  | 0.1 | 16 | 16 | 0.26 | 0.24 | 0.17 | 0.11 | 0 | 0 | 0.03 | 0.02 | 0.02 | 0.02 | 0 | 0 | 0.02 | 0.02 | 0.02 | 0.02 | 0.01 | 0.01 | True | True | Non Federally-Regulated | 01/27/2020 |  | 07/22/2020
Hangzhou Huoshi Lighting Co.,Ltd | FLSNT | DSB11F60FILAM-30 | Light Emitting Diode | Decorative Lamp | Edison Screw Base | Forward Phase Cut Controls | 99.6 | 3000 | 0.0012 | 93 | 58 | 85 | 0.91 | Elevated | 15000 | 0.917 | 1 |  | 0.1 | 16 | 16 | 0.26 | 0.24 | 0.17 | 0.11 | 0 | 0 | 0.03 | 0.02 | 0.02 | 0.02 | 0 | 0 | 0.02 | 0.02 | 0.02 | 0.02 | 0.01 | 0.01 | True | True | Non Federally-Regulated | 01/27/2020 |  | 07/22/2020
Hangzhou Huoshi Lighting Co.,Ltd | FLSNT | DSB11F60FILFR-30 | Light Emitting Diode | Decorative Lamp | Edison Screw Base | Forward Phase Cut Controls | 99.6 | 3000 | 0.0012 | 93 | 58 | 85 | 0.91 | Elevated | 15000 | 0.917 | 1 |  | 0.1 | 16 | 16 | 0.26 | 0.24 | 0.17 | 0.11 | 0 | 0 | 0.03 | 0.02 | 0.02 | 0.02 | 0 | 0 | 0.02 | 0.02 | 0.02 | 0.02 | 0.01 | 0.01 | True | True | Non Federally-Regulated | 01/27/2020 |  | 07/22/2020
Hangzhou Huoshi Lighting Co.,Ltd | FLSNT | DSB11F60FILSM-25 | Light Emitting Diode | Decorative Lamp | Edison Screw Base | Forward Phase Cut Controls | 99.6 | 2500 | 0.0012 | 93 | 58 | 85 | 0.91 | Elevated | 15000 | 0.917 | 1 |  | 0.1 | 16 | 16 | 0.26 | 0.24 | 0.17 | 0.11 | 0 | 0 | 0.03 | 0.02 | 0.02 | 0.02 | 0 | 0 | 0.02 | 0.02 | 0.02 | 0.02 | 0.01 | 0.01 | True | True | Non Federally-Regulated | 01/27/2020 |  | 07/22/2020
Hangzhou Huoshi Lighting Co.,Ltd | FLSNT | DSB11F60FILCL26-25 | Light Emitting Diode | Decorative Lamp | Edison Screw Base | Forward Phase Cut Controls | 99.6 | 2500 | 0.0012 | 93 | 58 | 85 | 0.91 | Elevated | 15000 | 0.917 | 1 |  | 0.1 | 16 | 16 | 0.26 | 0.24 | 0.17 | 0.11 | 0 | 0 | 0.03 | 0.02 | 0.02 | 0.02 | 0 | 0 | 0.02 | 0.02 | 0.02 | 0.02 | 0.01 | 0.01 | True | True | Non Federally-Regulated | 01/27/2020 |  | 07/22/2020
Hangzhou Huoshi Lighting Co.,Ltd | FLSNT | DSB11F60FILWH26-25 | Light Emitting Diode | Decorative Lamp | Edison Screw Base | Forward Phase Cut Controls | 99.6 | 2500 | 0.0012 | 93 | 58 | 85 | 0.91 | Elevated | 15000 | 0.917 | 1 |  | 0.1 | 16 | 16 | 0.26 | 0.24 | 0.17 | 0.11 | 0 | 0 | 0.03 | 0.02 | 0.02 | 0.02 | 0 | 0 | 0.02 | 0.02 | 0.02 | 0.02 | 0.01 | 0.01 | True | True | Non Federally-Regulated | 01/27/2020 |  | 07/22/2020
Hangzhou Huoshi Lighting Co.,Ltd | FLSNT | DSB11F60FILAM26-25 | Light Emitting Diode | Decorative Lamp | Edison Screw Base | Forward Phase Cut Controls | 99.6 | 2500 | 0.0012 | 93 | 58 | 85 | 0.91 | Elevated | 15000 | 0.917 | 1 |  | 0.1 | 16 | 16 | 0.26 | 0.24 | 0.17 | 0.11 | 0 | 0 | 0.03 | 0.02 | 0.02 | 0.02 | 0 | 0 | 0.02 | 0.02 | 0.02 | 0.02 | 0.01 | 0.01 | True | True | Non Federally-Regulated | 01/27/2020 |  | 07/22/2020
Hangzhou Huoshi Lighting Co.,Ltd | FLSNT | DSB11F60FILFR26-25 | Light Emitting Diode | Decorative Lamp | Edison Screw Base | Forward Phase Cut Controls | 99.6 | 2500 | 0.0012 | 93 | 58 | 85 | 0.91 | Elevated | 15000 | 0.917 | 1 |  | 0.1 | 16 | 16 | 0.26 | 0.24 | 0.17 | 0.11 | 0 | 0 | 0.03 | 0.02 | 0.02 | 0.02 | 0 | 0 | 0.02 | 0.02 | 0.02 | 0.02 | 0.01 | 0.01 | True | True | Non Federally-Regulated | 01/27/2020 |  | 07/22/2020
Hangzhou Huoshi Lighting Co.,Ltd | FLSNT | DSB11F60FILSM26-25 | Light Emitting Diode | Decorative Lamp | Edison Screw Base | Forward Phase Cut Controls | 99.6 | 2500 | 0.0012 | 93 | 58 | 85 | 0.91 | Elevated | 15000 | 0.917 | 1 |  | 0.1 | 16 | 16 | 0.26 | 0.24 | 0.17 | 0.11 | 0 | 0 | 0.03 | 0.02 | 0.02 | 0.02 | 0 | 0 | 0.02 | 0.02 | 0.02 | 0.02 | 0.01 | 0.01 | True | True | Non Federally-Regulated | 01/27/2020 |  | 07/22/2020
Hangzhou Huoshi Lighting Co.,Ltd | FLSNT | DSG1660FILCL-25 | Light Emitting Diode | Decorative Lamp | Edison Screw Base | Forward Phase Cut Controls | 99.6 | 2500 | 0.0012 | 93 | 58 | 85 | 0.91 | Elevated | 15000 | 0.917 | 1 |  | 0.1 | 16 | 16 | 0.26 | 0.24 | 0.17 | 0.11 | 0 | 0 | 0.03 | 0.02 | 0.02 | 0.02 | 0 | 0 | 0.02 | 0.02 | 0.02 | 0.02 | 0.01 | 0.01 | True | True | Non Federally-Regulated | 01/27/2020 |  | 07/22/2020
Hangzhou Huoshi Lighting Co.,Ltd | FLSNT | DSG1660FILWH-25 | Light Emitting Diode | Decorative Lamp | Edison Screw Base | Forward Phase Cut Controls | 99.6 | 2500 | 0.0012 | 93 | 58 | 85 | 0.91 | Elevated | 15000 | 0.917 | 1 |  | 0.1 | 16 | 16 | 0.26 | 0.24 | 0.17 | 0.11 | 0 | 0 | 0.03 | 0.02 | 0.02 | 0.02 | 0 | 0 | 0.02 | 0.02 | 0.02 | 0.02 | 0.01 | 0.01 | True | True | Non Federally-Regulated | 01/27/2020 |  | 07/22/2020
Hangzhou Huoshi Lighting Co.,Ltd | FLSNT | DSG1660FILAM-25 | Light Emitting Diode | Decorative Lamp | Edison Screw Base | Forward Phase Cut Controls | 99.6 | 2500 | 0.0012 | 93 | 58 | 85 | 0.91 | Elevated | 15000 | 0.917 | 1 |  | 0.1 | 16 | 16 | 0.26 | 0.24 | 0.17 | 0.11 | 0 | 0 | 0.03 | 0.02 | 0.02 | 0.02 | 0 | 0 | 0.02 | 0.02 | 0.02 | 0.02 | 0.01 | 0.01 | True | True | Non Federally-Regulated | 01/27/2020 |  | 07/22/2020
Hangzhou Huoshi Lighting Co.,Ltd | FLSNT | DSG1660FILFR-25 | Light Emitting Diode | Decorative Lamp | Edison Screw Base | Forward Phase Cut Controls | 99.6 | 2500 | 0.0012 | 93 | 58 | 85 | 0.91 | Elevated | 15000 | 0.917 | 1 |  | 0.1 | 16 | 16 | 0.26 | 0.24 | 0.17 | 0.11 | 0 | 0 | 0.03 | 0.02 | 0.02 | 0.02 | 0 | 0 | 0.02 | 0.02 | 0.02 | 0.02 | 0.01 | 0.01 | True | True | Non Federally-Regulated | 01/27/2020 |  | 07/22/2020
Hangzhou Huoshi Lighting Co.,Ltd | FLSNT | DSG1660FILSM-25 | Light Emitting Diode | Decorative Lamp | Edison Screw Base | Forward Phase Cut Controls | 99.6 | 2500 | 0.0012 | 93 | 58 | 85 | 0.91 | Elevated | 15000 | 0.917 | 1 |  | 0.1 | 16 | 16 | 0.26 | 0.24 | 0.17 | 0.11 | 0 | 0 | 0.03 | 0.02 | 0.02 | 0.02 | 0 | 0 | 0.02 | 0.02 | 0.02 | 0.02 | 0.01 | 0.01 | True | True | Non Federally-Regulated | 01/27/2020 |  | 07/22/2020
Hangzhou Huoshi Lighting Co.,Ltd | FLSNT | DSG1660FILCL12-25 | Light Emitting Diode | Decorative Lamp | Edison Screw Base | Forward Phase Cut Controls | 99.6 | 2500 | 0.0012 | 93 | 58 | 85 | 0.91 | Elevated | 15000 | 0.917 | 1 |  | 0.1 | 16 | 16 | 0.26 | 0.24 | 0.17 | 0.11 | 0 | 0 | 0.03 | 0.02 | 0.02 | 0.02 | 0 | 0 | 0.02 | 0.02 | 0.02 | 0.02 | 0.01 | 0.01 | True | True | Non Federally-Regulated | 01/27/2020 |  | 07/22/2020
Hangzhou Huoshi Lighting Co.,Ltd | FLSNT | DSG1660FILWH12-25 | Light Emitting Diode | Decorative Lamp | Edison Screw Base | Forward Phase Cut Controls | 99.6 | 2500 | 0.0012 | 93 | 58 | 85 | 0.91 | Elevated | 15000 | 0.917 | 1 |  | 0.1 | 16 | 16 | 0.26 | 0.24 | 0.17 | 0.11 | 0 | 0 | 0.03 | 0.02 | 0.02 | 0.02 | 0 | 0 | 0.02 | 0.02 | 0.02 | 0.02 | 0.01 | 0.01 | True | True | Non Federally-Regulated | 01/27/2020 |  | 07/22/2020
Hangzhou Huoshi Lighting Co.,Ltd | FLSNT | DSG1660FILAM12-25 | Light Emitting Diode | Decorative Lamp | Edison Screw Base | Forward Phase Cut Controls | 99.6 | 2500 | 0.0012 | 93 | 58 | 85 | 0.91 | Elevated | 15000 | 0.917 | 1 |  | 0.1 | 16 | 16 | 0.26 | 0.24 | 0.17 | 0.11 | 0 | 0 | 0.03 | 0.02 | 0.02 | 0.02 | 0 | 0 | 0.02 | 0.02 | 0.02 | 0.02 | 0.01 | 0.01 | True | True | Non Federally-Regulated | 01/27/2020 |  | 07/22/2020
Hangzhou Huoshi Lighting Co.,Ltd | FLSNT | DSG1660FILFR12-25 | Light Emitting Diode | Decorative Lamp | Edison Screw Base | Forward Phase Cut Controls | 99.6 | 2500 | 0.0012 | 93 | 58 | 85 | 0.91 | Elevated | 15000 | 0.917 | 1 |  | 0.1 | 16 | 16 | 0.26 | 0.24 | 0.17 | 0.11 | 0 | 0 | 0.03 | 0.02 | 0.02 | 0.02 | 0 | 0 | 0.02 | 0.02 | 0.02 | 0.02 | 0.01 | 0.01 | True | True | Non Federally-Regulated | 01/27/2020 |  | 07/22/2020
Hangzhou Huoshi Lighting Co.,Ltd | FLSNT | DSG1660FILSM12-25 | Light Emitting Diode | Decorative Lamp | Edison Screw Base | Forward Phase Cut Controls | 99.6 | 2500 | 0.0012 | 93 | 58 | 85 | 0.91 | Elevated | 15000 | 0.917 | 1 |  | 0.1 | 16 | 16 | 0.26 | 0.24 | 0.17 | 0.11 | 0 | 0 | 0.03 | 0.02 | 0.02 | 0.02 | 0 | 0 | 0.02 | 0.02 | 0.02 | 0.02 | 0.01 | 0.01 | True | True | Non Federally-Regulated | 01/27/2020 |  | 07/22/2020
Hangzhou Huoshi Lighting Co.,Ltd | FLSNT | DSST1460FILCL-25 | Light Emitting Diode | Decorative Lamp | Edison Screw Base | Forward Phase Cut Controls | 99.6 | 2500 | 0.0012 | 93 | 58 | 85 | 0.91 | Elevated | 15000 | 0.917 | 1 |  | 0.1 | 16 | 16 | 0.26 | 0.24 | 0.17 | 0.11 | 0 | 0 | 0.03 | 0.02 | 0.02 | 0.02 | 0 | 0 | 0.02 | 0.02 | 0.02 | 0.02 | 0.01 | 0.01 | True | True | Non Federally-Regulated | 01/27/2020 |  | 07/22/2020
Hangzhou Huoshi Lighting Co.,Ltd | FLSNT | DSST1460FILWH-25 | Light Emitting Diode | Decorative Lamp | Edison Screw Base | Forward Phase Cut Controls | 99.6 | 2500 | 0.0012 | 93 | 58 | 85 | 0.91 | Elevated | 15000 | 0.917 | 1 |  | 0.1 | 16 | 16 | 0.26 | 0.24 | 0.17 | 0.11 | 0 | 0 | 0.03 | 0.02 | 0.02 | 0.02 | 0 | 0 | 0.02 | 0.02 | 0.02 | 0.02 | 0.01 | 0.01 | True | True | Non Federally-Regulated | 01/27/2020 |  | 07/22/2020
Hangzhou Huoshi Lighting Co.,Ltd | FLSNT | DSST1460FILAM-25 | Light Emitting Diode | Decorative Lamp | Edison Screw Base | Forward Phase Cut Controls | 99.6 | 2500 | 0.0012 | 93 | 58 | 85 | 0.91 | Elevated | 15000 | 0.917 | 1 |  | 0.1 | 16 | 16 | 0.26 | 0.24 | 0.17 | 0.11 | 0 | 0 | 0.03 | 0.02 | 0.02 | 0.02 | 0 | 0 | 0.02 | 0.02 | 0.02 | 0.02 | 0.01 | 0.01 | True | True | Non Federally-Regulated | 01/27/2020 |  | 07/22/2020
Hangzhou Huoshi Lighting Co.,Ltd | FLSNT | DSST1460FILFR-25 | Light Emitting Diode | Decorative Lamp | Edison Screw Base | Forward Phase Cut Controls | 99.6 | 2500 | 0.0012 | 93 | 58 | 85 | 0.91 | Elevated | 15000 | 0.917 | 1 |  | 0.1 | 16 | 16 | 0.26 | 0.24 | 0.17 | 0.11 | 0 | 0 | 0.03 | 0.02 | 0.02 | 0.02 | 0 | 0 | 0.02 | 0.02 | 0.02 | 0.02 | 0.01 | 0.01 | True | True | Non Federally-Regulated | 01/27/2020 |  | 07/22/2020
Hangzhou Huoshi Lighting Co.,Ltd | FLSNT | DSST1460FILSM-25 | Light Emitting Diode | Decorative Lamp | Edison Screw Base | Forward Phase Cut Controls | 99.6 | 2500 | 0.0012 | 93 | 58 | 85 | 0.91 | Elevated | 15000 | 0.917 | 1 |  | 0.1 | 16 | 16 | 0.26 | 0.24 | 0.17 | 0.11 | 0 | 0 | 0.03 | 0.02 | 0.02 | 0.02 | 0 | 0 | 0.02 | 0.02 | 0.02 | 0.02 | 0.01 | 0.01 | True | True | Non Federally-Regulated | 01/27/2020 |  | 07/22/2020
Hangzhou Huoshi Lighting Co.,Ltd | FLSNT | DSB11F60FILSM-30 | Light Emitting Diode | Decorative Lamp | Edison Screw Base | Forward Phase Cut Controls | 99.6 | 3000 | 0.0012 | 93 | 58 | 85 | 0.91 | Elevated | 15000 | 0.917 | 1 |  | 0.1 | 16 | 16 | 0.26 | 0.24 | 0.17 | 0.11 | 0 | 0 | 0.03 | 0.02 | 0.02 | 0.02 | 0 | 0 | 0.02 | 0.02 | 0.02 | 0.02 | 0.01 | 0.01 | True | True | Non Federally-Regulated | 01/27/2020 |  | 07/22/2020
Hangzhou Huoshi Lighting Co.,Ltd | FLSNT | DSB11F60FILCL26-30 | Light Emitting Diode | Decorative Lamp | Edison Screw Base | Forward Phase Cut Controls | 99.6 | 3000 | 0.0012 | 93 | 58 | 85 | 0.91 | Elevated | 15000 | 0.917 | 1 |  | 0.1 | 16 | 16 | 0.26 | 0.24 | 0.17 | 0.11 | 0 | 0 | 0.03 | 0.02 | 0.02 | 0.02 | 0 | 0 | 0.02 | 0.02 | 0.02 | 0.02 | 0.01 | 0.01 | True | True | Non Federally-Regulated | 01/27/2020 |  | 07/22/2020
Hangzhou Huoshi Lighting Co.,Ltd | FLSNT | DSB11F60FILWH26-30 | Light Emitting Diode | Decorative Lamp | Edison Screw Base | Forward Phase Cut Controls | 99.6 | 3000 | 0.0012 | 93 | 58 | 85 | 0.91 | Elevated | 15000 | 0.917 | 1 |  | 0.1 | 16 | 16 | 0.26 | 0.24 | 0.17 | 0.11 | 0 | 0 | 0.03 | 0.02 | 0.02 | 0.02 | 0 | 0 | 0.02 | 0.02 | 0.02 | 0.02 | 0.01 | 0.01 | True | True | Non Federally-Regulated | 01/27/2020 |  | 07/22/2020
Hangzhou Huoshi Lighting Co.,Ltd | FLSNT | DSB11F60FILAM26-30 | Light Emitting Diode | Decorative Lamp | Edison Screw Base | Forward Phase Cut Controls | 99.6 | 3000 | 0.0012 | 93 | 58 | 85 | 0.91 | Elevated | 15000 | 0.917 | 1 |  | 0.1 | 16 | 16 | 0.26 | 0.24 | 0.17 | 0.11 | 0 | 0 | 0.03 | 0.02 | 0.02 | 0.02 | 0 | 0 | 0.02 | 0.02 | 0.02 | 0.02 | 0.01 | 0.01 | True | True | Non Federally-Regulated | 01/27/2020 |  | 07/22/2020
Hangzhou Huoshi Lighting Co.,Ltd | FLSNT | DSB11F60FILFR26-30 | Light Emitting Diode | Decorative Lamp | Edison Screw Base | Forward Phase Cut Controls | 99.6 | 3000 | 0.0012 | 93 | 58 | 85 | 0.91 | Elevated | 15000 | 0.917 | 1 |  | 0.1 | 16 | 16 | 0.26 | 0.24 | 0.17 | 0.11 | 0 | 0 | 0.03 | 0.02 | 0.02 | 0.02 | 0 | 0 | 0.02 | 0.02 | 0.02 | 0.02 | 0.01 | 0.01 | True | True | Non Federally-Regulated | 01/27/2020 |  | 07/22/2020
Hangzhou Huoshi Lighting Co.,Ltd | FLSNT | DSB11F60FILSM26-30 | Light Emitting Diode | Decorative Lamp | Edison Screw Base | Forward Phase Cut Controls | 99.6 | 3000 | 0.0012 | 93 | 58 | 85 | 0.91 | Elevated | 15000 | 0.917 | 1 |  | 0.1 | 16 | 16 | 0.26 | 0.24 | 0.17 | 0.11 | 0 | 0 | 0.03 | 0.02 | 0.02 | 0.02 | 0 | 0 | 0.02 | 0.02 | 0.02 | 0.02 | 0.01 | 0.01 | True | True | Non Federally-Regulated | 01/27/2020 |  | 07/22/2020
Hangzhou Huoshi Lighting Co.,Ltd | FLSNT | DSG1660FILCL-30 | Light Emitting Diode | Decorative Lamp | Edison Screw Base | Forward Phase Cut Controls | 99.6 | 3000 | 0.0012 | 93 | 58 | 85 | 0.91 | Elevated | 15000 | 0.917 | 1 |  | 0.1 | 16 | 16 | 0.26 | 0.24 | 0.17 | 0.11 | 0 | 0 | 0.03 | 0.02 | 0.02 | 0.02 | 0 | 0 | 0.02 | 0.02 | 0.02 | 0.02 | 0.01 | 0.01 | True | True | Non Federally-Regulated | 01/27/2020 |  | 07/22/2020
Hangzhou Huoshi Lighting Co.,Ltd | FLSNT | DSG1660FILWH-30 | Light Emitting Diode | Decorative Lamp | Edison Screw Base | Forward Phase Cut Controls | 99.6 | 3000 | 0.0012 | 93 | 58 | 85 | 0.91 | Elevated | 15000 | 0.917 | 1 |  | 0.1 | 16 | 16 | 0.26 | 0.24 | 0.17 | 0.11 | 0 | 0 | 0.03 | 0.02 | 0.02 | 0.02 | 0 | 0 | 0.02 | 0.02 | 0.02 | 0.02 | 0.01 | 0.01 | True | True | Non Federally-Regulated | 01/27/2020 |  | 07/22/2020
Hangzhou Huoshi Lighting Co.,Ltd | FLSNT | DSG1660FILAM-30 | Light Emitting Diode | Decorative Lamp | Edison Screw Base | Forward Phase Cut Controls | 99.6 | 3000 | 0.0012 | 93 | 58 | 85 | 0.91 | Elevated | 15000 | 0.917 | 1 |  | 0.1 | 16 | 16 | 0.26 | 0.24 | 0.17 | 0.11 | 0 | 0 | 0.03 | 0.02 | 0.02 | 0.02 | 0 | 0 | 0.02 | 0.02 | 0.02 | 0.02 | 0.01 | 0.01 | True | True | Non Federally-Regulated | 01/27/2020 |  | 07/22/2020
Hangzhou Huoshi Lighting Co.,Ltd | FLSNT | DSG1660FILFR-30 | Light Emitting Diode | Decorative Lamp | Edison Screw Base | Forward Phase Cut Controls | 99.6 | 3000 | 0.0012 | 93 | 58 | 85 | 0.91 | Elevated | 15000 | 0.917 | 1 |  | 0.1 | 16 | 16 | 0.26 | 0.24 | 0.17 | 0.11 | 0 | 0 | 0.03 | 0.02 | 0.02 | 0.02 | 0 | 0 | 0.02 | 0.02 | 0.02 | 0.02 | 0.01 | 0.01 | True | True | Non Federally-Regulated | 01/27/2020 |  | 07/22/2020
Hangzhou Huoshi Lighting Co.,Ltd | FLSNT | DSG1660FILSM-30 | Light Emitting Diode | Decorative Lamp | Edison Screw Base | Forward Phase Cut Controls | 99.6 | 3000 | 0.0012 | 93 | 58 | 85 | 0.91 | Elevated | 15000 | 0.917 | 1 |  | 0.1 | 16 | 16 | 0.26 | 0.24 | 0.17 | 0.11 | 0 | 0 | 0.03 | 0.02 | 0.02 | 0.02 | 0 | 0 | 0.02 | 0.02 | 0.02 | 0.02 | 0.01 | 0.01 | True | True | Non Federally-Regulated | 01/27/2020 |  | 07/22/2020
Hangzhou Huoshi Lighting Co.,Ltd | FLSNT | DSG1660FILCL12-30 | Light Emitting Diode | Decorative Lamp | Edison Screw Base | Forward Phase Cut Controls | 99.6 | 3000 | 0.0012 | 93 | 58 | 85 | 0.91 | Elevated | 15000 | 0.917 | 1 |  | 0.1 | 16 | 16 | 0.26 | 0.24 | 0.17 | 0.11 | 0 | 0 | 0.03 | 0.02 | 0.02 | 0.02 | 0 | 0 | 0.02 | 0.02 | 0.02 | 0.02 | 0.01 | 0.01 | True | True | Non Federally-Regulated | 01/27/2020 |  | 07/22/2020
Hangzhou Huoshi Lighting Co.,Ltd | FLSNT | DSG1660FILWH12-30 | Light Emitting Diode | Decorative Lamp | Edison Screw Base | Forward Phase Cut Controls | 99.6 | 3000 | 0.0012 | 93 | 58 | 85 | 0.91 | Elevated | 15000 | 0.917 | 1 |  | 0.1 | 16 | 16 | 0.26 | 0.24 | 0.17 | 0.11 | 0 | 0 | 0.03 | 0.02 | 0.02 | 0.02 | 0 | 0 | 0.02 | 0.02 | 0.02 | 0.02 | 0.01 | 0.01 | True | True | Non Federally-Regulated | 01/27/2020 |  | 07/22/2020
Hangzhou Huoshi Lighting Co.,Ltd | FLSNT | DSG1660FILAM12-30 | Light Emitting Diode | Decorative Lamp | Edison Screw Base | Forward Phase Cut Controls | 99.6 | 3000 | 0.0012 | 93 | 58 | 85 | 0.91 | Elevated | 15000 | 0.917 | 1 |  | 0.1 | 16 | 16 | 0.26 | 0.24 | 0.17 | 0.11 | 0 | 0 | 0.03 | 0.02 | 0.02 | 0.02 | 0 | 0 | 0.02 | 0.02 | 0.02 | 0.02 | 0.01 | 0.01 | True | True | Non Federally-Regulated | 01/27/2020 |  | 07/22/2020
Hangzhou Huoshi Lighting Co.,Ltd | FLSNT | DSG1660FILFR12-30 | Light Emitting Diode | Decorative Lamp | Edison Screw Base | Forward Phase Cut Controls | 99.6 | 3000 | 0.0012 | 93 | 58 | 85 | 0.91 | Elevated | 15000 | 0.917 | 1 |  | 0.1 | 16 | 16 | 0.26 | 0.24 | 0.17 | 0.11 | 0 | 0 | 0.03 | 0.02 | 0.02 | 0.02 | 0 | 0 | 0.02 | 0.02 | 0.02 | 0.02 | 0.01 | 0.01 | True | True | Non Federally-Regulated | 01/27/2020 |  | 07/22/2020
Hangzhou Huoshi Lighting Co.,Ltd | FLSNT | DSG1660FILSM12-30 | Light Emitting Diode | Decorative Lamp | Edison Screw Base | Forward Phase Cut Controls | 99.6 | 3000 | 0.0012 | 93 | 58 | 85 | 0.91 | Elevated | 15000 | 0.917 | 1 |  | 0.1 | 16 | 16 | 0.26 | 0.24 | 0.17 | 0.11 | 0 | 0 | 0.03 | 0.02 | 0.02 | 0.02 | 0 | 0 | 0.02 | 0.02 | 0.02 | 0.02 | 0.01 | 0.01 | True | True | Non Federally-Regulated | 01/27/2020 |  | 07/22/2020
Hangzhou Huoshi Lighting Co.,Ltd | FLSNT | DSST1460FILCL-30 | Light Emitting Diode | Decorative Lamp | Edison Screw Base | Forward Phase Cut Controls | 99.6 | 3000 | 0.0012 | 93 | 58 | 85 | 0.91 | Elevated | 15000 | 0.917 | 1 |  | 0.1 | 16 | 16 | 0.26 | 0.24 | 0.17 | 0.11 | 0 | 0 | 0.03 | 0.02 | 0.02 | 0.02 | 0 | 0 | 0.02 | 0.02 | 0.02 | 0.02 | 0.01 | 0.01 | True | True | Non Federally-Regulated | 01/27/2020 |  | 07/22/2020
Hangzhou Huoshi Lighting Co.,Ltd | FLSNT | DSST1460FILWH-30 | Light Emitting Diode | Decorative Lamp | Edison Screw Base | Forward Phase Cut Controls | 99.6 | 3000 | 0.0012 | 93 | 58 | 85 | 0.91 | Elevated | 15000 | 0.917 | 1 |  | 0.1 | 16 | 16 | 0.26 | 0.24 | 0.17 | 0.11 | 0 | 0 | 0.03 | 0.02 | 0.02 | 0.02 | 0 | 0 | 0.02 | 0.02 | 0.02 | 0.02 | 0.01 | 0.01 | True | True | Non Federally-Regulated | 01/27/2020 |  | 07/22/2020
Hangzhou Huoshi Lighting Co.,Ltd | FLSNT | DSST1460FILAM-30 | Light Emitting Diode | Decorative Lamp | Edison Screw Base | Forward Phase Cut Controls | 99.6 | 3000 | 0.0012 | 93 | 58 | 85 | 0.91 | Elevated | 15000 | 0.917 | 1 |  | 0.1 | 16 | 16 | 0.26 | 0.24 | 0.17 | 0.11 | 0 | 0 | 0.03 | 0.02 | 0.02 | 0.02 | 0 | 0 | 0.02 | 0.02 | 0.02 | 0.02 | 0.01 | 0.01 | True | True | Non Federally-Regulated | 01/27/2020 |  | 07/22/2020
Hangzhou Huoshi Lighting Co.,Ltd | FLSNT | DSST1460FILFR-30 | Light Emitting Diode | Decorative Lamp | Edison Screw Base | Forward Phase Cut Controls | 99.6 | 3000 | 0.0012 | 93 | 58 | 85 | 0.91 | Elevated | 15000 | 0.917 | 1 |  | 0.1 | 16 | 16 | 0.26 | 0.24 | 0.17 | 0.11 | 0 | 0 | 0.03 | 0.02 | 0.02 | 0.02 | 0 | 0 | 0.02 | 0.02 | 0.02 | 0.02 | 0.01 | 0.01 | True | True | Non Federally-Regulated | 01/27/2020 |  | 07/22/2020
Hangzhou Huoshi Lighting Co.,Ltd | FLSNT | DSST1460FILSM-30 | Light Emitting Diode | Decorative Lamp | Edison Screw Base | Forward Phase Cut Controls | 99.6 | 3000 | 0.0012 | 93 | 58 | 85 | 0.91 | Elevated | 15000 | 0.917 | 1 |  | 0.1 | 16 | 16 | 0.26 | 0.24 | 0.17 | 0.11 | 0 | 0 | 0.03 | 0.02 | 0.02 | 0.02 | 0 | 0 | 0.02 | 0.02 | 0.02 | 0.02 | 0.01 | 0.01 | True | True | Non Federally-Regulated | 01/27/2020 |  | 07/22/2020
Hangzhou Huoshi Lighting Co.,Ltd | FLSNT | DSB1160FILCL-40 | Light Emitting Diode | Decorative Lamp | Edison Screw Base | Forward Phase Cut Controls | 99.6 | 4000 | 0.0012 | 93 | 58 | 85 | 0.91 | Elevated | 15000 | 0.917 | 1 |  | 0.1 | 16 | 16 | 0.26 | 0.24 | 0.17 | 0.11 | 0 | 0 | 0.03 | 0.02 | 0.02 | 0.02 | 0 | 0 | 0.02 | 0.02 | 0.02 | 0.02 | 0.01 | 0.01 | True | True | Non Federally-Regulated | 01/27/2020 |  | 07/22/2020
Hangzhou Huoshi Lighting Co.,Ltd | FLSNT | DSB1160FILWH-40 | Light Emitting Diode | Decorative Lamp | Edison Screw Base | Forward Phase Cut Controls | 99.6 | 4000 | 0.0012 | 93 | 58 | 85 | 0.91 | Elevated | 15000 | 0.917 | 1 |  | 0.1 | 16 | 16 | 0.26 | 0.24 | 0.17 | 0.11 | 0 | 0 | 0.03 | 0.02 | 0.02 | 0.02 | 0 | 0 | 0.02 | 0.02 | 0.02 | 0.02 | 0.01 | 0.01 | True | True | Non Federally-Regulated | 01/27/2020 |  | 07/22/2020
Hangzhou Huoshi Lighting Co.,Ltd | FLSNT | DSB1160FILAM-40 | Light Emitting Diode | Decorative Lamp | Edison Screw Base | Forward Phase Cut Controls | 99.6 | 4000 | 0.0012 | 93 | 58 | 85 | 0.91 | Elevated | 15000 | 0.917 | 1 |  | 0.1 | 16 | 16 | 0.26 | 0.24 | 0.17 | 0.11 | 0 | 0 | 0.03 | 0.02 | 0.02 | 0.02 | 0 | 0 | 0.02 | 0.02 | 0.02 | 0.02 | 0.01 | 0.01 | True | True | Non Federally-Regulated | 01/27/2020 |  | 07/22/2020
Hangzhou Huoshi Lighting Co.,Ltd | FLSNT | DSB1160FILFR-40 | Light Emitting Diode | Decorative Lamp | Edison Screw Base | Forward Phase Cut Controls | 99.6 | 4000 | 0.0012 | 93 | 58 | 85 | 0.91 | Elevated | 15000 | 0.917 | 1 |  | 0.1 | 16 | 16 | 0.26 | 0.24 | 0.17 | 0.11 | 0 | 0 | 0.03 | 0.02 | 0.02 | 0.02 | 0 | 0 | 0.02 | 0.02 | 0.02 | 0.02 | 0.01 | 0.01 | True | True | Non Federally-Regulated | 01/27/2020 |  | 07/22/2020
Hangzhou Huoshi Lighting Co.,Ltd | FLSNT | DSB1160FILSM-40 | Light Emitting Diode | Decorative Lamp | Edison Screw Base | Forward Phase Cut Controls | 99.6 | 4000 | 0.0012 | 93 | 58 | 85 | 0.91 | Elevated | 15000 | 0.917 | 1 |  | 0.1 | 16 | 16 | 0.26 | 0.24 | 0.17 | 0.11 | 0 | 0 | 0.03 | 0.02 | 0.02 | 0.02 | 0 | 0 | 0.02 | 0.02 | 0.02 | 0.02 | 0.01 | 0.01 | True | True | Non Federally-Regulated | 01/27/2020 |  | 07/22/2020
Hangzhou Huoshi Lighting Co.,Ltd | FLSNT | DSB1160FILCL26-40 | Light Emitting Diode | Decorative Lamp | Edison Screw Base | Forward Phase Cut Controls | 99.6 | 4000 | 0.0012 | 93 | 58 | 85 | 0.91 | Elevated | 15000 | 0.917 | 1 |  | 0.1 | 16 | 16 | 0.26 | 0.24 | 0.17 | 0.11 | 0 | 0 | 0.03 | 0.02 | 0.02 | 0.02 | 0 | 0 | 0.02 | 0.02 | 0.02 | 0.02 | 0.01 | 0.01 | True | True | Non Federally-Regulated | 01/27/2020 |  | 07/22/2020
Hangzhou Huoshi Lighting Co.,Ltd | FLSNT | DSB1160FILWH26-40 | Light Emitting Diode | Decorative Lamp | Edison Screw Base | Forward Phase Cut Controls | 99.6 | 4000 | 0.0012 | 93 | 58 | 85 | 0.91 | Elevated | 15000 | 0.917 | 1 |  | 0.1 | 16 | 16 | 0.26 | 0.24 | 0.17 | 0.11 | 0 | 0 | 0.03 | 0.02 | 0.02 | 0.02 | 0 | 0 | 0.02 | 0.02 | 0.02 | 0.02 | 0.01 | 0.01 | True | True | Non Federally-Regulated | 01/27/2020 |  | 07/22/2020
Hangzhou Huoshi Lighting Co.,Ltd | FLSNT | DSB1160FILAM26-40 | Light Emitting Diode | Decorative Lamp | Edison Screw Base | Forward Phase Cut Controls | 99.6 | 4000 | 0.0012 | 93 | 58 | 85 | 0.91 | Elevated | 15000 | 0.917 | 1 |  | 0.1 | 16 | 16 | 0.26 | 0.24 | 0.17 | 0.11 | 0 | 0 | 0.03 | 0.02 | 0.02 | 0.02 | 0 | 0 | 0.02 | 0.02 | 0.02 | 0.02 | 0.01 | 0.01 | True | True | Non Federally-Regulated | 01/27/2020 |  | 07/22/2020
Hangzhou Huoshi Lighting Co.,Ltd | FLSNT | DSB1160FILFR26-40 | Light Emitting Diode | Decorative Lamp | Edison Screw Base | Forward Phase Cut Controls | 99.6 | 4000 | 0.0012 | 93 | 58 | 85 | 0.91 | Elevated | 15000 | 0.917 | 1 |  | 0.1 | 16 | 16 | 0.26 | 0.24 | 0.17 | 0.11 | 0 | 0 | 0.03 | 0.02 | 0.02 | 0.02 | 0 | 0 | 0.02 | 0.02 | 0.02 | 0.02 | 0.01 | 0.01 | True | True | Non Federally-Regulated | 01/27/2020 |  | 07/22/2020
Hangzhou Huoshi Lighting Co.,Ltd | FLSNT | DSB1160FILSM26-40 | Light Emitting Diode | Decorative Lamp | Edison Screw Base | Forward Phase Cut Controls | 99.6 | 4000 | 0.0012 | 93 | 58 | 85 | 0.91 | Elevated | 15000 | 0.917 | 1 |  | 0.1 | 16 | 16 | 0.26 | 0.24 | 0.17 | 0.11 | 0 | 0 | 0.03 | 0.02 | 0.02 | 0.02 | 0 | 0 | 0.02 | 0.02 | 0.02 | 0.02 | 0.01 | 0.01 | True | True | Non Federally-Regulated | 01/27/2020 |  | 07/22/2020
Hangzhou Huoshi Lighting Co.,Ltd | FLSNT | DSB11F60FILCL-40 | Light Emitting Diode | Decorative Lamp | Edison Screw Base | Forward Phase Cut Controls | 99.6 | 4000 | 0.0012 | 93 | 58 | 85 | 0.91 | Elevated | 15000 | 0.917 | 1 |  | 0.1 | 16 | 16 | 0.26 | 0.24 | 0.17 | 0.11 | 0 | 0 | 0.03 | 0.02 | 0.02 | 0.02 | 0 | 0 | 0.02 | 0.02 | 0.02 | 0.02 | 0.01 | 0.01 | True | True | Non Federally-Regulated | 01/27/2020 |  | 07/22/2020
Hangzhou Huoshi Lighting Co.,Ltd | FLSNT | DSB11F60FILWH-40 | Light Emitting Diode | Decorative Lamp | Edison Screw Base | Forward Phase Cut Controls | 99.6 | 4000 | 0.0012 | 93 | 58 | 85 | 0.91 | Elevated | 15000 | 0.917 | 1 |  | 0.1 | 16 | 16 | 0.26 | 0.24 | 0.17 | 0.11 | 0 | 0 | 0.03 | 0.02 | 0.02 | 0.02 | 0 | 0 | 0.02 | 0.02 | 0.02 | 0.02 | 0.01 | 0.01 | True | True | Non Federally-Regulated | 01/27/2020 |  | 07/22/2020
Hangzhou Huoshi Lighting Co.,Ltd | FLSNT | DSB11F60FILAM-40 | Light Emitting Diode | Decorative Lamp | Edison Screw Base | Forward Phase Cut Controls | 99.6 | 4000 | 0.0012 | 93 | 58 | 85 | 0.91 | Elevated | 15000 | 0.917 | 1 |  | 0.1 | 16 | 16 | 0.26 | 0.24 | 0.17 | 0.11 | 0 | 0 | 0.03 | 0.02 | 0.02 | 0.02 | 0 | 0 | 0.02 | 0.02 | 0.02 | 0.02 | 0.01 | 0.01 | True | True | Non Federally-Regulated | 01/27/2020 |  | 07/22/2020
Hangzhou Huoshi Lighting Co.,Ltd | FLSNT | DSB11F60FILFR-40 | Light Emitting Diode | Decorative Lamp | Edison Screw Base | Forward Phase Cut Controls | 99.6 | 4000 | 0.0012 | 93 | 58 | 85 | 0.91 | Elevated | 15000 | 0.917 | 1 |  | 0.1 | 16 | 16 | 0.26 | 0.24 | 0.17 | 0.11 | 0 | 0 | 0.03 | 0.02 | 0.02 | 0.02 | 0 | 0 | 0.02 | 0.02 | 0.02 | 0.02 | 0.01 | 0.01 | True | True | Non Federally-Regulated | 01/27/2020 |  | 07/22/2020
Hangzhou Huoshi Lighting Co.,Ltd | FLSNT | DSB11F60FILSM-40 | Light Emitting Diode | Decorative Lamp | Edison Screw Base | Forward Phase Cut Controls | 99.6 | 4000 | 0.0012 | 93 | 58 | 85 | 0.91 | Elevated | 15000 | 0.917 | 1 |  | 0.1 | 16 | 16 | 0.26 | 0.24 | 0.17 | 0.11 | 0 | 0 | 0.03 | 0.02 | 0.02 | 0.02 | 0 | 0 | 0.02 | 0.02 | 0.02 | 0.02 | 0.01 | 0.01 | True | True | Non Federally-Regulated | 01/27/2020 |  | 07/22/2020
Hangzhou Huoshi Lighting Co.,Ltd | FLSNT | DSB11F60FILCL26-40 | Light Emitting Diode | Decorative Lamp | Edison Screw Base | Forward Phase Cut Controls | 99.6 | 4000 | 0.0012 | 93 | 58 | 85 | 0.91 | Elevated | 15000 | 0.917 | 1 |  | 0.1 | 16 | 16 | 0.26 | 0.24 | 0.17 | 0.11 | 0 | 0 | 0.03 | 0.02 | 0.02 | 0.02 | 0 | 0 | 0.02 | 0.02 | 0.02 | 0.02 | 0.01 | 0.01 | True | True | Non Federally-Regulated | 01/27/2020 |  | 07/22/2020
Hangzhou Huoshi Lighting Co.,Ltd | FLSNT | DSB11F60FILWH26-40 | Light Emitting Diode | Decorative Lamp | Edison Screw Base | Forward Phase Cut Controls | 99.6 | 4000 | 0.0012 | 93 | 58 | 85 | 0.91 | Elevated | 15000 | 0.917 | 1 |  | 0.1 | 16 | 16 | 0.26 | 0.24 | 0.17 | 0.11 | 0 | 0 | 0.03 | 0.02 | 0.02 | 0.02 | 0 | 0 | 0.02 | 0.02 | 0.02 | 0.02 | 0.01 | 0.01 | True | True | Non Federally-Regulated | 01/27/2020 |  | 07/22/2020
Hangzhou Huoshi Lighting Co.,Ltd | FLSNT | DSB11F60FILAM26-40 | Light Emitting Diode | Decorative Lamp | Edison Screw Base | Forward Phase Cut Controls | 99.6 | 4000 | 0.0012 | 93 | 58 | 85 | 0.91 | Elevated | 15000 | 0.917 | 1 |  | 0.1 | 16 | 16 | 0.26 | 0.24 | 0.17 | 0.11 | 0 | 0 | 0.03 | 0.02 | 0.02 | 0.02 | 0 | 0 | 0.02 | 0.02 | 0.02 | 0.02 | 0.01 | 0.01 | True | True | Non Federally-Regulated | 01/27/2020 |  | 07/22/2020
Hangzhou Huoshi Lighting Co.,Ltd | FLSNT | DSB11F60FILFR26-40 | Light Emitting Diode | Decorative Lamp | Edison Screw Base | Forward Phase Cut Controls | 99.6 | 4000 | 0.0012 | 93 | 58 | 85 | 0.91 | Elevated | 15000 | 0.917 | 1 |  | 0.1 | 16 | 16 | 0.26 | 0.24 | 0.17 | 0.11 | 0 | 0 | 0.03 | 0.02 | 0.02 | 0.02 | 0 | 0 | 0.02 | 0.02 | 0.02 | 0.02 | 0.01 | 0.01 | True | True | Non Federally-Regulated | 01/27/2020 |  | 07/22/2020
Hangzhou Huoshi Lighting Co.,Ltd | FLSNT | DSB11F60FILSM26-40 | Light Emitting Diode | Decorative Lamp | Edison Screw Base | Forward Phase Cut Controls | 99.6 | 4000 | 0.0012 | 93 | 58 | 85 | 0.91 | Elevated | 15000 | 0.917 | 1 |  | 0.1 | 16 | 16 | 0.26 | 0.24 | 0.17 | 0.11 | 0 | 0 | 0.03 | 0.02 | 0.02 | 0.02 | 0 | 0 | 0.02 | 0.02 | 0.02 | 0.02 | 0.01 | 0.01 | True | True | Non Federally-Regulated | 01/27/2020 |  | 07/22/2020
Hangzhou Huoshi Lighting Co.,Ltd | FLSNT | DSG1660FILCL-40 | Light Emitting Diode | Decorative Lamp | Edison Screw Base | Forward Phase Cut Controls | 99.6 | 4000 | 0.0012 | 93 | 58 | 85 | 0.91 | Elevated | 15000 | 0.917 | 1 |  | 0.1 | 16 | 16 | 0.26 | 0.24 | 0.17 | 0.11 | 0 | 0 | 0.03 | 0.02 | 0.02 | 0.02 | 0 | 0 | 0.02 | 0.02 | 0.02 | 0.02 | 0.01 | 0.01 | True | True | Non Federally-Regulated | 01/27/2020 |  | 07/22/2020
Hangzhou Huoshi Lighting Co.,Ltd | FLSNT | DSG1660FILWH-40 | Light Emitting Diode | Decorative Lamp | Edison Screw Base | Forward Phase Cut Controls | 99.6 | 4000 | 0.0012 | 93 | 58 | 85 | 0.91 | Elevated | 15000 | 0.917 | 1 |  | 0.1 | 16 | 16 | 0.26 | 0.24 | 0.17 | 0.11 | 0 | 0 | 0.03 | 0.02 | 0.02 | 0.02 | 0 | 0 | 0.02 | 0.02 | 0.02 | 0.02 | 0.01 | 0.01 | True | True | Non Federally-Regulated | 01/27/2020 |  | 07/22/2020
Hangzhou Huoshi Lighting Co.,Ltd | FLSNT | DSG1660FILAM-40 | Light Emitting Diode | Decorative Lamp | Edison Screw Base | Forward Phase Cut Controls | 99.6 | 4000 | 0.0012 | 93 | 58 | 85 | 0.91 | Elevated | 15000 | 0.917 | 1 |  | 0.1 | 16 | 16 | 0.26 | 0.24 | 0.17 | 0.11 | 0 | 0 | 0.03 | 0.02 | 0.02 | 0.02 | 0 | 0 | 0.02 | 0.02 | 0.02 | 0.02 | 0.01 | 0.01 | True | True | Non Federally-Regulated | 01/27/2020 |  | 07/22/2020
Hangzhou Huoshi Lighting Co.,Ltd | FLSNT | DSG1660FILFR-40 | Light Emitting Diode | Decorative Lamp | Edison Screw Base | Forward Phase Cut Controls | 99.6 | 4000 | 0.0012 | 93 | 58 | 85 | 0.91 | Elevated | 15000 | 0.917 | 1 |  | 0.1 | 16 | 16 | 0.26 | 0.24 | 0.17 | 0.11 | 0 | 0 | 0.03 | 0.02 | 0.02 | 0.02 | 0 | 0 | 0.02 | 0.02 | 0.02 | 0.02 | 0.01 | 0.01 | True | True | Non Federally-Regulated | 01/27/2020 |  | 07/22/2020
Hangzhou Huoshi Lighting Co.,Ltd | FLSNT | DSG1660FILAM12-40 | Light Emitting Diode | Decorative Lamp | Edison Screw Base | Forward Phase Cut Controls | 99.6 | 4000 | 0.0012 | 93 | 58 | 85 | 0.91 | Elevated | 15000 | 0.917 | 1 |  | 0.1 | 16 | 16 | 0.26 | 0.24 | 0.17 | 0.11 | 0 | 0 | 0.03 | 0.02 | 0.02 | 0.02 | 0 | 0 | 0.02 | 0.02 | 0.02 | 0.02 | 0.01 | 0.01 | True | True | Non Federally-Regulated | 01/27/2020 |  | 07/22/2020
Hangzhou Huoshi Lighting Co.,Ltd | FLSNT | DSG1660FILSM12-40 | Light Emitting Diode | Decorative Lamp | Edison Screw Base | Forward Phase Cut Controls | 99.6 | 4000 | 0.0012 | 93 | 58 | 85 | 0.91 | Elevated | 15000 | 0.917 | 1 |  | 0.1 | 16 | 16 | 0.26 | 0.24 | 0.17 | 0.11 | 0 | 0 | 0.03 | 0.02 | 0.02 | 0.02 | 0 | 0 | 0.02 | 0.02 | 0.02 | 0.02 | 0.01 | 0.01 | True | True | Non Federally-Regulated | 01/27/2020 |  | 07/22/2020
Hangzhou Huoshi Lighting Co.,Ltd | FLSNT | DSST1460FILCL-40 | Light Emitting Diode | Decorative Lamp | Edison Screw Base | Forward Phase Cut Controls | 99.6 | 4000 | 0.0012 | 93 | 58 | 85 | 0.91 | Elevated | 15000 | 0.917 | 1 |  | 0.1 | 16 | 16 | 0.26 | 0.24 | 0.17 | 0.11 | 0 | 0 | 0.03 | 0.02 | 0.02 | 0.02 | 0 | 0 | 0.02 | 0.02 | 0.02 | 0.02 | 0.01 | 0.01 | True | True | Non Federally-Regulated | 01/27/2020 |  | 07/22/2020
Hangzhou Huoshi Lighting Co.,Ltd | FLSNT | DSST1460FILWH-40 | Light Emitting Diode | Decorative Lamp | Edison Screw Base | Forward Phase Cut Controls | 99.6 | 4000 | 0.0012 | 93 | 58 | 85 | 0.91 | Elevated | 15000 | 0.917 | 1 |  | 0.1 | 16 | 16 | 0.26 | 0.24 | 0.17 | 0.11 | 0 | 0 | 0.03 | 0.02 | 0.02 | 0.02 | 0 | 0 | 0.02 | 0.02 | 0.02 | 0.02 | 0.01 | 0.01 | True | True | Non Federally-Regulated | 01/27/2020 |  | 07/22/2020
Hangzhou Huoshi Lighting Co.,Ltd | FLSNT | DSST1460FILAM-40 | Light Emitting Diode | Decorative Lamp | Edison Screw Base | Forward Phase Cut Controls | 99.6 | 4000 | 0.0012 | 93 | 58 | 85 | 0.91 | Elevated | 15000 | 0.917 | 1 |  | 0.1 | 16 | 16 | 0.26 | 0.24 | 0.17 | 0.11 | 0 | 0 | 0.03 | 0.02 | 0.02 | 0.02 | 0 | 0 | 0.02 | 0.02 | 0.02 | 0.02 | 0.01 | 0.01 | True | True | Non Federally-Regulated | 01/27/2020 |  | 07/22/2020
Hangzhou Huoshi Lighting Co.,Ltd | FLSNT | DSST1460FILFR-40 | Light Emitting Diode | Decorative Lamp | Edison Screw Base | Forward Phase Cut Controls | 99.6 | 4000 | 0.0012 | 93 | 58 | 85 | 0.91 | Elevated | 15000 | 0.917 | 1 |  | 0.1 | 16 | 16 | 0.26 | 0.24 | 0.17 | 0.11 | 0 | 0 | 0.03 | 0.02 | 0.02 | 0.02 | 0 | 0 | 0.02 | 0.02 | 0.02 | 0.02 | 0.01 | 0.01 | True | True | Non Federally-Regulated | 01/27/2020 |  | 07/22/2020
Hangzhou Huoshi Lighting Co.,Ltd | FLSNT | DSST1460FILSM-40 | Light Emitting Diode | Decorative Lamp | Edison Screw Base | Forward Phase Cut Controls | 99.6 | 4000 | 0.0012 | 93 | 58 | 85 | 0.91 | Elevated | 15000 | 0.917 | 1 |  | 0.1 | 16 | 16 | 0.26 | 0.24 | 0.17 | 0.11 | 0 | 0 | 0.03 | 0.02 | 0.02 | 0.02 | 0 | 0 | 0.02 | 0.02 | 0.02 | 0.02 | 0.01 | 0.01 | True | True | Non Federally-Regulated | 01/27/2020 |  | 07/22/2020
Hangzhou Huoshi Lighting Co.,Ltd | FLSNT | DSG1660FILSM-40 | Light Emitting Diode | Decorative Lamp | Edison Screw Base | Forward Phase Cut Controls | 99.6 | 4000 | 0.0012 | 93 | 58 | 85 | 0.91 | Elevated | 15000 | 0.917 | 1 |  | 0.1 | 16 | 16 | 0.26 | 0.24 | 0.17 | 0.11 | 0 | 0 | 0.03 | 0.02 | 0.02 | 0.02 | 0 | 0 | 0.02 | 0.02 | 0.02 | 0.02 | 0.01 | 0.01 | True | True | Non Federally-Regulated | 01/27/2020 |  | 07/22/2020
Hangzhou Huoshi Lighting Co.,Ltd | FLSNT | DSG1660FILCL12-40 | Light Emitting Diode | Decorative Lamp | Edison Screw Base | Forward Phase Cut Controls | 99.6 | 4000 | 0.0012 | 93 | 58 | 85 | 0.91 | Elevated | 15000 | 0.917 | 1 |  | 0.1 | 16 | 16 | 0.26 | 0.24 | 0.17 | 0.11 | 0 | 0 | 0.03 | 0.02 | 0.02 | 0.02 | 0 | 0 | 0.02 | 0.02 | 0.02 | 0.02 | 0.01 | 0.01 | True | True | Non Federally-Regulated | 01/27/2020 |  | 07/22/2020
Hangzhou Huoshi Lighting Co.,Ltd | FLSNT | DSG1660FILWH12-40 | Light Emitting Diode | Decorative Lamp | Edison Screw Base | Forward Phase Cut Controls | 99.6 | 4000 | 0.0012 | 93 | 58 | 85 | 0.91 | Elevated | 15000 | 0.917 | 1 |  | 0.1 | 16 | 16 | 0.26 | 0.24 | 0.17 | 0.11 | 0 | 0 | 0.03 | 0.02 | 0.02 | 0.02 | 0 | 0 | 0.02 | 0.02 | 0.02 | 0.02 | 0.01 | 0.01 | True | True | Non Federally-Regulated | 01/27/2020 |  | 07/22/2020
Hangzhou Huoshi Lighting Co.,Ltd | FLSNT | DSG1660FILFR12-40 | Light Emitting Diode | Decorative Lamp | Edison Screw Base | Forward Phase Cut Controls | 99.6 | 4000 | 0.0012 | 93 | 58 | 85 | 0.91 | Elevated | 15000 | 0.917 | 1 |  | 0.1 | 16 | 16 | 0.26 | 0.24 | 0.17 | 0.11 | 0 | 0 | 0.03 | 0.02 | 0.02 | 0.02 | 0 | 0 | 0.02 | 0.02 | 0.02 | 0.02 | 0.01 | 0.01 | True | True | Non Federally-Regulated | 01/27/2020 |  | 07/22/2020
Hangzhou Huoshi Lighting Co.,Ltd | FLSNT | DST660FILCL-27 | Light Emitting Diode | Omnidirectional Lamp | Edison Screw Base | Forward Phase Cut Controls | 99.6 | 4000 | 0.0012 | 93 | 58 | 85 | 0.91 | Elevated | 15000 | 0.917 | 1 |  | 0.1 | 16 | 16 | 0.26 | 0.24 | 0.17 | 0.11 | 0 | 0 | 0.03 | 0.02 | 0.02 | 0.02 | 0 | 0 | 0.02 | 0.02 | 0.02 | 0.02 | 0.01 | 0.01 | True | True | Non Federally-Regulated | 01/27/2020 |  | 07/22/2020
Hangzhou Huoshi Lighting Co.,Ltd | FLSNT | DST660FILWH-27 | Light Emitting Diode | Omnidirectional Lamp | Edison Screw Base | Forward Phase Cut Controls | 99.6 | 4000 | 0.0012 | 93 | 58 | 85 | 0.91 | Elevated | 15000 | 0.917 | 1 |  | 0.1 | 16 | 16 | 0.26 | 0.24 | 0.17 | 0.11 | 0 | 0 | 0.03 | 0.02 | 0.02 | 0.02 | 0 | 0 | 0.02 | 0.02 | 0.02 | 0.02 | 0.01 | 0.01 | True | True | Non Federally-Regulated | 01/27/2020 |  | 07/22/2020
Hangzhou Huoshi Lighting Co.,Ltd | FLSNT | DST660FILAM-27 | Light Emitting Diode | Omnidirectional Lamp | Edison Screw Base | Forward Phase Cut Controls | 99.6 | 4000 | 0.0012 | 93 | 58 | 85 | 0.91 | Elevated | 15000 | 0.917 | 1 |  | 0.1 | 16 | 16 | 0.26 | 0.24 | 0.17 | 0.11 | 0 | 0 | 0.03 | 0.02 | 0.02 | 0.02 | 0 | 0 | 0.02 | 0.02 | 0.02 | 0.02 | 0.01 | 0.01 | True | True | Non Federally-Regulated | 01/27/2020 |  | 07/22/2020
Hangzhou Huoshi Lighting Co.,Ltd | FLSNT | DST660FILFR-27 | Light Emitting Diode | Omnidirectional Lamp | Edison Screw Base | Forward Phase Cut Controls | 99.6 | 4000 | 0.0012 | 93 | 58 | 85 | 0.91 | Elevated | 15000 | 0.917 | 1 |  | 0.1 | 16 | 16 | 0.26 | 0.24 | 0.17 | 0.11 | 0 | 0 | 0.03 | 0.02 | 0.02 | 0.02 | 0 | 0 | 0.02 | 0.02 | 0.02 | 0.02 | 0.01 | 0.01 | True | True | Non Federally-Regulated | 01/27/2020 |  | 07/22/2020
Hangzhou Huoshi Lighting Co.,Ltd | FLSNT | DST660FILSM-27 | Light Emitting Diode | Omnidirectional Lamp | Edison Screw Base | Forward Phase Cut Controls | 99.6 | 4000 | 0.0012 | 93 | 58 | 85 | 0.91 | Elevated | 15000 | 0.917 | 1 |  | 0.1 | 16 | 16 | 0.26 | 0.24 | 0.17 | 0.11 | 0 | 0 | 0.03 | 0.02 | 0.02 | 0.02 | 0 | 0 | 0.02 | 0.02 | 0.02 | 0.02 | 0.01 | 0.01 | True | True | Non Federally-Regulated | 01/27/2020 |  | 07/22/2020
Hangzhou Huoshi Lighting Co.,Ltd | FLSNT | DST660FILCL-23 | Light Emitting Diode | Omnidirectional Lamp | Edison Screw Base | Forward Phase Cut Controls | 99.6 | 4000 | 0.0012 | 93 | 58 | 85 | 0.91 | Elevated | 15000 | 0.917 | 1 |  | 0.1 | 16 | 16 | 0.26 | 0.24 | 0.17 | 0.11 | 0 | 0 | 0.03 | 0.02 | 0.02 | 0.02 | 0 | 0 | 0.02 | 0.02 | 0.02 | 0.02 | 0.01 | 0.01 | True | True | Non Federally-Regulated | 01/27/2020 |  | 07/22/2020
Hangzhou Huoshi Lighting Co.,Ltd | FLSNT | DST660FILWH-23 | Light Emitting Diode | Omnidirectional Lamp | Edison Screw Base | Forward Phase Cut Controls | 99.6 | 4000 | 0.0012 | 93 | 58 | 85 | 0.91 | Elevated | 15000 | 0.917 | 1 |  | 0.1 | 16 | 16 | 0.26 | 0.24 | 0.17 | 0.11 | 0 | 0 | 0.03 | 0.02 | 0.02 | 0.02 | 0 | 0 | 0.02 | 0.02 | 0.02 | 0.02 | 0.01 | 0.01 | True | True | Non Federally-Regulated | 01/27/2020 |  | 07/22/2020
Hangzhou Huoshi Lighting Co.,Ltd | FLSNT | DST660FILAM-23 | Light Emitting Diode | Omnidirectional Lamp | Edison Screw Base | Forward Phase Cut Controls | 99.6 | 4000 | 0.0012 | 93 | 58 | 85 | 0.91 | Elevated | 15000 | 0.917 | 1 |  | 0.1 | 16 | 16 | 0.26 | 0.24 | 0.17 | 0.11 | 0 | 0 | 0.03 | 0.02 | 0.02 | 0.02 | 0 | 0 | 0.02 | 0.02 | 0.02 | 0.02 | 0.01 | 0.01 | True | True | Non Federally-Regulated | 01/27/2020 |  | 07/22/2020
Hangzhou Huoshi Lighting Co.,Ltd | FLSNT | DSA1560FILCL-27 | Light Emitting Diode | Omnidirectional Lamp | Edison Screw Base | Forward Phase Cut Controls | 99.6 | 4000 | 0.0012 | 93 | 58 | 85 | 0.91 | Elevated | 15000 | 0.917 | 1 |  | 0.1 | 16 | 16 | 0.26 | 0.24 | 0.17 | 0.11 | 0 | 0 | 0.03 | 0.02 | 0.02 | 0.02 | 0 | 0 | 0.02 | 0.02 | 0.02 | 0.02 | 0.01 | 0.01 | True | True | Non Federally-Regulated | 01/27/2020 |  | 07/22/2020
Hangzhou Huoshi Lighting Co.,Ltd | FLSNT | DSA1560FILWH-27 | Light Emitting Diode | Omnidirectional Lamp | Edison Screw Base | Forward Phase Cut Controls | 99.6 | 4000 | 0.0012 | 93 | 58 | 85 | 0.91 | Elevated | 15000 | 0.917 | 1 |  | 0.1 | 16 | 16 | 0.26 | 0.24 | 0.17 | 0.11 | 0 | 0 | 0.03 | 0.02 | 0.02 | 0.02 | 0 | 0 | 0.02 | 0.02 | 0.02 | 0.02 | 0.01 | 0.01 | True | True | Non Federally-Regulated | 01/27/2020 |  | 07/22/2020
Hangzhou Huoshi Lighting Co.,Ltd | FLSNT | DSA1560FILAM-27 | Light Emitting Diode | Omnidirectional Lamp | Edison Screw Base | Forward Phase Cut Controls | 99.6 | 4000 | 0.0012 | 93 | 58 | 85 | 0.91 | Elevated | 15000 | 0.917 | 1 |  | 0.1 | 16 | 16 | 0.26 | 0.24 | 0.17 | 0.11 | 0 | 0 | 0.03 | 0.02 | 0.02 | 0.02 | 0 | 0 | 0.02 | 0.02 | 0.02 | 0.02 | 0.01 | 0.01 | True | True | Non Federally-Regulated | 01/27/2020 |  | 07/22/2020
Hangzhou Huoshi Lighting Co.,Ltd | FLSNT | DSA1560FILFR-27 | Light Emitting Diode | Omnidirectional Lamp | Edison Screw Base | Forward Phase Cut Controls | 99.6 | 4000 | 0.0012 | 93 | 58 | 85 | 0.91 | Elevated | 15000 | 0.917 | 1 |  | 0.1 | 16 | 16 | 0.26 | 0.24 | 0.17 | 0.11 | 0 | 0 | 0.03 | 0.02 | 0.02 | 0.02 | 0 | 0 | 0.02 | 0.02 | 0.02 | 0.02 | 0.01 | 0.01 | True | True | Non Federally-Regulated | 01/27/2020 |  | 07/22/2020
Hangzhou Huoshi Lighting Co.,Ltd | FLSNT | DSA1560FILSM-27 | Light Emitting Diode | Omnidirectional Lamp | Edison Screw Base | Forward Phase Cut Controls | 99.6 | 4000 | 0.0012 | 93 | 58 | 85 | 0.91 | Elevated | 15000 | 0.917 | 1 |  | 0.1 | 16 | 16 | 0.26 | 0.24 | 0.17 | 0.11 | 0 | 0 | 0.03 | 0.02 | 0.02 | 0.02 | 0 | 0 | 0.02 | 0.02 | 0.02 | 0.02 | 0.01 | 0.01 | True | True | Non Federally-Regulated | 01/27/2020 |  | 07/22/2020
Hangzhou Huoshi Lighting Co.,Ltd | FLSNT | DST1060FILCL-27 | Light Emitting Diode | Omnidirectional Lamp | Edison Screw Base | Forward Phase Cut Controls | 99.6 | 4000 | 0.0012 | 93 | 58 | 85 | 0.91 | Elevated | 15000 | 0.917 | 1 |  | 0.1 | 16 | 16 | 0.26 | 0.24 | 0.17 | 0.11 | 0 | 0 | 0.03 | 0.02 | 0.02 | 0.02 | 0 | 0 | 0.02 | 0.02 | 0.02 | 0.02 | 0.01 | 0.01 | True | True | Non Federally-Regulated | 01/27/2020 |  | 07/22/2020
Hangzhou Huoshi Lighting Co.,Ltd | FLSNT | DST1060FILWH-27 | Light Emitting Diode | Omnidirectional Lamp | Edison Screw Base | Forward Phase Cut Controls | 99.6 | 4000 | 0.0012 | 93 | 58 | 85 | 0.91 | Elevated | 15000 | 0.917 | 1 |  | 0.1 | 16 | 16 | 0.26 | 0.24 | 0.17 | 0.11 | 0 | 0 | 0.03 | 0.02 | 0.02 | 0.02 | 0 | 0 | 0.02 | 0.02 | 0.02 | 0.02 | 0.01 | 0.01 | True | True | Non Federally-Regulated | 01/27/2020 |  | 07/22/2020
Hangzhou Huoshi Lighting Co.,Ltd | FLSNT | DST1060FILAM-27 | Light Emitting Diode | Omnidirectional Lamp | Edison Screw Base | Forward Phase Cut Controls | 99.6 | 4000 | 0.0012 | 93 | 58 | 85 | 0.91 | Elevated | 15000 | 0.917 | 1 |  | 0.1 | 16 | 16 | 0.26 | 0.24 | 0.17 | 0.11 | 0 | 0 | 0.03 | 0.02 | 0.02 | 0.02 | 0 | 0 | 0.02 | 0.02 | 0.02 | 0.02 | 0.01 | 0.01 | True | True | Non Federally-Regulated | 01/27/2020 |  | 07/22/2020
Hangzhou Huoshi Lighting Co.,Ltd | FLSNT | DST1060FILFR-27 | Light Emitting Diode | Omnidirectional Lamp | Edison Screw Base | Forward Phase Cut Controls | 99.6 | 4000 | 0.0012 | 93 | 58 | 85 | 0.91 | Elevated | 15000 | 0.917 | 1 |  | 0.1 | 16 | 16 | 0.26 | 0.24 | 0.17 | 0.11 | 0 | 0 | 0.03 | 0.02 | 0.02 | 0.02 | 0 | 0 | 0.02 | 0.02 | 0.02 | 0.02 | 0.01 | 0.01 | True | True | Non Federally-Regulated | 01/27/2020 |  | 07/22/2020
Hangzhou Huoshi Lighting Co.,Ltd | FLSNT | DST1060FILSM-27 | Light Emitting Diode | Omnidirectional Lamp | Edison Screw Base | Forward Phase Cut Controls | 99.6 | 4000 | 0.0012 | 93 | 58 | 85 | 0.91 | Elevated | 15000 | 0.917 | 1 |  | 0.1 | 16 | 16 | 0.26 | 0.24 | 0.17 | 0.11 | 0 | 0 | 0.03 | 0.02 | 0.02 | 0.02 | 0 | 0 | 0.02 | 0.02 | 0.02 | 0.02 | 0.01 | 0.01 | True | True | Non Federally-Regulated | 01/27/2020 |  | 07/22/2020
Hangzhou Huoshi Lighting Co.,Ltd | FLSNT | DSA1560FILCL12-27 | Light Emitting Diode | Omnidirectional Lamp | Edison Screw Base | Forward Phase Cut Controls | 99.6 | 4000 | 0.0012 | 93 | 58 | 85 | 0.91 | Elevated | 15000 | 0.917 | 1 |  | 0.1 | 16 | 16 | 0.26 | 0.24 | 0.17 | 0.11 | 0 | 0 | 0.03 | 0.02 | 0.02 | 0.02 | 0 | 0 | 0.02 | 0.02 | 0.02 | 0.02 | 0.01 | 0.01 | True | True | Non Federally-Regulated | 01/27/2020 |  | 07/22/2020
Hangzhou Huoshi Lighting Co.,Ltd | FLSNT | DSA1560FILWH12-27 | Light Emitting Diode | Omnidirectional Lamp | Edison Screw Base | Forward Phase Cut Controls | 99.6 | 4000 | 0.0012 | 93 | 58 | 85 | 0.91 | Elevated | 15000 | 0.917 | 1 |  | 0.1 | 16 | 16 | 0.26 | 0.24 | 0.17 | 0.11 | 0 | 0 | 0.03 | 0.02 | 0.02 | 0.02 | 0 | 0 | 0.02 | 0.02 | 0.02 | 0.02 | 0.01 | 0.01 | True | True | Non Federally-Regulated | 01/27/2020 |  | 07/22/2020
Hangzhou Huoshi Lighting Co.,Ltd | FLSNT | DSA1560FILAM12-27 | Light Emitting Diode | Omnidirectional Lamp | Edison Screw Base | Forward Phase Cut Controls | 99.6 | 4000 | 0.0012 | 93 | 58 | 85 | 0.91 | Elevated | 15000 | 0.917 | 1 |  | 0.1 | 16 | 16 | 0.26 | 0.24 | 0.17 | 0.11 | 0 | 0 | 0.03 | 0.02 | 0.02 | 0.02 | 0 | 0 | 0.02 | 0.02 | 0.02 | 0.02 | 0.01 | 0.01 | True | True | Non Federally-Regulated | 01/27/2020 |  | 07/22/2020
Hangzhou Huoshi Lighting Co.,Ltd | FLSNT | DSA1560FILFR12-27 | Light Emitting Diode | Omnidirectional Lamp | Edison Screw Base | Forward Phase Cut Controls | 99.6 | 4000 | 0.0012 | 93 | 58 | 85 | 0.91 | Elevated | 15000 | 0.917 | 1 |  | 0.1 | 16 | 16 | 0.26 | 0.24 | 0.17 | 0.11 | 0 | 0 | 0.03 | 0.02 | 0.02 | 0.02 | 0 | 0 | 0.02 | 0.02 | 0.02 | 0.02 | 0.01 | 0.01 | True | True | Non Federally-Regulated | 01/27/2020 |  | 07/22/2020
Hangzhou Huoshi Lighting Co.,Ltd | FLSNT | DSA1560FILSM12-27 | Light Emitting Diode | Omnidirectional Lamp | Edison Screw Base | Forward Phase Cut Controls | 99.6 | 4000 | 0.0012 | 93 | 58 | 85 | 0.91 | Elevated | 15000 | 0.917 | 1 |  | 0.1 | 16 | 16 | 0.26 | 0.24 | 0.17 | 0.11 | 0 | 0 | 0.03 | 0.02 | 0.02 | 0.02 | 0 | 0 | 0.02 | 0.02 | 0.02 | 0.02 | 0.01 | 0.01 | True | True | Non Federally-Regulated | 01/27/2020 |  | 07/22/2020
Hangzhou Huoshi Lighting Co.,Ltd | FLSNT | DST1060FILCL12-27 | Light Emitting Diode | Omnidirectional Lamp | Edison Screw Base | Forward Phase Cut Controls | 99.6 | 4000 | 0.0012 | 93 | 58 | 85 | 0.91 | Elevated | 15000 | 0.917 | 1 |  | 0.1 | 16 | 16 | 0.26 | 0.24 | 0.17 | 0.11 | 0 | 0 | 0.03 | 0.02 | 0.02 | 0.02 | 0 | 0 | 0.02 | 0.02 | 0.02 | 0.02 | 0.01 | 0.01 | True | True | Non Federally-Regulated | 01/27/2020 |  | 07/22/2020
Hangzhou Huoshi Lighting Co.,Ltd | FLSNT | DST1060FILWH12-27 | Light Emitting Diode | Omnidirectional Lamp | Edison Screw Base | Forward Phase Cut Controls | 99.6 | 4000 | 0.0012 | 93 | 58 | 85 | 0.91 | Elevated | 15000 | 0.917 | 1 |  | 0.1 | 16 | 16 | 0.26 | 0.24 | 0.17 | 0.11 | 0 | 0 | 0.03 | 0.02 | 0.02 | 0.02 | 0 | 0 | 0.02 | 0.02 | 0.02 | 0.02 | 0.01 | 0.01 | True | True | Non Federally-Regulated | 01/27/2020 |  | 07/22/2020
Hangzhou Huoshi Lighting Co.,Ltd | FLSNT | DST1060FILAM12-27 | Light Emitting Diode | Omnidirectional Lamp | Edison Screw Base | Forward Phase Cut Controls | 99.6 | 4000 | 0.0012 | 93 | 58 | 85 | 0.91 | Elevated | 15000 | 0.917 | 1 |  | 0.1 | 16 | 16 | 0.26 | 0.24 | 0.17 | 0.11 | 0 | 0 | 0.03 | 0.02 | 0.02 | 0.02 | 0 | 0 | 0.02 | 0.02 | 0.02 | 0.02 | 0.01 | 0.01 | True | True | Non Federally-Regulated | 01/27/2020 |  | 07/22/2020
Hangzhou Huoshi Lighting Co.,Ltd | FLSNT | DST1060FILFR12-27 | Light Emitting Diode | Omnidirectional Lamp | Edison Screw Base | Forward Phase Cut Controls | 99.6 | 4000 | 0.0012 | 93 | 58 | 85 | 0.91 | Elevated | 15000 | 0.917 | 1 |  | 0.1 | 16 | 16 | 0.26 | 0.24 | 0.17 | 0.11 | 0 | 0 | 0.03 | 0.02 | 0.02 | 0.02 | 0 | 0 | 0.02 | 0.02 | 0.02 | 0.02 | 0.01 | 0.01 | True | True | Non Federally-Regulated | 01/27/2020 |  | 07/22/2020
Hangzhou Huoshi Lighting Co.,Ltd | FLSNT | DST1060FILSM12-27 | Light Emitting Diode | Omnidirectional Lamp | Edison Screw Base | Forward Phase Cut Controls | 99.6 | 4000 | 0.0012 | 93 | 58 | 85 | 0.91 | Elevated | 15000 | 0.917 | 1 |  | 0.1 | 16 | 16 | 0.26 | 0.24 | 0.17 | 0.11 | 0 | 0 | 0.03 | 0.02 | 0.02 | 0.02 | 0 | 0 | 0.02 | 0.02 | 0.02 | 0.02 | 0.01 | 0.01 | True | True | Non Federally-Regulated | 01/27/2020 |  | 07/22/2020
Hangzhou Huoshi Lighting Co.,Ltd | FLSNT | DSA1560FILCL-23 | Light Emitting Diode | Omnidirectional Lamp | Edison Screw Base | Forward Phase Cut Controls | 99.6 | 4000 | 0.0012 | 93 | 58 | 85 | 0.91 | Elevated | 15000 | 0.917 | 1 |  | 0.1 | 16 | 16 | 0.26 | 0.24 | 0.17 | 0.11 | 0 | 0 | 0.03 | 0.02 | 0.02 | 0.02 | 0 | 0 | 0.02 | 0.02 | 0.02 | 0.02 | 0.01 | 0.01 | True | True | Non Federally-Regulated | 01/27/2020 |  | 07/22/2020
Hangzhou Huoshi Lighting Co.,Ltd | FLSNT | DSA1560FILWH-23 | Light Emitting Diode | Omnidirectional Lamp | Edison Screw Base | Forward Phase Cut Controls | 99.6 | 4000 | 0.0012 | 93 | 58 | 85 | 0.91 | Elevated | 15000 | 0.917 | 1 |  | 0.1 | 16 | 16 | 0.26 | 0.24 | 0.17 | 0.11 | 0 | 0 | 0.03 | 0.02 | 0.02 | 0.02 | 0 | 0 | 0.02 | 0.02 | 0.02 | 0.02 | 0.01 | 0.01 | True | True | Non Federally-Regulated | 01/27/2020 |  | 07/22/2020
Hangzhou Huoshi Lighting Co.,Ltd | FLSNT | DSA1560FILAM-23 | Light Emitting Diode | Omnidirectional Lamp | Edison Screw Base | Forward Phase Cut Controls | 99.6 | 4000 | 0.0012 | 93 | 58 | 85 | 0.91 | Elevated | 15000 | 0.917 | 1 |  | 0.1 | 16 | 16 | 0.26 | 0.24 | 0.17 | 0.11 | 0 | 0 | 0.03 | 0.02 | 0.02 | 0.02 | 0 | 0 | 0.02 | 0.02 | 0.02 | 0.02 | 0.01 | 0.01 | True | True | Non Federally-Regulated | 01/27/2020 |  | 07/22/2020
Hangzhou Huoshi Lighting Co.,Ltd | FLSNT | DSA1560FILFR-23 | Light Emitting Diode | Omnidirectional Lamp | Edison Screw Base | Forward Phase Cut Controls | 99.6 | 4000 | 0.0012 | 93 | 58 | 85 | 0.91 | Elevated | 15000 | 0.917 | 1 |  | 0.1 | 16 | 16 | 0.26 | 0.24 | 0.17 | 0.11 | 0 | 0 | 0.03 | 0.02 | 0.02 | 0.02 | 0 | 0 | 0.02 | 0.02 | 0.02 | 0.02 | 0.01 | 0.01 | True | True | Non Federally-Regulated | 01/27/2020 |  | 07/22/2020
Hangzhou Huoshi Lighting Co.,Ltd | FLSNT | DSA1560FILSM-23 | Light Emitting Diode | Omnidirectional Lamp | Edison Screw Base | Forward Phase Cut Controls | 99.6 | 4000 | 0.0012 | 93 | 58 | 85 | 0.91 | Elevated | 15000 | 0.917 | 1 |  | 0.1 | 16 | 16 | 0.26 | 0.24 | 0.17 | 0.11 | 0 | 0 | 0.03 | 0.02 | 0.02 | 0.02 | 0 | 0 | 0.02 | 0.02 | 0.02 | 0.02 | 0.01 | 0.01 | True | True | Non Federally-Regulated | 01/27/2020 |  | 07/22/2020
Hangzhou Huoshi Lighting Co.,Ltd | FLSNT | DST1060FILCL-23 | Light Emitting Diode | Omnidirectional Lamp | Edison Screw Base | Forward Phase Cut Controls | 99.6 | 4000 | 0.0012 | 93 | 58 | 85 | 0.91 | Elevated | 15000 | 0.917 | 1 |  | 0.1 | 16 | 16 | 0.26 | 0.24 | 0.17 | 0.11 | 0 | 0 | 0.03 | 0.02 | 0.02 | 0.02 | 0 | 0 | 0.02 | 0.02 | 0.02 | 0.02 | 0.01 | 0.01 | True | True | Non Federally-Regulated | 01/27/2020 |  | 07/22/2020
Hangzhou Huoshi Lighting Co.,Ltd | FLSNT | DST1060FILWH-23 | Light Emitting Diode | Omnidirectional Lamp | Edison Screw Base | Forward Phase Cut Controls | 99.6 | 4000 | 0.0012 | 93 | 58 | 85 | 0.91 | Elevated | 15000 | 0.917 | 1 |  | 0.1 | 16 | 16 | 0.26 | 0.24 | 0.17 | 0.11 | 0 | 0 | 0.03 | 0.02 | 0.02 | 0.02 | 0 | 0 | 0.02 | 0.02 | 0.02 | 0.02 | 0.01 | 0.01 | True | True | Non Federally-Regulated | 01/27/2020 |  | 07/22/2020
Hangzhou Huoshi Lighting Co.,Ltd | FLSNT | DST1060FILAM-23 | Light Emitting Diode | Omnidirectional Lamp | Edison Screw Base | Forward Phase Cut Controls | 99.6 | 4000 | 0.0012 | 93 | 58 | 85 | 0.91 | Elevated | 15000 | 0.917 | 1 |  | 0.1 | 16 | 16 | 0.26 | 0.24 | 0.17 | 0.11 | 0 | 0 | 0.03 | 0.02 | 0.02 | 0.02 | 0 | 0 | 0.02 | 0.02 | 0.02 | 0.02 | 0.01 | 0.01 | True | True | Non Federally-Regulated | 01/27/2020 |  | 07/22/2020
Hangzhou Huoshi Lighting Co.,Ltd | FLSNT | DST1060FILFR-23 | Light Emitting Diode | Omnidirectional Lamp | Edison Screw Base | Forward Phase Cut Controls | 99.6 | 4000 | 0.0012 | 93 | 58 | 85 | 0.91 | Elevated | 15000 | 0.917 | 1 |  | 0.1 | 16 | 16 | 0.26 | 0.24 | 0.17 | 0.11 | 0 | 0 | 0.03 | 0.02 | 0.02 | 0.02 | 0 | 0 | 0.02 | 0.02 | 0.02 | 0.02 | 0.01 | 0.01 | True | True | Non Federally-Regulated | 01/27/2020 |  | 07/22/2020
Hangzhou Huoshi Lighting Co.,Ltd | FLSNT | DST1060FILSM-23 | Light Emitting Diode | Omnidirectional Lamp | Edison Screw Base | Forward Phase Cut Controls | 99.6 | 4000 | 0.0012 | 93 | 58 | 85 | 0.91 | Elevated | 15000 | 0.917 | 1 |  | 0.1 | 16 | 16 | 0.26 | 0.24 | 0.17 | 0.11 | 0 | 0 | 0.03 | 0.02 | 0.02 | 0.02 | 0 | 0 | 0.02 | 0.02 | 0.02 | 0.02 | 0.01 | 0.01 | True | True | Non Federally-Regulated | 01/27/2020 |  | 07/22/2020
Hangzhou Huoshi Lighting Co.,Ltd | FLSNT | DSA1560FILCL12-23 | Light Emitting Diode | Omnidirectional Lamp | Edison Screw Base | Forward Phase Cut Controls | 99.6 | 4000 | 0.0012 | 93 | 58 | 85 | 0.91 | Elevated | 15000 | 0.917 | 1 |  | 0.1 | 16 | 16 | 0.26 | 0.24 | 0.17 | 0.11 | 0 | 0 | 0.03 | 0.02 | 0.02 | 0.02 | 0 | 0 | 0.02 | 0.02 | 0.02 | 0.02 | 0.01 | 0.01 | True | True | Non Federally-Regulated | 01/27/2020 |  | 07/22/2020
Hangzhou Huoshi Lighting Co.,Ltd | FLSNT | DSA1560FILWH12-23 | Light Emitting Diode | Omnidirectional Lamp | Edison Screw Base | Forward Phase Cut Controls | 99.6 | 4000 | 0.0012 | 93 | 58 | 85 | 0.91 | Elevated | 15000 | 0.917 | 1 |  | 0.1 | 16 | 16 | 0.26 | 0.24 | 0.17 | 0.11 | 0 | 0 | 0.03 | 0.02 | 0.02 | 0.02 | 0 | 0 | 0.02 | 0.02 | 0.02 | 0.02 | 0.01 | 0.01 | True | True | Non Federally-Regulated | 01/27/2020 |  | 07/22/2020
Hangzhou Huoshi Lighting Co.,Ltd | FLSNT | DSA1560FILAM12-23 | Light Emitting Diode | Omnidirectional Lamp | Edison Screw Base | Forward Phase Cut Controls | 99.6 | 4000 | 0.0012 | 93 | 58 | 85 | 0.91 | Elevated | 15000 | 0.917 | 1 |  | 0.1 | 16 | 16 | 0.26 | 0.24 | 0.17 | 0.11 | 0 | 0 | 0.03 | 0.02 | 0.02 | 0.02 | 0 | 0 | 0.02 | 0.02 | 0.02 | 0.02 | 0.01 | 0.01 | True | True | Non Federally-Regulated | 01/27/2020 |  | 07/22/2020
Hangzhou Huoshi Lighting Co.,Ltd | FLSNT | DSA1560FILFR12-23 | Light Emitting Diode | Omnidirectional Lamp | Edison Screw Base | Forward Phase Cut Controls | 99.6 | 4000 | 0.0012 | 93 | 58 | 85 | 0.91 | Elevated | 15000 | 0.917 | 1 |  | 0.1 | 16 | 16 | 0.26 | 0.24 | 0.17 | 0.11 | 0 | 0 | 0.03 | 0.02 | 0.02 | 0.02 | 0 | 0 | 0.02 | 0.02 | 0.02 | 0.02 | 0.01 | 0.01 | True | True | Non Federally-Regulated | 01/27/2020 |  | 07/22/2020
Hangzhou Huoshi Lighting Co.,Ltd | FLSNT | DSA1560FILSM12-23 | Light Emitting Diode | Omnidirectional Lamp | Edison Screw Base | Forward Phase Cut Controls | 99.6 | 4000 | 0.0012 | 93 | 58 | 85 | 0.91 | Elevated | 15000 | 0.917 | 1 |  | 0.1 | 16 | 16 | 0.26 | 0.24 | 0.17 | 0.11 | 0 | 0 | 0.03 | 0.02 | 0.02 | 0.02 | 0 | 0 | 0.02 | 0.02 | 0.02 | 0.02 | 0.01 | 0.01 | True | True | Non Federally-Regulated | 01/27/2020 |  | 07/22/2020
Hangzhou Huoshi Lighting Co.,Ltd | FLSNT | DST1060FILCL12-23 | Light Emitting Diode | Omnidirectional Lamp | Edison Screw Base | Forward Phase Cut Controls | 99.6 | 4000 | 0.0012 | 93 | 58 | 85 | 0.91 | Elevated | 15000 | 0.917 | 1 |  | 0.1 | 16 | 16 | 0.26 | 0.24 | 0.17 | 0.11 | 0 | 0 | 0.03 | 0.02 | 0.02 | 0.02 | 0 | 0 | 0.02 | 0.02 | 0.02 | 0.02 | 0.01 | 0.01 | True | True | Non Federally-Regulated | 01/27/2020 |  | 07/22/2020
Hangzhou Huoshi Lighting Co.,Ltd | FLSNT | DST1060FILWH12-23 | Light Emitting Diode | Omnidirectional Lamp | Edison Screw Base | Forward Phase Cut Controls | 99.6 | 4000 | 0.0012 | 93 | 58 | 85 | 0.91 | Elevated | 15000 | 0.917 | 1 |  | 0.1 | 16 | 16 | 0.26 | 0.24 | 0.17 | 0.11 | 0 | 0 | 0.03 | 0.02 | 0.02 | 0.02 | 0 | 0 | 0.02 | 0.02 | 0.02 | 0.02 | 0.01 | 0.01 | True | True | Non Federally-Regulated | 01/27/2020 |  | 07/22/2020
Hangzhou Huoshi Lighting Co.,Ltd | FLSNT | DST1060FILAM12-23 | Light Emitting Diode | Omnidirectional Lamp | Edison Screw Base | Forward Phase Cut Controls | 99.6 | 4000 | 0.0012 | 93 | 58 | 85 | 0.91 | Elevated | 15000 | 0.917 | 1 |  | 0.1 | 16 | 16 | 0.26 | 0.24 | 0.17 | 0.11 | 0 | 0 | 0.03 | 0.02 | 0.02 | 0.02 | 0 | 0 | 0.02 | 0.02 | 0.02 | 0.02 | 0.01 | 0.01 | True | True | Non Federally-Regulated | 01/27/2020 |  | 07/22/2020
Hangzhou Huoshi Lighting Co.,Ltd | FLSNT | DST1060FILFR12-23 | Light Emitting Diode | Omnidirectional Lamp | Edison Screw Base | Forward Phase Cut Controls | 99.6 | 4000 | 0.0012 | 93 | 58 | 85 | 0.91 | Elevated | 15000 | 0.917 | 1 |  | 0.1 | 16 | 16 | 0.26 | 0.24 | 0.17 | 0.11 | 0 | 0 | 0.03 | 0.02 | 0.02 | 0.02 | 0 | 0 | 0.02 | 0.02 | 0.02 | 0.02 | 0.01 | 0.01 | True | True | Non Federally-Regulated | 01/27/2020 |  | 07/22/2020
Hangzhou Huoshi Lighting Co.,Ltd | FLSNT | DST1060FILSM12-23 | Light Emitting Diode | Omnidirectional Lamp | Edison Screw Base | Forward Phase Cut Controls | 99.6 | 4000 | 0.0012 | 93 | 58 | 85 | 0.91 | Elevated | 15000 | 0.917 | 1 |  | 0.1 | 16 | 16 | 0.26 | 0.24 | 0.17 | 0.11 | 0 | 0 | 0.03 | 0.02 | 0.02 | 0.02 | 0 | 0 | 0.02 | 0.02 | 0.02 | 0.02 | 0.01 | 0.01 | True | True | Non Federally-Regulated | 01/27/2020 |  | 07/22/2020
Hangzhou Huoshi Lighting Co.,Ltd | FLSNT | DST660FILCL-25 | Light Emitting Diode | Omnidirectional Lamp | Edison Screw Base | Forward Phase Cut Controls | 99.6 | 4000 | 0.0012 | 93 | 58 | 85 | 0.91 | Elevated | 15000 | 0.917 | 1 |  | 0.1 | 16 | 16 | 0.26 | 0.24 | 0.17 | 0.11 | 0 | 0 | 0.03 | 0.02 | 0.02 | 0.02 | 0 | 0 | 0.02 | 0.02 | 0.02 | 0.02 | 0.01 | 0.01 | True | True | Non Federally-Regulated | 01/27/2020 |  | 07/22/2020
Hangzhou Huoshi Lighting Co.,Ltd | FLSNT | DST660FILWH-25 | Light Emitting Diode | Omnidirectional Lamp | Edison Screw Base | Forward Phase Cut Controls | 99.6 | 4000 | 0.0012 | 93 | 58 | 85 | 0.91 | Elevated | 15000 | 0.917 | 1 |  | 0.1 | 16 | 16 | 0.26 | 0.24 | 0.17 | 0.11 | 0 | 0 | 0.03 | 0.02 | 0.02 | 0.02 | 0 | 0 | 0.02 | 0.02 | 0.02 | 0.02 | 0.01 | 0.01 | True | True | Non Federally-Regulated | 01/27/2020 |  | 07/22/2020
Hangzhou Huoshi Lighting Co.,Ltd | FLSNT | DST660FILAM-25 | Light Emitting Diode | Omnidirectional Lamp | Edison Screw Base | Forward Phase Cut Controls | 99.6 | 4000 | 0.0012 | 93 | 58 | 85 | 0.91 | Elevated | 15000 | 0.917 | 1 |  | 0.1 | 16 | 16 | 0.26 | 0.24 | 0.17 | 0.11 | 0 | 0 | 0.03 | 0.02 | 0.02 | 0.02 | 0 | 0 | 0.02 | 0.02 | 0.02 | 0.02 | 0.01 | 0.01 | True | True | Non Federally-Regulated | 01/27/2020 |  | 07/22/2020
Hangzhou Huoshi Lighting Co.,Ltd | FLSNT | DST660FILFR-25 | Light Emitting Diode | Omnidirectional Lamp | Edison Screw Base | Forward Phase Cut Controls | 99.6 | 4000 | 0.0012 | 93 | 58 | 85 | 0.91 | Elevated | 15000 | 0.917 | 1 |  | 0.1 | 16 | 16 | 0.26 | 0.24 | 0.17 | 0.11 | 0 | 0 | 0.03 | 0.02 | 0.02 | 0.02 | 0 | 0 | 0.02 | 0.02 | 0.02 | 0.02 | 0.01 | 0.01 | True | True | Non Federally-Regulated | 01/27/2020 |  | 07/22/2020
Hangzhou Huoshi Lighting Co.,Ltd | FLSNT | DST660FILSM-25 | Light Emitting Diode | Omnidirectional Lamp | Edison Screw Base | Forward Phase Cut Controls | 99.6 | 4000 | 0.0012 | 93 | 58 | 85 | 0.91 | Elevated | 15000 | 0.917 | 1 |  | 0.1 | 16 | 16 | 0.26 | 0.24 | 0.17 | 0.11 | 0 | 0 | 0.03 | 0.02 | 0.02 | 0.02 | 0 | 0 | 0.02 | 0.02 | 0.02 | 0.02 | 0.01 | 0.01 | True | True | Non Federally-Regulated | 01/27/2020 |  | 07/22/2020
Hangzhou Huoshi Lighting Co.,Ltd | FLSNT | DSA1560FILCL-25 | Light Emitting Diode | Omnidirectional Lamp | Edison Screw Base | Forward Phase Cut Controls | 99.6 | 4000 | 0.0012 | 93 | 58 | 85 | 0.91 | Elevated | 15000 | 0.917 | 1 |  | 0.1 | 16 | 16 | 0.26 | 0.24 | 0.17 | 0.11 | 0 | 0 | 0.03 | 0.02 | 0.02 | 0.02 | 0 | 0 | 0.02 | 0.02 | 0.02 | 0.02 | 0.01 | 0.01 | True | True | Non Federally-Regulated | 01/27/2020 |  | 07/22/2020
Hangzhou Huoshi Lighting Co.,Ltd | FLSNT | DSA1560FILWH-25 | Light Emitting Diode | Omnidirectional Lamp | Edison Screw Base | Forward Phase Cut Controls | 99.6 | 4000 | 0.0012 | 93 | 58 | 85 | 0.91 | Elevated | 15000 | 0.917 | 1 |  | 0.1 | 16 | 16 | 0.26 | 0.24 | 0.17 | 0.11 | 0 | 0 | 0.03 | 0.02 | 0.02 | 0.02 | 0 | 0 | 0.02 | 0.02 | 0.02 | 0.02 | 0.01 | 0.01 | True | True | Non Federally-Regulated | 01/27/2020 |  | 07/22/2020
Hangzhou Huoshi Lighting Co.,Ltd | FLSNT | DSA1560FILAM-25 | Light Emitting Diode | Omnidirectional Lamp | Edison Screw Base | Forward Phase Cut Controls | 99.6 | 4000 | 0.0012 | 93 | 58 | 85 | 0.91 | Elevated | 15000 | 0.917 | 1 |  | 0.1 | 16 | 16 | 0.26 | 0.24 | 0.17 | 0.11 | 0 | 0 | 0.03 | 0.02 | 0.02 | 0.02 | 0 | 0 | 0.02 | 0.02 | 0.02 | 0.02 | 0.01 | 0.01 | True | True | Non Federally-Regulated | 01/27/2020 |  | 07/22/2020
Hangzhou Huoshi Lighting Co.,Ltd | FLSNT | DSA1560FILFR-25 | Light Emitting Diode | Omnidirectional Lamp | Edison Screw Base | Forward Phase Cut Controls | 99.6 | 4000 | 0.0012 | 93 | 58 | 85 | 0.91 | Elevated | 15000 | 0.917 | 1 |  | 0.1 | 16 | 16 | 0.26 | 0.24 | 0.17 | 0.11 | 0 | 0 | 0.03 | 0.02 | 0.02 | 0.02 | 0 | 0 | 0.02 | 0.02 | 0.02 | 0.02 | 0.01 | 0.01 | True | True | Non Federally-Regulated | 01/27/2020 |  | 07/22/2020
Hangzhou Huoshi Lighting Co.,Ltd | FLSNT | DSA1560FILSM-25 | Light Emitting Diode | Omnidirectional Lamp | Edison Screw Base | Forward Phase Cut Controls | 99.6 | 4000 | 0.0012 | 93 | 58 | 85 | 0.91 | Elevated | 15000 | 0.917 | 1 |  | 0.1 | 16 | 16 | 0.26 | 0.24 | 0.17 | 0.11 | 0 | 0 | 0.03 | 0.02 | 0.02 | 0.02 | 0 | 0 | 0.02 | 0.02 | 0.02 | 0.02 | 0.01 | 0.01 | True | True | Non Federally-Regulated | 01/27/2020 |  | 07/22/2020
Hangzhou Huoshi Lighting Co.,Ltd | FLSNT | DST1060FILCL-25 | Light Emitting Diode | Omnidirectional Lamp | Edison Screw Base | Forward Phase Cut Controls | 99.6 | 4000 | 0.0012 | 93 | 58 | 85 | 0.91 | Elevated | 15000 | 0.917 | 1 |  | 0.1 | 16 | 16 | 0.26 | 0.24 | 0.17 | 0.11 | 0 | 0 | 0.03 | 0.02 | 0.02 | 0.02 | 0 | 0 | 0.02 | 0.02 | 0.02 | 0.02 | 0.01 | 0.01 | True | True | Non Federally-Regulated | 01/27/2020 |  | 07/22/2020
Hangzhou Huoshi Lighting Co.,Ltd | FLSNT | DST1060FILWH-25 | Light Emitting Diode | Omnidirectional Lamp | Edison Screw Base | Forward Phase Cut Controls | 99.6 | 4000 | 0.0012 | 93 | 58 | 85 | 0.91 | Elevated | 15000 | 0.917 | 1 |  | 0.1 | 16 | 16 | 0.26 | 0.24 | 0.17 | 0.11 | 0 | 0 | 0.03 | 0.02 | 0.02 | 0.02 | 0 | 0 | 0.02 | 0.02 | 0.02 | 0.02 | 0.01 | 0.01 | True | True | Non Federally-Regulated | 01/27/2020 |  | 07/22/2020
Hangzhou Huoshi Lighting Co.,Ltd | FLSNT | DST1060FILAM-25 | Light Emitting Diode | Omnidirectional Lamp | Edison Screw Base | Forward Phase Cut Controls | 99.6 | 4000 | 0.0012 | 93 | 58 | 85 | 0.91 | Elevated | 15000 | 0.917 | 1 |  | 0.1 | 16 | 16 | 0.26 | 0.24 | 0.17 | 0.11 | 0 | 0 | 0.03 | 0.02 | 0.02 | 0.02 | 0 | 0 | 0.02 | 0.02 | 0.02 | 0.02 | 0.01 | 0.01 | True | True | Non Federally-Regulated | 01/27/2020 |  | 07/22/2020
Hangzhou Huoshi Lighting Co.,Ltd | FLSNT | DST1060FILFR-25 | Light Emitting Diode | Omnidirectional Lamp | Edison Screw Base | Forward Phase Cut Controls | 99.6 | 4000 | 0.0012 | 93 | 58 | 85 | 0.91 | Elevated | 15000 | 0.917 | 1 |  | 0.1 | 16 | 16 | 0.26 | 0.24 | 0.17 | 0.11 | 0 | 0 | 0.03 | 0.02 | 0.02 | 0.02 | 0 | 0 | 0.02 | 0.02 | 0.02 | 0.02 | 0.01 | 0.01 | True | True | Non Federally-Regulated | 01/27/2020 |  | 07/22/2020
Hangzhou Huoshi Lighting Co.,Ltd | FLSNT | DST1060FILSM-25 | Light Emitting Diode | Omnidirectional Lamp | Edison Screw Base | Forward Phase Cut Controls | 99.6 | 4000 | 0.0012 | 93 | 58 | 85 | 0.91 | Elevated | 15000 | 0.917 | 1 |  | 0.1 | 16 | 16 | 0.26 | 0.24 | 0.17 | 0.11 | 0 | 0 | 0.03 | 0.02 | 0.02 | 0.02 | 0 | 0 | 0.02 | 0.02 | 0.02 | 0.02 | 0.01 | 0.01 | True | True | Non Federally-Regulated | 01/27/2020 |  | 07/22/2020
Hangzhou Huoshi Lighting Co.,Ltd | FLSNT | DSA1560FILCL12-25 | Light Emitting Diode | Omnidirectional Lamp | Edison Screw Base | Forward Phase Cut Controls | 99.6 | 4000 | 0.0012 | 93 | 58 | 85 | 0.91 | Elevated | 15000 | 0.917 | 1 |  | 0.1 | 16 | 16 | 0.26 | 0.24 | 0.17 | 0.11 | 0 | 0 | 0.03 | 0.02 | 0.02 | 0.02 | 0 | 0 | 0.02 | 0.02 | 0.02 | 0.02 | 0.01 | 0.01 | True | True | Non Federally-Regulated | 01/27/2020 |  | 07/22/2020
Hangzhou Huoshi Lighting Co.,Ltd | FLSNT | DSA1560FILWH12-25 | Light Emitting Diode | Omnidirectional Lamp | Edison Screw Base | Forward Phase Cut Controls | 99.6 | 4000 | 0.0012 | 93 | 58 | 85 | 0.91 | Elevated | 15000 | 0.917 | 1 |  | 0.1 | 16 | 16 | 0.26 | 0.24 | 0.17 | 0.11 | 0 | 0 | 0.03 | 0.02 | 0.02 | 0.02 | 0 | 0 | 0.02 | 0.02 | 0.02 | 0.02 | 0.01 | 0.01 | True | True | Non Federally-Regulated | 01/27/2020 |  | 07/22/2020
Hangzhou Huoshi Lighting Co.,Ltd | FLSNT | DSA1560FILAM12-25 | Light Emitting Diode | Omnidirectional Lamp | Edison Screw Base | Forward Phase Cut Controls | 99.6 | 4000 | 0.0012 | 93 | 58 | 85 | 0.91 | Elevated | 15000 | 0.917 | 1 |  | 0.1 | 16 | 16 | 0.26 | 0.24 | 0.17 | 0.11 | 0 | 0 | 0.03 | 0.02 | 0.02 | 0.02 | 0 | 0 | 0.02 | 0.02 | 0.02 | 0.02 | 0.01 | 0.01 | True | True | Non Federally-Regulated | 01/27/2020 |  | 07/22/2020
Hangzhou Huoshi Lighting Co.,Ltd | FLSNT | DST660FILCL-30 | Light Emitting Diode | Omnidirectional Lamp | Edison Screw Base | Forward Phase Cut Controls | 99.6 | 4000 | 0.0012 | 93 | 58 | 85 | 0.91 | Elevated | 15000 | 0.917 | 1 |  | 0.1 | 16 | 16 | 0.26 | 0.24 | 0.17 | 0.11 | 0 | 0 | 0.03 | 0.02 | 0.02 | 0.02 | 0 | 0 | 0.02 | 0.02 | 0.02 | 0.02 | 0.01 | 0.01 | True | True | Non Federally-Regulated | 01/27/2020 |  | 07/22/2020
Hangzhou Huoshi Lighting Co.,Ltd | FLSNT | DST660FILWH-30 | Light Emitting Diode | Omnidirectional Lamp | Edison Screw Base | Forward Phase Cut Controls | 99.6 | 4000 | 0.0012 | 93 | 58 | 85 | 0.91 | Elevated | 15000 | 0.917 | 1 |  | 0.1 | 16 | 16 | 0.26 | 0.24 | 0.17 | 0.11 | 0 | 0 | 0.03 | 0.02 | 0.02 | 0.02 | 0 | 0 | 0.02 | 0.02 | 0.02 | 0.02 | 0.01 | 0.01 | True | True | Non Federally-Regulated | 01/27/2020 |  | 07/22/2020
Hangzhou Huoshi Lighting Co.,Ltd | FLSNT | DST660FILAM-30 | Light Emitting Diode | Omnidirectional Lamp | Edison Screw Base | Forward Phase Cut Controls | 99.6 | 4000 | 0.0012 | 93 | 58 | 85 | 0.91 | Elevated | 15000 | 0.917 | 1 |  | 0.1 | 16 | 16 | 0.26 | 0.24 | 0.17 | 0.11 | 0 | 0 | 0.03 | 0.02 | 0.02 | 0.02 | 0 | 0 | 0.02 | 0.02 | 0.02 | 0.02 | 0.01 | 0.01 | True | True | Non Federally-Regulated | 01/27/2020 |  | 07/22/2020
Hangzhou Huoshi Lighting Co.,Ltd | FLSNT | DST660FILFR-30 | Light Emitting Diode | Omnidirectional Lamp | Edison Screw Base | Forward Phase Cut Controls | 99.6 | 4000 | 0.0012 | 93 | 58 | 85 | 0.91 | Elevated | 15000 | 0.917 | 1 |  | 0.1 | 16 | 16 | 0.26 | 0.24 | 0.17 | 0.11 | 0 | 0 | 0.03 | 0.02 | 0.02 | 0.02 | 0 | 0 | 0.02 | 0.02 | 0.02 | 0.02 | 0.01 | 0.01 | True | True | Non Federally-Regulated | 01/27/2020 |  | 07/22/2020
Hangzhou Huoshi Lighting Co.,Ltd | FLSNT | DST660FILSM-30 | Light Emitting Diode | Omnidirectional Lamp | Edison Screw Base | Forward Phase Cut Controls | 99.6 | 4000 | 0.0012 | 93 | 58 | 85 | 0.91 | Elevated | 15000 | 0.917 | 1 |  | 0.1 | 16 | 16 | 0.26 | 0.24 | 0.17 | 0.11 | 0 | 0 | 0.03 | 0.02 | 0.02 | 0.02 | 0 | 0 | 0.02 | 0.02 | 0.02 | 0.02 | 0.01 | 0.01 | True | True | Non Federally-Regulated | 01/27/2020 |  | 07/22/2020
Hangzhou Huoshi Lighting Co.,Ltd | FLSNT | DSA1560FILCL-30 | Light Emitting Diode | Omnidirectional Lamp | Edison Screw Base | Forward Phase Cut Controls | 99.6 | 4000 | 0.0012 | 93 | 58 | 85 | 0.91 | Elevated | 15000 | 0.917 | 1 |  | 0.1 | 16 | 16 | 0.26 | 0.24 | 0.17 | 0.11 | 0 | 0 | 0.03 | 0.02 | 0.02 | 0.02 | 0 | 0 | 0.02 | 0.02 | 0.02 | 0.02 | 0.01 | 0.01 | True | True | Non Federally-Regulated | 01/27/2020 |  | 07/22/2020
Hangzhou Huoshi Lighting Co.,Ltd | FLSNT | DSA1560FILWH-30 | Light Emitting Diode | Omnidirectional Lamp | Edison Screw Base | Forward Phase Cut Controls | 99.6 | 4000 | 0.0012 | 93 | 58 | 85 | 0.91 | Elevated | 15000 | 0.917 | 1 |  | 0.1 | 16 | 16 | 0.26 | 0.24 | 0.17 | 0.11 | 0 | 0 | 0.03 | 0.02 | 0.02 | 0.02 | 0 | 0 | 0.02 | 0.02 | 0.02 | 0.02 | 0.01 | 0.01 | True | True | Non Federally-Regulated | 01/27/2020 |  | 07/22/2020
Hangzhou Huoshi Lighting Co.,Ltd | FLSNT | DSA1560FILAM-30 | Light Emitting Diode | Omnidirectional Lamp | Edison Screw Base | Forward Phase Cut Controls | 99.6 | 4000 | 0.0012 | 93 | 58 | 85 | 0.91 | Elevated | 15000 | 0.917 | 1 |  | 0.1 | 16 | 16 | 0.26 | 0.24 | 0.17 | 0.11 | 0 | 0 | 0.03 | 0.02 | 0.02 | 0.02 | 0 | 0 | 0.02 | 0.02 | 0.02 | 0.02 | 0.01 | 0.01 | True | True | Non Federally-Regulated | 01/27/2020 |  | 07/22/2020
Hangzhou Huoshi Lighting Co.,Ltd | FLSNT | DSA1560FILFR-30 | Light Emitting Diode | Omnidirectional Lamp | Edison Screw Base | Forward Phase Cut Controls | 99.6 | 4000 | 0.0012 | 93 | 58 | 85 | 0.91 | Elevated | 15000 | 0.917 | 1 |  | 0.1 | 16 | 16 | 0.26 | 0.24 | 0.17 | 0.11 | 0 | 0 | 0.03 | 0.02 | 0.02 | 0.02 | 0 | 0 | 0.02 | 0.02 | 0.02 | 0.02 | 0.01 | 0.01 | True | True | Non Federally-Regulated | 01/27/2020 |  | 07/22/2020
Hangzhou Huoshi Lighting Co.,Ltd | FLSNT | DSA1560FILSM-30 | Light Emitting Diode | Omnidirectional Lamp | Edison Screw Base | Forward Phase Cut Controls | 99.6 | 4000 | 0.0012 | 93 | 58 | 85 | 0.91 | Elevated | 15000 | 0.917 | 1 |  | 0.1 | 16 | 16 | 0.26 | 0.24 | 0.17 | 0.11 | 0 | 0 | 0.03 | 0.02 | 0.02 | 0.02 | 0 | 0 | 0.02 | 0.02 | 0.02 | 0.02 | 0.01 | 0.01 | True | True | Non Federally-Regulated | 01/27/2020 |  | 07/22/2020
Hangzhou Huoshi Lighting Co.,Ltd | FLSNT | DST1060FILCL-30 | Light Emitting Diode | Omnidirectional Lamp | Edison Screw Base | Forward Phase Cut Controls | 99.6 | 4000 | 0.0012 | 93 | 58 | 85 | 0.91 | Elevated | 15000 | 0.917 | 1 |  | 0.1 | 16 | 16 | 0.26 | 0.24 | 0.17 | 0.11 | 0 | 0 | 0.03 | 0.02 | 0.02 | 0.02 | 0 | 0 | 0.02 | 0.02 | 0.02 | 0.02 | 0.01 | 0.01 | True | True | Non Federally-Regulated | 01/27/2020 |  | 07/22/2020
Hangzhou Huoshi Lighting Co.,Ltd | FLSNT | DST1060FILWH-30 | Light Emitting Diode | Omnidirectional Lamp | Edison Screw Base | Forward Phase Cut Controls | 99.6 | 4000 | 0.0012 | 93 | 58 | 85 | 0.91 | Elevated | 15000 | 0.917 | 1 |  | 0.1 | 16 | 16 | 0.26 | 0.24 | 0.17 | 0.11 | 0 | 0 | 0.03 | 0.02 | 0.02 | 0.02 | 0 | 0 | 0.02 | 0.02 | 0.02 | 0.02 | 0.01 | 0.01 | True | True | Non Federally-Regulated | 01/27/2020 |  | 07/22/2020
Hangzhou Huoshi Lighting Co.,Ltd | FLSNT | DST1060FILAM-30 | Light Emitting Diode | Omnidirectional Lamp | Edison Screw Base | Forward Phase Cut Controls | 99.6 | 4000 | 0.0012 | 93 | 58 | 85 | 0.91 | Elevated | 15000 | 0.917 | 1 |  | 0.1 | 16 | 16 | 0.26 | 0.24 | 0.17 | 0.11 | 0 | 0 | 0.03 | 0.02 | 0.02 | 0.02 | 0 | 0 | 0.02 | 0.02 | 0.02 | 0.02 | 0.01 | 0.01 | True | True | Non Federally-Regulated | 01/27/2020 |  | 07/22/2020
Hangzhou Huoshi Lighting Co.,Ltd | FLSNT | DST1060FILFR-30 | Light Emitting Diode | Omnidirectional Lamp | Edison Screw Base | Forward Phase Cut Controls | 99.6 | 4000 | 0.0012 | 93 | 58 | 85 | 0.91 | Elevated | 15000 | 0.917 | 1 |  | 0.1 | 16 | 16 | 0.26 | 0.24 | 0.17 | 0.11 | 0 | 0 | 0.03 | 0.02 | 0.02 | 0.02 | 0 | 0 | 0.02 | 0.02 | 0.02 | 0.02 | 0.01 | 0.01 | True | True | Non Federally-Regulated | 01/27/2020 |  | 07/22/2020
Hangzhou Huoshi Lighting Co.,Ltd | FLSNT | DST1060FILSM-30 | Light Emitting Diode | Omnidirectional Lamp | Edison Screw Base | Forward Phase Cut Controls | 99.6 | 4000 | 0.0012 | 93 | 58 | 85 | 0.91 | Elevated | 15000 | 0.917 | 1 |  | 0.1 | 16 | 16 | 0.26 | 0.24 | 0.17 | 0.11 | 0 | 0 | 0.03 | 0.02 | 0.02 | 0.02 | 0 | 0 | 0.02 | 0.02 | 0.02 | 0.02 | 0.01 | 0.01 | True | True | Non Federally-Regulated | 01/27/2020 |  | 07/22/2020
Hangzhou Huoshi Lighting Co.,Ltd | FLSNT | DSA1560FILCL12-30 | Light Emitting Diode | Omnidirectional Lamp | Edison Screw Base | Forward Phase Cut Controls | 99.6 | 4000 | 0.0012 | 93 | 58 | 85 | 0.91 | Elevated | 15000 | 0.917 | 1 |  | 0.1 | 16 | 16 | 0.26 | 0.24 | 0.17 | 0.11 | 0 | 0 | 0.03 | 0.02 | 0.02 | 0.02 | 0 | 0 | 0.02 | 0.02 | 0.02 | 0.02 | 0.01 | 0.01 | True | True | Non Federally-Regulated | 01/27/2020 |  | 07/22/2020
Hangzhou Huoshi Lighting Co.,Ltd | FLSNT | DSA1560FILWH12-30 | Light Emitting Diode | Omnidirectional Lamp | Edison Screw Base | Forward Phase Cut Controls | 99.6 | 4000 | 0.0012 | 93 | 58 | 85 | 0.91 | Elevated | 15000 | 0.917 | 1 |  | 0.1 | 16 | 16 | 0.26 | 0.24 | 0.17 | 0.11 | 0 | 0 | 0.03 | 0.02 | 0.02 | 0.02 | 0 | 0 | 0.02 | 0.02 | 0.02 | 0.02 | 0.01 | 0.01 | True | True | Non Federally-Regulated | 01/27/2020 |  | 07/22/2020
Hangzhou Huoshi Lighting Co.,Ltd | FLSNT | DSA1560FILAM12-30 | Light Emitting Diode | Omnidirectional Lamp | Edison Screw Base | Forward Phase Cut Controls | 99.6 | 4000 | 0.0012 | 93 | 58 | 85 | 0.91 | Elevated | 15000 | 0.917 | 1 |  | 0.1 | 16 | 16 | 0.26 | 0.24 | 0.17 | 0.11 | 0 | 0 | 0.03 | 0.02 | 0.02 | 0.02 | 0 | 0 | 0.02 | 0.02 | 0.02 | 0.02 | 0.01 | 0.01 | True | True | Non Federally-Regulated | 01/27/2020 |  | 07/22/2020
Hangzhou Huoshi Lighting Co.,Ltd | FLSNT | DSA1560FILFR12-25 | Light Emitting Diode | Omnidirectional Lamp | Edison Screw Base | Forward Phase Cut Controls | 99.6 | 4000 | 0.0012 | 93 | 58 | 85 | 0.91 | Elevated | 15000 | 0.917 | 1 |  | 0.1 | 16 | 16 | 0.26 | 0.24 | 0.17 | 0.11 | 0 | 0 | 0.03 | 0.02 | 0.02 | 0.02 | 0 | 0 | 0.02 | 0.02 | 0.02 | 0.02 | 0.01 | 0.01 | True | True | Non Federally-Regulated | 01/27/2020 |  | 07/22/2020
Hangzhou Huoshi Lighting Co.,Ltd | FLSNT | DSA1560FILSM12-25 | Light Emitting Diode | Omnidirectional Lamp | Edison Screw Base | Forward Phase Cut Controls | 99.6 | 4000 | 0.0012 | 93 | 58 | 85 | 0.91 | Elevated | 15000 | 0.917 | 1 |  | 0.1 | 16 | 16 | 0.26 | 0.24 | 0.17 | 0.11 | 0 | 0 | 0.03 | 0.02 | 0.02 | 0.02 | 0 | 0 | 0.02 | 0.02 | 0.02 | 0.02 | 0.01 | 0.01 | True | True | Non Federally-Regulated | 01/27/2020 |  | 07/22/2020
Hangzhou Huoshi Lighting Co.,Ltd | FLSNT | DST1060FILCL12-25 | Light Emitting Diode | Omnidirectional Lamp | Edison Screw Base | Forward Phase Cut Controls | 99.6 | 4000 | 0.0012 | 93 | 58 | 85 | 0.91 | Elevated | 15000 | 0.917 | 1 |  | 0.1 | 16 | 16 | 0.26 | 0.24 | 0.17 | 0.11 | 0 | 0 | 0.03 | 0.02 | 0.02 | 0.02 | 0 | 0 | 0.02 | 0.02 | 0.02 | 0.02 | 0.01 | 0.01 | True | True | Non Federally-Regulated | 01/27/2020 |  | 07/22/2020
Hangzhou Huoshi Lighting Co.,Ltd | FLSNT | DST1060FILWH12-25 | Light Emitting Diode | Omnidirectional Lamp | Edison Screw Base | Forward Phase Cut Controls | 99.6 | 4000 | 0.0012 | 93 | 58 | 85 | 0.91 | Elevated | 15000 | 0.917 | 1 |  | 0.1 | 16 | 16 | 0.26 | 0.24 | 0.17 | 0.11 | 0 | 0 | 0.03 | 0.02 | 0.02 | 0.02 | 0 | 0 | 0.02 | 0.02 | 0.02 | 0.02 | 0.01 | 0.01 | True | True | Non Federally-Regulated | 01/27/2020 |  | 07/22/2020
Hangzhou Huoshi Lighting Co.,Ltd | FLSNT | DST1060FILAM12-25 | Light Emitting Diode | Omnidirectional Lamp | Edison Screw Base | Forward Phase Cut Controls | 99.6 | 4000 | 0.0012 | 93 | 58 | 85 | 0.91 | Elevated | 15000 | 0.917 | 1 |  | 0.1 | 16 | 16 | 0.26 | 0.24 | 0.17 | 0.11 | 0 | 0 | 0.03 | 0.02 | 0.02 | 0.02 | 0 | 0 | 0.02 | 0.02 | 0.02 | 0.02 | 0.01 | 0.01 | True | True | Non Federally-Regulated | 01/27/2020 |  | 07/22/2020
Hangzhou Huoshi Lighting Co.,Ltd | FLSNT | DST1060FILFR12-25 | Light Emitting Diode | Omnidirectional Lamp | Edison Screw Base | Forward Phase Cut Controls | 99.6 | 4000 | 0.0012 | 93 | 58 | 85 | 0.91 | Elevated | 15000 | 0.917 | 1 |  | 0.1 | 16 | 16 | 0.26 | 0.24 | 0.17 | 0.11 | 0 | 0 | 0.03 | 0.02 | 0.02 | 0.02 | 0 | 0 | 0.02 | 0.02 | 0.02 | 0.02 | 0.01 | 0.01 | True | True | Non Federally-Regulated | 01/27/2020 |  | 07/22/2020
Hangzhou Huoshi Lighting Co.,Ltd | FLSNT | DST1060FILSM12-25 | Light Emitting Diode | Omnidirectional Lamp | Edison Screw Base | Forward Phase Cut Controls | 99.6 | 4000 | 0.0012 | 93 | 58 | 85 | 0.91 | Elevated | 15000 | 0.917 | 1 |  | 0.1 | 16 | 16 | 0.26 | 0.24 | 0.17 | 0.11 | 0 | 0 | 0.03 | 0.02 | 0.02 | 0.02 | 0 | 0 | 0.02 | 0.02 | 0.02 | 0.02 | 0.01 | 0.01 | True | True | Non Federally-Regulated | 01/27/2020 |  | 07/22/2020
Hangzhou Huoshi Lighting Co.,Ltd | FLSNT | DST660FILCL-40 | Light Emitting Diode | Omnidirectional Lamp | Edison Screw Base | Forward Phase Cut Controls | 99.6 | 4000 | 0.0012 | 93 | 58 | 85 | 0.91 | Elevated | 15000 | 0.917 | 1 |  | 0.1 | 16 | 16 | 0.26 | 0.24 | 0.17 | 0.11 | 0 | 0 | 0.03 | 0.02 | 0.02 | 0.02 | 0 | 0 | 0.02 | 0.02 | 0.02 | 0.02 | 0.01 | 0.01 | True | True | Non Federally-Regulated | 01/27/2020 |  | 07/22/2020
Hangzhou Huoshi Lighting Co.,Ltd | FLSNT | DST660FILWH-40 | Light Emitting Diode | Omnidirectional Lamp | Edison Screw Base | Forward Phase Cut Controls | 99.6 | 4000 | 0.0012 | 93 | 58 | 85 | 0.91 | Elevated | 15000 | 0.917 | 1 |  | 0.1 | 16 | 16 | 0.26 | 0.24 | 0.17 | 0.11 | 0 | 0 | 0.03 | 0.02 | 0.02 | 0.02 | 0 | 0 | 0.02 | 0.02 | 0.02 | 0.02 | 0.01 | 0.01 | True | True | Non Federally-Regulated | 01/27/2020 |  | 07/22/2020
Hangzhou Huoshi Lighting Co.,Ltd | FLSNT | DST660FILAM-40 | Light Emitting Diode | Omnidirectional Lamp | Edison Screw Base | Forward Phase Cut Controls | 99.6 | 4000 | 0.0012 | 93 | 58 | 85 | 0.91 | Elevated | 15000 | 0.917 | 1 |  | 0.1 | 16 | 16 | 0.26 | 0.24 | 0.17 | 0.11 | 0 | 0 | 0.03 | 0.02 | 0.02 | 0.02 | 0 | 0 | 0.02 | 0.02 | 0.02 | 0.02 | 0.01 | 0.01 | True | True | Non Federally-Regulated | 01/27/2020 |  | 07/22/2020
Hangzhou Huoshi Lighting Co.,Ltd | FLSNT | DST660FILFR-40 | Light Emitting Diode | Omnidirectional Lamp | Edison Screw Base | Forward Phase Cut Controls | 99.6 | 4000 | 0.0012 | 93 | 58 | 85 | 0.91 | Elevated | 15000 | 0.917 | 1 |  | 0.1 | 16 | 16 | 0.26 | 0.24 | 0.17 | 0.11 | 0 | 0 | 0.03 | 0.02 | 0.02 | 0.02 | 0 | 0 | 0.02 | 0.02 | 0.02 | 0.02 | 0.01 | 0.01 | True | True | Non Federally-Regulated | 01/27/2020 |  | 07/22/2020
Hangzhou Huoshi Lighting Co.,Ltd | FLSNT | DST660FILSM-40 | Light Emitting Diode | Omnidirectional Lamp | Edison Screw Base | Forward Phase Cut Controls | 99.6 | 4000 | 0.0012 | 93 | 58 | 85 | 0.91 | Elevated | 15000 | 0.917 | 1 |  | 0.1 | 16 | 16 | 0.26 | 0.24 | 0.17 | 0.11 | 0 | 0 | 0.03 | 0.02 | 0.02 | 0.02 | 0 | 0 | 0.02 | 0.02 | 0.02 | 0.02 | 0.01 | 0.01 | True | True | Non Federally-Regulated | 01/27/2020 |  | 07/22/2020
Hangzhou Huoshi Lighting Co.,Ltd | FLSNT | DSA1560FILFR12-30 | Light Emitting Diode | Omnidirectional Lamp | Edison Screw Base | Forward Phase Cut Controls | 99.6 | 4000 | 0.0012 | 93 | 58 | 85 | 0.91 | Elevated | 15000 | 0.917 | 1 |  | 0.1 | 16 | 16 | 0.26 | 0.24 | 0.17 | 0.11 | 0 | 0 | 0.03 | 0.02 | 0.02 | 0.02 | 0 | 0 | 0.02 | 0.02 | 0.02 | 0.02 | 0.01 | 0.01 | True | True | Non Federally-Regulated | 01/27/2020 |  | 07/22/2020
Hangzhou Huoshi Lighting Co.,Ltd | FLSNT | DSA1560FILSM12-30 | Light Emitting Diode | Omnidirectional Lamp | Edison Screw Base | Forward Phase Cut Controls | 99.6 | 4000 | 0.0012 | 93 | 58 | 85 | 0.91 | Elevated | 15000 | 0.917 | 1 |  | 0.1 | 16 | 16 | 0.26 | 0.24 | 0.17 | 0.11 | 0 | 0 | 0.03 | 0.02 | 0.02 | 0.02 | 0 | 0 | 0.02 | 0.02 | 0.02 | 0.02 | 0.01 | 0.01 | True | True | Non Federally-Regulated | 01/27/2020 |  | 07/22/2020
Hangzhou Huoshi Lighting Co.,Ltd | FLSNT | DST1060FILCL12-30 | Light Emitting Diode | Omnidirectional Lamp | Edison Screw Base | Forward Phase Cut Controls | 99.6 | 4000 | 0.0012 | 93 | 58 | 85 | 0.91 | Elevated | 15000 | 0.917 | 1 |  | 0.1 | 16 | 16 | 0.26 | 0.24 | 0.17 | 0.11 | 0 | 0 | 0.03 | 0.02 | 0.02 | 0.02 | 0 | 0 | 0.02 | 0.02 | 0.02 | 0.02 | 0.01 | 0.01 | True | True | Non Federally-Regulated | 01/27/2020 |  | 07/22/2020
Hangzhou Huoshi Lighting Co.,Ltd | FLSNT | DST1060FILWH12-30 | Light Emitting Diode | Omnidirectional Lamp | Edison Screw Base | Forward Phase Cut Controls | 99.6 | 4000 | 0.0012 | 93 | 58 | 85 | 0.91 | Elevated | 15000 | 0.917 | 1 |  | 0.1 | 16 | 16 | 0.26 | 0.24 | 0.17 | 0.11 | 0 | 0 | 0.03 | 0.02 | 0.02 | 0.02 | 0 | 0 | 0.02 | 0.02 | 0.02 | 0.02 | 0.01 | 0.01 | True | True | Non Federally-Regulated | 01/27/2020 |  | 07/22/2020
Hangzhou Huoshi Lighting Co.,Ltd | FLSNT | DST1060FILAM12-30 | Light Emitting Diode | Omnidirectional Lamp | Edison Screw Base | Forward Phase Cut Controls | 99.6 | 4000 | 0.0012 | 93 | 58 | 85 | 0.91 | Elevated | 15000 | 0.917 | 1 |  | 0.1 | 16 | 16 | 0.26 | 0.24 | 0.17 | 0.11 | 0 | 0 | 0.03 | 0.02 | 0.02 | 0.02 | 0 | 0 | 0.02 | 0.02 | 0.02 | 0.02 | 0.01 | 0.01 | True | True | Non Federally-Regulated | 01/27/2020 |  | 07/22/2020
Hangzhou Huoshi Lighting Co.,Ltd | FLSNT | DST1060FILFR12-30 | Light Emitting Diode | Omnidirectional Lamp | Edison Screw Base | Forward Phase Cut Controls | 99.6 | 4000 | 0.0012 | 93 | 58 | 85 | 0.91 | Elevated | 15000 | 0.917 | 1 |  | 0.1 | 16 | 16 | 0.26 | 0.24 | 0.17 | 0.11 | 0 | 0 | 0.03 | 0.02 | 0.02 | 0.02 | 0 | 0 | 0.02 | 0.02 | 0.02 | 0.02 | 0.01 | 0.01 | True | True | Non Federally-Regulated | 01/27/2020 |  | 07/22/2020
Hangzhou Huoshi Lighting Co.,Ltd | FLSNT | DST1060FILSM12-30 | Light Emitting Diode | Omnidirectional Lamp | Edison Screw Base | Forward Phase Cut Controls | 99.6 | 4000 | 0.0012 | 93 | 58 | 85 | 0.91 | Elevated | 15000 | 0.917 | 1 |  | 0.1 | 16 | 16 | 0.26 | 0.24 | 0.17 | 0.11 | 0 | 0 | 0.03 | 0.02 | 0.02 | 0.02 | 0 | 0 | 0.02 | 0.02 | 0.02 | 0.02 | 0.01 | 0.01 | True | True | Non Federally-Regulated | 01/27/2020 |  | 07/22/2020
Hangzhou Huoshi Lighting Co.,Ltd | FLSNT | DSA1560FILCL-40 | Light Emitting Diode | Omnidirectional Lamp | Edison Screw Base | Forward Phase Cut Controls | 99.6 | 4000 | 0.0012 | 93 | 58 | 85 | 0.91 | Elevated | 15000 | 0.917 | 1 |  | 0.1 | 16 | 16 | 0.26 | 0.24 | 0.17 | 0.11 | 0 | 0 | 0.03 | 0.02 | 0.02 | 0.02 | 0 | 0 | 0.02 | 0.02 | 0.02 | 0.02 | 0.01 | 0.01 | True | True | Non Federally-Regulated | 01/27/2020 |  | 07/22/2020
Hangzhou Huoshi Lighting Co.,Ltd | FLSNT | DSA1560FILWH-40 | Light Emitting Diode | Omnidirectional Lamp | Edison Screw Base | Forward Phase Cut Controls | 99.6 | 4000 | 0.0012 | 93 | 58 | 85 | 0.91 | Elevated | 15000 | 0.917 | 1 |  | 0.1 | 16 | 16 | 0.26 | 0.24 | 0.17 | 0.11 | 0 | 0 | 0.03 | 0.02 | 0.02 | 0.02 | 0 | 0 | 0.02 | 0.02 | 0.02 | 0.02 | 0.01 | 0.01 | True | True | Non Federally-Regulated | 01/27/2020 |  | 07/22/2020
Hangzhou Huoshi Lighting Co.,Ltd | FLSNT | DSA1560FILAM-40 | Light Emitting Diode | Omnidirectional Lamp | Edison Screw Base | Forward Phase Cut Controls | 99.6 | 4000 | 0.0012 | 93 | 58 | 85 | 0.91 | Elevated | 15000 | 0.917 | 1 |  | 0.1 | 16 | 16 | 0.26 | 0.24 | 0.17 | 0.11 | 0 | 0 | 0.03 | 0.02 | 0.02 | 0.02 | 0 | 0 | 0.02 | 0.02 | 0.02 | 0.02 | 0.01 | 0.01 | True | True | Non Federally-Regulated | 01/27/2020 |  | 07/22/2020
Hangzhou Huoshi Lighting Co.,Ltd | FLSNT | DSA1560FILFR-40 | Light Emitting Diode | Omnidirectional Lamp | Edison Screw Base | Forward Phase Cut Controls | 99.6 | 4000 | 0.0012 | 93 | 58 | 85 | 0.91 | Elevated | 15000 | 0.917 | 1 |  | 0.1 | 16 | 16 | 0.26 | 0.24 | 0.17 | 0.11 | 0 | 0 | 0.03 | 0.02 | 0.02 | 0.02 | 0 | 0 | 0.02 | 0.02 | 0.02 | 0.02 | 0.01 | 0.01 | True | True | Non Federally-Regulated | 01/27/2020 |  | 07/22/2020
Hangzhou Huoshi Lighting Co.,Ltd | FLSNT | DSA1560FILSM-40 | Light Emitting Diode | Omnidirectional Lamp | Edison Screw Base | Forward Phase Cut Controls | 99.6 | 4000 | 0.0012 | 93 | 58 | 85 | 0.91 | Elevated | 15000 | 0.917 | 1 |  | 0.1 | 16 | 16 | 0.26 | 0.24 | 0.17 | 0.11 | 0 | 0 | 0.03 | 0.02 | 0.02 | 0.02 | 0 | 0 | 0.02 | 0.02 | 0.02 | 0.02 | 0.01 | 0.01 | True | True | Non Federally-Regulated | 01/27/2020 |  | 07/22/2020
Hangzhou Huoshi Lighting Co.,Ltd | FLSNT | DST1060FILCL-40 | Light Emitting Diode | Omnidirectional Lamp | Edison Screw Base | Forward Phase Cut Controls | 99.6 | 4000 | 0.0012 | 93 | 58 | 85 | 0.91 | Elevated | 15000 | 0.917 | 1 |  | 0.1 | 16 | 16 | 0.26 | 0.24 | 0.17 | 0.11 | 0 | 0 | 0.03 | 0.02 | 0.02 | 0.02 | 0 | 0 | 0.02 | 0.02 | 0.02 | 0.02 | 0.01 | 0.01 | True | True | Non Federally-Regulated | 01/27/2020 |  | 07/22/2020
Hangzhou Huoshi Lighting Co.,Ltd | FLSNT | DST1060FILWH-40 | Light Emitting Diode | Omnidirectional Lamp | Edison Screw Base | Forward Phase Cut Controls | 99.6 | 4000 | 0.0012 | 93 | 58 | 85 | 0.91 | Elevated | 15000 | 0.917 | 1 |  | 0.1 | 16 | 16 | 0.26 | 0.24 | 0.17 | 0.11 | 0 | 0 | 0.03 | 0.02 | 0.02 | 0.02 | 0 | 0 | 0.02 | 0.02 | 0.02 | 0.02 | 0.01 | 0.01 | True | True | Non Federally-Regulated | 01/27/2020 |  | 07/22/2020
Hangzhou Huoshi Lighting Co.,Ltd | FLSNT | DST1060FILAM-40 | Light Emitting Diode | Omnidirectional Lamp | Edison Screw Base | Forward Phase Cut Controls | 99.6 | 4000 | 0.0012 | 93 | 58 | 85 | 0.91 | Elevated | 15000 | 0.917 | 1 |  | 0.1 | 16 | 16 | 0.26 | 0.24 | 0.17 | 0.11 | 0 | 0 | 0.03 | 0.02 | 0.02 | 0.02 | 0 | 0 | 0.02 | 0.02 | 0.02 | 0.02 | 0.01 | 0.01 | True | True | Non Federally-Regulated | 01/27/2020 |  | 07/22/2020
Hangzhou Huoshi Lighting Co.,Ltd | FLSNT | DST1060FILFR-40 | Light Emitting Diode | Omnidirectional Lamp | Edison Screw Base | Forward Phase Cut Controls | 99.6 | 4000 | 0.0012 | 93 | 58 | 85 | 0.91 | Elevated | 15000 | 0.917 | 1 |  | 0.1 | 16 | 16 | 0.26 | 0.24 | 0.17 | 0.11 | 0 | 0 | 0.03 | 0.02 | 0.02 | 0.02 | 0 | 0 | 0.02 | 0.02 | 0.02 | 0.02 | 0.01 | 0.01 | True | True | Non Federally-Regulated | 01/27/2020 |  | 07/22/2020
Hangzhou Huoshi Lighting Co.,Ltd | FLSNT | DST1060FILSM-40 | Light Emitting Diode | Omnidirectional Lamp | Edison Screw Base | Forward Phase Cut Controls | 99.6 | 4000 | 0.0012 | 93 | 58 | 85 | 0.91 | Elevated | 15000 | 0.917 | 1 |  | 0.1 | 16 | 16 | 0.26 | 0.24 | 0.17 | 0.11 | 0 | 0 | 0.03 | 0.02 | 0.02 | 0.02 | 0 | 0 | 0.02 | 0.02 | 0.02 | 0.02 | 0.01 | 0.01 | True | True | Non Federally-Regulated | 01/27/2020 |  | 07/22/2020
Hangzhou Huoshi Lighting Co.,Ltd | FLSNT | DSA1560FILCL12-40 | Light Emitting Diode | Omnidirectional Lamp | Edison Screw Base | Forward Phase Cut Controls | 99.6 | 4000 | 0.0012 | 93 | 58 | 85 | 0.91 | Elevated | 15000 | 0.917 | 1 |  | 0.1 | 16 | 16 | 0.26 | 0.24 | 0.17 | 0.11 | 0 | 0 | 0.03 | 0.02 | 0.02 | 0.02 | 0 | 0 | 0.02 | 0.02 | 0.02 | 0.02 | 0.01 | 0.01 | True | True | Non Federally-Regulated | 01/27/2020 |  | 07/22/2020
Hangzhou Huoshi Lighting Co.,Ltd | FLSNT | DSA1560FILWH12-40 | Light Emitting Diode | Omnidirectional Lamp | Edison Screw Base | Forward Phase Cut Controls | 99.6 | 4000 | 0.0012 | 93 | 58 | 85 | 0.91 | Elevated | 15000 | 0.917 | 1 |  | 0.1 | 16 | 16 | 0.26 | 0.24 | 0.17 | 0.11 | 0 | 0 | 0.03 | 0.02 | 0.02 | 0.02 | 0 | 0 | 0.02 | 0.02 | 0.02 | 0.02 | 0.01 | 0.01 | True | True | Non Federally-Regulated | 01/27/2020 |  | 07/22/2020
Hangzhou Huoshi Lighting Co.,Ltd | FLSNT | DSA1560FILAM12-40 | Light Emitting Diode | Omnidirectional Lamp | Edison Screw Base | Forward Phase Cut Controls | 99.6 | 4000 | 0.0012 | 93 | 58 | 85 | 0.91 | Elevated | 15000 | 0.917 | 1 |  | 0.1 | 16 | 16 | 0.26 | 0.24 | 0.17 | 0.11 | 0 | 0 | 0.03 | 0.02 | 0.02 | 0.02 | 0 | 0 | 0.02 | 0.02 | 0.02 | 0.02 | 0.01 | 0.01 | True | True | Non Federally-Regulated | 01/27/2020 |  | 07/22/2020
Hangzhou Huoshi Lighting Co.,Ltd | FLSNT | DSA1560FILFR12-40 | Light Emitting Diode | Omnidirectional Lamp | Edison Screw Base | Forward Phase Cut Controls | 99.6 | 4000 | 0.0012 | 93 | 58 | 85 | 0.91 | Elevated | 15000 | 0.917 | 1 |  | 0.1 | 16 | 16 | 0.26 | 0.24 | 0.17 | 0.11 | 0 | 0 | 0.03 | 0.02 | 0.02 | 0.02 | 0 | 0 | 0.02 | 0.02 | 0.02 | 0.02 | 0.01 | 0.01 | True | True | Non Federally-Regulated | 01/27/2020 |  | 07/22/2020
Hangzhou Huoshi Lighting Co.,Ltd | FLSNT | DSA1560FILSM12-40 | Light Emitting Diode | Omnidirectional Lamp | Edison Screw Base | Forward Phase Cut Controls | 99.6 | 4000 | 0.0012 | 93 | 58 | 85 | 0.91 | Elevated | 15000 | 0.917 | 1 |  | 0.1 | 16 | 16 | 0.26 | 0.24 | 0.17 | 0.11 | 0 | 0 | 0.03 | 0.02 | 0.02 | 0.02 | 0 | 0 | 0.02 | 0.02 | 0.02 | 0.02 | 0.01 | 0.01 | True | True | Non Federally-Regulated | 01/27/2020 |  | 07/22/2020
Hangzhou Huoshi Lighting Co.,Ltd | FLSNT | DST1060FILCL12-40 | Light Emitting Diode | Omnidirectional Lamp | Edison Screw Base | Forward Phase Cut Controls | 99.6 | 4000 | 0.0012 | 93 | 58 | 85 | 0.91 | Elevated | 15000 | 0.917 | 1 |  | 0.1 | 16 | 16 | 0.26 | 0.24 | 0.17 | 0.11 | 0 | 0 | 0.03 | 0.02 | 0.02 | 0.02 | 0 | 0 | 0.02 | 0.02 | 0.02 | 0.02 | 0.01 | 0.01 | True | True | Non Federally-Regulated | 01/27/2020 |  | 07/22/2020
Hangzhou Huoshi Lighting Co.,Ltd | Tesler | 35X94 | Light Emitting Diode | Decorative Lamp | Edison Screw Base | Forward Phase Cut Controls | 99.6 | 2700 | 0.0012 | 93 | 58 | 85 | 0.91 | Elevated | 15000 | 0.917 | 1 |  | 0.1 | 16 | 16 | 0.26 | 0.24 | 0.17 | 0.11 | 0 | 0 | 0.03 | 0.02 | 0.02 | 0.02 | 0 | 0 | 0.02 | 0.02 | 0.02 | 0.02 | 0.01 | 0.01 | True | True | Non Federally-Regulated | 01/27/2020 |  | 07/22/2020
Hangzhou Huoshi Lighting Co.,Ltd | Tesler | 64P98 | Light Emitting Diode | Decorative Lamp | Edison Screw Base | Forward Phase Cut Controls | 99.6 | 2700 | 0.0012 | 93 | 58 | 85 | 0.91 | Elevated | 15000 | 0.917 | 1 |  | 0.1 | 16 | 16 | 0.26 | 0.24 | 0.17 | 0.11 | 0 | 0 | 0.03 | 0.02 | 0.02 | 0.02 | 0 | 0 | 0.02 | 0.02 | 0.02 | 0.02 | 0.01 | 0.01 | True | True | Non Federally-Regulated | 01/27/2020 |  | 07/22/2020
Hangzhou Huoshi Lighting Co.,Ltd | Tesler | 35X95 | Light Emitting Diode | Decorative Lamp | Edison Screw Base | Forward Phase Cut Controls | 99.6 | 2700 | 0.0012 | 93 | 58 | 85 | 0.91 | Elevated | 15000 | 0.917 | 1 |  | 0.1 | 16 | 16 | 0.26 | 0.24 | 0.17 | 0.11 | 0 | 0 | 0.03 | 0.02 | 0.02 | 0.02 | 0 | 0 | 0.02 | 0.02 | 0.02 | 0.02 | 0.01 | 0.01 | True | True | Non Federally-Regulated | 01/27/2020 |  | 07/22/2020
Hangzhou Huoshi Lighting Co.,Ltd | Tesler | 64R38 | Light Emitting Diode | Decorative Lamp | Edison Screw Base | Forward Phase Cut Controls | 99.6 | 2700 | 0.0012 | 93 | 58 | 85 | 0.91 | Elevated | 15000 | 0.917 | 1 |  | 0.1 | 16 | 16 | 0.26 | 0.24 | 0.17 | 0.11 | 0 | 0 | 0.03 | 0.02 | 0.02 | 0.02 | 0 | 0 | 0.02 | 0.02 | 0.02 | 0.02 | 0.01 | 0.01 | True | True | Non Federally-Regulated | 01/27/2020 |  | 07/22/2020
Hangzhou Huoshi Lighting Co.,Ltd | Tesler | 78X65 | Light Emitting Diode | Omnidirectional Lamp | Edison Screw Base | Forward Phase Cut Controls | 99.6 | 2700 | 0.0012 | 93 | 58 | 85 | 0.91 | Elevated | 15000 | 0.917 | 1 |  | 0.1 | 16 | 16 | 0.26 | 0.24 | 0.17 | 0.11 | 0 | 0 | 0.03 | 0.02 | 0.02 | 0.02 | 0 | 0 | 0.02 | 0.02 | 0.02 | 0.02 | 0.01 | 0.01 | True | True | Non Federally-Regulated | 01/27/2020 |  | 07/22/2020
Hangzhou Huoshi Lighting Co.,Ltd | Tesler | 35X89 | Light Emitting Diode | Decorative Lamp | Edison Screw Base | Forward Phase Cut Controls | 99.6 | 2700 | 0.0012 | 93 | 58 | 85 | 0.91 | Elevated | 15000 | 0.917 | 1 |  | 0.1 | 16 | 16 | 0.26 | 0.24 | 0.17 | 0.11 | 0 | 0 | 0.03 | 0.02 | 0.02 | 0.02 | 0 | 0 | 0.02 | 0.02 | 0.02 | 0.02 | 0.01 | 0.01 | True | True | Non Federally-Regulated | 01/27/2020 |  | 07/22/2020
Hangzhou Huoshi Lighting Co.,Ltd | Tesler | 61G44 | Light Emitting Diode | Decorative Lamp | Edison Screw Base | Forward Phase Cut Controls | 99.6 | 2700 | 0.0012 | 93 | 58 | 85 | 0.91 | Elevated | 15000 | 0.917 | 1 |  | 0.1 | 16 | 16 | 0.26 | 0.24 | 0.17 | 0.11 | 0 | 0 | 0.03 | 0.02 | 0.02 | 0.02 | 0 | 0 | 0.02 | 0.02 | 0.02 | 0.02 | 0.01 | 0.01 | True | True | Non Federally-Regulated | 01/27/2020 |  | 07/22/2020
Hangzhou Huoshi Lighting Co.,Ltd | Tesler | 35X96 | Light Emitting Diode | Decorative Lamp | Edison Screw Base | Forward Phase Cut Controls | 99.6 | 2300 | 0.0012 | 93 | 58 | 85 | 0.91 | Elevated | 15000 | 0.917 | 1 |  | 0.1 | 16 | 16 | 0.26 | 0.24 | 0.17 | 0.11 | 0 | 0 | 0.03 | 0.02 | 0.02 | 0.02 | 0 | 0 | 0.02 | 0.02 | 0.02 | 0.02 | 0.01 | 0.01 | True | True | Non Federally-Regulated | 01/27/2020 |  | 07/22/2020
Hangzhou Huoshi Lighting Co.,Ltd | Tesler | 64R00 | Light Emitting Diode | Decorative Lamp | Edison Screw Base | Forward Phase Cut Controls | 99.6 | 2300 | 0.0012 | 93 | 58 | 85 | 0.91 | Elevated | 15000 | 0.917 | 1 |  | 0.1 | 16 | 16 | 0.26 | 0.24 | 0.17 | 0.11 | 0 | 0 | 0.03 | 0.02 | 0.02 | 0.02 | 0 | 0 | 0.02 | 0.02 | 0.02 | 0.02 | 0.01 | 0.01 | True | True | Non Federally-Regulated | 01/27/2020 |  | 07/22/2020
Hangzhou Huoshi Lighting Co.,Ltd | Tesler | 35X97 | Light Emitting Diode | Decorative Lamp | Edison Screw Base | Forward Phase Cut Controls | 99.6 | 2300 | 0.0012 | 93 | 58 | 85 | 0.91 | Elevated | 15000 | 0.917 | 1 |  | 0.1 | 16 | 16 | 0.26 | 0.24 | 0.17 | 0.11 | 0 | 0 | 0.03 | 0.02 | 0.02 | 0.02 | 0 | 0 | 0.02 | 0.02 | 0.02 | 0.02 | 0.01 | 0.01 | True | True | Non Federally-Regulated | 01/27/2020 |  | 07/22/2020
Hangzhou Huoshi Lighting Co.,Ltd | Tesler | 64R40 | Light Emitting Diode | Decorative Lamp | Edison Screw Base | Forward Phase Cut Controls | 99.6 | 2300 | 0.0012 | 93 | 58 | 85 | 0.91 | Elevated | 15000 | 0.917 | 1 |  | 0.1 | 16 | 16 | 0.26 | 0.24 | 0.17 | 0.11 | 0 | 0 | 0.03 | 0.02 | 0.02 | 0.02 | 0 | 0 | 0.02 | 0.02 | 0.02 | 0.02 | 0.01 | 0.01 | True | True | Non Federally-Regulated | 01/27/2020 |  | 07/22/2020
Hangzhou Huoshi Lighting Co.,Ltd | Tesler | 78X66 | Light Emitting Diode | Omnidirectional Lamp | Edison Screw Base | Forward Phase Cut Controls | 99.6 | 2300 | 0.0012 | 93 | 58 | 85 | 0.91 | Elevated | 15000 | 0.917 | 1 |  | 0.1 | 16 | 16 | 0.26 | 0.24 | 0.17 | 0.11 | 0 | 0 | 0.03 | 0.02 | 0.02 | 0.02 | 0 | 0 | 0.02 | 0.02 | 0.02 | 0.02 | 0.01 | 0.01 | True | True | Non Federally-Regulated | 01/27/2020 |  | 07/22/2020
Hangzhou Huoshi Lighting Co.,Ltd | Tesler | 64H74 | Light Emitting Diode | Decorative Lamp | Edison Screw Base | Forward Phase Cut Controls | 99.6 | 2300 | 0.0012 | 93 | 58 | 85 | 0.91 | Elevated | 15000 | 0.917 | 1 |  | 0.1 | 16 | 16 | 0.26 | 0.24 | 0.17 | 0.11 | 0 | 0 | 0.03 | 0.02 | 0.02 | 0.02 | 0 | 0 | 0.02 | 0.02 | 0.02 | 0.02 | 0.01 | 0.01 | True | True | Non Federally-Regulated | 01/27/2020 |  | 07/22/2020
Hangzhou Huoshi Lighting Co.,Ltd | Tesler | 61G46 | Light Emitting Diode | Decorative Lamp | Edison Screw Base | Forward Phase Cut Controls | 99.6 | 2300 | 0.0012 | 93 | 58 | 85 | 0.91 | Elevated | 15000 | 0.917 | 1 |  | 0.1 | 16 | 16 | 0.26 | 0.24 | 0.17 | 0.11 | 0 | 0 | 0.03 | 0.02 | 0.02 | 0.02 | 0 | 0 | 0.02 | 0.02 | 0.02 | 0.02 | 0.01 | 0.01 | True | True | Non Federally-Regulated | 01/27/2020 |  | 07/22/2020
Hangzhou Huoshi Lighting Co.,Ltd | Tesler | 67T85 | Light Emitting Diode | Decorative Lamp | Edison Screw Base | Forward Phase Cut Controls | 99.6 | 2700 | 0.0012 | 93 | 58 | 85 | 0.91 | Elevated | 15000 | 0.917 | 1 |  | 0.1 | 16 | 16 | 0.26 | 0.24 | 0.17 | 0.11 | 0 | 0 | 0.03 | 0.02 | 0.02 | 0.02 | 0 | 0 | 0.02 | 0.02 | 0.02 | 0.02 | 0.01 | 0.01 | True | True | Non Federally-Regulated | 01/27/2020 |  | 07/22/2020
Hangzhou Huoshi Lighting Co.,Ltd | Tesler | 62E61 | Light Emitting Diode | Omnidirectional Lamp | Edison Screw Base | Forward Phase Cut Controls | 99.6 | 2700 | 0.0012 | 93 | 58 | 85 | 0.91 | Elevated | 15000 | 0.917 | 1 |  | 0.1 | 16 | 16 | 0.26 | 0.24 | 0.17 | 0.11 | 0 | 0 | 0.03 | 0.02 | 0.02 | 0.02 | 0 | 0 | 0.02 | 0.02 | 0.02 | 0.02 | 0.01 | 0.01 | True | True | Non Federally-Regulated | 01/27/2020 |  | 07/22/2020
Hangzhou Huoshi Lighting Co.,Ltd | Tesler | 47E41 | Light Emitting Diode | Omnidirectional Lamp | Edison Screw Base | Forward Phase Cut Controls | 99.6 | 2700 | 0.0012 | 93 | 58 | 85 | 0.91 | Elevated | 15000 | 0.917 | 1 |  | 0.1 | 16 | 16 | 0.26 | 0.24 | 0.17 | 0.11 | 0 | 0 | 0.03 | 0.02 | 0.02 | 0.02 | 0 | 0 | 0.02 | 0.02 | 0.02 | 0.02 | 0.01 | 0.01 | True | True | Non Federally-Regulated | 01/27/2020 |  | 07/22/2020
Hangzhou Huoshi Lighting Co.,Ltd | Tesler | 64H62 | Light Emitting Diode | Omnidirectional Lamp | Edison Screw Base | Forward Phase Cut Controls | 99.6 | 2700 | 0.0012 | 93 | 58 | 85 | 0.91 | Elevated | 15000 | 0.917 | 1 |  | 0.1 | 16 | 16 | 0.26 | 0.24 | 0.17 | 0.11 | 0 | 0 | 0.03 | 0.02 | 0.02 | 0.02 | 0 | 0 | 0.02 | 0.02 | 0.02 | 0.02 | 0.01 | 0.01 | True | True | Non Federally-Regulated | 01/27/2020 |  | 07/22/2020
Hangzhou Huoshi Lighting Co.,Ltd | Tesler | 59G95 | Light Emitting Diode | Omnidirectional Lamp | Edison Screw Base | Forward Phase Cut Controls | 99.6 | 2700 | 0.0012 | 93 | 58 | 85 | 0.91 | Elevated | 15000 | 0.917 | 1 |  | 0.1 | 16 | 16 | 0.26 | 0.24 | 0.17 | 0.11 | 0 | 0 | 0.03 | 0.02 | 0.02 | 0.02 | 0 | 0 | 0.02 | 0.02 | 0.02 | 0.02 | 0.01 | 0.01 | True | True | Non Federally-Regulated | 01/27/2020 |  | 07/22/2020
Hangzhou Huoshi Lighting Co.,Ltd | Tesler | 67T87 | Light Emitting Diode | Decorative Lamp | Edison Screw Base | Forward Phase Cut Controls | 99.6 | 2300 | 0.0012 | 93 | 58 | 85 | 0.91 | Elevated | 15000 | 0.917 | 1 |  | 0.1 | 16 | 16 | 0.26 | 0.24 | 0.17 | 0.11 | 0 | 0 | 0.03 | 0.02 | 0.02 | 0.02 | 0 | 0 | 0.02 | 0.02 | 0.02 | 0.02 | 0.01 | 0.01 | True | True | Non Federally-Regulated | 01/27/2020 |  | 07/22/2020
Hangzhou Huoshi Lighting Co.,Ltd | Tesler | 64R42 | Light Emitting Diode | Omnidirectional Lamp | Edison Screw Base | Forward Phase Cut Controls | 99.6 | 2300 | 0.0012 | 93 | 58 | 85 | 0.91 | Elevated | 15000 | 0.917 | 1 |  | 0.1 | 16 | 16 | 0.26 | 0.24 | 0.17 | 0.11 | 0 | 0 | 0.03 | 0.02 | 0.02 | 0.02 | 0 | 0 | 0.02 | 0.02 | 0.02 | 0.02 | 0.01 | 0.01 | True | True | Non Federally-Regulated | 01/27/2020 |  | 07/22/2020
Hangzhou Huoshi Lighting Co.,Ltd | Tesler | 64N55 | Light Emitting Diode | Omnidirectional Lamp | Edison Screw Base | Forward Phase Cut Controls | 99.6 | 2300 | 0.0012 | 93 | 58 | 85 | 0.91 | Elevated | 15000 | 0.917 | 1 |  | 0.1 | 16 | 16 | 0.26 | 0.24 | 0.17 | 0.11 | 0 | 0 | 0.03 | 0.02 | 0.02 | 0.02 | 0 | 0 | 0.02 | 0.02 | 0.02 | 0.02 | 0.01 | 0.01 | True | True | Non Federally-Regulated | 01/27/2020 |  | 07/22/2020
Hangzhou Huoshi Lighting Co.,Ltd | Tesler | 64H68 | Light Emitting Diode | Omnidirectional Lamp | Edison Screw Base | Forward Phase Cut Controls | 99.6 | 2300 | 0.0012 | 93 | 58 | 85 | 0.91 | Elevated | 15000 | 0.917 | 1 |  | 0.1 | 16 | 16 | 0.26 | 0.24 | 0.17 | 0.11 | 0 | 0 | 0.03 | 0.02 | 0.02 | 0.02 | 0 | 0 | 0.02 | 0.02 | 0.02 | 0.02 | 0.01 | 0.01 | True | True | Non Federally-Regulated | 01/27/2020 |  | 07/22/2020
Hangzhou Huoshi Lighting Co.,Ltd | Tesler | 64R44 | Light Emitting Diode | Omnidirectional Lamp | Edison Screw Base | Forward Phase Cut Controls | 99.6 | 2300 | 0.0012 | 93 | 58 | 85 | 0.91 | Elevated | 15000 | 0.917 | 1 |  | 0.1 | 16 | 16 | 0.26 | 0.24 | 0.17 | 0.11 | 0 | 0 | 0.03 | 0.02 | 0.02 | 0.02 | 0 | 0 | 0.02 | 0.02 | 0.02 | 0.02 | 0.01 | 0.01 | True | True | Non Federally-Regulated | 01/27/2020 |  | 07/22/2020
Hangzhou Huoshi Lighting Co.,Ltd | Tesler | 76N91 | Light Emitting Diode | Decorative Lamp | Edison Screw Base | Forward Phase Cut Controls | 99.6 | 3000 | 0.0012 | 93 | 58 | 85 | 0.91 | Elevated | 15000 | 0.917 | 1 |  | 0.1 | 16 | 16 | 0.26 | 0.24 | 0.17 | 0.11 | 0 | 0 | 0.03 | 0.02 | 0.02 | 0.02 | 0 | 0 | 0.02 | 0.02 | 0.02 | 0.02 | 0.01 | 0.01 | True | True | Non Federally-Regulated | 01/27/2020 |  | 07/22/2020
Hangzhou Huoshi Lighting Co.,Ltd | Tesler | 35X98 | Light Emitting Diode | Decorative Lamp | Edison Screw Base | Forward Phase Cut Controls | 99.6 | 3000 | 0.0012 | 93 | 58 | 85 | 0.91 | Elevated | 15000 | 0.917 | 1 |  | 0.1 | 16 | 16 | 0.26 | 0.24 | 0.17 | 0.11 | 0 | 0 | 0.03 | 0.02 | 0.02 | 0.02 | 0 | 0 | 0.02 | 0.02 | 0.02 | 0.02 | 0.01 | 0.01 | True | True | Non Federally-Regulated | 01/27/2020 |  | 07/22/2020
Hangzhou Huoshi Lighting Co.,Ltd | Tesler | 64P99 | Light Emitting Diode | Decorative Lamp | Edison Screw Base | Forward Phase Cut Controls | 99.6 | 3000 | 0.0012 | 93 | 58 | 85 | 0.91 | Elevated | 15000 | 0.917 | 1 |  | 0.1 | 16 | 16 | 0.26 | 0.24 | 0.17 | 0.11 | 0 | 0 | 0.03 | 0.02 | 0.02 | 0.02 | 0 | 0 | 0.02 | 0.02 | 0.02 | 0.02 | 0.01 | 0.01 | True | True | Non Federally-Regulated | 01/27/2020 |  | 07/22/2020
Hangzhou Huoshi Lighting Co.,Ltd | Tesler | 64P97 | Light Emitting Diode | Decorative Lamp | Edison Screw Base | Forward Phase Cut Controls | 99.6 | 3000 | 0.0012 | 93 | 58 | 85 | 0.91 | Elevated | 15000 | 0.917 | 1 |  | 0.1 | 16 | 16 | 0.26 | 0.24 | 0.17 | 0.11 | 0 | 0 | 0.03 | 0.02 | 0.02 | 0.02 | 0 | 0 | 0.02 | 0.02 | 0.02 | 0.02 | 0.01 | 0.01 | True | True | Non Federally-Regulated | 01/27/2020 |  | 07/22/2020
Hangzhou Huoshi Lighting Co.,Ltd | Tesler | 64R39 | Light Emitting Diode | Decorative Lamp | Edison Screw Base | Forward Phase Cut Controls | 99.6 | 3000 | 0.0012 | 93 | 58 | 85 | 0.91 | Elevated | 15000 | 0.917 | 1 |  | 0.1 | 16 | 16 | 0.26 | 0.24 | 0.17 | 0.11 | 0 | 0 | 0.03 | 0.02 | 0.02 | 0.02 | 0 | 0 | 0.02 | 0.02 | 0.02 | 0.02 | 0.01 | 0.01 | True | True | Non Federally-Regulated | 01/27/2020 |  | 07/22/2020
Hangzhou Huoshi Lighting Co.,Ltd | Tesler | 78X67 | Light Emitting Diode | Omnidirectional Lamp | Edison Screw Base | Forward Phase Cut Controls | 99.6 | 3000 | 0.0012 | 93 | 58 | 85 | 0.91 | Elevated | 15000 | 0.917 | 1 |  | 0.1 | 16 | 16 | 0.26 | 0.24 | 0.17 | 0.11 | 0 | 0 | 0.03 | 0.02 | 0.02 | 0.02 | 0 | 0 | 0.02 | 0.02 | 0.02 | 0.02 | 0.01 | 0.01 | True | True | Non Federally-Regulated | 01/27/2020 |  | 07/22/2020
Hangzhou Huoshi Lighting Co.,Ltd | Tesler | 64H71 | Light Emitting Diode | Decorative Lamp | Edison Screw Base | Forward Phase Cut Controls | 99.6 | 3000 | 0.0012 | 93 | 58 | 85 | 0.91 | Elevated | 15000 | 0.917 | 1 |  | 0.1 | 16 | 16 | 0.26 | 0.24 | 0.17 | 0.11 | 0 | 0 | 0.03 | 0.02 | 0.02 | 0.02 | 0 | 0 | 0.02 | 0.02 | 0.02 | 0.02 | 0.01 | 0.01 | True | True | Non Federally-Regulated | 01/27/2020 |  | 07/22/2020
Hangzhou Huoshi Lighting Co.,Ltd | Tesler | 61G45 | Light Emitting Diode | Decorative Lamp | Edison Screw Base | Forward Phase Cut Controls | 99.6 | 3000 | 0.0012 | 93 | 58 | 85 | 0.91 | Elevated | 15000 | 0.917 | 1 |  | 0.1 | 16 | 16 | 0.26 | 0.24 | 0.17 | 0.11 | 0 | 0 | 0.03 | 0.02 | 0.02 | 0.02 | 0 | 0 | 0.02 | 0.02 | 0.02 | 0.02 | 0.01 | 0.01 | True | True | Non Federally-Regulated | 01/27/2020 |  | 07/22/2020
Hangzhou Huoshi Lighting Co.,Ltd | Tesler | 67T86 | Light Emitting Diode | Decorative Lamp | Edison Screw Base | Forward Phase Cut Controls | 99.6 | 3000 | 0.0012 | 93 | 58 | 85 | 0.91 | Elevated | 15000 | 0.917 | 1 |  | 0.1 | 16 | 16 | 0.26 | 0.24 | 0.17 | 0.11 | 0 | 0 | 0.03 | 0.02 | 0.02 | 0.02 | 0 | 0 | 0.02 | 0.02 | 0.02 | 0.02 | 0.01 | 0.01 | True | True | Non Federally-Regulated | 01/27/2020 |  | 07/22/2020
Hangzhou Huoshi Lighting Co.,Ltd | Tesler | 60V41 | Light Emitting Diode | Omnidirectional Lamp | Edison Screw Base | Forward Phase Cut Controls | 99.6 | 3000 | 0.0012 | 93 | 58 | 85 | 0.91 | Elevated | 15000 | 0.917 | 1 |  | 0.1 | 16 | 16 | 0.26 | 0.24 | 0.17 | 0.11 | 0 | 0 | 0.03 | 0.02 | 0.02 | 0.02 | 0 | 0 | 0.02 | 0.02 | 0.02 | 0.02 | 0.01 | 0.01 | True | True | Non Federally-Regulated | 01/27/2020 |  | 07/22/2020
Hangzhou Huoshi Lighting Co.,Ltd | Tesler | 35X91 | Light Emitting Diode | Omnidirectional Lamp | Edison Screw Base | Forward Phase Cut Controls | 99.6 | 3000 | 0.0012 | 93 | 58 | 85 | 0.91 | Elevated | 15000 | 0.917 | 1 |  | 0.1 | 16 | 16 | 0.26 | 0.24 | 0.17 | 0.11 | 0 | 0 | 0.03 | 0.02 | 0.02 | 0.02 | 0 | 0 | 0.02 | 0.02 | 0.02 | 0.02 | 0.01 | 0.01 | True | True | Non Federally-Regulated | 01/27/2020 |  | 07/22/2020
Hangzhou Huoshi Lighting Co.,Ltd | Tesler | 64H64 | Light Emitting Diode | Omnidirectional Lamp | Edison Screw Base | Forward Phase Cut Controls | 99.6 | 3000 | 0.0012 | 93 | 58 | 85 | 0.91 | Elevated | 15000 | 0.917 | 1 |  | 0.1 | 16 | 16 | 0.26 | 0.24 | 0.17 | 0.11 | 0 | 0 | 0.03 | 0.02 | 0.02 | 0.02 | 0 | 0 | 0.02 | 0.02 | 0.02 | 0.02 | 0.01 | 0.01 | True | True | Non Federally-Regulated | 01/27/2020 |  | 07/22/2020
Hangzhou Huoshi Lighting Co.,Ltd | Tesler | 59G96 | Light Emitting Diode | Omnidirectional Lamp | Edison Screw Base | Forward Phase Cut Controls | 99.6 | 3000 | 0.0012 | 93 | 58 | 85 | 0.91 | Elevated | 15000 | 0.917 | 1 |  | 0.1 | 16 | 16 | 0.26 | 0.24 | 0.17 | 0.11 | 0 | 0 | 0.03 | 0.02 | 0.02 | 0.02 | 0 | 0 | 0.02 | 0.02 | 0.02 | 0.02 | 0.01 | 0.01 | True | True | Non Federally-Regulated | 01/27/2020 |  | 07/22/2020
Hangzhou Huoshi Lighting Co.,Ltd | Tesler | 79P75(2PK) | Light Emitting Diode | Decorative Lamp | Edison Screw Base | Forward Phase Cut Controls | 99.6 | 3000 | 0.0012 | 93 | 58 | 85 | 0.91 | Elevated | 15000 | 0.917 | 1 |  | 0.1 | 16 | 16 | 0.26 | 0.24 | 0.17 | 0.11 | 0 | 0 | 0.03 | 0.02 | 0.02 | 0.02 | 0 | 0 | 0.02 | 0.02 | 0.02 | 0.02 | 0.01 | 0.01 | True | True | Non Federally-Regulated | 06/21/2020 |  | 07/22/2020
Hangzhou Huoshi Lighting Co.,Ltd | Tesler | 80K62(2PK) | Light Emitting Diode | Omnidirectional Lamp | Edison Screw Base | Forward Phase Cut Controls | 99.6 | 4000 | 0.0012 | 93 | 58 | 85 | 0.91 | Elevated | 15000 | 0.917 | 1 |  | 0.1 | 16 | 16 | 0.26 | 0.24 | 0.17 | 0.11 | 0 | 0 | 0.03 | 0.02 | 0.02 | 0.02 | 0 | 0 | 0.02 | 0.02 | 0.02 | 0.02 | 0.01 | 0.01 | True | True | Non Federally-Regulated | 06/21/2020 |  | 07/22/2020
Hangzhou Huoshi Lighting Co.,Ltd | Tesler | 80K70(2PK) | Light Emitting Diode | Omnidirectional Lamp | Edison Screw Base | Forward Phase Cut Controls | 99.6 | 4000 | 0.0012 | 93 | 58 | 85 | 0.91 | Elevated | 15000 | 0.917 | 1 |  | 0.1 | 16 | 16 | 0.26 | 0.24 | 0.17 | 0.11 | 0 | 0 | 0.03 | 0.02 | 0.02 | 0.02 | 0 | 0 | 0.02 | 0.02 | 0.02 | 0.02 | 0.01 | 0.01 | True | True | Non Federally-Regulated | 06/21/2020 |  | 07/22/2020
Hangzhou Huoshi Lighting Co.,Ltd | Tesler | 79P77(2PK) | Light Emitting Diode | Decorative Lamp | Edison Screw Base | Forward Phase Cut Controls | 99.6 | 3000 | 0.0012 | 93 | 58 | 85 | 0.91 | Elevated | 15000 | 0.917 | 1 |  | 0.1 | 16 | 16 | 0.26 | 0.24 | 0.17 | 0.11 | 0 | 0 | 0.03 | 0.02 | 0.02 | 0.02 | 0 | 0 | 0.02 | 0.02 | 0.02 | 0.02 | 0.01 | 0.01 | True | True | Non Federally-Regulated | 06/22/2020 |  | 07/22/2020
Hangzhou Huoshi Lighting Co.,Ltd | FLSNT | DSA1560HFILWH-23 | Light Emitting Diode | Omnidirectional Lamp | Edison Screw Base | Forward Phase Cut Controls | 89.3 | 2321 | 0.0006 | 93 | 63 | 101 | 0.91 | Elevated | 15000 | 0.942 | 1 |  | 0.1 | 16 | 16 | 0.06 | 0.05 | 0.05 | 0.05 | 0 | 0 | 0.03 | 0.03 | 0.03 | 0.03 | 0 | 0 | 0.03 | 0.02 | 0.02 | 0.02 | 0.01 | 0.01 | True | True | Non Federally-Regulated | 01/27/2020 |  | 07/22/2020
Hangzhou Huoshi Lighting Co.,Ltd | FLSNT | DSA1560HFILCL-27 | Light Emitting Diode | Omnidirectional Lamp | Edison Screw Base | Forward Phase Cut Controls | 89.3 | 2700 | 0.0006 | 93 | 63 | 101 | 0.91 | Elevated | 15000 | 0.942 | 1 |  | 0.1 | 16 | 16 | 0.06 | 0.05 | 0.05 | 0.05 | 0 | 0 | 0.03 | 0.03 | 0.03 | 0.03 | 0 | 0 | 0.03 | 0.02 | 0.02 | 0.02 | 0.01 | 0.01 | True | True | Non Federally-Regulated | 01/27/2020 |  | 07/22/2020
Hangzhou Huoshi Lighting Co.,Ltd | FLSNT | DSA1560HFILWH-27 | Light Emitting Diode | Omnidirectional Lamp | Edison Screw Base | Forward Phase Cut Controls | 89.3 | 2700 | 0.0006 | 93 | 63 | 101 | 0.91 | Elevated | 15000 | 0.942 | 1 |  | 0.1 | 16 | 16 | 0.06 | 0.05 | 0.05 | 0.05 | 0 | 0 | 0.03 | 0.03 | 0.03 | 0.03 | 0 | 0 | 0.03 | 0.02 | 0.02 | 0.02 | 0.01 | 0.01 | True | True | Non Federally-Regulated | 01/27/2020 |  | 07/22/2020
Hangzhou Huoshi Lighting Co.,Ltd | FLSNT | DSA1560HFILAM-27 | Light Emitting Diode | Omnidirectional Lamp | Edison Screw Base | Forward Phase Cut Controls | 89.3 | 2700 | 0.0006 | 93 | 63 | 101 | 0.91 | Elevated | 15000 | 0.942 | 1 |  | 0.1 | 16 | 16 | 0.06 | 0.05 | 0.05 | 0.05 | 0 | 0 | 0.03 | 0.03 | 0.03 | 0.03 | 0 | 0 | 0.03 | 0.02 | 0.02 | 0.02 | 0.01 | 0.01 | True | True | Non Federally-Regulated | 01/27/2020 |  | 07/22/2020
Hangzhou Huoshi Lighting Co.,Ltd | FLSNT | DSA1560HFILFR-27 | Light Emitting Diode | Omnidirectional Lamp | Edison Screw Base | Forward Phase Cut Controls | 89.3 | 2700 | 0.0006 | 93 | 63 | 101 | 0.91 | Elevated | 15000 | 0.942 | 1 |  | 0.1 | 16 | 16 | 0.06 | 0.05 | 0.05 | 0.05 | 0 | 0 | 0.03 | 0.03 | 0.03 | 0.03 | 0 | 0 | 0.03 | 0.02 | 0.02 | 0.02 | 0.01 | 0.01 | True | True | Non Federally-Regulated | 01/27/2020 |  | 07/22/2020
Hangzhou Huoshi Lighting Co.,Ltd | FLSNT | DSA1560HFILSM-27 | Light Emitting Diode | Omnidirectional Lamp | Edison Screw Base | Forward Phase Cut Controls | 89.3 | 2700 | 0.0006 | 93 | 63 | 101 | 0.91 | Elevated | 15000 | 0.942 | 1 |  | 0.1 | 16 | 16 | 0.06 | 0.05 | 0.05 | 0.05 | 0 | 0 | 0.03 | 0.03 | 0.03 | 0.03 | 0 | 0 | 0.03 | 0.02 | 0.02 | 0.02 | 0.01 | 0.01 | True | True | Non Federally-Regulated | 01/27/2020 |  | 07/22/2020
Hangzhou Huoshi Lighting Co.,Ltd | FLSNT | DSA1960FILCL-27 | Light Emitting Diode | Omnidirectional Lamp | Edison Screw Base | Forward Phase Cut Controls | 89.3 | 2700 | 0.0006 | 93 | 63 | 101 | 0.91 | Elevated | 15000 | 0.942 | 1 |  | 0.1 | 16 | 16 | 0.06 | 0.05 | 0.05 | 0.05 | 0 | 0 | 0.03 | 0.03 | 0.03 | 0.03 | 0 | 0 | 0.03 | 0.02 | 0.02 | 0.02 | 0.01 | 0.01 | True | True | Non Federally-Regulated | 01/27/2020 |  | 07/22/2020
Hangzhou Huoshi Lighting Co.,Ltd | FLSNT | DSA1960FILWH-27 | Light Emitting Diode | Omnidirectional Lamp | Edison Screw Base | Forward Phase Cut Controls | 89.3 | 2700 | 0.0006 | 93 | 63 | 101 | 0.91 | Elevated | 15000 | 0.942 | 1 |  | 0.1 | 16 | 16 | 0.06 | 0.05 | 0.05 | 0.05 | 0 | 0 | 0.03 | 0.03 | 0.03 | 0.03 | 0 | 0 | 0.03 | 0.02 | 0.02 | 0.02 | 0.01 | 0.01 | True | True | Non Federally-Regulated | 01/27/2020 |  | 07/22/2020
Hangzhou Huoshi Lighting Co.,Ltd | FLSNT | DSA1960FILAM-27 | Light Emitting Diode | Omnidirectional Lamp | Edison Screw Base | Forward Phase Cut Controls | 89.3 | 2700 | 0.0006 | 93 | 63 | 101 | 0.91 | Elevated | 15000 | 0.942 | 1 |  | 0.1 | 16 | 16 | 0.06 | 0.05 | 0.05 | 0.05 | 0 | 0 | 0.03 | 0.03 | 0.03 | 0.03 | 0 | 0 | 0.03 | 0.02 | 0.02 | 0.02 | 0.01 | 0.01 | True | True | Non Federally-Regulated | 01/27/2020 |  | 07/22/2020
Hangzhou Huoshi Lighting Co.,Ltd | FLSNT | DSA1960FILFR-27 | Light Emitting Diode | Omnidirectional Lamp | Edison Screw Base | Forward Phase Cut Controls | 89.3 | 2700 | 0.0006 | 93 | 63 | 101 | 0.91 | Elevated | 15000 | 0.942 | 1 |  | 0.1 | 16 | 16 | 0.06 | 0.05 | 0.05 | 0.05 | 0 | 0 | 0.03 | 0.03 | 0.03 | 0.03 | 0 | 0 | 0.03 | 0.02 | 0.02 | 0.02 | 0.01 | 0.01 | True | True | Non Federally-Regulated | 01/27/2020 |  | 07/22/2020
Hangzhou Huoshi Lighting Co.,Ltd | FLSNT | DSA1960FILSIL-27 | Light Emitting Diode | Omnidirectional Lamp | Edison Screw Base | Forward Phase Cut Controls | 89.3 | 2700 | 0.0006 | 93 | 63 | 101 | 0.91 | Elevated | 15000 | 0.942 | 1 |  | 0.1 | 16 | 16 | 0.06 | 0.05 | 0.05 | 0.05 | 0 | 0 | 0.03 | 0.03 | 0.03 | 0.03 | 0 | 0 | 0.03 | 0.02 | 0.02 | 0.02 | 0.01 | 0.01 | True | True | Non Federally-Regulated | 01/27/2020 |  | 07/22/2020
Hangzhou Huoshi Lighting Co.,Ltd | FLSNT | DST1060HFILCL-27 | Light Emitting Diode | Omnidirectional Lamp | Edison Screw Base | Forward Phase Cut Controls | 89.3 | 2700 | 0.0006 | 93 | 63 | 101 | 0.91 | Elevated | 15000 | 0.942 | 1 |  | 0.1 | 16 | 16 | 0.06 | 0.05 | 0.05 | 0.05 | 0 | 0 | 0.03 | 0.03 | 0.03 | 0.03 | 0 | 0 | 0.03 | 0.02 | 0.02 | 0.02 | 0.01 | 0.01 | True | True | Non Federally-Regulated | 01/27/2020 |  | 07/22/2020
Hangzhou Huoshi Lighting Co.,Ltd | FLSNT | DST1060HFILWH-27 | Light Emitting Diode | Omnidirectional Lamp | Edison Screw Base | Forward Phase Cut Controls | 89.3 | 2700 | 0.0006 | 93 | 63 | 101 | 0.91 | Elevated | 15000 | 0.942 | 1 |  | 0.1 | 16 | 16 | 0.06 | 0.05 | 0.05 | 0.05 | 0 | 0 | 0.03 | 0.03 | 0.03 | 0.03 | 0 | 0 | 0.03 | 0.02 | 0.02 | 0.02 | 0.01 | 0.01 | True | True | Non Federally-Regulated | 01/27/2020 |  | 07/22/2020
Hangzhou Huoshi Lighting Co.,Ltd | FLSNT | DST1060HFILAM-27 | Light Emitting Diode | Omnidirectional Lamp | Edison Screw Base | Forward Phase Cut Controls | 89.3 | 2700 | 0.0006 | 93 | 63 | 101 | 0.91 | Elevated | 15000 | 0.942 | 1 |  | 0.1 | 16 | 16 | 0.06 | 0.05 | 0.05 | 0.05 | 0 | 0 | 0.03 | 0.03 | 0.03 | 0.03 | 0 | 0 | 0.03 | 0.02 | 0.02 | 0.02 | 0.01 | 0.01 | True | True | Non Federally-Regulated | 01/27/2020 |  | 07/22/2020
Hangzhou Huoshi Lighting Co.,Ltd | FLSNT | DST1060HFILFR-27 | Light Emitting Diode | Omnidirectional Lamp | Edison Screw Base | Forward Phase Cut Controls | 89.3 | 2700 | 0.0006 | 93 | 63 | 101 | 0.91 | Elevated | 15000 | 0.942 | 1 |  | 0.1 | 16 | 16 | 0.06 | 0.05 | 0.05 | 0.05 | 0 | 0 | 0.03 | 0.03 | 0.03 | 0.03 | 0 | 0 | 0.03 | 0.02 | 0.02 | 0.02 | 0.01 | 0.01 | True | True | Non Federally-Regulated | 01/27/2020 |  | 07/22/2020
Hangzhou Huoshi Lighting Co.,Ltd | FLSNT | DST1060HFILSM-27 | Light Emitting Diode | Omnidirectional Lamp | Edison Screw Base | Forward Phase Cut Controls | 89.3 | 2700 | 0.0006 | 93 | 63 | 101 | 0.91 | Elevated | 15000 | 0.942 | 1 |  | 0.1 | 16 | 16 | 0.06 | 0.05 | 0.05 | 0.05 | 0 | 0 | 0.03 | 0.03 | 0.03 | 0.03 | 0 | 0 | 0.03 | 0.02 | 0.02 | 0.02 | 0.01 | 0.01 | True | True | Non Federally-Regulated | 01/27/2020 |  | 07/22/2020
Hangzhou Huoshi Lighting Co.,Ltd | FLSNT | DST3060FILCL-27 | Light Emitting Diode | Omnidirectional Lamp | Edison Screw Base | Forward Phase Cut Controls | 89.3 | 2700 | 0.0006 | 93 | 63 | 101 | 0.91 | Elevated | 15000 | 0.942 | 1 |  | 0.1 | 16 | 16 | 0.06 | 0.05 | 0.05 | 0.05 | 0 | 0 | 0.03 | 0.03 | 0.03 | 0.03 | 0 | 0 | 0.03 | 0.02 | 0.02 | 0.02 | 0.01 | 0.01 | True | True | Non Federally-Regulated | 01/27/2020 |  | 07/22/2020
Hangzhou Huoshi Lighting Co.,Ltd | FLSNT | DST3060FILWH-27 | Light Emitting Diode | Omnidirectional Lamp | Edison Screw Base | Forward Phase Cut Controls | 89.3 | 2700 | 0.0006 | 93 | 63 | 101 | 0.91 | Elevated | 15000 | 0.942 | 1 |  | 0.1 | 16 | 16 | 0.06 | 0.05 | 0.05 | 0.05 | 0 | 0 | 0.03 | 0.03 | 0.03 | 0.03 | 0 | 0 | 0.03 | 0.02 | 0.02 | 0.02 | 0.01 | 0.01 | True | True | Non Federally-Regulated | 01/27/2020 |  | 07/22/2020
Hangzhou Huoshi Lighting Co.,Ltd | FLSNT | DST3060FILAM-27 | Light Emitting Diode | Omnidirectional Lamp | Edison Screw Base | Forward Phase Cut Controls | 89.3 | 2700 | 0.0006 | 93 | 63 | 101 | 0.91 | Elevated | 15000 | 0.942 | 1 |  | 0.1 | 16 | 16 | 0.06 | 0.05 | 0.05 | 0.05 | 0 | 0 | 0.03 | 0.03 | 0.03 | 0.03 | 0 | 0 | 0.03 | 0.02 | 0.02 | 0.02 | 0.01 | 0.01 | True | True | Non Federally-Regulated | 01/27/2020 |  | 07/22/2020
Hangzhou Huoshi Lighting Co.,Ltd | FLSNT | DST3060FILFR-27 | Light Emitting Diode | Omnidirectional Lamp | Edison Screw Base | Forward Phase Cut Controls | 89.3 | 2700 | 0.0006 | 93 | 63 | 101 | 0.91 | Elevated | 15000 | 0.942 | 1 |  | 0.1 | 16 | 16 | 0.06 | 0.05 | 0.05 | 0.05 | 0 | 0 | 0.03 | 0.03 | 0.03 | 0.03 | 0 | 0 | 0.03 | 0.02 | 0.02 | 0.02 | 0.01 | 0.01 | True | True | Non Federally-Regulated | 01/27/2020 |  | 07/22/2020
Hangzhou Huoshi Lighting Co.,Ltd | FLSNT | DST3060FILSM-27 | Light Emitting Diode | Omnidirectional Lamp | Edison Screw Base | Forward Phase Cut Controls | 89.3 | 2700 | 0.0006 | 93 | 63 | 101 | 0.91 | Elevated | 15000 | 0.942 | 1 |  | 0.1 | 16 | 16 | 0.06 | 0.05 | 0.05 | 0.05 | 0 | 0 | 0.03 | 0.03 | 0.03 | 0.03 | 0 | 0 | 0.03 | 0.02 | 0.02 | 0.02 | 0.01 | 0.01 | True | True | Non Federally-Regulated | 01/27/2020 |  | 07/22/2020
Hangzhou Huoshi Lighting Co.,Ltd | FLSNT | DST1460FILCL-27 | Light Emitting Diode | Omnidirectional Lamp | Edison Screw Base | Forward Phase Cut Controls | 89.3 | 2700 | 0.0006 | 93 | 63 | 101 | 0.91 | Elevated | 15000 | 0.942 | 1 |  | 0.1 | 16 | 16 | 0.06 | 0.05 | 0.05 | 0.05 | 0 | 0 | 0.03 | 0.03 | 0.03 | 0.03 | 0 | 0 | 0.03 | 0.02 | 0.02 | 0.02 | 0.01 | 0.01 | True | True | Non Federally-Regulated | 01/27/2020 |  | 07/22/2020
Hangzhou Huoshi Lighting Co.,Ltd | FLSNT | DST1460FILWH-27 | Light Emitting Diode | Omnidirectional Lamp | Edison Screw Base | Forward Phase Cut Controls | 89.3 | 2700 | 0.0006 | 93 | 63 | 101 | 0.91 | Elevated | 15000 | 0.942 | 1 |  | 0.1 | 16 | 16 | 0.06 | 0.05 | 0.05 | 0.05 | 0 | 0 | 0.03 | 0.03 | 0.03 | 0.03 | 0 | 0 | 0.03 | 0.02 | 0.02 | 0.02 | 0.01 | 0.01 | True | True | Non Federally-Regulated | 01/27/2020 |  | 07/22/2020
Hangzhou Huoshi Lighting Co.,Ltd | FLSNT | DST1460FILAM-27 | Light Emitting Diode | Omnidirectional Lamp | Edison Screw Base | Forward Phase Cut Controls | 89.3 | 2700 | 0.0006 | 93 | 63 | 101 | 0.91 | Elevated | 15000 | 0.942 | 1 |  | 0.1 | 16 | 16 | 0.06 | 0.05 | 0.05 | 0.05 | 0 | 0 | 0.03 | 0.03 | 0.03 | 0.03 | 0 | 0 | 0.03 | 0.02 | 0.02 | 0.02 | 0.01 | 0.01 | True | True | Non Federally-Regulated | 01/27/2020 |  | 07/22/2020
Hangzhou Huoshi Lighting Co.,Ltd | FLSNT | DST1460FILFR-27 | Light Emitting Diode | Omnidirectional Lamp | Edison Screw Base | Forward Phase Cut Controls | 89.3 | 2700 | 0.0006 | 93 | 63 | 101 | 0.91 | Elevated | 15000 | 0.942 | 1 |  | 0.1 | 16 | 16 | 0.06 | 0.05 | 0.05 | 0.05 | 0 | 0 | 0.03 | 0.03 | 0.03 | 0.03 | 0 | 0 | 0.03 | 0.02 | 0.02 | 0.02 | 0.01 | 0.01 | True | True | Non Federally-Regulated | 01/27/2020 |  | 07/22/2020
Hangzhou Huoshi Lighting Co.,Ltd | FLSNT | DST1460FILSM-27 | Light Emitting Diode | Omnidirectional Lamp | Edison Screw Base | Forward Phase Cut Controls | 89.3 | 2700 | 0.0006 | 93 | 63 | 101 | 0.91 | Elevated | 15000 | 0.942 | 1 |  | 0.1 | 16 | 16 | 0.06 | 0.05 | 0.05 | 0.05 | 0 | 0 | 0.03 | 0.03 | 0.03 | 0.03 | 0 | 0 | 0.03 | 0.02 | 0.02 | 0.02 | 0.01 | 0.01 | True | True | Non Federally-Regulated | 01/27/2020 |  | 07/22/2020
Hangzhou Huoshi Lighting Co.,Ltd | FLSNT | DSA1560HFILCL-23 | Light Emitting Diode | Omnidirectional Lamp | Edison Screw Base | Forward Phase Cut Controls | 89.3 | 2300 | 0.0006 | 93 | 63 | 101 | 0.91 | Elevated | 15000 | 0.942 | 1 |  | 0.1 | 16 | 16 | 0.06 | 0.05 | 0.05 | 0.05 | 0 | 0 | 0.03 | 0.03 | 0.03 | 0.03 | 0 | 0 | 0.03 | 0.02 | 0.02 | 0.02 | 0.01 | 0.01 | True | True | Non Federally-Regulated | 01/27/2020 |  | 07/22/2020
Hangzhou Huoshi Lighting Co.,Ltd | FLSNT | DSA1560HFILAM-23 | Light Emitting Diode | Omnidirectional Lamp | Edison Screw Base | Forward Phase Cut Controls | 89.3 | 2300 | 0.0006 | 93 | 63 | 101 | 0.91 | Elevated | 15000 | 0.942 | 1 |  | 0.1 | 16 | 16 | 0.06 | 0.05 | 0.05 | 0.05 | 0 | 0 | 0.03 | 0.03 | 0.03 | 0.03 | 0 | 0 | 0.03 | 0.02 | 0.02 | 0.02 | 0.01 | 0.01 | True | True | Non Federally-Regulated | 01/27/2020 |  | 07/22/2020
Hangzhou Huoshi Lighting Co.,Ltd | FLSNT | DSA1560HFILFR-23 | Light Emitting Diode | Omnidirectional Lamp | Edison Screw Base | Forward Phase Cut Controls | 89.3 | 2300 | 0.0006 | 93 | 63 | 101 | 0.91 | Elevated | 15000 | 0.942 | 1 |  | 0.1 | 16 | 16 | 0.06 | 0.05 | 0.05 | 0.05 | 0 | 0 | 0.03 | 0.03 | 0.03 | 0.03 | 0 | 0 | 0.03 | 0.02 | 0.02 | 0.02 | 0.01 | 0.01 | True | True | Non Federally-Regulated | 01/27/2020 |  | 07/22/2020
Hangzhou Huoshi Lighting Co.,Ltd | FLSNT | DSA1560HFILSM-23 | Light Emitting Diode | Omnidirectional Lamp | Edison Screw Base | Forward Phase Cut Controls | 89.3 | 2300 | 0.0006 | 93 | 63 | 101 | 0.91 | Elevated | 15000 | 0.942 | 1 |  | 0.1 | 16 | 16 | 0.06 | 0.05 | 0.05 | 0.05 | 0 | 0 | 0.03 | 0.03 | 0.03 | 0.03 | 0 | 0 | 0.03 | 0.02 | 0.02 | 0.02 | 0.01 | 0.01 | True | True | Non Federally-Regulated | 01/27/2020 |  | 07/22/2020
Hangzhou Huoshi Lighting Co.,Ltd | FLSNT | DSA1960FILCL-23 | Light Emitting Diode | Omnidirectional Lamp | Edison Screw Base | Forward Phase Cut Controls | 89.3 | 2300 | 0.0006 | 93 | 63 | 101 | 0.91 | Elevated | 15000 | 0.942 | 1 |  | 0.1 | 16 | 16 | 0.06 | 0.05 | 0.05 | 0.05 | 0 | 0 | 0.03 | 0.03 | 0.03 | 0.03 | 0 | 0 | 0.03 | 0.02 | 0.02 | 0.02 | 0.01 | 0.01 | True | True | Non Federally-Regulated | 01/27/2020 |  | 07/22/2020
Hangzhou Huoshi Lighting Co.,Ltd | FLSNT | DSA1960FILWH-23 | Light Emitting Diode | Omnidirectional Lamp | Edison Screw Base | Forward Phase Cut Controls | 89.3 | 2300 | 0.0006 | 93 | 63 | 101 | 0.91 | Elevated | 15000 | 0.942 | 1 |  | 0.1 | 16 | 16 | 0.06 | 0.05 | 0.05 | 0.05 | 0 | 0 | 0.03 | 0.03 | 0.03 | 0.03 | 0 | 0 | 0.03 | 0.02 | 0.02 | 0.02 | 0.01 | 0.01 | True | True | Non Federally-Regulated | 01/27/2020 |  | 07/22/2020
Hangzhou Huoshi Lighting Co.,Ltd | FLSNT | DSA1960FILAM-23 | Light Emitting Diode | Omnidirectional Lamp | Edison Screw Base | Forward Phase Cut Controls | 89.3 | 2300 | 0.0006 | 93 | 63 | 101 | 0.91 | Elevated | 15000 | 0.942 | 1 |  | 0.1 | 16 | 16 | 0.06 | 0.05 | 0.05 | 0.05 | 0 | 0 | 0.03 | 0.03 | 0.03 | 0.03 | 0 | 0 | 0.03 | 0.02 | 0.02 | 0.02 | 0.01 | 0.01 | True | True | Non Federally-Regulated | 01/27/2020 |  | 07/22/2020
Hangzhou Huoshi Lighting Co.,Ltd | FLSNT | DSA1960FILFR-23 | Light Emitting Diode | Omnidirectional Lamp | Edison Screw Base | Forward Phase Cut Controls | 89.3 | 2300 | 0.0006 | 93 | 63 | 101 | 0.91 | Elevated | 15000 | 0.942 | 1 |  | 0.1 | 16 | 16 | 0.06 | 0.05 | 0.05 | 0.05 | 0 | 0 | 0.03 | 0.03 | 0.03 | 0.03 | 0 | 0 | 0.03 | 0.02 | 0.02 | 0.02 | 0.01 | 0.01 | True | True | Non Federally-Regulated | 01/27/2020 |  | 07/22/2020
Hangzhou Huoshi Lighting Co.,Ltd | FLSNT | DSA1960FILSIL-23 | Light Emitting Diode | Omnidirectional Lamp | Edison Screw Base | Forward Phase Cut Controls | 89.3 | 2300 | 0.0006 | 93 | 63 | 101 | 0.91 | Elevated | 15000 | 0.942 | 1 |  | 0.1 | 16 | 16 | 0.06 | 0.05 | 0.05 | 0.05 | 0 | 0 | 0.03 | 0.03 | 0.03 | 0.03 | 0 | 0 | 0.03 | 0.02 | 0.02 | 0.02 | 0.01 | 0.01 | True | True | Non Federally-Regulated | 01/27/2020 |  | 07/22/2020
Hangzhou Huoshi Lighting Co.,Ltd | FLSNT | DST1060HFILCL-23 | Light Emitting Diode | Omnidirectional Lamp | Edison Screw Base | Forward Phase Cut Controls | 89.3 | 2300 | 0.0006 | 93 | 63 | 101 | 0.91 | Elevated | 15000 | 0.942 | 1 |  | 0.1 | 16 | 16 | 0.06 | 0.05 | 0.05 | 0.05 | 0 | 0 | 0.03 | 0.03 | 0.03 | 0.03 | 0 | 0 | 0.03 | 0.02 | 0.02 | 0.02 | 0.01 | 0.01 | True | True | Non Federally-Regulated | 01/27/2020 |  | 07/22/2020
Hangzhou Huoshi Lighting Co.,Ltd | FLSNT | DST1060HFILWH-23 | Light Emitting Diode | Omnidirectional Lamp | Edison Screw Base | Forward Phase Cut Controls | 89.3 | 2300 | 0.0006 | 93 | 63 | 101 | 0.91 | Elevated | 15000 | 0.942 | 1 |  | 0.1 | 16 | 16 | 0.06 | 0.05 | 0.05 | 0.05 | 0 | 0 | 0.03 | 0.03 | 0.03 | 0.03 | 0 | 0 | 0.03 | 0.02 | 0.02 | 0.02 | 0.01 | 0.01 | True | True | Non Federally-Regulated | 01/27/2020 |  | 07/22/2020
Hangzhou Huoshi Lighting Co.,Ltd | FLSNT | DST1060HFILAM-23 | Light Emitting Diode | Omnidirectional Lamp | Edison Screw Base | Forward Phase Cut Controls | 89.3 | 2300 | 0.0006 | 93 | 63 | 101 | 0.91 | Elevated | 15000 | 0.942 | 1 |  | 0.1 | 16 | 16 | 0.06 | 0.05 | 0.05 | 0.05 | 0 | 0 | 0.03 | 0.03 | 0.03 | 0.03 | 0 | 0 | 0.03 | 0.02 | 0.02 | 0.02 | 0.01 | 0.01 | True | True | Non Federally-Regulated | 01/27/2020 |  | 07/22/2020
Hangzhou Huoshi Lighting Co.,Ltd | FLSNT | DST1060HFILFR-23 | Light Emitting Diode | Omnidirectional Lamp | Edison Screw Base | Forward Phase Cut Controls | 89.3 | 2300 | 0.0006 | 93 | 63 | 101 | 0.91 | Elevated | 15000 | 0.942 | 1 |  | 0.1 | 16 | 16 | 0.06 | 0.05 | 0.05 | 0.05 | 0 | 0 | 0.03 | 0.03 | 0.03 | 0.03 | 0 | 0 | 0.03 | 0.02 | 0.02 | 0.02 | 0.01 | 0.01 | True | True | Non Federally-Regulated | 01/27/2020 |  | 07/22/2020
Hangzhou Huoshi Lighting Co.,Ltd | FLSNT | DST1060HFILSM-23 | Light Emitting Diode | Omnidirectional Lamp | Edison Screw Base | Forward Phase Cut Controls | 89.3 | 2300 | 0.0006 | 93 | 63 | 101 | 0.91 | Elevated | 15000 | 0.942 | 1 |  | 0.1 | 16 | 16 | 0.06 | 0.05 | 0.05 | 0.05 | 0 | 0 | 0.03 | 0.03 | 0.03 | 0.03 | 0 | 0 | 0.03 | 0.02 | 0.02 | 0.02 | 0.01 | 0.01 | True | True | Non Federally-Regulated | 01/27/2020 |  | 07/22/2020
Hangzhou Huoshi Lighting Co.,Ltd | FLSNT | DST3060FILCL-23 | Light Emitting Diode | Omnidirectional Lamp | Edison Screw Base | Forward Phase Cut Controls | 89.3 | 2300 | 0.0006 | 93 | 63 | 101 | 0.91 | Elevated | 15000 | 0.942 | 1 |  | 0.1 | 16 | 16 | 0.06 | 0.05 | 0.05 | 0.05 | 0 | 0 | 0.03 | 0.03 | 0.03 | 0.03 | 0 | 0 | 0.03 | 0.02 | 0.02 | 0.02 | 0.01 | 0.01 | True | True | Non Federally-Regulated | 01/27/2020 |  | 07/22/2020
Hangzhou Huoshi Lighting Co.,Ltd | FLSNT | DST3060FILWH-23 | Light Emitting Diode | Omnidirectional Lamp | Edison Screw Base | Forward Phase Cut Controls | 89.3 | 2300 | 0.0006 | 93 | 63 | 101 | 0.91 | Elevated | 15000 | 0.942 | 1 |  | 0.1 | 16 | 16 | 0.06 | 0.05 | 0.05 | 0.05 | 0 | 0 | 0.03 | 0.03 | 0.03 | 0.03 | 0 | 0 | 0.03 | 0.02 | 0.02 | 0.02 | 0.01 | 0.01 | True | True | Non Federally-Regulated | 01/27/2020 |  | 07/22/2020
Hangzhou Huoshi Lighting Co.,Ltd | FLSNT | DST3060FILAM-23 | Light Emitting Diode | Omnidirectional Lamp | Edison Screw Base | Forward Phase Cut Controls | 89.3 | 2300 | 0.0006 | 93 | 63 | 101 | 0.91 | Elevated | 15000 | 0.942 | 1 |  | 0.1 | 16 | 16 | 0.06 | 0.05 | 0.05 | 0.05 | 0 | 0 | 0.03 | 0.03 | 0.03 | 0.03 | 0 | 0 | 0.03 | 0.02 | 0.02 | 0.02 | 0.01 | 0.01 | True | True | Non Federally-Regulated | 01/27/2020 |  | 07/22/2020
Hangzhou Huoshi Lighting Co.,Ltd | FLSNT | DST3060FILFR-23 | Light Emitting Diode | Omnidirectional Lamp | Edison Screw Base | Forward Phase Cut Controls | 89.3 | 2300 | 0.0006 | 93 | 63 | 101 | 0.91 | Elevated | 15000 | 0.942 | 1 |  | 0.1 | 16 | 16 | 0.06 | 0.05 | 0.05 | 0.05 | 0 | 0 | 0.03 | 0.03 | 0.03 | 0.03 | 0 | 0 | 0.03 | 0.02 | 0.02 | 0.02 | 0.01 | 0.01 | True | True | Non Federally-Regulated | 01/27/2020 |  | 07/22/2020
Hangzhou Huoshi Lighting Co.,Ltd | FLSNT | DST3060FILSM-23 | Light Emitting Diode | Omnidirectional Lamp | Edison Screw Base | Forward Phase Cut Controls | 89.3 | 2300 | 0.0006 | 93 | 63 | 101 | 0.91 | Elevated | 15000 | 0.942 | 1 |  | 0.1 | 16 | 16 | 0.06 | 0.05 | 0.05 | 0.05 | 0 | 0 | 0.03 | 0.03 | 0.03 | 0.03 | 0 | 0 | 0.03 | 0.02 | 0.02 | 0.02 | 0.01 | 0.01 | True | True | Non Federally-Regulated | 01/27/2020 |  | 07/22/2020
Hangzhou Huoshi Lighting Co.,Ltd | FLSNT | DST1460FILCL-23 | Light Emitting Diode | Omnidirectional Lamp | Edison Screw Base | Forward Phase Cut Controls | 89.3 | 2300 | 0.0006 | 93 | 63 | 101 | 0.91 | Elevated | 15000 | 0.942 | 1 |  | 0.1 | 16 | 16 | 0.06 | 0.05 | 0.05 | 0.05 | 0 | 0 | 0.03 | 0.03 | 0.03 | 0.03 | 0 | 0 | 0.03 | 0.02 | 0.02 | 0.02 | 0.01 | 0.01 | True | True | Non Federally-Regulated | 01/27/2020 |  | 07/22/2020
Hangzhou Huoshi Lighting Co.,Ltd | FLSNT | DST1460FILWH-23 | Light Emitting Diode | Omnidirectional Lamp | Edison Screw Base | Forward Phase Cut Controls | 89.3 | 2300 | 0.0006 | 93 | 63 | 101 | 0.91 | Elevated | 15000 | 0.942 | 1 |  | 0.1 | 16 | 16 | 0.06 | 0.05 | 0.05 | 0.05 | 0 | 0 | 0.03 | 0.03 | 0.03 | 0.03 | 0 | 0 | 0.03 | 0.02 | 0.02 | 0.02 | 0.01 | 0.01 | True | True | Non Federally-Regulated | 01/27/2020 |  | 07/22/2020
Hangzhou Huoshi Lighting Co.,Ltd | FLSNT | DST1460FILAM-23 | Light Emitting Diode | Omnidirectional Lamp | Edison Screw Base | Forward Phase Cut Controls | 89.3 | 2300 | 0.0006 | 93 | 63 | 101 | 0.91 | Elevated | 15000 | 0.942 | 1 |  | 0.1 | 16 | 16 | 0.06 | 0.05 | 0.05 | 0.05 | 0 | 0 | 0.03 | 0.03 | 0.03 | 0.03 | 0 | 0 | 0.03 | 0.02 | 0.02 | 0.02 | 0.01 | 0.01 | True | True | Non Federally-Regulated | 01/27/2020 |  | 07/22/2020
Hangzhou Huoshi Lighting Co.,Ltd | FLSNT | DST1460FILFR-23 | Light Emitting Diode | Omnidirectional Lamp | Edison Screw Base | Forward Phase Cut Controls | 89.3 | 2300 | 0.0006 | 93 | 63 | 101 | 0.91 | Elevated | 15000 | 0.942 | 1 |  | 0.1 | 16 | 16 | 0.06 | 0.05 | 0.05 | 0.05 | 0 | 0 | 0.03 | 0.03 | 0.03 | 0.03 | 0 | 0 | 0.03 | 0.02 | 0.02 | 0.02 | 0.01 | 0.01 | True | True | Non Federally-Regulated | 01/27/2020 |  | 07/22/2020
Hangzhou Huoshi Lighting Co.,Ltd | FLSNT | DST1460FILSM-23 | Light Emitting Diode | Omnidirectional Lamp | Edison Screw Base | Forward Phase Cut Controls | 89.3 | 2300 | 0.0006 | 93 | 63 | 101 | 0.91 | Elevated | 15000 | 0.942 | 1 |  | 0.1 | 16 | 16 | 0.06 | 0.05 | 0.05 | 0.05 | 0 | 0 | 0.03 | 0.03 | 0.03 | 0.03 | 0 | 0 | 0.03 | 0.02 | 0.02 | 0.02 | 0.01 | 0.01 | True | True | Non Federally-Regulated | 01/27/2020 |  | 07/22/2020
Hangzhou Huoshi Lighting Co.,Ltd | FLSNT | DSA1560HFILCL-25 | Light Emitting Diode | Omnidirectional Lamp | Edison Screw Base | Forward Phase Cut Controls | 89.3 | 2500 | 0.0006 | 93 | 63 | 101 | 0.91 | Elevated | 15000 | 0.942 | 1 |  | 0.1 | 16 | 16 | 0.06 | 0.05 | 0.05 | 0.05 | 0 | 0 | 0.03 | 0.03 | 0.03 | 0.03 | 0 | 0 | 0.03 | 0.02 | 0.02 | 0.02 | 0.01 | 0.01 | True | True | Non Federally-Regulated | 01/27/2020 |  | 07/22/2020
Hangzhou Huoshi Lighting Co.,Ltd | FLSNT | DSA1560HFILWH-25 | Light Emitting Diode | Omnidirectional Lamp | Edison Screw Base | Forward Phase Cut Controls | 89.3 | 2500 | 0.0006 | 93 | 63 | 101 | 0.91 | Elevated | 15000 | 0.942 | 1 |  | 0.1 | 16 | 16 | 0.06 | 0.05 | 0.05 | 0.05 | 0 | 0 | 0.03 | 0.03 | 0.03 | 0.03 | 0 | 0 | 0.03 | 0.02 | 0.02 | 0.02 | 0.01 | 0.01 | True | True | Non Federally-Regulated | 01/27/2020 |  | 07/22/2020
Hangzhou Huoshi Lighting Co.,Ltd | FLSNT | DSA1560HFILAM-25 | Light Emitting Diode | Omnidirectional Lamp | Edison Screw Base | Forward Phase Cut Controls | 89.3 | 2500 | 0.0006 | 93 | 63 | 101 | 0.91 | Elevated | 15000 | 0.942 | 1 |  | 0.1 | 16 | 16 | 0.06 | 0.05 | 0.05 | 0.05 | 0 | 0 | 0.03 | 0.03 | 0.03 | 0.03 | 0 | 0 | 0.03 | 0.02 | 0.02 | 0.02 | 0.01 | 0.01 | True | True | Non Federally-Regulated | 01/27/2020 |  | 07/22/2020
Hangzhou Huoshi Lighting Co.,Ltd | FLSNT | DSA1560HFILFR-25 | Light Emitting Diode | Omnidirectional Lamp | Edison Screw Base | Forward Phase Cut Controls | 89.3 | 2500 | 0.0006 | 93 | 63 | 101 | 0.91 | Elevated | 15000 | 0.942 | 1 |  | 0.1 | 16 | 16 | 0.06 | 0.05 | 0.05 | 0.05 | 0 | 0 | 0.03 | 0.03 | 0.03 | 0.03 | 0 | 0 | 0.03 | 0.02 | 0.02 | 0.02 | 0.01 | 0.01 | True | True | Non Federally-Regulated | 01/27/2020 |  | 07/22/2020
Hangzhou Huoshi Lighting Co.,Ltd | FLSNT | DSA1560HFILSM-25 | Light Emitting Diode | Omnidirectional Lamp | Edison Screw Base | Forward Phase Cut Controls | 89.3 | 2500 | 0.0006 | 93 | 63 | 101 | 0.91 | Elevated | 15000 | 0.942 | 1 |  | 0.1 | 16 | 16 | 0.06 | 0.05 | 0.05 | 0.05 | 0 | 0 | 0.03 | 0.03 | 0.03 | 0.03 | 0 | 0 | 0.03 | 0.02 | 0.02 | 0.02 | 0.01 | 0.01 | True | True | Non Federally-Regulated | 01/27/2020 |  | 07/22/2020
Hangzhou Huoshi Lighting Co.,Ltd | FLSNT | DSA1960FILCL-25 | Light Emitting Diode | Omnidirectional Lamp | Edison Screw Base | Forward Phase Cut Controls | 89.3 | 2500 | 0.0006 | 93 | 63 | 101 | 0.91 | Elevated | 15000 | 0.942 | 1 |  | 0.1 | 16 | 16 | 0.06 | 0.05 | 0.05 | 0.05 | 0 | 0 | 0.03 | 0.03 | 0.03 | 0.03 | 0 | 0 | 0.03 | 0.02 | 0.02 | 0.02 | 0.01 | 0.01 | True | True | Non Federally-Regulated | 01/27/2020 |  | 07/22/2020
Hangzhou Huoshi Lighting Co.,Ltd | FLSNT | DSA1960FILWH-25 | Light Emitting Diode | Omnidirectional Lamp | Edison Screw Base | Forward Phase Cut Controls | 89.3 | 2500 | 0.0006 | 93 | 63 | 101 | 0.91 | Elevated | 15000 | 0.942 | 1 |  | 0.1 | 16 | 16 | 0.06 | 0.05 | 0.05 | 0.05 | 0 | 0 | 0.03 | 0.03 | 0.03 | 0.03 | 0 | 0 | 0.03 | 0.02 | 0.02 | 0.02 | 0.01 | 0.01 | True | True | Non Federally-Regulated | 01/27/2020 |  | 07/22/2020
Hangzhou Huoshi Lighting Co.,Ltd | FLSNT | DSA1960FILAM-25 | Light Emitting Diode | Omnidirectional Lamp | Edison Screw Base | Forward Phase Cut Controls | 89.3 | 2500 | 0.0006 | 93 | 63 | 101 | 0.91 | Elevated | 15000 | 0.942 | 1 |  | 0.1 | 16 | 16 | 0.06 | 0.05 | 0.05 | 0.05 | 0 | 0 | 0.03 | 0.03 | 0.03 | 0.03 | 0 | 0 | 0.03 | 0.02 | 0.02 | 0.02 | 0.01 | 0.01 | True | True | Non Federally-Regulated | 01/27/2020 |  | 07/22/2020
Hangzhou Huoshi Lighting Co.,Ltd | FLSNT | DSA1960FILFR-25 | Light Emitting Diode | Omnidirectional Lamp | Edison Screw Base | Forward Phase Cut Controls | 89.3 | 2500 | 0.0006 | 93 | 63 | 101 | 0.91 | Elevated | 15000 | 0.942 | 1 |  | 0.1 | 16 | 16 | 0.06 | 0.05 | 0.05 | 0.05 | 0 | 0 | 0.03 | 0.03 | 0.03 | 0.03 | 0 | 0 | 0.03 | 0.02 | 0.02 | 0.02 | 0.01 | 0.01 | True | True | Non Federally-Regulated | 01/27/2020 |  | 07/22/2020
Hangzhou Huoshi Lighting Co.,Ltd | FLSNT | DSA1960FILSIL-25 | Light Emitting Diode | Omnidirectional Lamp | Edison Screw Base | Forward Phase Cut Controls | 89.3 | 2500 | 0.0006 | 93 | 63 | 101 | 0.91 | Elevated | 15000 | 0.942 | 1 |  | 0.1 | 16 | 16 | 0.06 | 0.05 | 0.05 | 0.05 | 0 | 0 | 0.03 | 0.03 | 0.03 | 0.03 | 0 | 0 | 0.03 | 0.02 | 0.02 | 0.02 | 0.01 | 0.01 | True | True | Non Federally-Regulated | 01/27/2020 |  | 07/22/2020
Hangzhou Huoshi Lighting Co.,Ltd | FLSNT | DST1060HFILCL-25 | Light Emitting Diode | Omnidirectional Lamp | Edison Screw Base | Forward Phase Cut Controls | 89.3 | 2500 | 0.0006 | 93 | 63 | 101 | 0.91 | Elevated | 15000 | 0.942 | 1 |  | 0.1 | 16 | 16 | 0.06 | 0.05 | 0.05 | 0.05 | 0 | 0 | 0.03 | 0.03 | 0.03 | 0.03 | 0 | 0 | 0.03 | 0.02 | 0.02 | 0.02 | 0.01 | 0.01 | True | True | Non Federally-Regulated | 01/27/2020 |  | 07/22/2020
Hangzhou Huoshi Lighting Co.,Ltd | FLSNT | DST1060HFILWH-25 | Light Emitting Diode | Omnidirectional Lamp | Edison Screw Base | Forward Phase Cut Controls | 89.3 | 2500 | 0.0006 | 93 | 63 | 101 | 0.91 | Elevated | 15000 | 0.942 | 1 |  | 0.1 | 16 | 16 | 0.06 | 0.05 | 0.05 | 0.05 | 0 | 0 | 0.03 | 0.03 | 0.03 | 0.03 | 0 | 0 | 0.03 | 0.02 | 0.02 | 0.02 | 0.01 | 0.01 | True | True | Non Federally-Regulated | 01/27/2020 |  | 07/22/2020
Hangzhou Huoshi Lighting Co.,Ltd | FLSNT | DST1060HFILAM-25 | Light Emitting Diode | Omnidirectional Lamp | Edison Screw Base | Forward Phase Cut Controls | 89.3 | 2500 | 0.0006 | 93 | 63 | 101 | 0.91 | Elevated | 15000 | 0.942 | 1 |  | 0.1 | 16 | 16 | 0.06 | 0.05 | 0.05 | 0.05 | 0 | 0 | 0.03 | 0.03 | 0.03 | 0.03 | 0 | 0 | 0.03 | 0.02 | 0.02 | 0.02 | 0.01 | 0.01 | True | True | Non Federally-Regulated | 01/27/2020 |  | 07/22/2020
Hangzhou Huoshi Lighting Co.,Ltd | FLSNT | DST1060HFILFR-25 | Light Emitting Diode | Omnidirectional Lamp | Edison Screw Base | Forward Phase Cut Controls | 89.3 | 2500 | 0.0006 | 93 | 63 | 101 | 0.91 | Elevated | 15000 | 0.942 | 1 |  | 0.1 | 16 | 16 | 0.06 | 0.05 | 0.05 | 0.05 | 0 | 0 | 0.03 | 0.03 | 0.03 | 0.03 | 0 | 0 | 0.03 | 0.02 | 0.02 | 0.02 | 0.01 | 0.01 | True | True | Non Federally-Regulated | 01/27/2020 |  | 07/22/2020
Hangzhou Huoshi Lighting Co.,Ltd | FLSNT | DST1060HFILSM-25 | Light Emitting Diode | Omnidirectional Lamp | Edison Screw Base | Forward Phase Cut Controls | 89.3 | 2500 | 0.0006 | 93 | 63 | 101 | 0.91 | Elevated | 15000 | 0.942 | 1 |  | 0.1 | 16 | 16 | 0.06 | 0.05 | 0.05 | 0.05 | 0 | 0 | 0.03 | 0.03 | 0.03 | 0.03 | 0 | 0 | 0.03 | 0.02 | 0.02 | 0.02 | 0.01 | 0.01 | True | True | Non Federally-Regulated | 01/27/2020 |  | 07/22/2020
Hangzhou Huoshi Lighting Co.,Ltd | FLSNT | DST3060FILCL-25 | Light Emitting Diode | Omnidirectional Lamp | Edison Screw Base | Forward Phase Cut Controls | 89.3 | 2500 | 0.0006 | 93 | 63 | 101 | 0.91 | Elevated | 15000 | 0.942 | 1 |  | 0.1 | 16 | 16 | 0.06 | 0.05 | 0.05 | 0.05 | 0 | 0 | 0.03 | 0.03 | 0.03 | 0.03 | 0 | 0 | 0.03 | 0.02 | 0.02 | 0.02 | 0.01 | 0.01 | True | True | Non Federally-Regulated | 01/27/2020 |  | 07/22/2020
Hangzhou Huoshi Lighting Co.,Ltd | FLSNT | DST3060FILWH-25 | Light Emitting Diode | Omnidirectional Lamp | Edison Screw Base | Forward Phase Cut Controls | 89.3 | 2500 | 0.0006 | 93 | 63 | 101 | 0.91 | Elevated | 15000 | 0.942 | 1 |  | 0.1 | 16 | 16 | 0.06 | 0.05 | 0.05 | 0.05 | 0 | 0 | 0.03 | 0.03 | 0.03 | 0.03 | 0 | 0 | 0.03 | 0.02 | 0.02 | 0.02 | 0.01 | 0.01 | True | True | Non Federally-Regulated | 01/27/2020 |  | 07/22/2020
Hangzhou Huoshi Lighting Co.,Ltd | FLSNT | DST3060FILAM-25 | Light Emitting Diode | Omnidirectional Lamp | Edison Screw Base | Forward Phase Cut Controls | 89.3 | 2500 | 0.0006 | 93 | 63 | 101 | 0.91 | Elevated | 15000 | 0.942 | 1 |  | 0.1 | 16 | 16 | 0.06 | 0.05 | 0.05 | 0.05 | 0 | 0 | 0.03 | 0.03 | 0.03 | 0.03 | 0 | 0 | 0.03 | 0.02 | 0.02 | 0.02 | 0.01 | 0.01 | True | True | Non Federally-Regulated | 01/27/2020 |  | 07/22/2020
Hangzhou Huoshi Lighting Co.,Ltd | FLSNT | DST3060FILFR-25 | Light Emitting Diode | Omnidirectional Lamp | Edison Screw Base | Forward Phase Cut Controls | 89.3 | 2500 | 0.0006 | 93 | 63 | 101 | 0.91 | Elevated | 15000 | 0.942 | 1 |  | 0.1 | 16 | 16 | 0.06 | 0.05 | 0.05 | 0.05 | 0 | 0 | 0.03 | 0.03 | 0.03 | 0.03 | 0 | 0 | 0.03 | 0.02 | 0.02 | 0.02 | 0.01 | 0.01 | True | True | Non Federally-Regulated | 01/27/2020 |  | 07/22/2020
Hangzhou Huoshi Lighting Co.,Ltd | FLSNT | DST3060FILSM-25 | Light Emitting Diode | Omnidirectional Lamp | Edison Screw Base | Forward Phase Cut Controls | 89.3 | 2500 | 0.0006 | 93 | 63 | 101 | 0.91 | Elevated | 15000 | 0.942 | 1 |  | 0.1 | 16 | 16 | 0.06 | 0.05 | 0.05 | 0.05 | 0 | 0 | 0.03 | 0.03 | 0.03 | 0.03 | 0 | 0 | 0.03 | 0.02 | 0.02 | 0.02 | 0.01 | 0.01 | True | True | Non Federally-Regulated | 01/27/2020 |  | 07/22/2020
Hangzhou Huoshi Lighting Co.,Ltd | FLSNT | DST1460FILCL-25 | Light Emitting Diode | Omnidirectional Lamp | Edison Screw Base | Forward Phase Cut Controls | 89.3 | 2500 | 0.0006 | 93 | 63 | 101 | 0.91 | Elevated | 15000 | 0.942 | 1 |  | 0.1 | 16 | 16 | 0.06 | 0.05 | 0.05 | 0.05 | 0 | 0 | 0.03 | 0.03 | 0.03 | 0.03 | 0 | 0 | 0.03 | 0.02 | 0.02 | 0.02 | 0.01 | 0.01 | True | True | Non Federally-Regulated | 01/27/2020 |  | 07/22/2020
Hangzhou Huoshi Lighting Co.,Ltd | FLSNT | DST1460FILWH-25 | Light Emitting Diode | Omnidirectional Lamp | Edison Screw Base | Forward Phase Cut Controls | 89.3 | 2500 | 0.0006 | 93 | 63 | 101 | 0.91 | Elevated | 15000 | 0.942 | 1 |  | 0.1 | 16 | 16 | 0.06 | 0.05 | 0.05 | 0.05 | 0 | 0 | 0.03 | 0.03 | 0.03 | 0.03 | 0 | 0 | 0.03 | 0.02 | 0.02 | 0.02 | 0.01 | 0.01 | True | True | Non Federally-Regulated | 01/27/2020 |  | 07/22/2020
Hangzhou Huoshi Lighting Co.,Ltd | FLSNT | DST1460FILAM-25 | Light Emitting Diode | Omnidirectional Lamp | Edison Screw Base | Forward Phase Cut Controls | 89.3 | 2500 | 0.0006 | 93 | 63 | 101 | 0.91 | Elevated | 15000 | 0.942 | 1 |  | 0.1 | 16 | 16 | 0.06 | 0.05 | 0.05 | 0.05 | 0 | 0 | 0.03 | 0.03 | 0.03 | 0.03 | 0 | 0 | 0.03 | 0.02 | 0.02 | 0.02 | 0.01 | 0.01 | True | True | Non Federally-Regulated | 01/27/2020 |  | 07/22/2020
Hangzhou Huoshi Lighting Co.,Ltd | FLSNT | DST1460FILFR-25 | Light Emitting Diode | Omnidirectional Lamp | Edison Screw Base | Forward Phase Cut Controls | 89.3 | 2500 | 0.0006 | 93 | 63 | 101 | 0.91 | Elevated | 15000 | 0.942 | 1 |  | 0.1 | 16 | 16 | 0.06 | 0.05 | 0.05 | 0.05 | 0 | 0 | 0.03 | 0.03 | 0.03 | 0.03 | 0 | 0 | 0.03 | 0.02 | 0.02 | 0.02 | 0.01 | 0.01 | True | True | Non Federally-Regulated | 01/27/2020 |  | 07/22/2020
Hangzhou Huoshi Lighting Co.,Ltd | FLSNT | DST1460FILSM-25 | Light Emitting Diode | Omnidirectional Lamp | Edison Screw Base | Forward Phase Cut Controls | 89.3 | 2500 | 0.0006 | 93 | 63 | 101 | 0.91 | Elevated | 15000 | 0.942 | 1 |  | 0.1 | 16 | 16 | 0.06 | 0.05 | 0.05 | 0.05 | 0 | 0 | 0.03 | 0.03 | 0.03 | 0.03 | 0 | 0 | 0.03 | 0.02 | 0.02 | 0.02 | 0.01 | 0.01 | True | True | Non Federally-Regulated | 01/27/2020 |  | 07/22/2020
Hangzhou Huoshi Lighting Co.,Ltd | FLSNT | DSA1560HFILCL-30 | Light Emitting Diode | Omnidirectional Lamp | Edison Screw Base | Forward Phase Cut Controls | 89.3 | 3000 | 0.0006 | 93 | 63 | 101 | 0.91 | Elevated | 15000 | 0.942 | 1 |  | 0.1 | 16 | 16 | 0.06 | 0.05 | 0.05 | 0.05 | 0 | 0 | 0.03 | 0.03 | 0.03 | 0.03 | 0 | 0 | 0.03 | 0.02 | 0.02 | 0.02 | 0.01 | 0.01 | True | True | Non Federally-Regulated | 01/27/2020 |  | 07/22/2020
Hangzhou Huoshi Lighting Co.,Ltd | FLSNT | DSA1560HFILWH-30 | Light Emitting Diode | Omnidirectional Lamp | Edison Screw Base | Forward Phase Cut Controls | 89.3 | 3000 | 0.0006 | 93 | 63 | 101 | 0.91 | Elevated | 15000 | 0.942 | 1 |  | 0.1 | 16 | 16 | 0.06 | 0.05 | 0.05 | 0.05 | 0 | 0 | 0.03 | 0.03 | 0.03 | 0.03 | 0 | 0 | 0.03 | 0.02 | 0.02 | 0.02 | 0.01 | 0.01 | True | True | Non Federally-Regulated | 01/27/2020 |  | 07/22/2020
Hangzhou Huoshi Lighting Co.,Ltd | FLSNT | DSA1560HFILAM-30 | Light Emitting Diode | Omnidirectional Lamp | Edison Screw Base | Forward Phase Cut Controls | 89.3 | 3000 | 0.0006 | 93 | 63 | 101 | 0.91 | Elevated | 15000 | 0.942 | 1 |  | 0.1 | 16 | 16 | 0.06 | 0.05 | 0.05 | 0.05 | 0 | 0 | 0.03 | 0.03 | 0.03 | 0.03 | 0 | 0 | 0.03 | 0.02 | 0.02 | 0.02 | 0.01 | 0.01 | True | True | Non Federally-Regulated | 01/27/2020 |  | 07/22/2020
Hangzhou Huoshi Lighting Co.,Ltd | FLSNT | DSA1560HFILFR-30 | Light Emitting Diode | Omnidirectional Lamp | Edison Screw Base | Forward Phase Cut Controls | 89.3 | 3000 | 0.0006 | 93 | 63 | 101 | 0.91 | Elevated | 15000 | 0.942 | 1 |  | 0.1 | 16 | 16 | 0.06 | 0.05 | 0.05 | 0.05 | 0 | 0 | 0.03 | 0.03 | 0.03 | 0.03 | 0 | 0 | 0.03 | 0.02 | 0.02 | 0.02 | 0.01 | 0.01 | True | True | Non Federally-Regulated | 01/27/2020 |  | 07/22/2020
Hangzhou Huoshi Lighting Co.,Ltd | FLSNT | DSA1560HFILSM-30 | Light Emitting Diode | Omnidirectional Lamp | Edison Screw Base | Forward Phase Cut Controls | 89.3 | 3000 | 0.0006 | 93 | 63 | 101 | 0.91 | Elevated | 15000 | 0.942 | 1 |  | 0.1 | 16 | 16 | 0.06 | 0.05 | 0.05 | 0.05 | 0 | 0 | 0.03 | 0.03 | 0.03 | 0.03 | 0 | 0 | 0.03 | 0.02 | 0.02 | 0.02 | 0.01 | 0.01 | True | True | Non Federally-Regulated | 01/27/2020 |  | 07/22/2020
Hangzhou Huoshi Lighting Co.,Ltd | FLSNT | DSA1960FILCL-30 | Light Emitting Diode | Omnidirectional Lamp | Edison Screw Base | Forward Phase Cut Controls | 89.3 | 3000 | 0.0006 | 93 | 63 | 101 | 0.91 | Elevated | 15000 | 0.942 | 1 |  | 0.1 | 16 | 16 | 0.06 | 0.05 | 0.05 | 0.05 | 0 | 0 | 0.03 | 0.03 | 0.03 | 0.03 | 0 | 0 | 0.03 | 0.02 | 0.02 | 0.02 | 0.01 | 0.01 | True | True | Non Federally-Regulated | 01/27/2020 |  | 07/22/2020
Hangzhou Huoshi Lighting Co.,Ltd | FLSNT | DSA1960FILWH-30 | Light Emitting Diode | Omnidirectional Lamp | Edison Screw Base | Forward Phase Cut Controls | 89.3 | 3000 | 0.0006 | 93 | 63 | 101 | 0.91 | Elevated | 15000 | 0.942 | 1 |  | 0.1 | 16 | 16 | 0.06 | 0.05 | 0.05 | 0.05 | 0 | 0 | 0.03 | 0.03 | 0.03 | 0.03 | 0 | 0 | 0.03 | 0.02 | 0.02 | 0.02 | 0.01 | 0.01 | True | True | Non Federally-Regulated | 01/27/2020 |  | 07/22/2020
Hangzhou Huoshi Lighting Co.,Ltd | FLSNT | DSA1960FILAM-30 | Light Emitting Diode | Omnidirectional Lamp | Edison Screw Base | Forward Phase Cut Controls | 89.3 | 3000 | 0.0006 | 93 | 63 | 101 | 0.91 | Elevated | 15000 | 0.942 | 1 |  | 0.1 | 16 | 16 | 0.06 | 0.05 | 0.05 | 0.05 | 0 | 0 | 0.03 | 0.03 | 0.03 | 0.03 | 0 | 0 | 0.03 | 0.02 | 0.02 | 0.02 | 0.01 | 0.01 | True | True | Non Federally-Regulated | 01/27/2020 |  | 07/22/2020
Hangzhou Huoshi Lighting Co.,Ltd | FLSNT | DSA1960FILFR-30 | Light Emitting Diode | Omnidirectional Lamp | Edison Screw Base | Forward Phase Cut Controls | 89.3 | 3000 | 0.0006 | 93 | 63 | 101 | 0.91 | Elevated | 15000 | 0.942 | 1 |  | 0.1 | 16 | 16 | 0.06 | 0.05 | 0.05 | 0.05 | 0 | 0 | 0.03 | 0.03 | 0.03 | 0.03 | 0 | 0 | 0.03 | 0.02 | 0.02 | 0.02 | 0.01 | 0.01 | True | True | Non Federally-Regulated | 01/27/2020 |  | 07/22/2020
Hangzhou Huoshi Lighting Co.,Ltd | FLSNT | DSA1960FILSIL-30 | Light Emitting Diode | Omnidirectional Lamp | Edison Screw Base | Forward Phase Cut Controls | 89.3 | 3000 | 0.0006 | 93 | 63 | 101 | 0.91 | Elevated | 15000 | 0.942 | 1 |  | 0.1 | 16 | 16 | 0.06 | 0.05 | 0.05 | 0.05 | 0 | 0 | 0.03 | 0.03 | 0.03 | 0.03 | 0 | 0 | 0.03 | 0.02 | 0.02 | 0.02 | 0.01 | 0.01 | True | True | Non Federally-Regulated | 01/27/2020 |  | 07/22/2020
Hangzhou Huoshi Lighting Co.,Ltd | FLSNT | DST1060HFILCL-30 | Light Emitting Diode | Omnidirectional Lamp | Edison Screw Base | Forward Phase Cut Controls | 89.3 | 3000 | 0.0006 | 93 | 63 | 101 | 0.91 | Elevated | 15000 | 0.942 | 1 |  | 0.1 | 16 | 16 | 0.06 | 0.05 | 0.05 | 0.05 | 0 | 0 | 0.03 | 0.03 | 0.03 | 0.03 | 0 | 0 | 0.03 | 0.02 | 0.02 | 0.02 | 0.01 | 0.01 | True | True | Non Federally-Regulated | 01/27/2020 |  | 07/22/2020
Hangzhou Huoshi Lighting Co.,Ltd | FLSNT | DST1060HFILWH-30 | Light Emitting Diode | Omnidirectional Lamp | Edison Screw Base | Forward Phase Cut Controls | 89.3 | 3000 | 0.0006 | 93 | 63 | 101 | 0.91 | Elevated | 15000 | 0.942 | 1 |  | 0.1 | 16 | 16 | 0.06 | 0.05 | 0.05 | 0.05 | 0 | 0 | 0.03 | 0.03 | 0.03 | 0.03 | 0 | 0 | 0.03 | 0.02 | 0.02 | 0.02 | 0.01 | 0.01 | True | True | Non Federally-Regulated | 01/27/2020 |  | 07/22/2020
Hangzhou Huoshi Lighting Co.,Ltd | FLSNT | DST1060HFILAM-30 | Light Emitting Diode | Omnidirectional Lamp | Edison Screw Base | Forward Phase Cut Controls | 89.3 | 3000 | 0.0006 | 93 | 63 | 101 | 0.91 | Elevated | 15000 | 0.942 | 1 |  | 0.1 | 16 | 16 | 0.06 | 0.05 | 0.05 | 0.05 | 0 | 0 | 0.03 | 0.03 | 0.03 | 0.03 | 0 | 0 | 0.03 | 0.02 | 0.02 | 0.02 | 0.01 | 0.01 | True | True | Non Federally-Regulated | 01/27/2020 |  | 07/22/2020
Hangzhou Huoshi Lighting Co.,Ltd | FLSNT | DST1060HFILFR-30 | Light Emitting Diode | Omnidirectional Lamp | Edison Screw Base | Forward Phase Cut Controls | 89.3 | 3000 | 0.0006 | 93 | 63 | 101 | 0.91 | Elevated | 15000 | 0.942 | 1 |  | 0.1 | 16 | 16 | 0.06 | 0.05 | 0.05 | 0.05 | 0 | 0 | 0.03 | 0.03 | 0.03 | 0.03 | 0 | 0 | 0.03 | 0.02 | 0.02 | 0.02 | 0.01 | 0.01 | True | True | Non Federally-Regulated | 01/27/2020 |  | 07/22/2020
Hangzhou Huoshi Lighting Co.,Ltd | FLSNT | DST1060HFILSM-30 | Light Emitting Diode | Omnidirectional Lamp | Edison Screw Base | Forward Phase Cut Controls | 89.3 | 3000 | 0.0006 | 93 | 63 | 101 | 0.91 | Elevated | 15000 | 0.942 | 1 |  | 0.1 | 16 | 16 | 0.06 | 0.05 | 0.05 | 0.05 | 0 | 0 | 0.03 | 0.03 | 0.03 | 0.03 | 0 | 0 | 0.03 | 0.02 | 0.02 | 0.02 | 0.01 | 0.01 | True | True | Non Federally-Regulated | 01/27/2020 |  | 07/22/2020
Hangzhou Huoshi Lighting Co.,Ltd | FLSNT | DST3060FILCL-30 | Light Emitting Diode | Omnidirectional Lamp | Edison Screw Base | Forward Phase Cut Controls | 89.3 | 3000 | 0.0006 | 93 | 63 | 101 | 0.91 | Elevated | 15000 | 0.942 | 1 |  | 0.1 | 16 | 16 | 0.06 | 0.05 | 0.05 | 0.05 | 0 | 0 | 0.03 | 0.03 | 0.03 | 0.03 | 0 | 0 | 0.03 | 0.02 | 0.02 | 0.02 | 0.01 | 0.01 | True | True | Non Federally-Regulated | 01/27/2020 |  | 07/22/2020
Hangzhou Huoshi Lighting Co.,Ltd | FLSNT | DST3060FILWH-30 | Light Emitting Diode | Omnidirectional Lamp | Edison Screw Base | Forward Phase Cut Controls | 89.3 | 3000 | 0.0006 | 93 | 63 | 101 | 0.91 | Elevated | 15000 | 0.942 | 1 |  | 0.1 | 16 | 16 | 0.06 | 0.05 | 0.05 | 0.05 | 0 | 0 | 0.03 | 0.03 | 0.03 | 0.03 | 0 | 0 | 0.03 | 0.02 | 0.02 | 0.02 | 0.01 | 0.01 | True | True | Non Federally-Regulated | 01/27/2020 |  | 07/22/2020
Hangzhou Huoshi Lighting Co.,Ltd | FLSNT | DST3060FILAM-30 | Light Emitting Diode | Omnidirectional Lamp | Edison Screw Base | Forward Phase Cut Controls | 89.3 | 3000 | 0.0006 | 93 | 63 | 101 | 0.91 | Elevated | 15000 | 0.942 | 1 |  | 0.1 | 16 | 16 | 0.06 | 0.05 | 0.05 | 0.05 | 0 | 0 | 0.03 | 0.03 | 0.03 | 0.03 | 0 | 0 | 0.03 | 0.02 | 0.02 | 0.02 | 0.01 | 0.01 | True | True | Non Federally-Regulated | 01/27/2020 |  | 07/22/2020
Hangzhou Huoshi Lighting Co.,Ltd | FLSNT | DST3060FILFR-30 | Light Emitting Diode | Omnidirectional Lamp | Edison Screw Base | Forward Phase Cut Controls | 89.3 | 3000 | 0.0006 | 93 | 63 | 101 | 0.91 | Elevated | 15000 | 0.942 | 1 |  | 0.1 | 16 | 16 | 0.06 | 0.05 | 0.05 | 0.05 | 0 | 0 | 0.03 | 0.03 | 0.03 | 0.03 | 0 | 0 | 0.03 | 0.02 | 0.02 | 0.02 | 0.01 | 0.01 | True | True | Non Federally-Regulated | 01/27/2020 |  | 07/22/2020
Hangzhou Huoshi Lighting Co.,Ltd | FLSNT | DST3060FILSM-30 | Light Emitting Diode | Omnidirectional Lamp | Edison Screw Base | Forward Phase Cut Controls | 89.3 | 3000 | 0.0006 | 93 | 63 | 101 | 0.91 | Elevated | 15000 | 0.942 | 1 |  | 0.1 | 16 | 16 | 0.06 | 0.05 | 0.05 | 0.05 | 0 | 0 | 0.03 | 0.03 | 0.03 | 0.03 | 0 | 0 | 0.03 | 0.02 | 0.02 | 0.02 | 0.01 | 0.01 | True | True | Non Federally-Regulated | 01/27/2020 |  | 07/22/2020
Hangzhou Huoshi Lighting Co.,Ltd | FLSNT | DST1460FILCL-30 | Light Emitting Diode | Omnidirectional Lamp | Edison Screw Base | Forward Phase Cut Controls | 89.3 | 3000 | 0.0006 | 93 | 63 | 101 | 0.91 | Elevated | 15000 | 0.942 | 1 |  | 0.1 | 16 | 16 | 0.06 | 0.05 | 0.05 | 0.05 | 0 | 0 | 0.03 | 0.03 | 0.03 | 0.03 | 0 | 0 | 0.03 | 0.02 | 0.02 | 0.02 | 0.01 | 0.01 | True | True | Non Federally-Regulated | 01/27/2020 |  | 07/22/2020
Hangzhou Huoshi Lighting Co.,Ltd | FLSNT | DST1460FILWH-30 | Light Emitting Diode | Omnidirectional Lamp | Edison Screw Base | Forward Phase Cut Controls | 89.3 | 3000 | 0.0006 | 93 | 63 | 101 | 0.91 | Elevated | 15000 | 0.942 | 1 |  | 0.1 | 16 | 16 | 0.06 | 0.05 | 0.05 | 0.05 | 0 | 0 | 0.03 | 0.03 | 0.03 | 0.03 | 0 | 0 | 0.03 | 0.02 | 0.02 | 0.02 | 0.01 | 0.01 | True | True | Non Federally-Regulated | 01/27/2020 |  | 07/22/2020
Hangzhou Huoshi Lighting Co.,Ltd | FLSNT | DST1460FILAM-30 | Light Emitting Diode | Omnidirectional Lamp | Edison Screw Base | Forward Phase Cut Controls | 89.3 | 3000 | 0.0006 | 93 | 63 | 101 | 0.91 | Elevated | 15000 | 0.942 | 1 |  | 0.1 | 16 | 16 | 0.06 | 0.05 | 0.05 | 0.05 | 0 | 0 | 0.03 | 0.03 | 0.03 | 0.03 | 0 | 0 | 0.03 | 0.02 | 0.02 | 0.02 | 0.01 | 0.01 | True | True | Non Federally-Regulated | 01/27/2020 |  | 07/22/2020
Hangzhou Huoshi Lighting Co.,Ltd | FLSNT | DST1460FILFR-30 | Light Emitting Diode | Omnidirectional Lamp | Edison Screw Base | Forward Phase Cut Controls | 89.3 | 3000 | 0.0006 | 93 | 63 | 101 | 0.91 | Elevated | 15000 | 0.942 | 1 |  | 0.1 | 16 | 16 | 0.06 | 0.05 | 0.05 | 0.05 | 0 | 0 | 0.03 | 0.03 | 0.03 | 0.03 | 0 | 0 | 0.03 | 0.02 | 0.02 | 0.02 | 0.01 | 0.01 | True | True | Non Federally-Regulated | 01/27/2020 |  | 07/22/2020
Hangzhou Huoshi Lighting Co.,Ltd | FLSNT | DST1460FILSM-30 | Light Emitting Diode | Omnidirectional Lamp | Edison Screw Base | Forward Phase Cut Controls | 89.3 | 3000 | 0.0006 | 93 | 63 | 101 | 0.91 | Elevated | 15000 | 0.942 | 1 |  | 0.1 | 16 | 16 | 0.06 | 0.05 | 0.05 | 0.05 | 0 | 0 | 0.03 | 0.03 | 0.03 | 0.03 | 0 | 0 | 0.03 | 0.02 | 0.02 | 0.02 | 0.01 | 0.01 | True | True | Non Federally-Regulated | 01/27/2020 |  | 07/22/2020
Hangzhou Huoshi Lighting Co.,Ltd | FLSNT | DSA1560HFILCL-40 | Light Emitting Diode | Omnidirectional Lamp | Edison Screw Base | Forward Phase Cut Controls | 89.3 | 4000 | 0.0006 | 93 | 63 | 101 | 0.91 | Elevated | 15000 | 0.942 | 1 |  | 0.1 | 16 | 16 | 0.06 | 0.05 | 0.05 | 0.05 | 0 | 0 | 0.03 | 0.03 | 0.03 | 0.03 | 0 | 0 | 0.03 | 0.02 | 0.02 | 0.02 | 0.01 | 0.01 | True | True | Non Federally-Regulated | 01/27/2020 |  | 07/22/2020
Hangzhou Huoshi Lighting Co.,Ltd | FLSNT | DSA1560HFILWH-40 | Light Emitting Diode | Omnidirectional Lamp | Edison Screw Base | Forward Phase Cut Controls | 89.3 | 4000 | 0.0006 | 93 | 63 | 101 | 0.91 | Elevated | 15000 | 0.942 | 1 |  | 0.1 | 16 | 16 | 0.06 | 0.05 | 0.05 | 0.05 | 0 | 0 | 0.03 | 0.03 | 0.03 | 0.03 | 0 | 0 | 0.03 | 0.02 | 0.02 | 0.02 | 0.01 | 0.01 | True | True | Non Federally-Regulated | 01/27/2020 |  | 07/22/2020
Hangzhou Huoshi Lighting Co.,Ltd | FLSNT | DSA1560HFILAM-40 | Light Emitting Diode | Omnidirectional Lamp | Edison Screw Base | Forward Phase Cut Controls | 89.3 | 4000 | 0.0006 | 93 | 63 | 101 | 0.91 | Elevated | 15000 | 0.942 | 1 |  | 0.1 | 16 | 16 | 0.06 | 0.05 | 0.05 | 0.05 | 0 | 0 | 0.03 | 0.03 | 0.03 | 0.03 | 0 | 0 | 0.03 | 0.02 | 0.02 | 0.02 | 0.01 | 0.01 | True | True | Non Federally-Regulated | 01/27/2020 |  | 07/22/2020
Hangzhou Huoshi Lighting Co.,Ltd | FLSNT | DSA1560HFILFR-40 | Light Emitting Diode | Omnidirectional Lamp | Edison Screw Base | Forward Phase Cut Controls | 89.3 | 4000 | 0.0006 | 93 | 63 | 101 | 0.91 | Elevated | 15000 | 0.942 | 1 |  | 0.1 | 16 | 16 | 0.06 | 0.05 | 0.05 | 0.05 | 0 | 0 | 0.03 | 0.03 | 0.03 | 0.03 | 0 | 0 | 0.03 | 0.02 | 0.02 | 0.02 | 0.01 | 0.01 | True | True | Non Federally-Regulated | 01/27/2020 |  | 07/22/2020
Hangzhou Huoshi Lighting Co.,Ltd | FLSNT | DSA1560HFILSM-40 | Light Emitting Diode | Omnidirectional Lamp | Edison Screw Base | Forward Phase Cut Controls | 89.3 | 4000 | 0.0006 | 93 | 63 | 101 | 0.91 | Elevated | 15000 | 0.942 | 1 |  | 0.1 | 16 | 16 | 0.06 | 0.05 | 0.05 | 0.05 | 0 | 0 | 0.03 | 0.03 | 0.03 | 0.03 | 0 | 0 | 0.03 | 0.02 | 0.02 | 0.02 | 0.01 | 0.01 | True | True | Non Federally-Regulated | 01/27/2020 |  | 07/22/2020
Hangzhou Huoshi Lighting Co.,Ltd | FLSNT | DSA1960FILCL-40 | Light Emitting Diode | Omnidirectional Lamp | Edison Screw Base | Forward Phase Cut Controls | 89.3 | 4000 | 0.0006 | 93 | 63 | 101 | 0.91 | Elevated | 15000 | 0.942 | 1 |  | 0.1 | 16 | 16 | 0.06 | 0.05 | 0.05 | 0.05 | 0 | 0 | 0.03 | 0.03 | 0.03 | 0.03 | 0 | 0 | 0.03 | 0.02 | 0.02 | 0.02 | 0.01 | 0.01 | True | True | Non Federally-Regulated | 01/27/2020 |  | 07/22/2020
Hangzhou Huoshi Lighting Co.,Ltd | FLSNT | DSA1960FILWH-40 | Light Emitting Diode | Omnidirectional Lamp | Edison Screw Base | Forward Phase Cut Controls | 89.3 | 4000 | 0.0006 | 93 | 63 | 101 | 0.91 | Elevated | 15000 | 0.942 | 1 |  | 0.1 | 16 | 16 | 0.06 | 0.05 | 0.05 | 0.05 | 0 | 0 | 0.03 | 0.03 | 0.03 | 0.03 | 0 | 0 | 0.03 | 0.02 | 0.02 | 0.02 | 0.01 | 0.01 | True | True | Non Federally-Regulated | 01/27/2020 |  | 07/22/2020
Hangzhou Huoshi Lighting Co.,Ltd | FLSNT | DSA1960FILAM-40 | Light Emitting Diode | Omnidirectional Lamp | Edison Screw Base | Forward Phase Cut Controls | 89.3 | 4000 | 0.0006 | 93 | 63 | 101 | 0.91 | Elevated | 15000 | 0.942 | 1 |  | 0.1 | 16 | 16 | 0.06 | 0.05 | 0.05 | 0.05 | 0 | 0 | 0.03 | 0.03 | 0.03 | 0.03 | 0 | 0 | 0.03 | 0.02 | 0.02 | 0.02 | 0.01 | 0.01 | True | True | Non Federally-Regulated | 01/27/2020 |  | 07/22/2020
Hangzhou Huoshi Lighting Co.,Ltd | FLSNT | DSA1960FILFR-40 | Light Emitting Diode | Omnidirectional Lamp | Edison Screw Base | Forward Phase Cut Controls | 89.3 | 4000 | 0.0006 | 93 | 63 | 101 | 0.91 | Elevated | 15000 | 0.942 | 1 |  | 0.1 | 16 | 16 | 0.06 | 0.05 | 0.05 | 0.05 | 0 | 0 | 0.03 | 0.03 | 0.03 | 0.03 | 0 | 0 | 0.03 | 0.02 | 0.02 | 0.02 | 0.01 | 0.01 | True | True | Non Federally-Regulated | 01/27/2020 |  | 07/22/2020
Hangzhou Huoshi Lighting Co.,Ltd | FLSNT | DSA1960FILSIL-40 | Light Emitting Diode | Omnidirectional Lamp | Edison Screw Base | Forward Phase Cut Controls | 89.3 | 4000 | 0.0006 | 93 | 63 | 101 | 0.91 | Elevated | 15000 | 0.942 | 1 |  | 0.1 | 16 | 16 | 0.06 | 0.05 | 0.05 | 0.05 | 0 | 0 | 0.03 | 0.03 | 0.03 | 0.03 | 0 | 0 | 0.03 | 0.02 | 0.02 | 0.02 | 0.01 | 0.01 | True | True | Non Federally-Regulated | 01/27/2020 |  | 07/22/2020
Hangzhou Huoshi Lighting Co.,Ltd | FLSNT | DST1060HFILCL-40 | Light Emitting Diode | Omnidirectional Lamp | Edison Screw Base | Forward Phase Cut Controls | 89.3 | 4000 | 0.0006 | 93 | 63 | 101 | 0.91 | Elevated | 15000 | 0.942 | 1 |  | 0.1 | 16 | 16 | 0.06 | 0.05 | 0.05 | 0.05 | 0 | 0 | 0.03 | 0.03 | 0.03 | 0.03 | 0 | 0 | 0.03 | 0.02 | 0.02 | 0.02 | 0.01 | 0.01 | True | True | Non Federally-Regulated | 01/27/2020 |  | 07/22/2020
Hangzhou Huoshi Lighting Co.,Ltd | FLSNT | DST1060HFILWH-40 | Light Emitting Diode | Omnidirectional Lamp | Edison Screw Base | Forward Phase Cut Controls | 89.3 | 4000 | 0.0006 | 93 | 63 | 101 | 0.91 | Elevated | 15000 | 0.942 | 1 |  | 0.1 | 16 | 16 | 0.06 | 0.05 | 0.05 | 0.05 | 0 | 0 | 0.03 | 0.03 | 0.03 | 0.03 | 0 | 0 | 0.03 | 0.02 | 0.02 | 0.02 | 0.01 | 0.01 | True | True | Non Federally-Regulated | 01/27/2020 |  | 07/22/2020
Hangzhou Huoshi Lighting Co.,Ltd | FLSNT | DST1060HFILAM-40 | Light Emitting Diode | Omnidirectional Lamp | Edison Screw Base | Forward Phase Cut Controls | 89.3 | 4000 | 0.0006 | 93 | 63 | 101 | 0.91 | Elevated | 15000 | 0.942 | 1 |  | 0.1 | 16 | 16 | 0.06 | 0.05 | 0.05 | 0.05 | 0 | 0 | 0.03 | 0.03 | 0.03 | 0.03 | 0 | 0 | 0.03 | 0.02 | 0.02 | 0.02 | 0.01 | 0.01 | True | True | Non Federally-Regulated | 01/27/2020 |  | 07/22/2020
Hangzhou Huoshi Lighting Co.,Ltd | FLSNT | DST1060HFILFR-40 | Light Emitting Diode | Omnidirectional Lamp | Edison Screw Base | Forward Phase Cut Controls | 89.3 | 4000 | 0.0006 | 93 | 63 | 101 | 0.91 | Elevated | 15000 | 0.942 | 1 |  | 0.1 | 16 | 16 | 0.06 | 0.05 | 0.05 | 0.05 | 0 | 0 | 0.03 | 0.03 | 0.03 | 0.03 | 0 | 0 | 0.03 | 0.02 | 0.02 | 0.02 | 0.01 | 0.01 | True | True | Non Federally-Regulated | 01/27/2020 |  | 07/22/2020
Hangzhou Huoshi Lighting Co.,Ltd | FLSNT | DST1060HFILSM-40 | Light Emitting Diode | Omnidirectional Lamp | Edison Screw Base | Forward Phase Cut Controls | 89.3 | 4000 | 0.0006 | 93 | 63 | 101 | 0.91 | Elevated | 15000 | 0.942 | 1 |  | 0.1 | 16 | 16 | 0.06 | 0.05 | 0.05 | 0.05 | 0 | 0 | 0.03 | 0.03 | 0.03 | 0.03 | 0 | 0 | 0.03 | 0.02 | 0.02 | 0.02 | 0.01 | 0.01 | True | True | Non Federally-Regulated | 01/27/2020 |  | 07/22/2020
Hangzhou Huoshi Lighting Co.,Ltd | FLSNT | DST3060FILCL-40 | Light Emitting Diode | Omnidirectional Lamp | Edison Screw Base | Forward Phase Cut Controls | 89.3 | 4000 | 0.0006 | 93 | 63 | 101 | 0.91 | Elevated | 15000 | 0.942 | 1 |  | 0.1 | 16 | 16 | 0.06 | 0.05 | 0.05 | 0.05 | 0 | 0 | 0.03 | 0.03 | 0.03 | 0.03 | 0 | 0 | 0.03 | 0.02 | 0.02 | 0.02 | 0.01 | 0.01 | True | True | Non Federally-Regulated | 01/27/2020 |  | 07/22/2020
Hangzhou Huoshi Lighting Co.,Ltd | FLSNT | DST3060FILWH-40 | Light Emitting Diode | Omnidirectional Lamp | Edison Screw Base | Forward Phase Cut Controls | 89.3 | 4000 | 0.0006 | 93 | 63 | 101 | 0.91 | Elevated | 15000 | 0.942 | 1 |  | 0.1 | 16 | 16 | 0.06 | 0.05 | 0.05 | 0.05 | 0 | 0 | 0.03 | 0.03 | 0.03 | 0.03 | 0 | 0 | 0.03 | 0.02 | 0.02 | 0.02 | 0.01 | 0.01 | True | True | Non Federally-Regulated | 01/27/2020 |  | 07/22/2020
Hangzhou Huoshi Lighting Co.,Ltd | FLSNT | DST3060FILAM-40 | Light Emitting Diode | Omnidirectional Lamp | Edison Screw Base | Forward Phase Cut Controls | 89.3 | 4000 | 0.0006 | 93 | 63 | 101 | 0.91 | Elevated | 15000 | 0.942 | 1 |  | 0.1 | 16 | 16 | 0.06 | 0.05 | 0.05 | 0.05 | 0 | 0 | 0.03 | 0.03 | 0.03 | 0.03 | 0 | 0 | 0.03 | 0.02 | 0.02 | 0.02 | 0.01 | 0.01 | True | True | Non Federally-Regulated | 01/27/2020 |  | 07/22/2020
Hangzhou Huoshi Lighting Co.,Ltd | FLSNT | DST3060FILFR-40 | Light Emitting Diode | Omnidirectional Lamp | Edison Screw Base | Forward Phase Cut Controls | 89.3 | 4000 | 0.0006 | 93 | 63 | 101 | 0.91 | Elevated | 15000 | 0.942 | 1 |  | 0.1 | 16 | 16 | 0.06 | 0.05 | 0.05 | 0.05 | 0 | 0 | 0.03 | 0.03 | 0.03 | 0.03 | 0 | 0 | 0.03 | 0.02 | 0.02 | 0.02 | 0.01 | 0.01 | True | True | Non Federally-Regulated | 01/27/2020 |  | 07/22/2020
Hangzhou Huoshi Lighting Co.,Ltd | FLSNT | DST3060FILSM-40 | Light Emitting Diode | Omnidirectional Lamp | Edison Screw Base | Forward Phase Cut Controls | 89.3 | 4000 | 0.0006 | 93 | 63 | 101 | 0.91 | Elevated | 15000 | 0.942 | 1 |  | 0.1 | 16 | 16 | 0.06 | 0.05 | 0.05 | 0.05 | 0 | 0 | 0.03 | 0.03 | 0.03 | 0.03 | 0 | 0 | 0.03 | 0.02 | 0.02 | 0.02 | 0.01 | 0.01 | True | True | Non Federally-Regulated | 01/27/2020 |  | 07/22/2020
Hangzhou Huoshi Lighting Co.,Ltd | FLSNT | DST1460FILCL-40 | Light Emitting Diode | Omnidirectional Lamp | Edison Screw Base | Forward Phase Cut Controls | 89.3 | 4000 | 0.0006 | 93 | 63 | 101 | 0.91 | Elevated | 15000 | 0.942 | 1 |  | 0.1 | 16 | 16 | 0.06 | 0.05 | 0.05 | 0.05 | 0 | 0 | 0.03 | 0.03 | 0.03 | 0.03 | 0 | 0 | 0.03 | 0.02 | 0.02 | 0.02 | 0.01 | 0.01 | True | True | Non Federally-Regulated | 01/27/2020 |  | 07/22/2020
Hangzhou Huoshi Lighting Co.,Ltd | FLSNT | DST1460FILWH-40 | Light Emitting Diode | Omnidirectional Lamp | Edison Screw Base | Forward Phase Cut Controls | 89.3 | 4000 | 0.0006 | 93 | 63 | 101 | 0.91 | Elevated | 15000 | 0.942 | 1 |  | 0.1 | 16 | 16 | 0.06 | 0.05 | 0.05 | 0.05 | 0 | 0 | 0.03 | 0.03 | 0.03 | 0.03 | 0 | 0 | 0.03 | 0.02 | 0.02 | 0.02 | 0.01 | 0.01 | True | True | Non Federally-Regulated | 01/27/2020 |  | 07/22/2020
Hangzhou Huoshi Lighting Co.,Ltd | FLSNT | DST1460FILAM-40 | Light Emitting Diode | Omnidirectional Lamp | Edison Screw Base | Forward Phase Cut Controls | 89.3 | 4000 | 0.0006 | 93 | 63 | 101 | 0.91 | Elevated | 15000 | 0.942 | 1 |  | 0.1 | 16 | 16 | 0.06 | 0.05 | 0.05 | 0.05 | 0 | 0 | 0.03 | 0.03 | 0.03 | 0.03 | 0 | 0 | 0.03 | 0.02 | 0.02 | 0.02 | 0.01 | 0.01 | True | True | Non Federally-Regulated | 01/27/2020 |  | 07/22/2020
Hangzhou Huoshi Lighting Co.,Ltd | FLSNT | DST1460FILFR-40 | Light Emitting Diode | Omnidirectional Lamp | Edison Screw Base | Forward Phase Cut Controls | 89.3 | 4000 | 0.0006 | 93 | 63 | 101 | 0.91 | Elevated | 15000 | 0.942 | 1 |  | 0.1 | 16 | 16 | 0.06 | 0.05 | 0.05 | 0.05 | 0 | 0 | 0.03 | 0.03 | 0.03 | 0.03 | 0 | 0 | 0.03 | 0.02 | 0.02 | 0.02 | 0.01 | 0.01 | True | True | Non Federally-Regulated | 01/27/2020 |  | 07/22/2020
Hangzhou Huoshi Lighting Co.,Ltd | FLSNT | DST1460FILSM-40 | Light Emitting Diode | Omnidirectional Lamp | Edison Screw Base | Forward Phase Cut Controls | 89.3 | 4000 | 0.0006 | 93 | 63 | 101 | 0.91 | Elevated | 15000 | 0.942 | 1 |  | 0.1 | 16 | 16 | 0.06 | 0.05 | 0.05 | 0.05 | 0 | 0 | 0.03 | 0.03 | 0.03 | 0.03 | 0 | 0 | 0.03 | 0.02 | 0.02 | 0.02 | 0.01 | 0.01 | True | True | Non Federally-Regulated | 01/27/2020 |  | 07/22/2020
Hangzhou Huoshi Lighting Co.,Ltd | FLSNT | DSG2560FILCL-27 | Light Emitting Diode | Decorative Lamp | Edison Screw Base | Forward Phase Cut Controls | 89.3 | 2700 | 0.0006 | 93 | 63 | 101 | 0.91 | Elevated | 15000 | 0.942 | 1 |  | 0.1 | 16 | 16 | 0.06 | 0.05 | 0.05 | 0.05 | 0 | 0 | 0.03 | 0.03 | 0.03 | 0.03 | 0 | 0 | 0.03 | 0.02 | 0.02 | 0.02 | 0.01 | 0.01 | True | True | Non Federally-Regulated | 01/27/2020 |  | 07/22/2020
Hangzhou Huoshi Lighting Co.,Ltd | FLSNT | DSG2560FILWH-27 | Light Emitting Diode | Decorative Lamp | Edison Screw Base | Forward Phase Cut Controls | 89.3 | 2700 | 0.0006 | 93 | 63 | 101 | 0.91 | Elevated | 15000 | 0.942 | 1 |  | 0.1 | 16 | 16 | 0.06 | 0.05 | 0.05 | 0.05 | 0 | 0 | 0.03 | 0.03 | 0.03 | 0.03 | 0 | 0 | 0.03 | 0.02 | 0.02 | 0.02 | 0.01 | 0.01 | True | True | Non Federally-Regulated | 01/27/2020 |  | 07/22/2020
Hangzhou Huoshi Lighting Co.,Ltd | FLSNT | DSG2560FILAM-27 | Light Emitting Diode | Decorative Lamp | Edison Screw Base | Forward Phase Cut Controls | 89.3 | 2700 | 0.0006 | 93 | 63 | 101 | 0.91 | Elevated | 15000 | 0.942 | 1 |  | 0.1 | 16 | 16 | 0.06 | 0.05 | 0.05 | 0.05 | 0 | 0 | 0.03 | 0.03 | 0.03 | 0.03 | 0 | 0 | 0.03 | 0.02 | 0.02 | 0.02 | 0.01 | 0.01 | True | True | Non Federally-Regulated | 01/27/2020 |  | 07/22/2020
Hangzhou Huoshi Lighting Co.,Ltd | FLSNT | DSG2560FILFR-27 | Light Emitting Diode | Decorative Lamp | Edison Screw Base | Forward Phase Cut Controls | 89.3 | 2700 | 0.0006 | 93 | 63 | 101 | 0.91 | Elevated | 15000 | 0.942 | 1 |  | 0.1 | 16 | 16 | 0.06 | 0.05 | 0.05 | 0.05 | 0 | 0 | 0.03 | 0.03 | 0.03 | 0.03 | 0 | 0 | 0.03 | 0.02 | 0.02 | 0.02 | 0.01 | 0.01 | True | True | Non Federally-Regulated | 01/27/2020 |  | 07/22/2020
Hangzhou Huoshi Lighting Co.,Ltd | FLSNT | DSG2560FILSM-27 | Light Emitting Diode | Decorative Lamp | Edison Screw Base | Forward Phase Cut Controls | 89.3 | 2700 | 0.0006 | 93 | 63 | 101 | 0.91 | Elevated | 15000 | 0.942 | 1 |  | 0.1 | 16 | 16 | 0.06 | 0.05 | 0.05 | 0.05 | 0 | 0 | 0.03 | 0.03 | 0.03 | 0.03 | 0 | 0 | 0.03 | 0.02 | 0.02 | 0.02 | 0.01 | 0.01 | True | True | Non Federally-Regulated | 01/27/2020 |  | 07/22/2020
Hangzhou Huoshi Lighting Co.,Ltd | FLSNT | DSST1960FILCL-27 | Light Emitting Diode | Decorative Lamp | Edison Screw Base | Forward Phase Cut Controls | 89.3 | 2700 | 0.0006 | 93 | 63 | 101 | 0.91 | Elevated | 15000 | 0.942 | 1 |  | 0.1 | 16 | 16 | 0.06 | 0.05 | 0.05 | 0.05 | 0 | 0 | 0.03 | 0.03 | 0.03 | 0.03 | 0 | 0 | 0.03 | 0.02 | 0.02 | 0.02 | 0.01 | 0.01 | True | True | Non Federally-Regulated | 01/27/2020 |  | 07/22/2020
Hangzhou Huoshi Lighting Co.,Ltd | FLSNT | DSST1960FILWH-27 | Light Emitting Diode | Decorative Lamp | Edison Screw Base | Forward Phase Cut Controls | 89.3 | 2700 | 0.0006 | 93 | 63 | 101 | 0.91 | Elevated | 15000 | 0.942 | 1 |  | 0.1 | 16 | 16 | 0.06 | 0.05 | 0.05 | 0.05 | 0 | 0 | 0.03 | 0.03 | 0.03 | 0.03 | 0 | 0 | 0.03 | 0.02 | 0.02 | 0.02 | 0.01 | 0.01 | True | True | Non Federally-Regulated | 01/27/2020 |  | 07/22/2020
Hangzhou Huoshi Lighting Co.,Ltd | FLSNT | DSST1960FILAM-27 | Light Emitting Diode | Decorative Lamp | Edison Screw Base | Forward Phase Cut Controls | 89.3 | 2700 | 0.0006 | 93 | 63 | 101 | 0.91 | Elevated | 15000 | 0.942 | 1 |  | 0.1 | 16 | 16 | 0.06 | 0.05 | 0.05 | 0.05 | 0 | 0 | 0.03 | 0.03 | 0.03 | 0.03 | 0 | 0 | 0.03 | 0.02 | 0.02 | 0.02 | 0.01 | 0.01 | True | True | Non Federally-Regulated | 01/27/2020 |  | 07/22/2020
Hangzhou Huoshi Lighting Co.,Ltd | FLSNT | DSG2560FILCL-23 | Light Emitting Diode | Decorative Lamp | Edison Screw Base | Forward Phase Cut Controls | 89.3 | 2300 | 0.0006 | 93 | 63 | 101 | 0.91 | Elevated | 15000 | 0.942 | 1 |  | 0.1 | 16 | 16 | 0.06 | 0.05 | 0.05 | 0.05 | 0 | 0 | 0.03 | 0.03 | 0.03 | 0.03 | 0 | 0 | 0.03 | 0.02 | 0.02 | 0.02 | 0.01 | 0.01 | True | True | Non Federally-Regulated | 01/27/2020 |  | 07/22/2020
Hangzhou Huoshi Lighting Co.,Ltd | FLSNT | DSG2560FILWH-23 | Light Emitting Diode | Decorative Lamp | Edison Screw Base | Forward Phase Cut Controls | 89.3 | 2300 | 0.0006 | 93 | 63 | 101 | 0.91 | Elevated | 15000 | 0.942 | 1 |  | 0.1 | 16 | 16 | 0.06 | 0.05 | 0.05 | 0.05 | 0 | 0 | 0.03 | 0.03 | 0.03 | 0.03 | 0 | 0 | 0.03 | 0.02 | 0.02 | 0.02 | 0.01 | 0.01 | True | True | Non Federally-Regulated | 01/27/2020 |  | 07/22/2020
Hangzhou Huoshi Lighting Co.,Ltd | FLSNT | DSG2560FILAM-23 | Light Emitting Diode | Decorative Lamp | Edison Screw Base | Forward Phase Cut Controls | 89.3 | 2300 | 0.0006 | 93 | 63 | 101 | 0.91 | Elevated | 15000 | 0.942 | 1 |  | 0.1 | 16 | 16 | 0.06 | 0.05 | 0.05 | 0.05 | 0 | 0 | 0.03 | 0.03 | 0.03 | 0.03 | 0 | 0 | 0.03 | 0.02 | 0.02 | 0.02 | 0.01 | 0.01 | True | True | Non Federally-Regulated | 01/27/2020 |  | 07/22/2020
Hangzhou Huoshi Lighting Co.,Ltd | FLSNT | DSG2560FILFR-23 | Light Emitting Diode | Decorative Lamp | Edison Screw Base | Forward Phase Cut Controls | 89.3 | 2300 | 0.0006 | 93 | 63 | 101 | 0.91 | Elevated | 15000 | 0.942 | 1 |  | 0.1 | 16 | 16 | 0.06 | 0.05 | 0.05 | 0.05 | 0 | 0 | 0.03 | 0.03 | 0.03 | 0.03 | 0 | 0 | 0.03 | 0.02 | 0.02 | 0.02 | 0.01 | 0.01 | True | True | Non Federally-Regulated | 01/27/2020 |  | 07/22/2020
Hangzhou Huoshi Lighting Co.,Ltd | FLSNT | DSG2560FILSM-23 | Light Emitting Diode | Decorative Lamp | Edison Screw Base | Forward Phase Cut Controls | 89.3 | 2300 | 0.0006 | 93 | 63 | 101 | 0.91 | Elevated | 15000 | 0.942 | 1 |  | 0.1 | 16 | 16 | 0.06 | 0.05 | 0.05 | 0.05 | 0 | 0 | 0.03 | 0.03 | 0.03 | 0.03 | 0 | 0 | 0.03 | 0.02 | 0.02 | 0.02 | 0.01 | 0.01 | True | True | Non Federally-Regulated | 01/27/2020 |  | 07/22/2020
Hangzhou Huoshi Lighting Co.,Ltd | FLSNT | DSST1960FILCL-23 | Light Emitting Diode | Decorative Lamp | Edison Screw Base | Forward Phase Cut Controls | 89.3 | 2300 | 0.0006 | 93 | 63 | 101 | 0.91 | Elevated | 15000 | 0.942 | 1 |  | 0.1 | 16 | 16 | 0.06 | 0.05 | 0.05 | 0.05 | 0 | 0 | 0.03 | 0.03 | 0.03 | 0.03 | 0 | 0 | 0.03 | 0.02 | 0.02 | 0.02 | 0.01 | 0.01 | True | True | Non Federally-Regulated | 01/27/2020 |  | 07/22/2020
Hangzhou Huoshi Lighting Co.,Ltd | FLSNT | DSST1960FILWH-23 | Light Emitting Diode | Decorative Lamp | Edison Screw Base | Forward Phase Cut Controls | 89.3 | 2300 | 0.0006 | 93 | 63 | 101 | 0.91 | Elevated | 15000 | 0.942 | 1 |  | 0.1 | 16 | 16 | 0.06 | 0.05 | 0.05 | 0.05 | 0 | 0 | 0.03 | 0.03 | 0.03 | 0.03 | 0 | 0 | 0.03 | 0.02 | 0.02 | 0.02 | 0.01 | 0.01 | True | True | Non Federally-Regulated | 01/27/2020 |  | 07/22/2020
Hangzhou Huoshi Lighting Co.,Ltd | FLSNT | DSST1960FILAM-23 | Light Emitting Diode | Decorative Lamp | Edison Screw Base | Forward Phase Cut Controls | 89.3 | 2300 | 0.0006 | 93 | 63 | 101 | 0.91 | Elevated | 15000 | 0.942 | 1 |  | 0.1 | 16 | 16 | 0.06 | 0.05 | 0.05 | 0.05 | 0 | 0 | 0.03 | 0.03 | 0.03 | 0.03 | 0 | 0 | 0.03 | 0.02 | 0.02 | 0.02 | 0.01 | 0.01 | True | True | Non Federally-Regulated | 01/27/2020 |  | 07/22/2020
Hangzhou Huoshi Lighting Co.,Ltd | FLSNT | DSST1960FILFR-23 | Light Emitting Diode | Decorative Lamp | Edison Screw Base | Forward Phase Cut Controls | 89.3 | 2300 | 0.0006 | 93 | 63 | 101 | 0.91 | Elevated | 15000 | 0.942 | 1 |  | 0.1 | 16 | 16 | 0.06 | 0.05 | 0.05 | 0.05 | 0 | 0 | 0.03 | 0.03 | 0.03 | 0.03 | 0 | 0 | 0.03 | 0.02 | 0.02 | 0.02 | 0.01 | 0.01 | True | True | Non Federally-Regulated | 01/27/2020 |  | 07/22/2020
Hangzhou Huoshi Lighting Co.,Ltd | FLSNT | DSST1960FILFR-27 | Light Emitting Diode | Decorative Lamp | Edison Screw Base | Forward Phase Cut Controls | 89.3 | 2700 | 0.0006 | 93 | 63 | 101 | 0.91 | Elevated | 15000 | 0.942 | 1 |  | 0.1 | 16 | 16 | 0.06 | 0.05 | 0.05 | 0.05 | 0 | 0 | 0.03 | 0.03 | 0.03 | 0.03 | 0 | 0 | 0.03 | 0.02 | 0.02 | 0.02 | 0.01 | 0.01 | True | True | Non Federally-Regulated | 01/27/2020 |  | 07/22/2020
Hangzhou Huoshi Lighting Co.,Ltd | FLSNT | DSST1960FILSM-27 | Light Emitting Diode | Decorative Lamp | Edison Screw Base | Forward Phase Cut Controls | 89.3 | 2700 | 0.0006 | 93 | 63 | 101 | 0.91 | Elevated | 15000 | 0.942 | 1 |  | 0.1 | 16 | 16 | 0.06 | 0.05 | 0.05 | 0.05 | 0 | 0 | 0.03 | 0.03 | 0.03 | 0.03 | 0 | 0 | 0.03 | 0.02 | 0.02 | 0.02 | 0.01 | 0.01 | True | True | Non Federally-Regulated | 01/27/2020 |  | 07/22/2020
Hangzhou Huoshi Lighting Co.,Ltd | FLSNT | DSST2160FILCL-27 | Light Emitting Diode | Decorative Lamp | Edison Screw Base | Forward Phase Cut Controls | 89.3 | 2700 | 0.0006 | 93 | 63 | 101 | 0.91 | Elevated | 15000 | 0.942 | 1 |  | 0.1 | 16 | 16 | 0.06 | 0.05 | 0.05 | 0.05 | 0 | 0 | 0.03 | 0.03 | 0.03 | 0.03 | 0 | 0 | 0.03 | 0.02 | 0.02 | 0.02 | 0.01 | 0.01 | True | True | Non Federally-Regulated | 01/27/2020 |  | 07/22/2020
Hangzhou Huoshi Lighting Co.,Ltd | FLSNT | DSST2160FILWH-27 | Light Emitting Diode | Decorative Lamp | Edison Screw Base | Forward Phase Cut Controls | 89.3 | 2700 | 0.0006 | 93 | 63 | 101 | 0.91 | Elevated | 15000 | 0.942 | 1 |  | 0.1 | 16 | 16 | 0.06 | 0.05 | 0.05 | 0.05 | 0 | 0 | 0.03 | 0.03 | 0.03 | 0.03 | 0 | 0 | 0.03 | 0.02 | 0.02 | 0.02 | 0.01 | 0.01 | True | True | Non Federally-Regulated | 01/27/2020 |  | 07/22/2020
Hangzhou Huoshi Lighting Co.,Ltd | FLSNT | DSST2160FILAM-27 | Light Emitting Diode | Decorative Lamp | Edison Screw Base | Forward Phase Cut Controls | 89.3 | 2700 | 0.0006 | 93 | 63 | 101 | 0.91 | Elevated | 15000 | 0.942 | 1 |  | 0.1 | 16 | 16 | 0.06 | 0.05 | 0.05 | 0.05 | 0 | 0 | 0.03 | 0.03 | 0.03 | 0.03 | 0 | 0 | 0.03 | 0.02 | 0.02 | 0.02 | 0.01 | 0.01 | True | True | Non Federally-Regulated | 01/27/2020 |  | 07/22/2020
Hangzhou Huoshi Lighting Co.,Ltd | FLSNT | DSST2160FILFR-27 | Light Emitting Diode | Decorative Lamp | Edison Screw Base | Forward Phase Cut Controls | 89.3 | 2700 | 0.0006 | 93 | 63 | 101 | 0.91 | Elevated | 15000 | 0.942 | 1 |  | 0.1 | 16 | 16 | 0.06 | 0.05 | 0.05 | 0.05 | 0 | 0 | 0.03 | 0.03 | 0.03 | 0.03 | 0 | 0 | 0.03 | 0.02 | 0.02 | 0.02 | 0.01 | 0.01 | True | True | Non Federally-Regulated | 01/27/2020 |  | 07/22/2020
Hangzhou Huoshi Lighting Co.,Ltd | FLSNT | DSST2160FILSM-27 | Light Emitting Diode | Decorative Lamp | Edison Screw Base | Forward Phase Cut Controls | 89.3 | 2700 | 0.0006 | 93 | 63 | 101 | 0.91 | Elevated | 15000 | 0.942 | 1 |  | 0.1 | 16 | 16 | 0.06 | 0.05 | 0.05 | 0.05 | 0 | 0 | 0.03 | 0.03 | 0.03 | 0.03 | 0 | 0 | 0.03 | 0.02 | 0.02 | 0.02 | 0.01 | 0.01 | True | True | Non Federally-Regulated | 01/27/2020 |  | 07/22/2020
Hangzhou Huoshi Lighting Co.,Ltd | FLSNT | DSST1960FILSM-23 | Light Emitting Diode | Decorative Lamp | Edison Screw Base | Forward Phase Cut Controls | 89.3 | 2300 | 0.0006 | 93 | 63 | 101 | 0.91 | Elevated | 15000 | 0.942 | 1 |  | 0.1 | 16 | 16 | 0.06 | 0.05 | 0.05 | 0.05 | 0 | 0 | 0.03 | 0.03 | 0.03 | 0.03 | 0 | 0 | 0.03 | 0.02 | 0.02 | 0.02 | 0.01 | 0.01 | True | True | Non Federally-Regulated | 01/27/2020 |  | 07/22/2020
Hangzhou Huoshi Lighting Co.,Ltd | FLSNT | DSST2160FILCL-23 | Light Emitting Diode | Decorative Lamp | Edison Screw Base | Forward Phase Cut Controls | 89.3 | 2300 | 0.0006 | 93 | 63 | 101 | 0.91 | Elevated | 15000 | 0.942 | 1 |  | 0.1 | 16 | 16 | 0.06 | 0.05 | 0.05 | 0.05 | 0 | 0 | 0.03 | 0.03 | 0.03 | 0.03 | 0 | 0 | 0.03 | 0.02 | 0.02 | 0.02 | 0.01 | 0.01 | True | True | Non Federally-Regulated | 01/27/2020 |  | 07/22/2020
Hangzhou Huoshi Lighting Co.,Ltd | FLSNT | DSST2160FILWH-23 | Light Emitting Diode | Decorative Lamp | Edison Screw Base | Forward Phase Cut Controls | 89.3 | 2300 | 0.0006 | 93 | 63 | 101 | 0.91 | Elevated | 15000 | 0.942 | 1 |  | 0.1 | 16 | 16 | 0.06 | 0.05 | 0.05 | 0.05 | 0 | 0 | 0.03 | 0.03 | 0.03 | 0.03 | 0 | 0 | 0.03 | 0.02 | 0.02 | 0.02 | 0.01 | 0.01 | True | True | Non Federally-Regulated | 01/27/2020 |  | 07/22/2020
Hangzhou Huoshi Lighting Co.,Ltd | FLSNT | DSST2160FILAM-23 | Light Emitting Diode | Decorative Lamp | Edison Screw Base | Forward Phase Cut Controls | 89.3 | 2300 | 0.0006 | 93 | 63 | 101 | 0.91 | Elevated | 15000 | 0.942 | 1 |  | 0.1 | 16 | 16 | 0.06 | 0.05 | 0.05 | 0.05 | 0 | 0 | 0.03 | 0.03 | 0.03 | 0.03 | 0 | 0 | 0.03 | 0.02 | 0.02 | 0.02 | 0.01 | 0.01 | True | True | Non Federally-Regulated | 01/27/2020 |  | 07/22/2020
Hangzhou Huoshi Lighting Co.,Ltd | FLSNT | DSST2160FILFR-23 | Light Emitting Diode | Decorative Lamp | Edison Screw Base | Forward Phase Cut Controls | 89.3 | 2300 | 0.0006 | 93 | 63 | 101 | 0.91 | Elevated | 15000 | 0.942 | 1 |  | 0.1 | 16 | 16 | 0.06 | 0.05 | 0.05 | 0.05 | 0 | 0 | 0.03 | 0.03 | 0.03 | 0.03 | 0 | 0 | 0.03 | 0.02 | 0.02 | 0.02 | 0.01 | 0.01 | True | True | Non Federally-Regulated | 01/27/2020 |  | 07/22/2020
Hangzhou Huoshi Lighting Co.,Ltd | FLSNT | DSST2160FILSM-23 | Light Emitting Diode | Decorative Lamp | Edison Screw Base | Forward Phase Cut Controls | 89.3 | 2300 | 0.0006 | 93 | 63 | 101 | 0.91 | Elevated | 15000 | 0.942 | 1 |  | 0.1 | 16 | 16 | 0.06 | 0.05 | 0.05 | 0.05 | 0 | 0 | 0.03 | 0.03 | 0.03 | 0.03 | 0 | 0 | 0.03 | 0.02 | 0.02 | 0.02 | 0.01 | 0.01 | True | True | Non Federally-Regulated | 01/27/2020 |  | 07/22/2020
Hangzhou Huoshi Lighting Co.,Ltd | FLSNT | DSG2560FILCL-30 | Light Emitting Diode | Decorative Lamp | Edison Screw Base | Forward Phase Cut Controls | 89.3 | 3000 | 0.0006 | 93 | 63 | 101 | 0.91 | Elevated | 15000 | 0.942 | 1 |  | 0.1 | 16 | 16 | 0.06 | 0.05 | 0.05 | 0.05 | 0 | 0 | 0.03 | 0.03 | 0.03 | 0.03 | 0 | 0 | 0.03 | 0.02 | 0.02 | 0.02 | 0.01 | 0.01 | True | True | Non Federally-Regulated | 01/27/2020 |  | 07/22/2020
Hangzhou Huoshi Lighting Co.,Ltd | FLSNT | DSG2560FILWH-30 | Light Emitting Diode | Decorative Lamp | Edison Screw Base | Forward Phase Cut Controls | 89.3 | 3000 | 0.0006 | 93 | 63 | 101 | 0.91 | Elevated | 15000 | 0.942 | 1 |  | 0.1 | 16 | 16 | 0.06 | 0.05 | 0.05 | 0.05 | 0 | 0 | 0.03 | 0.03 | 0.03 | 0.03 | 0 | 0 | 0.03 | 0.02 | 0.02 | 0.02 | 0.01 | 0.01 | True | True | Non Federally-Regulated | 01/27/2020 |  | 07/22/2020
Hangzhou Huoshi Lighting Co.,Ltd | FLSNT | DSG2560FILAM-30 | Light Emitting Diode | Decorative Lamp | Edison Screw Base | Forward Phase Cut Controls | 89.3 | 3000 | 0.0006 | 93 | 63 | 101 | 0.91 | Elevated | 15000 | 0.942 | 1 |  | 0.1 | 16 | 16 | 0.06 | 0.05 | 0.05 | 0.05 | 0 | 0 | 0.03 | 0.03 | 0.03 | 0.03 | 0 | 0 | 0.03 | 0.02 | 0.02 | 0.02 | 0.01 | 0.01 | True | True | Non Federally-Regulated | 01/27/2020 |  | 07/22/2020
Hangzhou Huoshi Lighting Co.,Ltd | FLSNT | DSG2560FILFR-30 | Light Emitting Diode | Decorative Lamp | Edison Screw Base | Forward Phase Cut Controls | 89.3 | 3000 | 0.0006 | 93 | 63 | 101 | 0.91 | Elevated | 15000 | 0.942 | 1 |  | 0.1 | 16 | 16 | 0.06 | 0.05 | 0.05 | 0.05 | 0 | 0 | 0.03 | 0.03 | 0.03 | 0.03 | 0 | 0 | 0.03 | 0.02 | 0.02 | 0.02 | 0.01 | 0.01 | True | True | Non Federally-Regulated | 01/27/2020 |  | 07/22/2020
Hangzhou Huoshi Lighting Co.,Ltd | FLSNT | DSG2560FILSM-30 | Light Emitting Diode | Decorative Lamp | Edison Screw Base | Forward Phase Cut Controls | 89.3 | 3000 | 0.0006 | 93 | 63 | 101 | 0.91 | Elevated | 15000 | 0.942 | 1 |  | 0.1 | 16 | 16 | 0.06 | 0.05 | 0.05 | 0.05 | 0 | 0 | 0.03 | 0.03 | 0.03 | 0.03 | 0 | 0 | 0.03 | 0.02 | 0.02 | 0.02 | 0.01 | 0.01 | True | True | Non Federally-Regulated | 01/27/2020 |  | 07/22/2020
Hangzhou Huoshi Lighting Co.,Ltd | FLSNT | DSST1960FILCL-25 | Light Emitting Diode | Decorative Lamp | Edison Screw Base | Forward Phase Cut Controls | 89.3 | 2500 | 0.0006 | 93 | 63 | 101 | 0.91 | Elevated | 15000 | 0.942 | 1 |  | 0.1 | 16 | 16 | 0.06 | 0.05 | 0.05 | 0.05 | 0 | 0 | 0.03 | 0.03 | 0.03 | 0.03 | 0 | 0 | 0.03 | 0.02 | 0.02 | 0.02 | 0.01 | 0.01 | True | True | Non Federally-Regulated | 01/27/2020 |  | 07/22/2020
Hangzhou Huoshi Lighting Co.,Ltd | FLSNT | DSST1960FILCL-30 | Light Emitting Diode | Decorative Lamp | Edison Screw Base | Forward Phase Cut Controls | 89.3 | 3000 | 0.0006 | 93 | 63 | 101 | 0.91 | Elevated | 15000 | 0.942 | 1 |  | 0.1 | 16 | 16 | 0.06 | 0.05 | 0.05 | 0.05 | 0 | 0 | 0.03 | 0.03 | 0.03 | 0.03 | 0 | 0 | 0.03 | 0.02 | 0.02 | 0.02 | 0.01 | 0.01 | True | True | Non Federally-Regulated | 01/27/2020 |  | 07/22/2020
Hangzhou Huoshi Lighting Co.,Ltd | FLSNT | DSST1960FILWH-30 | Light Emitting Diode | Decorative Lamp | Edison Screw Base | Forward Phase Cut Controls | 89.3 | 3000 | 0.0006 | 93 | 63 | 101 | 0.91 | Elevated | 15000 | 0.942 | 1 |  | 0.1 | 16 | 16 | 0.06 | 0.05 | 0.05 | 0.05 | 0 | 0 | 0.03 | 0.03 | 0.03 | 0.03 | 0 | 0 | 0.03 | 0.02 | 0.02 | 0.02 | 0.01 | 0.01 | True | True | Non Federally-Regulated | 01/27/2020 |  | 07/22/2020
Hangzhou Huoshi Lighting Co.,Ltd | FLSNT | DSST1960FILWH-25 | Light Emitting Diode | Decorative Lamp | Edison Screw Base | Forward Phase Cut Controls | 89.3 | 2500 | 0.0006 | 93 | 63 | 101 | 0.91 | Elevated | 15000 | 0.942 | 1 |  | 0.1 | 16 | 16 | 0.06 | 0.05 | 0.05 | 0.05 | 0 | 0 | 0.03 | 0.03 | 0.03 | 0.03 | 0 | 0 | 0.03 | 0.02 | 0.02 | 0.02 | 0.01 | 0.01 | True | True | Non Federally-Regulated | 01/27/2020 |  | 07/22/2020
Hangzhou Huoshi Lighting Co.,Ltd | FLSNT | DSST1960FILAM-25 | Light Emitting Diode | Decorative Lamp | Edison Screw Base | Forward Phase Cut Controls | 89.3 | 2500 | 0.0006 | 93 | 63 | 101 | 0.91 | Elevated | 15000 | 0.942 | 1 |  | 0.1 | 16 | 16 | 0.06 | 0.05 | 0.05 | 0.05 | 0 | 0 | 0.03 | 0.03 | 0.03 | 0.03 | 0 | 0 | 0.03 | 0.02 | 0.02 | 0.02 | 0.01 | 0.01 | True | True | Non Federally-Regulated | 01/27/2020 |  | 07/22/2020
Hangzhou Huoshi Lighting Co.,Ltd | FLSNT | DSST1960FILFR-25 | Light Emitting Diode | Decorative Lamp | Edison Screw Base | Forward Phase Cut Controls | 89.3 | 2500 | 0.0006 | 93 | 63 | 101 | 0.91 | Elevated | 15000 | 0.942 | 1 |  | 0.1 | 16 | 16 | 0.06 | 0.05 | 0.05 | 0.05 | 0 | 0 | 0.03 | 0.03 | 0.03 | 0.03 | 0 | 0 | 0.03 | 0.02 | 0.02 | 0.02 | 0.01 | 0.01 | True | True | Non Federally-Regulated | 01/27/2020 |  | 07/22/2020
Hangzhou Huoshi Lighting Co.,Ltd | FLSNT | DSST1960FILSM-25 | Light Emitting Diode | Decorative Lamp | Edison Screw Base | Forward Phase Cut Controls | 89.3 | 2500 | 0.0006 | 93 | 63 | 101 | 0.91 | Elevated | 15000 | 0.942 | 1 |  | 0.1 | 16 | 16 | 0.06 | 0.05 | 0.05 | 0.05 | 0 | 0 | 0.03 | 0.03 | 0.03 | 0.03 | 0 | 0 | 0.03 | 0.02 | 0.02 | 0.02 | 0.01 | 0.01 | True | True | Non Federally-Regulated | 01/27/2020 |  | 07/22/2020
Hangzhou Huoshi Lighting Co.,Ltd | FLSNT | DSST2160FILCL-25 | Light Emitting Diode | Decorative Lamp | Edison Screw Base | Forward Phase Cut Controls | 89.3 | 2500 | 0.0006 | 93 | 63 | 101 | 0.91 | Elevated | 15000 | 0.942 | 1 |  | 0.1 | 16 | 16 | 0.06 | 0.05 | 0.05 | 0.05 | 0 | 0 | 0.03 | 0.03 | 0.03 | 0.03 | 0 | 0 | 0.03 | 0.02 | 0.02 | 0.02 | 0.01 | 0.01 | True | True | Non Federally-Regulated | 01/27/2020 |  | 07/22/2020
Hangzhou Huoshi Lighting Co.,Ltd | FLSNT | DSST2160FILWH-25 | Light Emitting Diode | Decorative Lamp | Edison Screw Base | Forward Phase Cut Controls | 89.3 | 2500 | 0.0006 | 93 | 63 | 101 | 0.91 | Elevated | 15000 | 0.942 | 1 |  | 0.1 | 16 | 16 | 0.06 | 0.05 | 0.05 | 0.05 | 0 | 0 | 0.03 | 0.03 | 0.03 | 0.03 | 0 | 0 | 0.03 | 0.02 | 0.02 | 0.02 | 0.01 | 0.01 | True | True | Non Federally-Regulated | 01/27/2020 |  | 07/22/2020
Hangzhou Huoshi Lighting Co.,Ltd | FLSNT | DSST2160FILAM-25 | Light Emitting Diode | Decorative Lamp | Edison Screw Base | Forward Phase Cut Controls | 89.3 | 2500 | 0.0006 | 93 | 63 | 101 | 0.91 | Elevated | 15000 | 0.942 | 1 |  | 0.1 | 16 | 16 | 0.06 | 0.05 | 0.05 | 0.05 | 0 | 0 | 0.03 | 0.03 | 0.03 | 0.03 | 0 | 0 | 0.03 | 0.02 | 0.02 | 0.02 | 0.01 | 0.01 | True | True | Non Federally-Regulated | 01/27/2020 |  | 07/22/2020
Hangzhou Huoshi Lighting Co.,Ltd | FLSNT | DSST2160FILFR-25 | Light Emitting Diode | Decorative Lamp | Edison Screw Base | Forward Phase Cut Controls | 89.3 | 2500 | 0.0006 | 93 | 63 | 101 | 0.91 | Elevated | 15000 | 0.942 | 1 |  | 0.1 | 16 | 16 | 0.06 | 0.05 | 0.05 | 0.05 | 0 | 0 | 0.03 | 0.03 | 0.03 | 0.03 | 0 | 0 | 0.03 | 0.02 | 0.02 | 0.02 | 0.01 | 0.01 | True | True | Non Federally-Regulated | 01/27/2020 |  | 07/22/2020
Hangzhou Huoshi Lighting Co.,Ltd | FLSNT | DSST2160FILSM-25 | Light Emitting Diode | Decorative Lamp | Edison Screw Base | Forward Phase Cut Controls | 89.3 | 2500 | 0.0006 | 93 | 63 | 101 | 0.91 | Elevated | 15000 | 0.942 | 1 |  | 0.1 | 16 | 16 | 0.06 | 0.05 | 0.05 | 0.05 | 0 | 0 | 0.03 | 0.03 | 0.03 | 0.03 | 0 | 0 | 0.03 | 0.02 | 0.02 | 0.02 | 0.01 | 0.01 | True | True | Non Federally-Regulated | 01/27/2020 |  | 07/22/2020
Hangzhou Huoshi Lighting Co.,Ltd | FLSNT | DSST1960FILAM-30 | Light Emitting Diode | Decorative Lamp | Edison Screw Base | Forward Phase Cut Controls | 89.3 | 3000 | 0.0006 | 93 | 63 | 101 | 0.91 | Elevated | 15000 | 0.942 | 1 |  | 0.1 | 16 | 16 | 0.06 | 0.05 | 0.05 | 0.05 | 0 | 0 | 0.03 | 0.03 | 0.03 | 0.03 | 0 | 0 | 0.03 | 0.02 | 0.02 | 0.02 | 0.01 | 0.01 | True | True | Non Federally-Regulated | 01/27/2020 |  | 07/22/2020
Hangzhou Huoshi Lighting Co.,Ltd | FLSNT | DSST1960FILFR-30 | Light Emitting Diode | Decorative Lamp | Edison Screw Base | Forward Phase Cut Controls | 89.3 | 3000 | 0.0006 | 93 | 63 | 101 | 0.91 | Elevated | 15000 | 0.942 | 1 |  | 0.1 | 16 | 16 | 0.06 | 0.05 | 0.05 | 0.05 | 0 | 0 | 0.03 | 0.03 | 0.03 | 0.03 | 0 | 0 | 0.03 | 0.02 | 0.02 | 0.02 | 0.01 | 0.01 | True | True | Non Federally-Regulated | 01/27/2020 |  | 07/22/2020
Hangzhou Huoshi Lighting Co.,Ltd | FLSNT | DSST1960FILSM-30 | Light Emitting Diode | Decorative Lamp | Edison Screw Base | Forward Phase Cut Controls | 89.3 | 3000 | 0.0006 | 93 | 63 | 101 | 0.91 | Elevated | 15000 | 0.942 | 1 |  | 0.1 | 16 | 16 | 0.06 | 0.05 | 0.05 | 0.05 | 0 | 0 | 0.03 | 0.03 | 0.03 | 0.03 | 0 | 0 | 0.03 | 0.02 | 0.02 | 0.02 | 0.01 | 0.01 | True | True | Non Federally-Regulated | 01/27/2020 |  | 07/22/2020
Hangzhou Huoshi Lighting Co.,Ltd | FLSNT | DSST2160FILCL-30 | Light Emitting Diode | Decorative Lamp | Edison Screw Base | Forward Phase Cut Controls | 89.3 | 3000 | 0.0006 | 93 | 63 | 101 | 0.91 | Elevated | 15000 | 0.942 | 1 |  | 0.1 | 16 | 16 | 0.06 | 0.05 | 0.05 | 0.05 | 0 | 0 | 0.03 | 0.03 | 0.03 | 0.03 | 0 | 0 | 0.03 | 0.02 | 0.02 | 0.02 | 0.01 | 0.01 | True | True | Non Federally-Regulated | 01/27/2020 |  | 07/22/2020
Hangzhou Huoshi Lighting Co.,Ltd | FLSNT | DSST2160FILWH-30 | Light Emitting Diode | Decorative Lamp | Edison Screw Base | Forward Phase Cut Controls | 89.3 | 3000 | 0.0006 | 93 | 63 | 101 | 0.91 | Elevated | 15000 | 0.942 | 1 |  | 0.1 | 16 | 16 | 0.06 | 0.05 | 0.05 | 0.05 | 0 | 0 | 0.03 | 0.03 | 0.03 | 0.03 | 0 | 0 | 0.03 | 0.02 | 0.02 | 0.02 | 0.01 | 0.01 | True | True | Non Federally-Regulated | 01/27/2020 |  | 07/22/2020
Hangzhou Huoshi Lighting Co.,Ltd | FLSNT | DSST2160FILAM-30 | Light Emitting Diode | Decorative Lamp | Edison Screw Base | Forward Phase Cut Controls | 89.3 | 3000 | 0.0006 | 93 | 63 | 101 | 0.91 | Elevated | 15000 | 0.942 | 1 |  | 0.1 | 16 | 16 | 0.06 | 0.05 | 0.05 | 0.05 | 0 | 0 | 0.03 | 0.03 | 0.03 | 0.03 | 0 | 0 | 0.03 | 0.02 | 0.02 | 0.02 | 0.01 | 0.01 | True | True | Non Federally-Regulated | 01/27/2020 |  | 07/22/2020
Hangzhou Huoshi Lighting Co.,Ltd | FLSNT | DSST2160FILFR-30 | Light Emitting Diode | Decorative Lamp | Edison Screw Base | Forward Phase Cut Controls | 89.3 | 3000 | 0.0006 | 93 | 63 | 101 | 0.91 | Elevated | 15000 | 0.942 | 1 |  | 0.1 | 16 | 16 | 0.06 | 0.05 | 0.05 | 0.05 | 0 | 0 | 0.03 | 0.03 | 0.03 | 0.03 | 0 | 0 | 0.03 | 0.02 | 0.02 | 0.02 | 0.01 | 0.01 | True | True | Non Federally-Regulated | 01/27/2020 |  | 07/22/2020
Hangzhou Huoshi Lighting Co.,Ltd | FLSNT | DSST2160FILSM-30 | Light Emitting Diode | Decorative Lamp | Edison Screw Base | Forward Phase Cut Controls | 89.3 | 3000 | 0.0006 | 93 | 63 | 101 | 0.91 | Elevated | 15000 | 0.942 | 1 |  | 0.1 | 16 | 16 | 0.06 | 0.05 | 0.05 | 0.05 | 0 | 0 | 0.03 | 0.03 | 0.03 | 0.03 | 0 | 0 | 0.03 | 0.02 | 0.02 | 0.02 | 0.01 | 0.01 | True | True | Non Federally-Regulated | 01/27/2020 |  | 07/22/2020
Hangzhou Huoshi Lighting Co.,Ltd | FLSNT | DSG2560FILCL-40 | Light Emitting Diode | Decorative Lamp | Edison Screw Base | Forward Phase Cut Controls | 89.3 | 4000 | 0.0006 | 93 | 63 | 101 | 0.91 | Elevated | 15000 | 0.942 | 1 |  | 0.1 | 16 | 16 | 0.06 | 0.05 | 0.05 | 0.05 | 0 | 0 | 0.03 | 0.03 | 0.03 | 0.03 | 0 | 0 | 0.03 | 0.02 | 0.02 | 0.02 | 0.01 | 0.01 | True | True | Non Federally-Regulated | 01/27/2020 |  | 07/22/2020
Hangzhou Huoshi Lighting Co.,Ltd | FLSNT | DSG2560FILWH-40 | Light Emitting Diode | Decorative Lamp | Edison Screw Base | Forward Phase Cut Controls | 89.3 | 4000 | 0.0006 | 93 | 63 | 101 | 0.91 | Elevated | 15000 | 0.942 | 1 |  | 0.1 | 16 | 16 | 0.06 | 0.05 | 0.05 | 0.05 | 0 | 0 | 0.03 | 0.03 | 0.03 | 0.03 | 0 | 0 | 0.03 | 0.02 | 0.02 | 0.02 | 0.01 | 0.01 | True | True | Non Federally-Regulated | 01/27/2020 |  | 07/22/2020
Hangzhou Huoshi Lighting Co.,Ltd | FLSNT | DSG2560FILAM-40 | Light Emitting Diode | Decorative Lamp | Edison Screw Base | Forward Phase Cut Controls | 89.3 | 4000 | 0.0006 | 93 | 63 | 101 | 0.91 | Elevated | 15000 | 0.942 | 1 |  | 0.1 | 16 | 16 | 0.06 | 0.05 | 0.05 | 0.05 | 0 | 0 | 0.03 | 0.03 | 0.03 | 0.03 | 0 | 0 | 0.03 | 0.02 | 0.02 | 0.02 | 0.01 | 0.01 | True | True | Non Federally-Regulated | 01/27/2020 |  | 07/22/2020
Hangzhou Huoshi Lighting Co.,Ltd | FLSNT | DSG2560FILFR-40 | Light Emitting Diode | Decorative Lamp | Edison Screw Base | Forward Phase Cut Controls | 89.3 | 4000 | 0.0006 | 93 | 63 | 101 | 0.91 | Elevated | 15000 | 0.942 | 1 |  | 0.1 | 16 | 16 | 0.06 | 0.05 | 0.05 | 0.05 | 0 | 0 | 0.03 | 0.03 | 0.03 | 0.03 | 0 | 0 | 0.03 | 0.02 | 0.02 | 0.02 | 0.01 | 0.01 | True | True | Non Federally-Regulated | 01/27/2020 |  | 07/22/2020
Hangzhou Huoshi Lighting Co.,Ltd | FLSNT | DSG2560FILSM-40 | Light Emitting Diode | Decorative Lamp | Edison Screw Base | Forward Phase Cut Controls | 89.3 | 4000 | 0.0006 | 93 | 63 | 101 | 0.91 | Elevated | 15000 | 0.942 | 1 |  | 0.1 | 16 | 16 | 0.06 | 0.05 | 0.05 | 0.05 | 0 | 0 | 0.03 | 0.03 | 0.03 | 0.03 | 0 | 0 | 0.03 | 0.02 | 0.02 | 0.02 | 0.01 | 0.01 | True | True | Non Federally-Regulated | 01/27/2020 |  | 07/22/2020
Hangzhou Huoshi Lighting Co.,Ltd | FLSNT | DSST1960FILCL-40 | Light Emitting Diode | Decorative Lamp | Edison Screw Base | Forward Phase Cut Controls | 89.3 | 4000 | 0.0006 | 93 | 63 | 101 | 0.91 | Elevated | 15000 | 0.942 | 1 |  | 0.1 | 16 | 16 | 0.06 | 0.05 | 0.05 | 0.05 | 0 | 0 | 0.03 | 0.03 | 0.03 | 0.03 | 0 | 0 | 0.03 | 0.02 | 0.02 | 0.02 | 0.01 | 0.01 | True | True | Non Federally-Regulated | 01/27/2020 |  | 07/22/2020
Hangzhou Huoshi Lighting Co.,Ltd | FLSNT | DSST1960FILWH-40 | Light Emitting Diode | Decorative Lamp | Edison Screw Base | Forward Phase Cut Controls | 89.3 | 4000 | 0.0006 | 93 | 63 | 101 | 0.91 | Elevated | 15000 | 0.942 | 1 |  | 0.1 | 16 | 16 | 0.06 | 0.05 | 0.05 | 0.05 | 0 | 0 | 0.03 | 0.03 | 0.03 | 0.03 | 0 | 0 | 0.03 | 0.02 | 0.02 | 0.02 | 0.01 | 0.01 | True | True | Non Federally-Regulated | 01/27/2020 |  | 07/22/2020
Hangzhou Huoshi Lighting Co.,Ltd | FLSNT | DSST1960FILAM-40 | Light Emitting Diode | Decorative Lamp | Edison Screw Base | Forward Phase Cut Controls | 89.3 | 4000 | 0.0006 | 93 | 63 | 101 | 0.91 | Elevated | 15000 | 0.942 | 1 |  | 0.1 | 16 | 16 | 0.06 | 0.05 | 0.05 | 0.05 | 0 | 0 | 0.03 | 0.03 | 0.03 | 0.03 | 0 | 0 | 0.03 | 0.02 | 0.02 | 0.02 | 0.01 | 0.01 | True | True | Non Federally-Regulated | 01/27/2020 |  | 07/22/2020
Hangzhou Huoshi Lighting Co.,Ltd | FLSNT | DSST1960FILFR-40 | Light Emitting Diode | Decorative Lamp | Edison Screw Base | Forward Phase Cut Controls | 89.3 | 4000 | 0.0006 | 93 | 63 | 101 | 0.91 | Elevated | 15000 | 0.942 | 1 |  | 0.1 | 16 | 16 | 0.06 | 0.05 | 0.05 | 0.05 | 0 | 0 | 0.03 | 0.03 | 0.03 | 0.03 | 0 | 0 | 0.03 | 0.02 | 0.02 | 0.02 | 0.01 | 0.01 | True | True | Non Federally-Regulated | 01/27/2020 |  | 07/22/2020
Hangzhou Huoshi Lighting Co.,Ltd | FLSNT | DSST1960FILSM-40 | Light Emitting Diode | Decorative Lamp | Edison Screw Base | Forward Phase Cut Controls | 89.3 | 4000 | 0.0006 | 93 | 63 | 101 | 0.91 | Elevated | 15000 | 0.942 | 1 |  | 0.1 | 16 | 16 | 0.06 | 0.05 | 0.05 | 0.05 | 0 | 0 | 0.03 | 0.03 | 0.03 | 0.03 | 0 | 0 | 0.03 | 0.02 | 0.02 | 0.02 | 0.01 | 0.01 | True | True | Non Federally-Regulated | 01/27/2020 |  | 07/22/2020
Hangzhou Huoshi Lighting Co.,Ltd | FLSNT | DSST2160FILCL-40 | Light Emitting Diode | Decorative Lamp | Edison Screw Base | Forward Phase Cut Controls | 89.3 | 4000 | 0.0006 | 93 | 63 | 101 | 0.91 | Elevated | 15000 | 0.942 | 1 |  | 0.1 | 16 | 16 | 0.06 | 0.05 | 0.05 | 0.05 | 0 | 0 | 0.03 | 0.03 | 0.03 | 0.03 | 0 | 0 | 0.03 | 0.02 | 0.02 | 0.02 | 0.01 | 0.01 | True | True | Non Federally-Regulated | 01/27/2020 |  | 07/22/2020
Hangzhou Huoshi Lighting Co.,Ltd | FLSNT | DSST2160FILWH-40 | Light Emitting Diode | Decorative Lamp | Edison Screw Base | Forward Phase Cut Controls | 89.3 | 4000 | 0.0006 | 93 | 63 | 101 | 0.91 | Elevated | 15000 | 0.942 | 1 |  | 0.1 | 16 | 16 | 0.06 | 0.05 | 0.05 | 0.05 | 0 | 0 | 0.03 | 0.03 | 0.03 | 0.03 | 0 | 0 | 0.03 | 0.02 | 0.02 | 0.02 | 0.01 | 0.01 | True | True | Non Federally-Regulated | 01/27/2020 |  | 07/22/2020
Hangzhou Huoshi Lighting Co.,Ltd | FLSNT | DSST2160FILAM-40 | Light Emitting Diode | Decorative Lamp | Edison Screw Base | Forward Phase Cut Controls | 89.3 | 4000 | 0.0006 | 93 | 63 | 101 | 0.91 | Elevated | 15000 | 0.942 | 1 |  | 0.1 | 16 | 16 | 0.06 | 0.05 | 0.05 | 0.05 | 0 | 0 | 0.03 | 0.03 | 0.03 | 0.03 | 0 | 0 | 0.03 | 0.02 | 0.02 | 0.02 | 0.01 | 0.01 | True | True | Non Federally-Regulated | 01/27/2020 |  | 07/22/2020
Hangzhou Huoshi Lighting Co.,Ltd | FLSNT | DSST2160FILFR-40 | Light Emitting Diode | Decorative Lamp | Edison Screw Base | Forward Phase Cut Controls | 89.3 | 4000 | 0.0006 | 93 | 63 | 101 | 0.91 | Elevated | 15000 | 0.942 | 1 |  | 0.1 | 16 | 16 | 0.06 | 0.05 | 0.05 | 0.05 | 0 | 0 | 0.03 | 0.03 | 0.03 | 0.03 | 0 | 0 | 0.03 | 0.02 | 0.02 | 0.02 | 0.01 | 0.01 | True | True | Non Federally-Regulated | 01/27/2020 |  | 07/22/2020
Hangzhou Huoshi Lighting Co.,Ltd | FLSNT | DSST2160FILSM-40 | Light Emitting Diode | Decorative Lamp | Edison Screw Base | Forward Phase Cut Controls | 89.3 | 4000 | 0.0006 | 93 | 63 | 101 | 0.91 | Elevated | 15000 | 0.942 | 1 |  | 0.1 | 16 | 16 | 0.06 | 0.05 | 0.05 | 0.05 | 0 | 0 | 0.03 | 0.03 | 0.03 | 0.03 | 0 | 0 | 0.03 | 0.02 | 0.02 | 0.02 | 0.01 | 0.01 | True | True | Non Federally-Regulated | 01/27/2020 |  | 07/22/2020
Hangzhou Huoshi Lighting Co.,Ltd | Tesler | 80M16 | Light Emitting Diode | Omnidirectional Lamp | Edison Screw Base | Forward Phase Cut Controls | 89.3 | 2700 | 0.0006 | 93 | 63 | 101 | 0.91 | Elevated | 15000 | 0.942 | 1 |  | 0.1 | 16 | 16 | 0.06 | 0.05 | 0.05 | 0.05 | 0 | 0 | 0.03 | 0.03 | 0.03 | 0.03 | 0 | 0 | 0.03 | 0.02 | 0.02 | 0.02 | 0.01 | 0.01 | True | True | Non Federally-Regulated | 01/27/2020 |  | 07/22/2020
Hangzhou Huoshi Lighting Co.,Ltd | Tesler | 60V32 | Light Emitting Diode | Omnidirectional Lamp | Edison Screw Base | Forward Phase Cut Controls | 89.3 | 2700 | 0.0006 | 93 | 63 | 101 | 0.91 | Elevated | 15000 | 0.942 | 1 |  | 0.1 | 16 | 16 | 0.06 | 0.05 | 0.05 | 0.05 | 0 | 0 | 0.03 | 0.03 | 0.03 | 0.03 | 0 | 0 | 0.03 | 0.02 | 0.02 | 0.02 | 0.01 | 0.01 | True | True | Non Federally-Regulated | 01/27/2020 |  | 07/22/2020
Hangzhou Huoshi Lighting Co.,Ltd | Tesler | 61F18 | Light Emitting Diode | Decorative Lamp | Edison Screw Base | Forward Phase Cut Controls | 89.3 | 2700 | 0.0006 | 93 | 63 | 101 | 0.91 | Elevated | 15000 | 0.942 | 1 |  | 0.1 | 16 | 16 | 0.06 | 0.05 | 0.05 | 0.05 | 0 | 0 | 0.03 | 0.03 | 0.03 | 0.03 | 0 | 0 | 0.03 | 0.02 | 0.02 | 0.02 | 0.01 | 0.01 | True | True | Non Federally-Regulated | 01/27/2020 |  | 07/22/2020
Hangzhou Huoshi Lighting Co.,Ltd | Tesler | 67T82 | Light Emitting Diode | Decorative Lamp | Edison Screw Base | Forward Phase Cut Controls | 89.3 | 2700 | 0.0006 | 93 | 63 | 101 | 0.91 | Elevated | 15000 | 0.942 | 1 |  | 0.1 | 16 | 16 | 0.06 | 0.05 | 0.05 | 0.05 | 0 | 0 | 0.03 | 0.03 | 0.03 | 0.03 | 0 | 0 | 0.03 | 0.02 | 0.02 | 0.02 | 0.01 | 0.01 | True | True | Non Federally-Regulated | 01/27/2020 |  | 07/22/2020
Hangzhou Huoshi Lighting Co.,Ltd | Tesler | 80M18 | Light Emitting Diode | Omnidirectional Lamp | Edison Screw Base | Forward Phase Cut Controls | 89.3 | 2300 | 0.0006 | 93 | 63 | 101 | 0.91 | Elevated | 15000 | 0.942 | 1 |  | 0.1 | 16 | 16 | 0.06 | 0.05 | 0.05 | 0.05 | 0 | 0 | 0.03 | 0.03 | 0.03 | 0.03 | 0 | 0 | 0.03 | 0.02 | 0.02 | 0.02 | 0.01 | 0.01 | True | True | Non Federally-Regulated | 01/27/2020 |  | 07/22/2020
Hangzhou Huoshi Lighting Co.,Ltd | Tesler | 60V45 | Light Emitting Diode | Omnidirectional Lamp | Edison Screw Base | Forward Phase Cut Controls | 89.3 | 2300 | 0.0006 | 93 | 63 | 101 | 0.91 | Elevated | 15000 | 0.942 | 1 |  | 0.1 | 16 | 16 | 0.06 | 0.05 | 0.05 | 0.05 | 0 | 0 | 0.03 | 0.03 | 0.03 | 0.03 | 0 | 0 | 0.03 | 0.02 | 0.02 | 0.02 | 0.01 | 0.01 | True | True | Non Federally-Regulated | 01/27/2020 |  | 07/22/2020
Hangzhou Huoshi Lighting Co.,Ltd | Tesler | 46F87 | Light Emitting Diode | Decorative Lamp | Edison Screw Base | Forward Phase Cut Controls | 89.3 | 2300 | 0.0006 | 93 | 63 | 101 | 0.91 | Elevated | 15000 | 0.942 | 1 |  | 0.1 | 16 | 16 | 0.06 | 0.05 | 0.05 | 0.05 | 0 | 0 | 0.03 | 0.03 | 0.03 | 0.03 | 0 | 0 | 0.03 | 0.02 | 0.02 | 0.02 | 0.01 | 0.01 | True | True | Non Federally-Regulated | 01/27/2020 |  | 07/22/2020
Hangzhou Huoshi Lighting Co.,Ltd | Tesler | 67T84 | Light Emitting Diode | Decorative Lamp | Edison Screw Base | Forward Phase Cut Controls | 89.3 | 2300 | 0.0006 | 93 | 63 | 101 | 0.91 | Elevated | 15000 | 0.942 | 1 |  | 0.1 | 16 | 16 | 0.06 | 0.05 | 0.05 | 0.05 | 0 | 0 | 0.03 | 0.03 | 0.03 | 0.03 | 0 | 0 | 0.03 | 0.02 | 0.02 | 0.02 | 0.01 | 0.01 | True | True | Non Federally-Regulated | 01/27/2020 |  | 07/22/2020
Hangzhou Huoshi Lighting Co.,Ltd | Tesler | 16P53 | Light Emitting Diode | Decorative Lamp | Edison Screw Base | Forward Phase Cut Controls | 89.3 | 2700 | 0.0006 | 93 | 63 | 101 | 0.91 | Elevated | 15000 | 0.942 | 1 |  | 0.1 | 16 | 16 | 0.06 | 0.05 | 0.05 | 0.05 | 0 | 0 | 0.03 | 0.03 | 0.03 | 0.03 | 0 | 0 | 0.03 | 0.02 | 0.02 | 0.02 | 0.01 | 0.01 | True | True | Non Federally-Regulated | 01/27/2020 |  | 07/22/2020
Hangzhou Huoshi Lighting Co.,Ltd | Tesler | 21R56 | Light Emitting Diode | Decorative Lamp | Edison Screw Base | Forward Phase Cut Controls | 89.3 | 2300 | 0.0006 | 93 | 63 | 101 | 0.91 | Elevated | 15000 | 0.942 | 1 |  | 0.1 | 16 | 16 | 0.06 | 0.05 | 0.05 | 0.05 | 0 | 0 | 0.03 | 0.03 | 0.03 | 0.03 | 0 | 0 | 0.03 | 0.02 | 0.02 | 0.02 | 0.01 | 0.01 | True | True | Non Federally-Regulated | 01/27/2020 |  | 07/22/2020
Hangzhou Huoshi Lighting Co.,Ltd | Tesler | 80M17 | Light Emitting Diode | Omnidirectional Lamp | Edison Screw Base | Forward Phase Cut Controls | 89.3 | 3000 | 0.0006 | 93 | 63 | 101 | 0.91 | Elevated | 15000 | 0.942 | 1 |  | 0.1 | 16 | 16 | 0.06 | 0.05 | 0.05 | 0.05 | 0 | 0 | 0.03 | 0.03 | 0.03 | 0.03 | 0 | 0 | 0.03 | 0.02 | 0.02 | 0.02 | 0.01 | 0.01 | True | True | Non Federally-Regulated | 01/27/2020 |  | 07/22/2020
Hangzhou Huoshi Lighting Co.,Ltd | Tesler | 78M22 | Light Emitting Diode | Omnidirectional Lamp | Edison Screw Base | Forward Phase Cut Controls | 89.3 | 3000 | 0.0006 | 93 | 63 | 101 | 0.91 | Elevated | 15000 | 0.942 | 1 |  | 0.1 | 16 | 16 | 0.06 | 0.05 | 0.05 | 0.05 | 0 | 0 | 0.03 | 0.03 | 0.03 | 0.03 | 0 | 0 | 0.03 | 0.02 | 0.02 | 0.02 | 0.01 | 0.01 | True | True | Non Federally-Regulated | 01/27/2020 |  | 07/22/2020
Hangzhou Huoshi Lighting Co.,Ltd | Tesler | 79P78(2PK) | Light Emitting Diode | Omnidirectional Lamp | Edison Screw Base | Forward Phase Cut Controls | 89.3 | 3000 | 0.0006 | 93 | 63 | 101 | 0.91 | Elevated | 15000 | 0.942 | 1 |  | 0.1 | 16 | 16 | 0.06 | 0.05 | 0.05 | 0.05 | 0 | 0 | 0.03 | 0.03 | 0.03 | 0.03 | 0 | 0 | 0.03 | 0.02 | 0.02 | 0.02 | 0.01 | 0.01 | True | True | Non Federally-Regulated | 01/27/2020 |  | 07/22/2020
Hangzhou Huoshi Lighting Co.,Ltd | Tesler | 16G45 | Light Emitting Diode | Omnidirectional Lamp | Edison Screw Base | Forward Phase Cut Controls | 89.3 | 3000 | 0.0006 | 93 | 63 | 101 | 0.91 | Elevated | 15000 | 0.942 | 1 |  | 0.1 | 16 | 16 | 0.06 | 0.05 | 0.05 | 0.05 | 0 | 0 | 0.03 | 0.03 | 0.03 | 0.03 | 0 | 0 | 0.03 | 0.02 | 0.02 | 0.02 | 0.01 | 0.01 | True | True | Non Federally-Regulated | 01/27/2020 |  | 07/22/2020
Hangzhou Huoshi Lighting Co.,Ltd | Tesler | 46F86 | Light Emitting Diode | Decorative Lamp | Edison Screw Base | Forward Phase Cut Controls | 89.3 | 3000 | 0.0006 | 93 | 63 | 101 | 0.91 | Elevated | 15000 | 0.942 | 1 |  | 0.1 | 16 | 16 | 0.06 | 0.05 | 0.05 | 0.05 | 0 | 0 | 0.03 | 0.03 | 0.03 | 0.03 | 0 | 0 | 0.03 | 0.02 | 0.02 | 0.02 | 0.01 | 0.01 | True | True | Non Federally-Regulated | 01/27/2020 |  | 07/22/2020
Hangzhou Huoshi Lighting Co.,Ltd | Tesler | 67T83 | Light Emitting Diode | Decorative Lamp | Edison Screw Base | Forward Phase Cut Controls | 89.3 | 3000 | 0.0006 | 93 | 63 | 101 | 0.91 | Elevated | 15000 | 0.942 | 1 |  | 0.1 | 16 | 16 | 0.06 | 0.05 | 0.05 | 0.05 | 0 | 0 | 0.03 | 0.03 | 0.03 | 0.03 | 0 | 0 | 0.03 | 0.02 | 0.02 | 0.02 | 0.01 | 0.01 | True | True | Non Federally-Regulated | 01/27/2020 |  | 07/22/2020
Hangzhou Huoshi Lighting Co.,Ltd | Tesler | 46E97 | Light Emitting Diode | Decorative Lamp | Edison Screw Base | Forward Phase Cut Controls | 89.3 | 3000 | 0.0006 | 93 | 63 | 101 | 0.91 | Elevated | 15000 | 0.942 | 1 |  | 0.1 | 16 | 16 | 0.06 | 0.05 | 0.05 | 0.05 | 0 | 0 | 0.03 | 0.03 | 0.03 | 0.03 | 0 | 0 | 0.03 | 0.02 | 0.02 | 0.02 | 0.01 | 0.01 | True | True | Non Federally-Regulated | 01/27/2020 |  | 07/22/2020
Hangzhou Huoshi Lighting Co.,Ltd | FLSNT | DSA2175FILWH-23 | Light Emitting Diode | Omnidirectional Lamp | Edison Screw Base | Forward Phase Cut Controls | 103.8 | 2325 | 0.0008 | 94 | 64 | 100 | 0.93 | Elevated | 15000 | 0.94 | 1 |  | 0.1 | 16 | 16 | 0.22 | 0.21 | 0.18 | 0.11 | 0 | 0 | 0.04 | 0.03 | 0.03 | 0.03 | 0 | 0 | 0.03 | 0.03 | 0.03 | 0.02 | 0.01 | 0.01 | True | True | Non Federally-Regulated | 02/18/2020 |  | 07/22/2020
Hangzhou Huoshi Lighting Co.,Ltd | FLSNT | DSA2175FILCL-27 | Light Emitting Diode | Omnidirectional Lamp | Edison Screw Base | Forward Phase Cut Controls | 103.8 | 2700 | 0.0008 | 94 | 64 | 100 | 0.93 | Elevated | 15000 | 0.94 | 1 |  | 0.1 | 16 | 16 | 0.22 | 0.21 | 0.18 | 0.11 | 0 | 0 | 0.04 | 0.03 | 0.03 | 0.03 | 0 | 0 | 0.03 | 0.03 | 0.03 | 0.02 | 0.01 | 0.01 | True | True | Non Federally-Regulated | 02/18/2020 |  | 07/22/2020
Hangzhou Huoshi Lighting Co.,Ltd | FLSNT | DSA2175FILWH-27 | Light Emitting Diode | Omnidirectional Lamp | Edison Screw Base | Forward Phase Cut Controls | 103.8 | 2700 | 0.0008 | 94 | 64 | 100 | 0.93 | Elevated | 15000 | 0.94 | 1 |  | 0.1 | 16 | 16 | 0.22 | 0.21 | 0.18 | 0.11 | 0 | 0 | 0.04 | 0.03 | 0.03 | 0.03 | 0 | 0 | 0.03 | 0.03 | 0.03 | 0.02 | 0.01 | 0.01 | True | True | Non Federally-Regulated | 02/18/2020 |  | 07/22/2020
Hangzhou Huoshi Lighting Co.,Ltd | FLSNT | DSA2175FILAM-27 | Light Emitting Diode | Omnidirectional Lamp | Edison Screw Base | Forward Phase Cut Controls | 103.8 | 2700 | 0.0008 | 94 | 64 | 100 | 0.93 | Elevated | 15000 | 0.94 | 1 |  | 0.1 | 16 | 16 | 0.22 | 0.21 | 0.18 | 0.11 | 0 | 0 | 0.04 | 0.03 | 0.03 | 0.03 | 0 | 0 | 0.03 | 0.03 | 0.03 | 0.02 | 0.01 | 0.01 | True | True | Non Federally-Regulated | 02/18/2020 |  | 07/22/2020
Hangzhou Huoshi Lighting Co.,Ltd | FLSNT | DSA2175FILFR-27 | Light Emitting Diode | Omnidirectional Lamp | Edison Screw Base | Forward Phase Cut Controls | 103.8 | 2700 | 0.0008 | 94 | 64 | 100 | 0.93 | Elevated | 15000 | 0.94 | 1 |  | 0.1 | 16 | 16 | 0.22 | 0.21 | 0.18 | 0.11 | 0 | 0 | 0.04 | 0.03 | 0.03 | 0.03 | 0 | 0 | 0.03 | 0.03 | 0.03 | 0.02 | 0.01 | 0.01 | True | True | Non Federally-Regulated | 02/18/2020 |  | 07/22/2020
Hangzhou Huoshi Lighting Co.,Ltd | FLSNT | DSA2175FILSM-27 | Light Emitting Diode | Omnidirectional Lamp | Edison Screw Base | Forward Phase Cut Controls | 103.8 | 2700 | 0.0008 | 94 | 64 | 100 | 0.93 | Elevated | 15000 | 0.94 | 1 |  | 0.1 | 16 | 16 | 0.22 | 0.21 | 0.18 | 0.11 | 0 | 0 | 0.04 | 0.03 | 0.03 | 0.03 | 0 | 0 | 0.03 | 0.03 | 0.03 | 0.02 | 0.01 | 0.01 | True | True | Non Federally-Regulated | 02/18/2020 |  | 07/22/2020
Hangzhou Huoshi Lighting Co.,Ltd | FLSNT | DST3075FILCL-27 | Light Emitting Diode | Omnidirectional Lamp | Edison Screw Base | Forward Phase Cut Controls | 103.8 | 2700 | 0.0008 | 94 | 64 | 100 | 0.93 | Elevated | 15000 | 0.94 | 1 |  | 0.1 | 16 | 16 | 0.22 | 0.21 | 0.18 | 0.11 | 0 | 0 | 0.04 | 0.03 | 0.03 | 0.03 | 0 | 0 | 0.03 | 0.03 | 0.03 | 0.02 | 0.01 | 0.01 | True | True | Non Federally-Regulated | 02/18/2020 |  | 07/22/2020
Hangzhou Huoshi Lighting Co.,Ltd | FLSNT | DST3075FILWH-27 | Light Emitting Diode | Omnidirectional Lamp | Edison Screw Base | Forward Phase Cut Controls | 103.8 | 2700 | 0.0008 | 94 | 64 | 100 | 0.93 | Elevated | 15000 | 0.94 | 1 |  | 0.1 | 16 | 16 | 0.22 | 0.21 | 0.18 | 0.11 | 0 | 0 | 0.04 | 0.03 | 0.03 | 0.03 | 0 | 0 | 0.03 | 0.03 | 0.03 | 0.02 | 0.01 | 0.01 | True | True | Non Federally-Regulated | 02/18/2020 |  | 07/22/2020
Hangzhou Huoshi Lighting Co.,Ltd | FLSNT | DST3075FILAM-27 | Light Emitting Diode | Omnidirectional Lamp | Edison Screw Base | Forward Phase Cut Controls | 103.8 | 2700 | 0.0008 | 94 | 64 | 100 | 0.93 | Elevated | 15000 | 0.94 | 1 |  | 0.1 | 16 | 16 | 0.22 | 0.21 | 0.18 | 0.11 | 0 | 0 | 0.04 | 0.03 | 0.03 | 0.03 | 0 | 0 | 0.03 | 0.03 | 0.03 | 0.02 | 0.01 | 0.01 | True | True | Non Federally-Regulated | 02/18/2020 |  | 07/22/2020
Hangzhou Huoshi Lighting Co.,Ltd | FLSNT | DST3075FILFR-27 | Light Emitting Diode | Omnidirectional Lamp | Edison Screw Base | Forward Phase Cut Controls | 103.8 | 2700 | 0.0008 | 94 | 64 | 100 | 0.93 | Elevated | 15000 | 0.94 | 1 |  | 0.1 | 16 | 16 | 0.22 | 0.21 | 0.18 | 0.11 | 0 | 0 | 0.04 | 0.03 | 0.03 | 0.03 | 0 | 0 | 0.03 | 0.03 | 0.03 | 0.02 | 0.01 | 0.01 | True | True | Non Federally-Regulated | 02/18/2020 |  | 07/22/2020
Hangzhou Huoshi Lighting Co.,Ltd | FLSNT | DST3075FILSM-27 | Light Emitting Diode | Omnidirectional Lamp | Edison Screw Base | Forward Phase Cut Controls | 103.8 | 2700 | 0.0008 | 94 | 64 | 100 | 0.93 | Elevated | 15000 | 0.94 | 1 |  | 0.1 | 16 | 16 | 0.22 | 0.21 | 0.18 | 0.11 | 0 | 0 | 0.04 | 0.03 | 0.03 | 0.03 | 0 | 0 | 0.03 | 0.03 | 0.03 | 0.02 | 0.01 | 0.01 | True | True | Non Federally-Regulated | 02/18/2020 |  | 07/22/2020
Hangzhou Huoshi Lighting Co.,Ltd | FLSNT | DSA2175FILCL-25 | Light Emitting Diode | Omnidirectional Lamp | Edison Screw Base | Forward Phase Cut Controls | 103.8 | 2500 | 0.0008 | 94 | 64 | 100 | 0.93 | Elevated | 15000 | 0.94 | 1 |  | 0.1 | 16 | 16 | 0.22 | 0.21 | 0.18 | 0.11 | 0 | 0 | 0.04 | 0.03 | 0.03 | 0.03 | 0 | 0 | 0.03 | 0.03 | 0.03 | 0.02 | 0.01 | 0.01 | True | True | Non Federally-Regulated | 02/18/2020 |  | 07/22/2020
Hangzhou Huoshi Lighting Co.,Ltd | FLSNT | DSA2175FILWH-25 | Light Emitting Diode | Omnidirectional Lamp | Edison Screw Base | Forward Phase Cut Controls | 103.8 | 2500 | 0.0008 | 94 | 64 | 100 | 0.93 | Elevated | 15000 | 0.94 | 1 |  | 0.1 | 16 | 16 | 0.22 | 0.21 | 0.18 | 0.11 | 0 | 0 | 0.04 | 0.03 | 0.03 | 0.03 | 0 | 0 | 0.03 | 0.03 | 0.03 | 0.02 | 0.01 | 0.01 | True | True | Non Federally-Regulated | 02/18/2020 |  | 07/22/2020
Hangzhou Huoshi Lighting Co.,Ltd | FLSNT | DSA2175FILAM-25 | Light Emitting Diode | Omnidirectional Lamp | Edison Screw Base | Forward Phase Cut Controls | 103.8 | 2500 | 0.0008 | 94 | 64 | 100 | 0.93 | Elevated | 15000 | 0.94 | 1 |  | 0.1 | 16 | 16 | 0.22 | 0.21 | 0.18 | 0.11 | 0 | 0 | 0.04 | 0.03 | 0.03 | 0.03 | 0 | 0 | 0.03 | 0.03 | 0.03 | 0.02 | 0.01 | 0.01 | True | True | Non Federally-Regulated | 02/18/2020 |  | 07/22/2020
Hangzhou Huoshi Lighting Co.,Ltd | FLSNT | DSA2175FILFR-25 | Light Emitting Diode | Omnidirectional Lamp | Edison Screw Base | Forward Phase Cut Controls | 103.8 | 2500 | 0.0008 | 94 | 64 | 100 | 0.93 | Elevated | 15000 | 0.94 | 1 |  | 0.1 | 16 | 16 | 0.22 | 0.21 | 0.18 | 0.11 | 0 | 0 | 0.04 | 0.03 | 0.03 | 0.03 | 0 | 0 | 0.03 | 0.03 | 0.03 | 0.02 | 0.01 | 0.01 | True | True | Non Federally-Regulated | 02/18/2020 |  | 07/22/2020
Hangzhou Huoshi Lighting Co.,Ltd | FLSNT | DSA2175FILSM-25 | Light Emitting Diode | Omnidirectional Lamp | Edison Screw Base | Forward Phase Cut Controls | 103.8 | 2500 | 0.0008 | 94 | 64 | 100 | 0.93 | Elevated | 15000 | 0.94 | 1 |  | 0.1 | 16 | 16 | 0.22 | 0.21 | 0.18 | 0.11 | 0 | 0 | 0.04 | 0.03 | 0.03 | 0.03 | 0 | 0 | 0.03 | 0.03 | 0.03 | 0.02 | 0.01 | 0.01 | True | True | Non Federally-Regulated | 02/18/2020 |  | 07/22/2020
Hangzhou Huoshi Lighting Co.,Ltd | FLSNT | DST3075FILCL-25 | Light Emitting Diode | Omnidirectional Lamp | Edison Screw Base | Forward Phase Cut Controls | 103.8 | 2500 | 0.0008 | 94 | 64 | 100 | 0.93 | Elevated | 15000 | 0.94 | 1 |  | 0.1 | 16 | 16 | 0.22 | 0.21 | 0.18 | 0.11 | 0 | 0 | 0.04 | 0.03 | 0.03 | 0.03 | 0 | 0 | 0.03 | 0.03 | 0.03 | 0.02 | 0.01 | 0.01 | True | True | Non Federally-Regulated | 02/18/2020 |  | 07/22/2020
Hangzhou Huoshi Lighting Co.,Ltd | FLSNT | DST3075FILWH-25 | Light Emitting Diode | Omnidirectional Lamp | Edison Screw Base | Forward Phase Cut Controls | 103.8 | 2500 | 0.0008 | 94 | 64 | 100 | 0.93 | Elevated | 15000 | 0.94 | 1 |  | 0.1 | 16 | 16 | 0.22 | 0.21 | 0.18 | 0.11 | 0 | 0 | 0.04 | 0.03 | 0.03 | 0.03 | 0 | 0 | 0.03 | 0.03 | 0.03 | 0.02 | 0.01 | 0.01 | True | True | Non Federally-Regulated | 02/18/2020 |  | 07/22/2020
Hangzhou Huoshi Lighting Co.,Ltd | FLSNT | DST3075FILAM-25 | Light Emitting Diode | Omnidirectional Lamp | Edison Screw Base | Forward Phase Cut Controls | 103.8 | 2500 | 0.0008 | 94 | 64 | 100 | 0.93 | Elevated | 15000 | 0.94 | 1 |  | 0.1 | 16 | 16 | 0.22 | 0.21 | 0.18 | 0.11 | 0 | 0 | 0.04 | 0.03 | 0.03 | 0.03 | 0 | 0 | 0.03 | 0.03 | 0.03 | 0.02 | 0.01 | 0.01 | True | True | Non Federally-Regulated | 02/18/2020 |  | 07/22/2020
Hangzhou Huoshi Lighting Co.,Ltd | FLSNT | DST3075FILFR-25 | Light Emitting Diode | Omnidirectional Lamp | Edison Screw Base | Forward Phase Cut Controls | 103.8 | 2500 | 0.0008 | 94 | 64 | 100 | 0.93 | Elevated | 15000 | 0.94 | 1 |  | 0.1 | 16 | 16 | 0.22 | 0.21 | 0.18 | 0.11 | 0 | 0 | 0.04 | 0.03 | 0.03 | 0.03 | 0 | 0 | 0.03 | 0.03 | 0.03 | 0.02 | 0.01 | 0.01 | True | True | Non Federally-Regulated | 02/18/2020 |  | 07/22/2020
Hangzhou Huoshi Lighting Co.,Ltd | FLSNT | DST3075FILSM-25 | Light Emitting Diode | Omnidirectional Lamp | Edison Screw Base | Forward Phase Cut Controls | 103.8 | 2500 | 0.0008 | 94 | 64 | 100 | 0.93 | Elevated | 15000 | 0.94 | 1 |  | 0.1 | 16 | 16 | 0.22 | 0.21 | 0.18 | 0.11 | 0 | 0 | 0.04 | 0.03 | 0.03 | 0.03 | 0 | 0 | 0.03 | 0.03 | 0.03 | 0.02 | 0.01 | 0.01 | True | True | Non Federally-Regulated | 02/18/2020 |  | 07/22/2020
Hangzhou Huoshi Lighting Co.,Ltd | FLSNT | DSA2175FILCL-23 | Light Emitting Diode | Omnidirectional Lamp | Edison Screw Base | Forward Phase Cut Controls | 103.8 | 2300 | 0.0008 | 94 | 64 | 100 | 0.93 | Elevated | 15000 | 0.94 | 1 |  | 0.1 | 16 | 16 | 0.22 | 0.21 | 0.18 | 0.11 | 0 | 0 | 0.04 | 0.03 | 0.03 | 0.03 | 0 | 0 | 0.03 | 0.03 | 0.03 | 0.02 | 0.01 | 0.01 | True | True | Non Federally-Regulated | 02/18/2020 |  | 07/22/2020
Hangzhou Huoshi Lighting Co.,Ltd | FLSNT | DSA2175FILAM-23 | Light Emitting Diode | Omnidirectional Lamp | Edison Screw Base | Forward Phase Cut Controls | 103.8 | 2300 | 0.0008 | 94 | 64 | 100 | 0.93 | Elevated | 15000 | 0.94 | 1 |  | 0.1 | 16 | 16 | 0.22 | 0.21 | 0.18 | 0.11 | 0 | 0 | 0.04 | 0.03 | 0.03 | 0.03 | 0 | 0 | 0.03 | 0.03 | 0.03 | 0.02 | 0.01 | 0.01 | True | True | Non Federally-Regulated | 02/18/2020 |  | 07/22/2020
Hangzhou Huoshi Lighting Co.,Ltd | FLSNT | DSA2175FILFR-23 | Light Emitting Diode | Omnidirectional Lamp | Edison Screw Base | Forward Phase Cut Controls | 103.8 | 2300 | 0.0008 | 94 | 64 | 100 | 0.93 | Elevated | 15000 | 0.94 | 1 |  | 0.1 | 16 | 16 | 0.22 | 0.21 | 0.18 | 0.11 | 0 | 0 | 0.04 | 0.03 | 0.03 | 0.03 | 0 | 0 | 0.03 | 0.03 | 0.03 | 0.02 | 0.01 | 0.01 | True | True | Non Federally-Regulated | 02/18/2020 |  | 07/22/2020
Hangzhou Huoshi Lighting Co.,Ltd | FLSNT | DSA2175FILSM-23 | Light Emitting Diode | Omnidirectional Lamp | Edison Screw Base | Forward Phase Cut Controls | 103.8 | 2300 | 0.0008 | 94 | 64 | 100 | 0.93 | Elevated | 15000 | 0.94 | 1 |  | 0.1 | 16 | 16 | 0.22 | 0.21 | 0.18 | 0.11 | 0 | 0 | 0.04 | 0.03 | 0.03 | 0.03 | 0 | 0 | 0.03 | 0.03 | 0.03 | 0.02 | 0.01 | 0.01 | True | True | Non Federally-Regulated | 02/18/2020 |  | 07/22/2020
Hangzhou Huoshi Lighting Co.,Ltd | FLSNT | DST3075FILCL-23 | Light Emitting Diode | Omnidirectional Lamp | Edison Screw Base | Forward Phase Cut Controls | 103.8 | 2300 | 0.0008 | 94 | 64 | 100 | 0.93 | Elevated | 15000 | 0.94 | 1 |  | 0.1 | 16 | 16 | 0.22 | 0.21 | 0.18 | 0.11 | 0 | 0 | 0.04 | 0.03 | 0.03 | 0.03 | 0 | 0 | 0.03 | 0.03 | 0.03 | 0.02 | 0.01 | 0.01 | True | True | Non Federally-Regulated | 02/18/2020 |  | 07/22/2020
Hangzhou Huoshi Lighting Co.,Ltd | FLSNT | DST3075FILWH-23 | Light Emitting Diode | Omnidirectional Lamp | Edison Screw Base | Forward Phase Cut Controls | 103.8 | 2300 | 0.0008 | 94 | 64 | 100 | 0.93 | Elevated | 15000 | 0.94 | 1 |  | 0.1 | 16 | 16 | 0.22 | 0.21 | 0.18 | 0.11 | 0 | 0 | 0.04 | 0.03 | 0.03 | 0.03 | 0 | 0 | 0.03 | 0.03 | 0.03 | 0.02 | 0.01 | 0.01 | True | True | Non Federally-Regulated | 02/18/2020 |  | 07/22/2020
Hangzhou Huoshi Lighting Co.,Ltd | FLSNT | DST3075FILAM-23 | Light Emitting Diode | Omnidirectional Lamp | Edison Screw Base | Forward Phase Cut Controls | 103.8 | 2300 | 0.0008 | 94 | 64 | 100 | 0.93 | Elevated | 15000 | 0.94 | 1 |  | 0.1 | 16 | 16 | 0.22 | 0.21 | 0.18 | 0.11 | 0 | 0 | 0.04 | 0.03 | 0.03 | 0.03 | 0 | 0 | 0.03 | 0.03 | 0.03 | 0.02 | 0.01 | 0.01 | True | True | Non Federally-Regulated | 02/18/2020 |  | 07/22/2020
Hangzhou Huoshi Lighting Co.,Ltd | FLSNT | DST3075FILFR-23 | Light Emitting Diode | Omnidirectional Lamp | Edison Screw Base | Forward Phase Cut Controls | 103.8 | 2300 | 0.0008 | 94 | 64 | 100 | 0.93 | Elevated | 15000 | 0.94 | 1 |  | 0.1 | 16 | 16 | 0.22 | 0.21 | 0.18 | 0.11 | 0 | 0 | 0.04 | 0.03 | 0.03 | 0.03 | 0 | 0 | 0.03 | 0.03 | 0.03 | 0.02 | 0.01 | 0.01 | True | True | Non Federally-Regulated | 02/18/2020 |  | 07/22/2020
Hangzhou Huoshi Lighting Co.,Ltd | FLSNT | DST3075FILSM-23 | Light Emitting Diode | Omnidirectional Lamp | Edison Screw Base | Forward Phase Cut Controls | 103.8 | 2300 | 0.0008 | 94 | 64 | 100 | 0.93 | Elevated | 15000 | 0.94 | 1 |  | 0.1 | 16 | 16 | 0.22 | 0.21 | 0.18 | 0.11 | 0 | 0 | 0.04 | 0.03 | 0.03 | 0.03 | 0 | 0 | 0.03 | 0.03 | 0.03 | 0.02 | 0.01 | 0.01 | True | True | Non Federally-Regulated | 02/18/2020 |  | 07/22/2020
Hangzhou Huoshi Lighting Co.,Ltd | FLSNT | DSA2175FILCL-30 | Light Emitting Diode | Omnidirectional Lamp | Edison Screw Base | Forward Phase Cut Controls | 103.8 | 3000 | 0.0008 | 94 | 64 | 100 | 0.93 | Elevated | 15000 | 0.94 | 1 |  | 0.1 | 16 | 16 | 0.22 | 0.21 | 0.18 | 0.11 | 0 | 0 | 0.04 | 0.03 | 0.03 | 0.03 | 0 | 0 | 0.03 | 0.03 | 0.03 | 0.02 | 0.01 | 0.01 | True | True | Non Federally-Regulated | 02/18/2020 |  | 07/22/2020
Hangzhou Huoshi Lighting Co.,Ltd | FLSNT | DSA2175FILWH-30 | Light Emitting Diode | Omnidirectional Lamp | Edison Screw Base | Forward Phase Cut Controls | 103.8 | 3000 | 0.0008 | 94 | 64 | 100 | 0.93 | Elevated | 15000 | 0.94 | 1 |  | 0.1 | 16 | 16 | 0.22 | 0.21 | 0.18 | 0.11 | 0 | 0 | 0.04 | 0.03 | 0.03 | 0.03 | 0 | 0 | 0.03 | 0.03 | 0.03 | 0.02 | 0.01 | 0.01 | True | True | Non Federally-Regulated | 02/18/2020 |  | 07/22/2020
Hangzhou Huoshi Lighting Co.,Ltd | FLSNT | DSA2175FILAM-30 | Light Emitting Diode | Omnidirectional Lamp | Edison Screw Base | Forward Phase Cut Controls | 103.8 | 3000 | 0.0008 | 94 | 64 | 100 | 0.93 | Elevated | 15000 | 0.94 | 1 |  | 0.1 | 16 | 16 | 0.22 | 0.21 | 0.18 | 0.11 | 0 | 0 | 0.04 | 0.03 | 0.03 | 0.03 | 0 | 0 | 0.03 | 0.03 | 0.03 | 0.02 | 0.01 | 0.01 | True | True | Non Federally-Regulated | 02/18/2020 |  | 07/22/2020
Hangzhou Huoshi Lighting Co.,Ltd | FLSNT | DSA2175FILFR-30 | Light Emitting Diode | Omnidirectional Lamp | Edison Screw Base | Forward Phase Cut Controls | 103.8 | 3000 | 0.0008 | 94 | 64 | 100 | 0.93 | Elevated | 15000 | 0.94 | 1 |  | 0.1 | 16 | 16 | 0.22 | 0.21 | 0.18 | 0.11 | 0 | 0 | 0.04 | 0.03 | 0.03 | 0.03 | 0 | 0 | 0.03 | 0.03 | 0.03 | 0.02 | 0.01 | 0.01 | True | True | Non Federally-Regulated | 02/18/2020 |  | 07/22/2020
Hangzhou Huoshi Lighting Co.,Ltd | FLSNT | DSA2175FILSM-30 | Light Emitting Diode | Omnidirectional Lamp | Edison Screw Base | Forward Phase Cut Controls | 103.8 | 3000 | 0.0008 | 94 | 64 | 100 | 0.93 | Elevated | 15000 | 0.94 | 1 |  | 0.1 | 16 | 16 | 0.22 | 0.21 | 0.18 | 0.11 | 0 | 0 | 0.04 | 0.03 | 0.03 | 0.03 | 0 | 0 | 0.03 | 0.03 | 0.03 | 0.02 | 0.01 | 0.01 | True | True | Non Federally-Regulated | 02/18/2020 |  | 07/22/2020
Hangzhou Huoshi Lighting Co.,Ltd | FLSNT | DST3075FILCL-30 | Light Emitting Diode | Omnidirectional Lamp | Edison Screw Base | Forward Phase Cut Controls | 103.8 | 3000 | 0.0008 | 94 | 64 | 100 | 0.93 | Elevated | 15000 | 0.94 | 1 |  | 0.1 | 16 | 16 | 0.22 | 0.21 | 0.18 | 0.11 | 0 | 0 | 0.04 | 0.03 | 0.03 | 0.03 | 0 | 0 | 0.03 | 0.03 | 0.03 | 0.02 | 0.01 | 0.01 | True | True | Non Federally-Regulated | 02/18/2020 |  | 07/22/2020
Hangzhou Huoshi Lighting Co.,Ltd | FLSNT | DST3075FILWH-30 | Light Emitting Diode | Omnidirectional Lamp | Edison Screw Base | Forward Phase Cut Controls | 103.8 | 3000 | 0.0008 | 94 | 64 | 100 | 0.93 | Elevated | 15000 | 0.94 | 1 |  | 0.1 | 16 | 16 | 0.22 | 0.21 | 0.18 | 0.11 | 0 | 0 | 0.04 | 0.03 | 0.03 | 0.03 | 0 | 0 | 0.03 | 0.03 | 0.03 | 0.02 | 0.01 | 0.01 | True | True | Non Federally-Regulated | 02/18/2020 |  | 07/22/2020
Hangzhou Huoshi Lighting Co.,Ltd | FLSNT | DST3075FILAM-30 | Light Emitting Diode | Omnidirectional Lamp | Edison Screw Base | Forward Phase Cut Controls | 103.8 | 3000 | 0.0008 | 94 | 64 | 100 | 0.93 | Elevated | 15000 | 0.94 | 1 |  | 0.1 | 16 | 16 | 0.22 | 0.21 | 0.18 | 0.11 | 0 | 0 | 0.04 | 0.03 | 0.03 | 0.03 | 0 | 0 | 0.03 | 0.03 | 0.03 | 0.02 | 0.01 | 0.01 | True | True | Non Federally-Regulated | 02/18/2020 |  | 07/22/2020
Hangzhou Huoshi Lighting Co.,Ltd | FLSNT | DST3075FILFR-30 | Light Emitting Diode | Omnidirectional Lamp | Edison Screw Base | Forward Phase Cut Controls | 103.8 | 3000 | 0.0008 | 94 | 64 | 100 | 0.93 | Elevated | 15000 | 0.94 | 1 |  | 0.1 | 16 | 16 | 0.22 | 0.21 | 0.18 | 0.11 | 0 | 0 | 0.04 | 0.03 | 0.03 | 0.03 | 0 | 0 | 0.03 | 0.03 | 0.03 | 0.02 | 0.01 | 0.01 | True | True | Non Federally-Regulated | 02/18/2020 |  | 07/22/2020
Hangzhou Huoshi Lighting Co.,Ltd | FLSNT | DST3075FILSM-30 | Light Emitting Diode | Omnidirectional Lamp | Edison Screw Base | Forward Phase Cut Controls | 103.8 | 3000 | 0.0008 | 94 | 64 | 100 | 0.93 | Elevated | 15000 | 0.94 | 1 |  | 0.1 | 16 | 16 | 0.22 | 0.21 | 0.18 | 0.11 | 0 | 0 | 0.04 | 0.03 | 0.03 | 0.03 | 0 | 0 | 0.03 | 0.03 | 0.03 | 0.02 | 0.01 | 0.01 | True | True | Non Federally-Regulated | 02/18/2020 |  | 07/22/2020
Hangzhou Huoshi Lighting Co.,Ltd | FLSNT | DSA2175FILCL-40 | Light Emitting Diode | Omnidirectional Lamp | Edison Screw Base | Forward Phase Cut Controls | 103.8 | 4000 | 0.0008 | 94 | 64 | 100 | 0.93 | Elevated | 15000 | 0.94 | 1 |  | 0.1 | 16 | 16 | 0.22 | 0.21 | 0.18 | 0.11 | 0 | 0 | 0.04 | 0.03 | 0.03 | 0.03 | 0 | 0 | 0.03 | 0.03 | 0.03 | 0.02 | 0.01 | 0.01 | True | True | Non Federally-Regulated | 02/18/2020 |  | 07/22/2020
Hangzhou Huoshi Lighting Co.,Ltd | FLSNT | DSA2175FILWH-40 | Light Emitting Diode | Omnidirectional Lamp | Edison Screw Base | Forward Phase Cut Controls | 103.8 | 4000 | 0.0008 | 94 | 64 | 100 | 0.93 | Elevated | 15000 | 0.94 | 1 |  | 0.1 | 16 | 16 | 0.22 | 0.21 | 0.18 | 0.11 | 0 | 0 | 0.04 | 0.03 | 0.03 | 0.03 | 0 | 0 | 0.03 | 0.03 | 0.03 | 0.02 | 0.01 | 0.01 | True | True | Non Federally-Regulated | 02/18/2020 |  | 07/22/2020
Hangzhou Huoshi Lighting Co.,Ltd | FLSNT | DSA2175FILAM-40 | Light Emitting Diode | Omnidirectional Lamp | Edison Screw Base | Forward Phase Cut Controls | 103.8 | 4000 | 0.0008 | 94 | 64 | 100 | 0.93 | Elevated | 15000 | 0.94 | 1 |  | 0.1 | 16 | 16 | 0.22 | 0.21 | 0.18 | 0.11 | 0 | 0 | 0.04 | 0.03 | 0.03 | 0.03 | 0 | 0 | 0.03 | 0.03 | 0.03 | 0.02 | 0.01 | 0.01 | True | True | Non Federally-Regulated | 02/18/2020 |  | 07/22/2020
Hangzhou Huoshi Lighting Co.,Ltd | FLSNT | DSA2175FILFR-40 | Light Emitting Diode | Omnidirectional Lamp | Edison Screw Base | Forward Phase Cut Controls | 103.8 | 4000 | 0.0008 | 94 | 64 | 100 | 0.93 | Elevated | 15000 | 0.94 | 1 |  | 0.1 | 16 | 16 | 0.22 | 0.21 | 0.18 | 0.11 | 0 | 0 | 0.04 | 0.03 | 0.03 | 0.03 | 0 | 0 | 0.03 | 0.03 | 0.03 | 0.02 | 0.01 | 0.01 | True | True | Non Federally-Regulated | 02/18/2020 |  | 07/22/2020
Hangzhou Huoshi Lighting Co.,Ltd | FLSNT | DSA2175FILSM-40 | Light Emitting Diode | Omnidirectional Lamp | Edison Screw Base | Forward Phase Cut Controls | 103.8 | 4000 | 0.0008 | 94 | 64 | 100 | 0.93 | Elevated | 15000 | 0.94 | 1 |  | 0.1 | 16 | 16 | 0.22 | 0.21 | 0.18 | 0.11 | 0 | 0 | 0.04 | 0.03 | 0.03 | 0.03 | 0 | 0 | 0.03 | 0.03 | 0.03 | 0.02 | 0.01 | 0.01 | True | True | Non Federally-Regulated | 02/18/2020 |  | 07/22/2020
Hangzhou Huoshi Lighting Co.,Ltd | FLSNT | DST3075FILCL-40 | Light Emitting Diode | Omnidirectional Lamp | Edison Screw Base | Forward Phase Cut Controls | 103.8 | 4000 | 0.0008 | 94 | 64 | 100 | 0.93 | Elevated | 15000 | 0.94 | 1 |  | 0.1 | 16 | 16 | 0.22 | 0.21 | 0.18 | 0.11 | 0 | 0 | 0.04 | 0.03 | 0.03 | 0.03 | 0 | 0 | 0.03 | 0.03 | 0.03 | 0.02 | 0.01 | 0.01 | True | True | Non Federally-Regulated | 02/18/2020 |  | 07/22/2020
Hangzhou Huoshi Lighting Co.,Ltd | FLSNT | DST3075FILWH-40 | Light Emitting Diode | Omnidirectional Lamp | Edison Screw Base | Forward Phase Cut Controls | 103.8 | 4000 | 0.0008 | 94 | 64 | 100 | 0.93 | Elevated | 15000 | 0.94 | 1 |  | 0.1 | 16 | 16 | 0.22 | 0.21 | 0.18 | 0.11 | 0 | 0 | 0.04 | 0.03 | 0.03 | 0.03 | 0 | 0 | 0.03 | 0.03 | 0.03 | 0.02 | 0.01 | 0.01 | True | True | Non Federally-Regulated | 02/18/2020 |  | 07/22/2020
Hangzhou Huoshi Lighting Co.,Ltd | FLSNT | DST3075FILAM-40 | Light Emitting Diode | Omnidirectional Lamp | Edison Screw Base | Forward Phase Cut Controls | 103.8 | 4000 | 0.0008 | 94 | 64 | 100 | 0.93 | Elevated | 15000 | 0.94 | 1 |  | 0.1 | 16 | 16 | 0.22 | 0.21 | 0.18 | 0.11 | 0 | 0 | 0.04 | 0.03 | 0.03 | 0.03 | 0 | 0 | 0.03 | 0.03 | 0.03 | 0.02 | 0.01 | 0.01 | True | True | Non Federally-Regulated | 02/18/2020 |  | 07/22/2020
Hangzhou Huoshi Lighting Co.,Ltd | FLSNT | DST3075FILFR-40 | Light Emitting Diode | Omnidirectional Lamp | Edison Screw Base | Forward Phase Cut Controls | 103.8 | 4000 | 0.0008 | 94 | 64 | 100 | 0.93 | Elevated | 15000 | 0.94 | 1 |  | 0.1 | 16 | 16 | 0.22 | 0.21 | 0.18 | 0.11 | 0 | 0 | 0.04 | 0.03 | 0.03 | 0.03 | 0 | 0 | 0.03 | 0.03 | 0.03 | 0.02 | 0.01 | 0.01 | True | True | Non Federally-Regulated | 02/18/2020 |  | 07/22/2020
Hangzhou Huoshi Lighting Co.,Ltd | FLSNT | DST3075FILSM-40 | Light Emitting Diode | Omnidirectional Lamp | Edison Screw Base | Forward Phase Cut Controls | 103.8 | 4000 | 0.0008 | 94 | 64 | 100 | 0.93 | Elevated | 15000 | 0.94 | 1 |  | 0.1 | 16 | 16 | 0.22 | 0.21 | 0.18 | 0.11 | 0 | 0 | 0.04 | 0.03 | 0.03 | 0.03 | 0 | 0 | 0.03 | 0.03 | 0.03 | 0.02 | 0.01 | 0.01 | True | True | Non Federally-Regulated | 02/18/2020 |  | 07/22/2020
Hangzhou Huoshi Lighting Co.,Ltd | FLSNT | DSG2575FILCL-27 | Light Emitting Diode | Decorative Lamp | Edison Screw Base | Forward Phase Cut Controls | 103.8 | 2700 | 0.0008 | 94 | 64 | 100 | 0.93 | Elevated | 15000 | 0.94 | 1 |  | 0.1 | 16 | 16 | 0.22 | 0.21 | 0.18 | 0.11 | 0 | 0 | 0.04 | 0.03 | 0.03 | 0.03 | 0 | 0 | 0.03 | 0.03 | 0.03 | 0.02 | 0.01 | 0.01 | True | True | Non Federally-Regulated | 02/18/2020 |  | 07/22/2020
Hangzhou Huoshi Lighting Co.,Ltd | FLSNT | DSG2575FILWH-27 | Light Emitting Diode | Decorative Lamp | Edison Screw Base | Forward Phase Cut Controls | 103.8 | 2700 | 0.0008 | 94 | 64 | 100 | 0.93 | Elevated | 15000 | 0.94 | 1 |  | 0.1 | 16 | 16 | 0.22 | 0.21 | 0.18 | 0.11 | 0 | 0 | 0.04 | 0.03 | 0.03 | 0.03 | 0 | 0 | 0.03 | 0.03 | 0.03 | 0.02 | 0.01 | 0.01 | True | True | Non Federally-Regulated | 02/18/2020 |  | 07/22/2020
Hangzhou Huoshi Lighting Co.,Ltd | FLSNT | DSG2575FILAM-27 | Light Emitting Diode | Decorative Lamp | Edison Screw Base | Forward Phase Cut Controls | 103.8 | 2700 | 0.0008 | 94 | 64 | 100 | 0.93 | Elevated | 15000 | 0.94 | 1 |  | 0.1 | 16 | 16 | 0.22 | 0.21 | 0.18 | 0.11 | 0 | 0 | 0.04 | 0.03 | 0.03 | 0.03 | 0 | 0 | 0.03 | 0.03 | 0.03 | 0.02 | 0.01 | 0.01 | True | True | Non Federally-Regulated | 02/18/2020 |  | 07/22/2020
Hangzhou Huoshi Lighting Co.,Ltd | FLSNT | DSG2575FILFR-27 | Light Emitting Diode | Decorative Lamp | Edison Screw Base | Forward Phase Cut Controls | 103.8 | 2700 | 0.0008 | 94 | 64 | 100 | 0.93 | Elevated | 15000 | 0.94 | 1 |  | 0.1 | 16 | 16 | 0.22 | 0.21 | 0.18 | 0.11 | 0 | 0 | 0.04 | 0.03 | 0.03 | 0.03 | 0 | 0 | 0.03 | 0.03 | 0.03 | 0.02 | 0.01 | 0.01 | True | True | Non Federally-Regulated | 02/18/2020 |  | 07/22/2020
Hangzhou Huoshi Lighting Co.,Ltd | FLSNT | DSG2575FILSM-27 | Light Emitting Diode | Decorative Lamp | Edison Screw Base | Forward Phase Cut Controls | 103.8 | 2700 | 0.0008 | 94 | 64 | 100 | 0.93 | Elevated | 15000 | 0.94 | 1 |  | 0.1 | 16 | 16 | 0.22 | 0.21 | 0.18 | 0.11 | 0 | 0 | 0.04 | 0.03 | 0.03 | 0.03 | 0 | 0 | 0.03 | 0.03 | 0.03 | 0.02 | 0.01 | 0.01 | True | True | Non Federally-Regulated | 02/18/2020 |  | 07/22/2020
Hangzhou Huoshi Lighting Co.,Ltd | FLSNT | DSST2175FILCL-27 | Light Emitting Diode | Decorative Lamp | Edison Screw Base | Forward Phase Cut Controls | 103.8 | 2700 | 0.0008 | 94 | 64 | 100 | 0.93 | Elevated | 15000 | 0.94 | 1 |  | 0.1 | 16 | 16 | 0.22 | 0.21 | 0.18 | 0.11 | 0 | 0 | 0.04 | 0.03 | 0.03 | 0.03 | 0 | 0 | 0.03 | 0.03 | 0.03 | 0.02 | 0.01 | 0.01 | True | True | Non Federally-Regulated | 02/18/2020 |  | 07/22/2020
Hangzhou Huoshi Lighting Co.,Ltd | FLSNT | DSST2175FILWH-27 | Light Emitting Diode | Decorative Lamp | Edison Screw Base | Forward Phase Cut Controls | 103.8 | 2700 | 0.0008 | 94 | 64 | 100 | 0.93 | Elevated | 15000 | 0.94 | 1 |  | 0.1 | 16 | 16 | 0.22 | 0.21 | 0.18 | 0.11 | 0 | 0 | 0.04 | 0.03 | 0.03 | 0.03 | 0 | 0 | 0.03 | 0.03 | 0.03 | 0.02 | 0.01 | 0.01 | True | True | Non Federally-Regulated | 02/18/2020 |  | 07/22/2020
Hangzhou Huoshi Lighting Co.,Ltd | FLSNT | DSST2175FILAM-27 | Light Emitting Diode | Decorative Lamp | Edison Screw Base | Forward Phase Cut Controls | 103.8 | 2700 | 0.0008 | 94 | 64 | 100 | 0.93 | Elevated | 15000 | 0.94 | 1 |  | 0.1 | 16 | 16 | 0.22 | 0.21 | 0.18 | 0.11 | 0 | 0 | 0.04 | 0.03 | 0.03 | 0.03 | 0 | 0 | 0.03 | 0.03 | 0.03 | 0.02 | 0.01 | 0.01 | True | True | Non Federally-Regulated | 02/18/2020 |  | 07/22/2020
Hangzhou Huoshi Lighting Co.,Ltd | FLSNT | DSST2175FILFR-27 | Light Emitting Diode | Decorative Lamp | Edison Screw Base | Forward Phase Cut Controls | 103.8 | 2700 | 0.0008 | 94 | 64 | 100 | 0.93 | Elevated | 15000 | 0.94 | 1 |  | 0.1 | 16 | 16 | 0.22 | 0.21 | 0.18 | 0.11 | 0 | 0 | 0.04 | 0.03 | 0.03 | 0.03 | 0 | 0 | 0.03 | 0.03 | 0.03 | 0.02 | 0.01 | 0.01 | True | True | Non Federally-Regulated | 02/18/2020 |  | 07/22/2020
Hangzhou Huoshi Lighting Co.,Ltd | FLSNT | DSST2175FILSM-27 | Light Emitting Diode | Decorative Lamp | Edison Screw Base | Forward Phase Cut Controls | 103.8 | 2700 | 0.0008 | 94 | 64 | 100 | 0.93 | Elevated | 15000 | 0.94 | 1 |  | 0.1 | 16 | 16 | 0.22 | 0.21 | 0.18 | 0.11 | 0 | 0 | 0.04 | 0.03 | 0.03 | 0.03 | 0 | 0 | 0.03 | 0.03 | 0.03 | 0.02 | 0.01 | 0.01 | True | True | Non Federally-Regulated | 02/18/2020 |  | 07/22/2020
Hangzhou Huoshi Lighting Co.,Ltd | FLSNT | DSG2575FILCL-25 | Light Emitting Diode | Decorative Lamp | Edison Screw Base | Forward Phase Cut Controls | 103.8 | 2500 | 0.0008 | 94 | 64 | 100 | 0.93 | Elevated | 15000 | 0.94 | 1 |  | 0.1 | 16 | 16 | 0.22 | 0.21 | 0.18 | 0.11 | 0 | 0 | 0.04 | 0.03 | 0.03 | 0.03 | 0 | 0 | 0.03 | 0.03 | 0.03 | 0.02 | 0.01 | 0.01 | True | True | Non Federally-Regulated | 02/18/2020 |  | 07/22/2020
Hangzhou Huoshi Lighting Co.,Ltd | FLSNT | DSG2575FILWH-25 | Light Emitting Diode | Decorative Lamp | Edison Screw Base | Forward Phase Cut Controls | 103.8 | 2500 | 0.0008 | 94 | 64 | 100 | 0.93 | Elevated | 15000 | 0.94 | 1 |  | 0.1 | 16 | 16 | 0.22 | 0.21 | 0.18 | 0.11 | 0 | 0 | 0.04 | 0.03 | 0.03 | 0.03 | 0 | 0 | 0.03 | 0.03 | 0.03 | 0.02 | 0.01 | 0.01 | True | True | Non Federally-Regulated | 02/18/2020 |  | 07/22/2020
Hangzhou Huoshi Lighting Co.,Ltd | FLSNT | DSG2575FILAM-25 | Light Emitting Diode | Decorative Lamp | Edison Screw Base | Forward Phase Cut Controls | 103.8 | 2500 | 0.0008 | 94 | 64 | 100 | 0.93 | Elevated | 15000 | 0.94 | 1 |  | 0.1 | 16 | 16 | 0.22 | 0.21 | 0.18 | 0.11 | 0 | 0 | 0.04 | 0.03 | 0.03 | 0.03 | 0 | 0 | 0.03 | 0.03 | 0.03 | 0.02 | 0.01 | 0.01 | True | True | Non Federally-Regulated | 02/18/2020 |  | 07/22/2020
Hangzhou Huoshi Lighting Co.,Ltd | FLSNT | DSG2575FILFR-25 | Light Emitting Diode | Decorative Lamp | Edison Screw Base | Forward Phase Cut Controls | 103.8 | 2500 | 0.0008 | 94 | 64 | 100 | 0.93 | Elevated | 15000 | 0.94 | 1 |  | 0.1 | 16 | 16 | 0.22 | 0.21 | 0.18 | 0.11 | 0 | 0 | 0.04 | 0.03 | 0.03 | 0.03 | 0 | 0 | 0.03 | 0.03 | 0.03 | 0.02 | 0.01 | 0.01 | True | True | Non Federally-Regulated | 02/18/2020 |  | 07/22/2020
Hangzhou Huoshi Lighting Co.,Ltd | FLSNT | DSG2575FILSM-25 | Light Emitting Diode | Decorative Lamp | Edison Screw Base | Forward Phase Cut Controls | 103.8 | 2500 | 0.0008 | 94 | 64 | 100 | 0.93 | Elevated | 15000 | 0.94 | 1 |  | 0.1 | 16 | 16 | 0.22 | 0.21 | 0.18 | 0.11 | 0 | 0 | 0.04 | 0.03 | 0.03 | 0.03 | 0 | 0 | 0.03 | 0.03 | 0.03 | 0.02 | 0.01 | 0.01 | True | True | Non Federally-Regulated | 02/18/2020 |  | 07/22/2020
Hangzhou Huoshi Lighting Co.,Ltd | FLSNT | DSG2575FILCL-23 | Light Emitting Diode | Decorative Lamp | Edison Screw Base | Forward Phase Cut Controls | 103.8 | 2300 | 0.0008 | 94 | 64 | 100 | 0.93 | Elevated | 15000 | 0.94 | 1 |  | 0.1 | 16 | 16 | 0.22 | 0.21 | 0.18 | 0.11 | 0 | 0 | 0.04 | 0.03 | 0.03 | 0.03 | 0 | 0 | 0.03 | 0.03 | 0.03 | 0.02 | 0.01 | 0.01 | True | True | Non Federally-Regulated | 02/18/2020 |  | 07/22/2020
Hangzhou Huoshi Lighting Co.,Ltd | FLSNT | DSG2575FILWH-23 | Light Emitting Diode | Decorative Lamp | Edison Screw Base | Forward Phase Cut Controls | 103.8 | 2300 | 0.0008 | 94 | 64 | 100 | 0.93 | Elevated | 15000 | 0.94 | 1 |  | 0.1 | 16 | 16 | 0.22 | 0.21 | 0.18 | 0.11 | 0 | 0 | 0.04 | 0.03 | 0.03 | 0.03 | 0 | 0 | 0.03 | 0.03 | 0.03 | 0.02 | 0.01 | 0.01 | True | True | Non Federally-Regulated | 02/18/2020 |  | 07/22/2020
Hangzhou Huoshi Lighting Co.,Ltd | FLSNT | DSG2575FILAM-23 | Light Emitting Diode | Decorative Lamp | Edison Screw Base | Forward Phase Cut Controls | 103.8 | 2300 | 0.0008 | 94 | 64 | 100 | 0.93 | Elevated | 15000 | 0.94 | 1 |  | 0.1 | 16 | 16 | 0.22 | 0.21 | 0.18 | 0.11 | 0 | 0 | 0.04 | 0.03 | 0.03 | 0.03 | 0 | 0 | 0.03 | 0.03 | 0.03 | 0.02 | 0.01 | 0.01 | True | True | Non Federally-Regulated | 02/18/2020 |  | 07/22/2020
Hangzhou Huoshi Lighting Co.,Ltd | FLSNT | DSG2575FILFR-23 | Light Emitting Diode | Decorative Lamp | Edison Screw Base | Forward Phase Cut Controls | 103.8 | 2300 | 0.0008 | 94 | 64 | 100 | 0.93 | Elevated | 15000 | 0.94 | 1 |  | 0.1 | 16 | 16 | 0.22 | 0.21 | 0.18 | 0.11 | 0 | 0 | 0.04 | 0.03 | 0.03 | 0.03 | 0 | 0 | 0.03 | 0.03 | 0.03 | 0.02 | 0.01 | 0.01 | True | True | Non Federally-Regulated | 02/18/2020 |  | 07/22/2020
Hangzhou Huoshi Lighting Co.,Ltd | FLSNT | DSG2575FILSM-23 | Light Emitting Diode | Decorative Lamp | Edison Screw Base | Forward Phase Cut Controls | 103.8 | 2300 | 0.0008 | 94 | 64 | 100 | 0.93 | Elevated | 15000 | 0.94 | 1 |  | 0.1 | 16 | 16 | 0.22 | 0.21 | 0.18 | 0.11 | 0 | 0 | 0.04 | 0.03 | 0.03 | 0.03 | 0 | 0 | 0.03 | 0.03 | 0.03 | 0.02 | 0.01 | 0.01 | True | True | Non Federally-Regulated | 02/18/2020 |  | 07/22/2020
Hangzhou Huoshi Lighting Co.,Ltd | FLSNT | DSST2175FILCL-23 | Light Emitting Diode | Decorative Lamp | Edison Screw Base | Forward Phase Cut Controls | 103.8 | 2300 | 0.0008 | 94 | 64 | 100 | 0.93 | Elevated | 15000 | 0.94 | 1 |  | 0.1 | 16 | 16 | 0.22 | 0.21 | 0.18 | 0.11 | 0 | 0 | 0.04 | 0.03 | 0.03 | 0.03 | 0 | 0 | 0.03 | 0.03 | 0.03 | 0.02 | 0.01 | 0.01 | True | True | Non Federally-Regulated | 02/18/2020 |  | 07/22/2020
Hangzhou Huoshi Lighting Co.,Ltd | FLSNT | DSST2175FILWH-23 | Light Emitting Diode | Decorative Lamp | Edison Screw Base | Forward Phase Cut Controls | 103.8 | 2300 | 0.0008 | 94 | 64 | 100 | 0.93 | Elevated | 15000 | 0.94 | 1 |  | 0.1 | 16 | 16 | 0.22 | 0.21 | 0.18 | 0.11 | 0 | 0 | 0.04 | 0.03 | 0.03 | 0.03 | 0 | 0 | 0.03 | 0.03 | 0.03 | 0.02 | 0.01 | 0.01 | True | True | Non Federally-Regulated | 02/18/2020 |  | 07/22/2020
Hangzhou Huoshi Lighting Co.,Ltd | FLSNT | DSST2175FILAM-23 | Light Emitting Diode | Decorative Lamp | Edison Screw Base | Forward Phase Cut Controls | 103.8 | 2300 | 0.0008 | 94 | 64 | 100 | 0.93 | Elevated | 15000 | 0.94 | 1 |  | 0.1 | 16 | 16 | 0.22 | 0.21 | 0.18 | 0.11 | 0 | 0 | 0.04 | 0.03 | 0.03 | 0.03 | 0 | 0 | 0.03 | 0.03 | 0.03 | 0.02 | 0.01 | 0.01 | True | True | Non Federally-Regulated | 02/18/2020 |  | 07/22/2020
Hangzhou Huoshi Lighting Co.,Ltd | FLSNT | DSST2175FILFR-23 | Light Emitting Diode | Decorative Lamp | Edison Screw Base | Forward Phase Cut Controls | 103.8 | 2300 | 0.0008 | 94 | 64 | 100 | 0.93 | Elevated | 15000 | 0.94 | 1 |  | 0.1 | 16 | 16 | 0.22 | 0.21 | 0.18 | 0.11 | 0 | 0 | 0.04 | 0.03 | 0.03 | 0.03 | 0 | 0 | 0.03 | 0.03 | 0.03 | 0.02 | 0.01 | 0.01 | True | True | Non Federally-Regulated | 02/18/2020 |  | 07/22/2020
Hangzhou Huoshi Lighting Co.,Ltd | FLSNT | DSST2175FILSM-23 | Light Emitting Diode | Decorative Lamp | Edison Screw Base | Forward Phase Cut Controls | 103.8 | 2300 | 0.0008 | 94 | 64 | 100 | 0.93 | Elevated | 15000 | 0.94 | 1 |  | 0.1 | 16 | 16 | 0.22 | 0.21 | 0.18 | 0.11 | 0 | 0 | 0.04 | 0.03 | 0.03 | 0.03 | 0 | 0 | 0.03 | 0.03 | 0.03 | 0.02 | 0.01 | 0.01 | True | True | Non Federally-Regulated | 02/18/2020 |  | 07/22/2020
Hangzhou Huoshi Lighting Co.,Ltd | FLSNT | DSG2575FILCL-30 | Light Emitting Diode | Decorative Lamp | Edison Screw Base | Forward Phase Cut Controls | 103.8 | 3000 | 0.0008 | 94 | 64 | 100 | 0.93 | Elevated | 15000 | 0.94 | 1 |  | 0.1 | 16 | 16 | 0.22 | 0.21 | 0.18 | 0.11 | 0 | 0 | 0.04 | 0.03 | 0.03 | 0.03 | 0 | 0 | 0.03 | 0.03 | 0.03 | 0.02 | 0.01 | 0.01 | True | True | Non Federally-Regulated | 02/18/2020 |  | 07/22/2020
Hangzhou Huoshi Lighting Co.,Ltd | FLSNT | DSG2575FILWH-30 | Light Emitting Diode | Decorative Lamp | Edison Screw Base | Forward Phase Cut Controls | 103.8 | 3000 | 0.0008 | 94 | 64 | 100 | 0.93 | Elevated | 15000 | 0.94 | 1 |  | 0.1 | 16 | 16 | 0.22 | 0.21 | 0.18 | 0.11 | 0 | 0 | 0.04 | 0.03 | 0.03 | 0.03 | 0 | 0 | 0.03 | 0.03 | 0.03 | 0.02 | 0.01 | 0.01 | True | True | Non Federally-Regulated | 02/18/2020 |  | 07/22/2020
Hangzhou Huoshi Lighting Co.,Ltd | FLSNT | DSG2575FILAM-30 | Light Emitting Diode | Decorative Lamp | Edison Screw Base | Forward Phase Cut Controls | 103.8 | 3000 | 0.0008 | 94 | 64 | 100 | 0.93 | Elevated | 15000 | 0.94 | 1 |  | 0.1 | 16 | 16 | 0.22 | 0.21 | 0.18 | 0.11 | 0 | 0 | 0.04 | 0.03 | 0.03 | 0.03 | 0 | 0 | 0.03 | 0.03 | 0.03 | 0.02 | 0.01 | 0.01 | True | True | Non Federally-Regulated | 02/18/2020 |  | 07/22/2020
Hangzhou Huoshi Lighting Co.,Ltd | FLSNT | DSG2575FILFR-30 | Light Emitting Diode | Decorative Lamp | Edison Screw Base | Forward Phase Cut Controls | 103.8 | 3000 | 0.0008 | 94 | 64 | 100 | 0.93 | Elevated | 15000 | 0.94 | 1 |  | 0.1 | 16 | 16 | 0.22 | 0.21 | 0.18 | 0.11 | 0 | 0 | 0.04 | 0.03 | 0.03 | 0.03 | 0 | 0 | 0.03 | 0.03 | 0.03 | 0.02 | 0.01 | 0.01 | True | True | Non Federally-Regulated | 02/18/2020 |  | 07/22/2020
Hangzhou Huoshi Lighting Co.,Ltd | FLSNT | DSG2575FILSM-30 | Light Emitting Diode | Decorative Lamp | Edison Screw Base | Forward Phase Cut Controls | 103.8 | 3000 | 0.0008 | 94 | 64 | 100 | 0.93 | Elevated | 15000 | 0.94 | 1 |  | 0.1 | 16 | 16 | 0.22 | 0.21 | 0.18 | 0.11 | 0 | 0 | 0.04 | 0.03 | 0.03 | 0.03 | 0 | 0 | 0.03 | 0.03 | 0.03 | 0.02 | 0.01 | 0.01 | True | True | Non Federally-Regulated | 02/18/2020 |  | 07/22/2020
Hangzhou Huoshi Lighting Co.,Ltd | FLSNT | DSST2175FILCL-30 | Light Emitting Diode | Decorative Lamp | Edison Screw Base | Forward Phase Cut Controls | 103.8 | 3000 | 0.0008 | 94 | 64 | 100 | 0.93 | Elevated | 15000 | 0.94 | 1 |  | 0.1 | 16 | 16 | 0.22 | 0.21 | 0.18 | 0.11 | 0 | 0 | 0.04 | 0.03 | 0.03 | 0.03 | 0 | 0 | 0.03 | 0.03 | 0.03 | 0.02 | 0.01 | 0.01 | True | True | Non Federally-Regulated | 02/18/2020 |  | 07/22/2020
Hangzhou Huoshi Lighting Co.,Ltd | FLSNT | DSST2175FILCL-25 | Light Emitting Diode | Decorative Lamp | Edison Screw Base | Forward Phase Cut Controls | 103.8 | 2500 | 0.0008 | 94 | 64 | 100 | 0.93 | Elevated | 15000 | 0.94 | 1 |  | 0.1 | 16 | 16 | 0.22 | 0.21 | 0.18 | 0.11 | 0 | 0 | 0.04 | 0.03 | 0.03 | 0.03 | 0 | 0 | 0.03 | 0.03 | 0.03 | 0.02 | 0.01 | 0.01 | True | True | Non Federally-Regulated | 02/18/2020 |  | 07/22/2020
Hangzhou Huoshi Lighting Co.,Ltd | FLSNT | DSST2175FILWH-25 | Light Emitting Diode | Decorative Lamp | Edison Screw Base | Forward Phase Cut Controls | 103.8 | 2500 | 0.0008 | 94 | 64 | 100 | 0.93 | Elevated | 15000 | 0.94 | 1 |  | 0.1 | 16 | 16 | 0.22 | 0.21 | 0.18 | 0.11 | 0 | 0 | 0.04 | 0.03 | 0.03 | 0.03 | 0 | 0 | 0.03 | 0.03 | 0.03 | 0.02 | 0.01 | 0.01 | True | True | Non Federally-Regulated | 02/18/2020 |  | 07/22/2020
Hangzhou Huoshi Lighting Co.,Ltd | FLSNT | DSST2175FILAM-25 | Light Emitting Diode | Decorative Lamp | Edison Screw Base | Forward Phase Cut Controls | 103.8 | 2500 | 0.0008 | 94 | 64 | 100 | 0.93 | Elevated | 15000 | 0.94 | 1 |  | 0.1 | 16 | 16 | 0.22 | 0.21 | 0.18 | 0.11 | 0 | 0 | 0.04 | 0.03 | 0.03 | 0.03 | 0 | 0 | 0.03 | 0.03 | 0.03 | 0.02 | 0.01 | 0.01 | True | True | Non Federally-Regulated | 02/18/2020 |  | 07/22/2020
Hangzhou Huoshi Lighting Co.,Ltd | FLSNT | DSST2175FILFR-25 | Light Emitting Diode | Decorative Lamp | Edison Screw Base | Forward Phase Cut Controls | 103.8 | 2500 | 0.0008 | 94 | 64 | 100 | 0.93 | Elevated | 15000 | 0.94 | 1 |  | 0.1 | 16 | 16 | 0.22 | 0.21 | 0.18 | 0.11 | 0 | 0 | 0.04 | 0.03 | 0.03 | 0.03 | 0 | 0 | 0.03 | 0.03 | 0.03 | 0.02 | 0.01 | 0.01 | True | True | Non Federally-Regulated | 02/18/2020 |  | 07/22/2020
Hangzhou Huoshi Lighting Co.,Ltd | FLSNT | DSST2175FILSM-25 | Light Emitting Diode | Decorative Lamp | Edison Screw Base | Forward Phase Cut Controls | 103.8 | 2500 | 0.0008 | 94 | 64 | 100 | 0.93 | Elevated | 15000 | 0.94 | 1 |  | 0.1 | 16 | 16 | 0.22 | 0.21 | 0.18 | 0.11 | 0 | 0 | 0.04 | 0.03 | 0.03 | 0.03 | 0 | 0 | 0.03 | 0.03 | 0.03 | 0.02 | 0.01 | 0.01 | True | True | Non Federally-Regulated | 02/18/2020 |  | 07/22/2020
Hangzhou Huoshi Lighting Co.,Ltd | FLSNT | DSG2575FILCL-40 | Light Emitting Diode | Decorative Lamp | Edison Screw Base | Forward Phase Cut Controls | 103.8 | 4000 | 0.0008 | 94 | 64 | 100 | 0.93 | Elevated | 15000 | 0.94 | 1 |  | 0.1 | 16 | 16 | 0.22 | 0.21 | 0.18 | 0.11 | 0 | 0 | 0.04 | 0.03 | 0.03 | 0.03 | 0 | 0 | 0.03 | 0.03 | 0.03 | 0.02 | 0.01 | 0.01 | True | True | Non Federally-Regulated | 02/18/2020 |  | 07/22/2020
Hangzhou Huoshi Lighting Co.,Ltd | FLSNT | DSG2575FILWH-40 | Light Emitting Diode | Decorative Lamp | Edison Screw Base | Forward Phase Cut Controls | 103.8 | 4000 | 0.0008 | 94 | 64 | 100 | 0.93 | Elevated | 15000 | 0.94 | 1 |  | 0.1 | 16 | 16 | 0.22 | 0.21 | 0.18 | 0.11 | 0 | 0 | 0.04 | 0.03 | 0.03 | 0.03 | 0 | 0 | 0.03 | 0.03 | 0.03 | 0.02 | 0.01 | 0.01 | True | True | Non Federally-Regulated | 02/18/2020 |  | 07/22/2020
Hangzhou Huoshi Lighting Co.,Ltd | FLSNT | DSG2575FILAM-40 | Light Emitting Diode | Decorative Lamp | Edison Screw Base | Forward Phase Cut Controls | 103.8 | 4000 | 0.0008 | 94 | 64 | 100 | 0.93 | Elevated | 15000 | 0.94 | 1 |  | 0.1 | 16 | 16 | 0.22 | 0.21 | 0.18 | 0.11 | 0 | 0 | 0.04 | 0.03 | 0.03 | 0.03 | 0 | 0 | 0.03 | 0.03 | 0.03 | 0.02 | 0.01 | 0.01 | True | True | Non Federally-Regulated | 02/18/2020 |  | 07/22/2020
Hangzhou Huoshi Lighting Co.,Ltd | FLSNT | DSG2575FILFR-40 | Light Emitting Diode | Decorative Lamp | Edison Screw Base | Forward Phase Cut Controls | 103.8 | 4000 | 0.0008 | 94 | 64 | 100 | 0.93 | Elevated | 15000 | 0.94 | 1 |  | 0.1 | 16 | 16 | 0.22 | 0.21 | 0.18 | 0.11 | 0 | 0 | 0.04 | 0.03 | 0.03 | 0.03 | 0 | 0 | 0.03 | 0.03 | 0.03 | 0.02 | 0.01 | 0.01 | True | True | Non Federally-Regulated | 02/18/2020 |  | 07/22/2020
Hangzhou Huoshi Lighting Co.,Ltd | FLSNT | DSG2575FILSM-40 | Light Emitting Diode | Decorative Lamp | Edison Screw Base | Forward Phase Cut Controls | 103.8 | 4000 | 0.0008 | 94 | 64 | 100 | 0.93 | Elevated | 15000 | 0.94 | 1 |  | 0.1 | 16 | 16 | 0.22 | 0.21 | 0.18 | 0.11 | 0 | 0 | 0.04 | 0.03 | 0.03 | 0.03 | 0 | 0 | 0.03 | 0.03 | 0.03 | 0.02 | 0.01 | 0.01 | True | True | Non Federally-Regulated | 02/18/2020 |  | 07/22/2020
Hangzhou Huoshi Lighting Co.,Ltd | FLSNT | DSST2175FILWH-30 | Light Emitting Diode | Decorative Lamp | Edison Screw Base | Forward Phase Cut Controls | 103.8 | 3000 | 0.0008 | 94 | 64 | 100 | 0.93 | Elevated | 15000 | 0.94 | 1 |  | 0.1 | 16 | 16 | 0.22 | 0.21 | 0.18 | 0.11 | 0 | 0 | 0.04 | 0.03 | 0.03 | 0.03 | 0 | 0 | 0.03 | 0.03 | 0.03 | 0.02 | 0.01 | 0.01 | True | True | Non Federally-Regulated | 02/18/2020 |  | 07/22/2020
Hangzhou Huoshi Lighting Co.,Ltd | FLSNT | DSST2175FILAM-30 | Light Emitting Diode | Decorative Lamp | Edison Screw Base | Forward Phase Cut Controls | 103.8 | 3000 | 0.0008 | 94 | 64 | 100 | 0.93 | Elevated | 15000 | 0.94 | 1 |  | 0.1 | 16 | 16 | 0.22 | 0.21 | 0.18 | 0.11 | 0 | 0 | 0.04 | 0.03 | 0.03 | 0.03 | 0 | 0 | 0.03 | 0.03 | 0.03 | 0.02 | 0.01 | 0.01 | True | True | Non Federally-Regulated | 02/18/2020 |  | 07/22/2020
Hangzhou Huoshi Lighting Co.,Ltd | FLSNT | DSST2175FILFR-30 | Light Emitting Diode | Decorative Lamp | Edison Screw Base | Forward Phase Cut Controls | 103.8 | 3000 | 0.0008 | 94 | 64 | 100 | 0.93 | Elevated | 15000 | 0.94 | 1 |  | 0.1 | 16 | 16 | 0.22 | 0.21 | 0.18 | 0.11 | 0 | 0 | 0.04 | 0.03 | 0.03 | 0.03 | 0 | 0 | 0.03 | 0.03 | 0.03 | 0.02 | 0.01 | 0.01 | True | True | Non Federally-Regulated | 02/18/2020 |  | 07/22/2020
Hangzhou Huoshi Lighting Co.,Ltd | FLSNT | DSST2175FILSM-30 | Light Emitting Diode | Decorative Lamp | Edison Screw Base | Forward Phase Cut Controls | 103.8 | 3000 | 0.0008 | 94 | 64 | 100 | 0.93 | Elevated | 15000 | 0.94 | 1 |  | 0.1 | 16 | 16 | 0.22 | 0.21 | 0.18 | 0.11 | 0 | 0 | 0.04 | 0.03 | 0.03 | 0.03 | 0 | 0 | 0.03 | 0.03 | 0.03 | 0.02 | 0.01 | 0.01 | True | True | Non Federally-Regulated | 02/18/2020 |  | 07/22/2020
Hangzhou Huoshi Lighting Co.,Ltd | FLSNT | DSST2175FILCL-40 | Light Emitting Diode | Decorative Lamp | Edison Screw Base | Forward Phase Cut Controls | 103.8 | 4000 | 0.0008 | 94 | 64 | 100 | 0.93 | Elevated | 15000 | 0.94 | 1 |  | 0.1 | 16 | 16 | 0.22 | 0.21 | 0.18 | 0.11 | 0 | 0 | 0.04 | 0.03 | 0.03 | 0.03 | 0 | 0 | 0.03 | 0.03 | 0.03 | 0.02 | 0.01 | 0.01 | True | True | Non Federally-Regulated | 02/18/2020 |  | 07/22/2020
Hangzhou Huoshi Lighting Co.,Ltd | FLSNT | DSST2175FILWH-40 | Light Emitting Diode | Decorative Lamp | Edison Screw Base | Forward Phase Cut Controls | 103.8 | 3000 | 0.0008 | 94 | 64 | 100 | 0.93 | Elevated | 15000 | 0.94 | 1 |  | 0.1 | 16 | 16 | 0.22 | 0.21 | 0.18 | 0.11 | 0 | 0 | 0.04 | 0.03 | 0.03 | 0.03 | 0 | 0 | 0.03 | 0.03 | 0.03 | 0.02 | 0.01 | 0.01 | True | True | Non Federally-Regulated | 02/18/2020 |  | 07/22/2020
Hangzhou Huoshi Lighting Co.,Ltd | FLSNT | DSST2175FILAM-40 | Light Emitting Diode | Decorative Lamp | Edison Screw Base | Forward Phase Cut Controls | 103.8 | 3000 | 0.0008 | 94 | 64 | 100 | 0.93 | Elevated | 15000 | 0.94 | 1 |  | 0.1 | 16 | 16 | 0.22 | 0.21 | 0.18 | 0.11 | 0 | 0 | 0.04 | 0.03 | 0.03 | 0.03 | 0 | 0 | 0.03 | 0.03 | 0.03 | 0.02 | 0.01 | 0.01 | True | True | Non Federally-Regulated | 02/18/2020 |  | 07/22/2020
Hangzhou Huoshi Lighting Co.,Ltd | FLSNT | DSST2175FILFR-40 | Light Emitting Diode | Decorative Lamp | Edison Screw Base | Forward Phase Cut Controls | 103.8 | 3000 | 0.0008 | 94 | 64 | 100 | 0.93 | Elevated | 15000 | 0.94 | 1 |  | 0.1 | 16 | 16 | 0.22 | 0.21 | 0.18 | 0.11 | 0 | 0 | 0.04 | 0.03 | 0.03 | 0.03 | 0 | 0 | 0.03 | 0.03 | 0.03 | 0.02 | 0.01 | 0.01 | True | True | Non Federally-Regulated | 02/18/2020 |  | 07/22/2020
Hangzhou Huoshi Lighting Co.,Ltd | FLSNT | DSST2175FILSM-40 | Light Emitting Diode | Decorative Lamp | Edison Screw Base | Forward Phase Cut Controls | 103.8 | 3000 | 0.0008 | 94 | 64 | 100 | 0.93 | Elevated | 15000 | 0.94 | 1 |  | 0.1 | 16 | 16 | 0.22 | 0.21 | 0.18 | 0.11 | 0 | 0 | 0.04 | 0.03 | 0.03 | 0.03 | 0 | 0 | 0.03 | 0.03 | 0.03 | 0.02 | 0.01 | 0.01 | True | True | Non Federally-Regulated | 02/18/2020 |  | 07/22/2020
Hangzhou Huoshi Lighting Co.,Ltd | Tesler | 9H721 | Light Emitting Diode | Omnidirectional Lamp | Edison Screw Base | Forward Phase Cut Controls | 103.8 | 2700 | 0.0008 | 94 | 64 | 100 | 0.93 | Elevated | 15000 | 0.94 | 1 |  | 0.1 | 16 | 16 | 0.22 | 0.21 | 0.18 | 0.11 | 0 | 0 | 0.04 | 0.03 | 0.03 | 0.03 | 0 | 0 | 0.03 | 0.03 | 0.03 | 0.02 | 0.01 | 0.01 | True | True | Non Federally-Regulated | 02/18/2020 |  | 07/22/2020
Hangzhou Huoshi Lighting Co.,Ltd | Tesler | 64M78 | Light Emitting Diode | Decorative Lamp | Edison Screw Base | Forward Phase Cut Controls | 103.8 | 2700 | 0.0008 | 94 | 64 | 100 | 0.93 | Elevated | 15000 | 0.94 | 1 |  | 0.1 | 16 | 16 | 0.22 | 0.21 | 0.18 | 0.11 | 0 | 0 | 0.04 | 0.03 | 0.03 | 0.03 | 0 | 0 | 0.03 | 0.03 | 0.03 | 0.02 | 0.01 | 0.01 | True | True | Non Federally-Regulated | 02/18/2020 |  | 07/22/2020
Hangzhou Huoshi Lighting Co.,Ltd | Tesler | 76H33 | Light Emitting Diode | Omnidirectional Lamp | Edison Screw Base | Forward Phase Cut Controls | 103.8 | 2700 | 0.0008 | 94 | 64 | 100 | 0.93 | Elevated | 15000 | 0.94 | 1 |  | 0.1 | 16 | 16 | 0.22 | 0.21 | 0.18 | 0.11 | 0 | 0 | 0.04 | 0.03 | 0.03 | 0.03 | 0 | 0 | 0.03 | 0.03 | 0.03 | 0.02 | 0.01 | 0.01 | True | True | Non Federally-Regulated | 02/18/2020 |  | 07/22/2020
Hangzhou Huoshi Lighting Co.,Ltd | Tesler | 36H31 | Light Emitting Diode | Decorative Lamp | Edison Screw Base | Forward Phase Cut Controls | 103.8 | 2700 | 0.0008 | 94 | 64 | 100 | 0.93 | Elevated | 15000 | 0.94 | 1 |  | 0.1 | 16 | 16 | 0.22 | 0.21 | 0.18 | 0.11 | 0 | 0 | 0.04 | 0.03 | 0.03 | 0.03 | 0 | 0 | 0.03 | 0.03 | 0.03 | 0.02 | 0.01 | 0.01 | True | True | Non Federally-Regulated | 02/18/2020 |  | 07/22/2020
Hangzhou Huoshi Lighting Co.,Ltd | Tesler | 36H05 | Light Emitting Diode | Omnidirectional Lamp | Edison Screw Base | Forward Phase Cut Controls | 103.8 | 2300 | 0.0008 | 94 | 64 | 100 | 0.93 | Elevated | 15000 | 0.94 | 1 |  | 0.1 | 16 | 16 | 0.22 | 0.21 | 0.18 | 0.11 | 0 | 0 | 0.04 | 0.03 | 0.03 | 0.03 | 0 | 0 | 0.03 | 0.03 | 0.03 | 0.02 | 0.01 | 0.01 | True | True | Non Federally-Regulated | 02/18/2020 |  | 07/22/2020
Hangzhou Huoshi Lighting Co.,Ltd | Tesler | 76M26 | Light Emitting Diode | Omnidirectional Lamp | Edison Screw Base | Forward Phase Cut Controls | 103.8 | 2300 | 0.0008 | 94 | 64 | 100 | 0.93 | Elevated | 15000 | 0.94 | 1 |  | 0.1 | 16 | 16 | 0.22 | 0.21 | 0.18 | 0.11 | 0 | 0 | 0.04 | 0.03 | 0.03 | 0.03 | 0 | 0 | 0.03 | 0.03 | 0.03 | 0.02 | 0.01 | 0.01 | True | True | Non Federally-Regulated | 02/18/2020 |  | 07/22/2020
Hangzhou Huoshi Lighting Co.,Ltd | Tesler | 76W30 | Light Emitting Diode | Decorative Lamp | Edison Screw Base | Forward Phase Cut Controls | 103.8 | 2300 | 0.0008 | 94 | 64 | 100 | 0.93 | Elevated | 15000 | 0.94 | 1 |  | 0.1 | 16 | 16 | 0.22 | 0.21 | 0.18 | 0.11 | 0 | 0 | 0.04 | 0.03 | 0.03 | 0.03 | 0 | 0 | 0.03 | 0.03 | 0.03 | 0.02 | 0.01 | 0.01 | True | True | Non Federally-Regulated | 02/18/2020 |  | 07/22/2020
Hangzhou Huoshi Lighting Co.,Ltd | Tesler | 78M20 | Light Emitting Diode | Omnidirectional Lamp | Edison Screw Base | Forward Phase Cut Controls | 103.8 | 3000 | 0.0008 | 94 | 64 | 100 | 0.93 | Elevated | 15000 | 0.94 | 1 |  | 0.1 | 16 | 16 | 0.22 | 0.21 | 0.18 | 0.11 | 0 | 0 | 0.04 | 0.03 | 0.03 | 0.03 | 0 | 0 | 0.03 | 0.03 | 0.03 | 0.02 | 0.01 | 0.01 | True | True | Non Federally-Regulated | 02/18/2020 |  | 07/22/2020
Hangzhou Huoshi Lighting Co.,Ltd | Tesler | 15F09 | Light Emitting Diode | Omnidirectional Lamp | Edison Screw Base | Forward Phase Cut Controls | 103.8 | 3000 | 0.0008 | 94 | 64 | 100 | 0.93 | Elevated | 15000 | 0.94 | 1 |  | 0.1 | 16 | 16 | 0.22 | 0.21 | 0.18 | 0.11 | 0 | 0 | 0.04 | 0.03 | 0.03 | 0.03 | 0 | 0 | 0.03 | 0.03 | 0.03 | 0.02 | 0.01 | 0.01 | True | True | Non Federally-Regulated | 02/18/2020 |  | 07/22/2020
Hangzhou Huoshi Lighting Co.,Ltd | Tesler | 64M80 | Light Emitting Diode | Decorative Lamp | Edison Screw Base | Forward Phase Cut Controls | 103.8 | 3000 | 0.0008 | 94 | 64 | 100 | 0.93 | Elevated | 15000 | 0.94 | 1 |  | 0.1 | 16 | 16 | 0.22 | 0.21 | 0.18 | 0.11 | 0 | 0 | 0.04 | 0.03 | 0.03 | 0.03 | 0 | 0 | 0.03 | 0.03 | 0.03 | 0.02 | 0.01 | 0.01 | True | True | Non Federally-Regulated | 02/18/2020 |  | 07/22/2020
Hangzhou Huoshi Lighting Co.,Ltd | Tesler | 76M25 | Light Emitting Diode | Omnidirectional Lamp | Edison Screw Base | Forward Phase Cut Controls | 103.8 | 3000 | 0.0008 | 94 | 64 | 100 | 0.93 | Elevated | 15000 | 0.94 | 1 |  | 0.1 | 16 | 16 | 0.22 | 0.21 | 0.18 | 0.11 | 0 | 0 | 0.04 | 0.03 | 0.03 | 0.03 | 0 | 0 | 0.03 | 0.03 | 0.03 | 0.02 | 0.01 | 0.01 | True | True | Non Federally-Regulated | 02/18/2020 |  | 07/22/2020
Hangzhou Huoshi Lighting Co.,Ltd | Tesler | 40R99 | Light Emitting Diode | Decorative Lamp | Edison Screw Base | Forward Phase Cut Controls | 103.8 | 3000 | 0.0008 | 94 | 64 | 100 | 0.93 | Elevated | 15000 | 0.94 | 1 |  | 0.1 | 16 | 16 | 0.22 | 0.21 | 0.18 | 0.11 | 0 | 0 | 0.04 | 0.03 | 0.03 | 0.03 | 0 | 0 | 0.03 | 0.03 | 0.03 | 0.02 | 0.01 | 0.01 | True | True | Non Federally-Regulated | 06/21/2020 |  | 07/22/2020
Hangzhou Huoshi Lighting Co.,Ltd | FLSNT | DSA21100FILWH-23 | Light Emitting Diode | Omnidirectional Lamp | Edison Screw Base | Forward Phase Cut Controls | 122.4 | 2308 | 0.0004 | 94 | 63 | 130 | 0.95 | Elevated | 15000 | 0.948 | 1 |  | 0.1 | 16 | 16 | 0.39 | 0.37 | 0.35 | 0.2 | 0 | 0 | 0.04 | 0.04 | 0.04 | 0.03 | 0 | 0 | 0.03 | 0.03 | 0.03 | 0.02 | 0.01 | 0.01 | True | True | Non Federally-Regulated | 02/18/2020 |  | 07/22/2020
Hangzhou Huoshi Lighting Co.,Ltd | FLSNT | DSA21100FILCL-27 | Light Emitting Diode | Omnidirectional Lamp | Edison Screw Base | Forward Phase Cut Controls | 122.4 | 2700 | 0.0004 | 94 | 63 | 130 | 0.95 | Elevated | 15000 | 0.948 | 1 |  | 0.1 | 16 | 16 | 0.39 | 0.37 | 0.35 | 0.2 | 0 | 0 | 0.04 | 0.04 | 0.04 | 0.03 | 0 | 0 | 0.03 | 0.03 | 0.03 | 0.02 | 0.01 | 0.01 | True | True | Non Federally-Regulated | 02/18/2020 |  | 07/22/2020
Hangzhou Huoshi Lighting Co.,Ltd | FLSNT | DSA21100FILWH-27 | Light Emitting Diode | Omnidirectional Lamp | Edison Screw Base | Forward Phase Cut Controls | 122.4 | 2700 | 0.0004 | 94 | 63 | 130 | 0.95 | Elevated | 15000 | 0.948 | 1 |  | 0.1 | 16 | 16 | 0.39 | 0.37 | 0.35 | 0.2 | 0 | 0 | 0.04 | 0.04 | 0.04 | 0.03 | 0 | 0 | 0.03 | 0.03 | 0.03 | 0.02 | 0.01 | 0.01 | True | True | Non Federally-Regulated | 02/18/2020 |  | 07/22/2020
Hangzhou Huoshi Lighting Co.,Ltd | FLSNT | DSA21100FILAM-27 | Light Emitting Diode | Omnidirectional Lamp | Edison Screw Base | Forward Phase Cut Controls | 122.4 | 2700 | 0.0004 | 94 | 63 | 130 | 0.95 | Elevated | 15000 | 0.948 | 1 |  | 0.1 | 16 | 16 | 0.39 | 0.37 | 0.35 | 0.2 | 0 | 0 | 0.04 | 0.04 | 0.04 | 0.03 | 0 | 0 | 0.03 | 0.03 | 0.03 | 0.02 | 0.01 | 0.01 | True | True | Non Federally-Regulated | 02/18/2020 |  | 07/22/2020
Hangzhou Huoshi Lighting Co.,Ltd | FLSNT | DSA21100FILFR-27 | Light Emitting Diode | Omnidirectional Lamp | Edison Screw Base | Forward Phase Cut Controls | 122.4 | 2700 | 0.0004 | 94 | 63 | 130 | 0.95 | Elevated | 15000 | 0.948 | 1 |  | 0.1 | 16 | 16 | 0.39 | 0.37 | 0.35 | 0.2 | 0 | 0 | 0.04 | 0.04 | 0.04 | 0.03 | 0 | 0 | 0.03 | 0.03 | 0.03 | 0.02 | 0.01 | 0.01 | True | True | Non Federally-Regulated | 02/18/2020 |  | 07/22/2020
Hangzhou Huoshi Lighting Co.,Ltd | FLSNT | DSA21100FILSM-27 | Light Emitting Diode | Omnidirectional Lamp | Edison Screw Base | Forward Phase Cut Controls | 122.4 | 2700 | 0.0004 | 94 | 63 | 130 | 0.95 | Elevated | 15000 | 0.948 | 1 |  | 0.1 | 16 | 16 | 0.39 | 0.37 | 0.35 | 0.2 | 0 | 0 | 0.04 | 0.04 | 0.04 | 0.03 | 0 | 0 | 0.03 | 0.03 | 0.03 | 0.02 | 0.01 | 0.01 | True | True | Non Federally-Regulated | 02/18/2020 |  | 07/22/2020
Hangzhou Huoshi Lighting Co.,Ltd | FLSNT | DSA21100FILCL-25 | Light Emitting Diode | Omnidirectional Lamp | Edison Screw Base | Forward Phase Cut Controls | 122.4 | 2500 | 0.0004 | 94 | 63 | 130 | 0.95 | Elevated | 15000 | 0.948 | 1 |  | 0.1 | 16 | 16 | 0.39 | 0.37 | 0.35 | 0.2 | 0 | 0 | 0.04 | 0.04 | 0.04 | 0.03 | 0 | 0 | 0.03 | 0.03 | 0.03 | 0.02 | 0.01 | 0.01 | True | True | Non Federally-Regulated | 02/18/2020 |  | 07/22/2020
Hangzhou Huoshi Lighting Co.,Ltd | FLSNT | DSA21100FILWH-25 | Light Emitting Diode | Omnidirectional Lamp | Edison Screw Base | Forward Phase Cut Controls | 122.4 | 2500 | 0.0004 | 94 | 63 | 130 | 0.95 | Elevated | 15000 | 0.948 | 1 |  | 0.1 | 16 | 16 | 0.39 | 0.37 | 0.35 | 0.2 | 0 | 0 | 0.04 | 0.04 | 0.04 | 0.03 | 0 | 0 | 0.03 | 0.03 | 0.03 | 0.02 | 0.01 | 0.01 | True | True | Non Federally-Regulated | 02/18/2020 |  | 07/22/2020
Hangzhou Huoshi Lighting Co.,Ltd | FLSNT | DSA21100FILAM-25 | Light Emitting Diode | Omnidirectional Lamp | Edison Screw Base | Forward Phase Cut Controls | 122.4 | 2500 | 0.0004 | 94 | 63 | 130 | 0.95 | Elevated | 15000 | 0.948 | 1 |  | 0.1 | 16 | 16 | 0.39 | 0.37 | 0.35 | 0.2 | 0 | 0 | 0.04 | 0.04 | 0.04 | 0.03 | 0 | 0 | 0.03 | 0.03 | 0.03 | 0.02 | 0.01 | 0.01 | True | True | Non Federally-Regulated | 02/18/2020 |  | 07/22/2020
Hangzhou Huoshi Lighting Co.,Ltd | FLSNT | DSA21100FILFR-25 | Light Emitting Diode | Omnidirectional Lamp | Edison Screw Base | Forward Phase Cut Controls | 122.4 | 2500 | 0.0004 | 94 | 63 | 130 | 0.95 | Elevated | 15000 | 0.948 | 1 |  | 0.1 | 16 | 16 | 0.39 | 0.37 | 0.35 | 0.2 | 0 | 0 | 0.04 | 0.04 | 0.04 | 0.03 | 0 | 0 | 0.03 | 0.03 | 0.03 | 0.02 | 0.01 | 0.01 | True | True | Non Federally-Regulated | 02/18/2020 |  | 07/22/2020
Hangzhou Huoshi Lighting Co.,Ltd | FLSNT | DSA21100FILSM-25 | Light Emitting Diode | Omnidirectional Lamp | Edison Screw Base | Forward Phase Cut Controls | 122.4 | 2500 | 0.0004 | 94 | 63 | 130 | 0.95 | Elevated | 15000 | 0.948 | 1 |  | 0.1 | 16 | 16 | 0.39 | 0.37 | 0.35 | 0.2 | 0 | 0 | 0.04 | 0.04 | 0.04 | 0.03 | 0 | 0 | 0.03 | 0.03 | 0.03 | 0.02 | 0.01 | 0.01 | True | True | Non Federally-Regulated | 02/18/2020 |  | 07/22/2020
Hangzhou Huoshi Lighting Co.,Ltd | FLSNT | DSA21100FILCL-23 | Light Emitting Diode | Omnidirectional Lamp | Edison Screw Base | Forward Phase Cut Controls | 122.4 | 2300 | 0.0004 | 94 | 63 | 130 | 0.95 | Elevated | 15000 | 0.948 | 1 |  | 0.1 | 16 | 16 | 0.39 | 0.37 | 0.35 | 0.2 | 0 | 0 | 0.04 | 0.04 | 0.04 | 0.03 | 0 | 0 | 0.03 | 0.03 | 0.03 | 0.02 | 0.01 | 0.01 | True | True | Non Federally-Regulated | 02/18/2020 |  | 07/22/2020
Hangzhou Huoshi Lighting Co.,Ltd | FLSNT | DSA21100FILAM-23 | Light Emitting Diode | Omnidirectional Lamp | Edison Screw Base | Forward Phase Cut Controls | 122.4 | 2300 | 0.0004 | 94 | 63 | 130 | 0.95 | Elevated | 15000 | 0.948 | 1 |  | 0.1 | 16 | 16 | 0.39 | 0.37 | 0.35 | 0.2 | 0 | 0 | 0.04 | 0.04 | 0.04 | 0.03 | 0 | 0 | 0.03 | 0.03 | 0.03 | 0.02 | 0.01 | 0.01 | True | True | Non Federally-Regulated | 02/18/2020 |  | 07/22/2020
Hangzhou Huoshi Lighting Co.,Ltd | FLSNT | DSA21100FILFR-23 | Light Emitting Diode | Omnidirectional Lamp | Edison Screw Base | Forward Phase Cut Controls | 122.4 | 2300 | 0.0004 | 94 | 63 | 130 | 0.95 | Elevated | 15000 | 0.948 | 1 |  | 0.1 | 16 | 16 | 0.39 | 0.37 | 0.35 | 0.2 | 0 | 0 | 0.04 | 0.04 | 0.04 | 0.03 | 0 | 0 | 0.03 | 0.03 | 0.03 | 0.02 | 0.01 | 0.01 | True | True | Non Federally-Regulated | 02/18/2020 |  | 07/22/2020
Hangzhou Huoshi Lighting Co.,Ltd | FLSNT | DSA21100FILSM-23 | Light Emitting Diode | Omnidirectional Lamp | Edison Screw Base | Forward Phase Cut Controls | 122.4 | 2300 | 0.0004 | 94 | 63 | 130 | 0.95 | Elevated | 15000 | 0.948 | 1 |  | 0.1 | 16 | 16 | 0.39 | 0.37 | 0.35 | 0.2 | 0 | 0 | 0.04 | 0.04 | 0.04 | 0.03 | 0 | 0 | 0.03 | 0.03 | 0.03 | 0.02 | 0.01 | 0.01 | True | True | Non Federally-Regulated | 02/18/2020 |  | 07/22/2020
Hangzhou Huoshi Lighting Co.,Ltd | FLSNT | DSA21100FILCL-30 | Light Emitting Diode | Omnidirectional Lamp | Edison Screw Base | Forward Phase Cut Controls | 122.4 | 3000 | 0.0004 | 94 | 63 | 130 | 0.95 | Elevated | 15000 | 0.948 | 1 |  | 0.1 | 16 | 16 | 0.39 | 0.37 | 0.35 | 0.2 | 0 | 0 | 0.04 | 0.04 | 0.04 | 0.03 | 0 | 0 | 0.03 | 0.03 | 0.03 | 0.02 | 0.01 | 0.01 | True | True | Non Federally-Regulated | 02/18/2020 |  | 07/22/2020
Hangzhou Huoshi Lighting Co.,Ltd | FLSNT | DSA21100FILWH-30 | Light Emitting Diode | Omnidirectional Lamp | Edison Screw Base | Forward Phase Cut Controls | 122.4 | 3000 | 0.0004 | 94 | 63 | 130 | 0.95 | Elevated | 15000 | 0.948 | 1 |  | 0.1 | 16 | 16 | 0.39 | 0.37 | 0.35 | 0.2 | 0 | 0 | 0.04 | 0.04 | 0.04 | 0.03 | 0 | 0 | 0.03 | 0.03 | 0.03 | 0.02 | 0.01 | 0.01 | True | True | Non Federally-Regulated | 02/18/2020 |  | 07/22/2020
Hangzhou Huoshi Lighting Co.,Ltd | FLSNT | DSA21100FILAM-30 | Light Emitting Diode | Omnidirectional Lamp | Edison Screw Base | Forward Phase Cut Controls | 122.4 | 3000 | 0.0004 | 94 | 63 | 130 | 0.95 | Elevated | 15000 | 0.948 | 1 |  | 0.1 | 16 | 16 | 0.39 | 0.37 | 0.35 | 0.2 | 0 | 0 | 0.04 | 0.04 | 0.04 | 0.03 | 0 | 0 | 0.03 | 0.03 | 0.03 | 0.02 | 0.01 | 0.01 | True | True | Non Federally-Regulated | 02/18/2020 |  | 07/22/2020
Hangzhou Huoshi Lighting Co.,Ltd | FLSNT | DSA21100FILFR-30 | Light Emitting Diode | Omnidirectional Lamp | Edison Screw Base | Forward Phase Cut Controls | 122.4 | 3000 | 0.0004 | 94 | 63 | 130 | 0.95 | Elevated | 15000 | 0.948 | 1 |  | 0.1 | 16 | 16 | 0.39 | 0.37 | 0.35 | 0.2 | 0 | 0 | 0.04 | 0.04 | 0.04 | 0.03 | 0 | 0 | 0.03 | 0.03 | 0.03 | 0.02 | 0.01 | 0.01 | True | True | Non Federally-Regulated | 02/18/2020 |  | 07/22/2020
Hangzhou Huoshi Lighting Co.,Ltd | FLSNT | DSA21100FILSM-30 | Light Emitting Diode | Omnidirectional Lamp | Edison Screw Base | Forward Phase Cut Controls | 122.4 | 3000 | 0.0004 | 94 | 63 | 130 | 0.95 | Elevated | 15000 | 0.948 | 1 |  | 0.1 | 16 | 16 | 0.39 | 0.37 | 0.35 | 0.2 | 0 | 0 | 0.04 | 0.04 | 0.04 | 0.03 | 0 | 0 | 0.03 | 0.03 | 0.03 | 0.02 | 0.01 | 0.01 | True | True | Non Federally-Regulated | 02/18/2020 |  | 07/22/2020
Hangzhou Huoshi Lighting Co.,Ltd | FLSNT | DSA21100FILCL-40 | Light Emitting Diode | Omnidirectional Lamp | Edison Screw Base | Forward Phase Cut Controls | 122.4 | 4000 | 0.0004 | 94 | 63 | 130 | 0.95 | Elevated | 15000 | 0.948 | 1 |  | 0.1 | 16 | 16 | 0.39 | 0.37 | 0.35 | 0.2 | 0 | 0 | 0.04 | 0.04 | 0.04 | 0.03 | 0 | 0 | 0.03 | 0.03 | 0.03 | 0.02 | 0.01 | 0.01 | True | True | Non Federally-Regulated | 02/18/2020 |  | 07/22/2020
Hangzhou Huoshi Lighting Co.,Ltd | FLSNT | DSA21100FILWH-40 | Light Emitting Diode | Omnidirectional Lamp | Edison Screw Base | Forward Phase Cut Controls | 122.4 | 4000 | 0.0004 | 94 | 63 | 130 | 0.95 | Elevated | 15000 | 0.948 | 1 |  | 0.1 | 16 | 16 | 0.39 | 0.37 | 0.35 | 0.2 | 0 | 0 | 0.04 | 0.04 | 0.04 | 0.03 | 0 | 0 | 0.03 | 0.03 | 0.03 | 0.02 | 0.01 | 0.01 | True | True | Non Federally-Regulated | 02/18/2020 |  | 07/22/2020
Hangzhou Huoshi Lighting Co.,Ltd | FLSNT | DSA21100FILAM-40 | Light Emitting Diode | Omnidirectional Lamp | Edison Screw Base | Forward Phase Cut Controls | 122.4 | 4000 | 0.0004 | 94 | 63 | 130 | 0.95 | Elevated | 15000 | 0.948 | 1 |  | 0.1 | 16 | 16 | 0.39 | 0.37 | 0.35 | 0.2 | 0 | 0 | 0.04 | 0.04 | 0.04 | 0.03 | 0 | 0 | 0.03 | 0.03 | 0.03 | 0.02 | 0.01 | 0.01 | True | True | Non Federally-Regulated | 02/18/2020 |  | 07/22/2020
Hangzhou Huoshi Lighting Co.,Ltd | FLSNT | DSA21100FILFR-40 | Light Emitting Diode | Omnidirectional Lamp | Edison Screw Base | Forward Phase Cut Controls | 122.4 | 4000 | 0.0004 | 94 | 63 | 130 | 0.95 | Elevated | 15000 | 0.948 | 1 |  | 0.1 | 16 | 16 | 0.39 | 0.37 | 0.35 | 0.2 | 0 | 0 | 0.04 | 0.04 | 0.04 | 0.03 | 0 | 0 | 0.03 | 0.03 | 0.03 | 0.02 | 0.01 | 0.01 | True | True | Non Federally-Regulated | 02/18/2020 |  | 07/22/2020
Hangzhou Huoshi Lighting Co.,Ltd | FLSNT | DSA21100FILSM-40 | Light Emitting Diode | Omnidirectional Lamp | Edison Screw Base | Forward Phase Cut Controls | 122.4 | 4000 | 0.0004 | 94 | 63 | 130 | 0.95 | Elevated | 15000 | 0.948 | 1 |  | 0.1 | 16 | 16 | 0.39 | 0.37 | 0.35 | 0.2 | 0 | 0 | 0.04 | 0.04 | 0.04 | 0.03 | 0 | 0 | 0.03 | 0.03 | 0.03 | 0.02 | 0.01 | 0.01 | True | True | Non Federally-Regulated | 02/18/2020 |  | 07/22/2020
Hangzhou Huoshi Lighting Co.,Ltd | FLSNT | DSG25100FILCL-27 | Light Emitting Diode | Decorative Lamp | Edison Screw Base | Forward Phase Cut Controls | 122.4 | 2700 | 0.0004 | 94 | 63 | 130 | 0.95 | Elevated | 15000 | 0.948 | 1 |  | 0.1 | 16 | 16 | 0.39 | 0.37 | 0.35 | 0.2 | 0 | 0 | 0.04 | 0.04 | 0.04 | 0.03 | 0 | 0 | 0.03 | 0.03 | 0.03 | 0.02 | 0.01 | 0.01 | True | True | Non Federally-Regulated | 02/18/2020 |  | 07/22/2020
Hangzhou Huoshi Lighting Co.,Ltd | FLSNT | DSG25100FILWH-27 | Light Emitting Diode | Decorative Lamp | Edison Screw Base | Forward Phase Cut Controls | 122.4 | 2700 | 0.0004 | 94 | 63 | 130 | 0.95 | Elevated | 15000 | 0.948 | 1 |  | 0.1 | 16 | 16 | 0.39 | 0.37 | 0.35 | 0.2 | 0 | 0 | 0.04 | 0.04 | 0.04 | 0.03 | 0 | 0 | 0.03 | 0.03 | 0.03 | 0.02 | 0.01 | 0.01 | True | True | Non Federally-Regulated | 02/18/2020 |  | 07/22/2020
Hangzhou Huoshi Lighting Co.,Ltd | FLSNT | DSG25100FILAM-27 | Light Emitting Diode | Decorative Lamp | Edison Screw Base | Forward Phase Cut Controls | 122.4 | 2700 | 0.0004 | 94 | 63 | 130 | 0.95 | Elevated | 15000 | 0.948 | 1 |  | 0.1 | 16 | 16 | 0.39 | 0.37 | 0.35 | 0.2 | 0 | 0 | 0.04 | 0.04 | 0.04 | 0.03 | 0 | 0 | 0.03 | 0.03 | 0.03 | 0.02 | 0.01 | 0.01 | True | True | Non Federally-Regulated | 02/18/2020 |  | 07/22/2020
Hangzhou Huoshi Lighting Co.,Ltd | FLSNT | DSG25100FILFR-27 | Light Emitting Diode | Decorative Lamp | Edison Screw Base | Forward Phase Cut Controls | 122.4 | 2700 | 0.0004 | 94 | 63 | 130 | 0.95 | Elevated | 15000 | 0.948 | 1 |  | 0.1 | 16 | 16 | 0.39 | 0.37 | 0.35 | 0.2 | 0 | 0 | 0.04 | 0.04 | 0.04 | 0.03 | 0 | 0 | 0.03 | 0.03 | 0.03 | 0.02 | 0.01 | 0.01 | True | True | Non Federally-Regulated | 02/18/2020 |  | 07/22/2020
Hangzhou Huoshi Lighting Co.,Ltd | FLSNT | DSG25100FILSM-27 | Light Emitting Diode | Decorative Lamp | Edison Screw Base | Forward Phase Cut Controls | 122.4 | 2700 | 0.0004 | 94 | 63 | 130 | 0.95 | Elevated | 15000 | 0.948 | 1 |  | 0.1 | 16 | 16 | 0.39 | 0.37 | 0.35 | 0.2 | 0 | 0 | 0.04 | 0.04 | 0.04 | 0.03 | 0 | 0 | 0.03 | 0.03 | 0.03 | 0.02 | 0.01 | 0.01 | True | True | Non Federally-Regulated | 02/18/2020 |  | 07/22/2020
Hangzhou Huoshi Lighting Co.,Ltd | FLSNT | DSST21100FILCL-27 | Light Emitting Diode | Decorative Lamp | Edison Screw Base | Forward Phase Cut Controls | 122.4 | 2700 | 0.0004 | 94 | 63 | 130 | 0.95 | Elevated | 15000 | 0.948 | 1 |  | 0.1 | 16 | 16 | 0.39 | 0.37 | 0.35 | 0.2 | 0 | 0 | 0.04 | 0.04 | 0.04 | 0.03 | 0 | 0 | 0.03 | 0.03 | 0.03 | 0.02 | 0.01 | 0.01 | True | True | Non Federally-Regulated | 02/18/2020 |  | 07/22/2020
Hangzhou Huoshi Lighting Co.,Ltd | FLSNT | DSST21100FILWH-27 | Light Emitting Diode | Decorative Lamp | Edison Screw Base | Forward Phase Cut Controls | 122.4 | 2700 | 0.0004 | 94 | 63 | 130 | 0.95 | Elevated | 15000 | 0.948 | 1 |  | 0.1 | 16 | 16 | 0.39 | 0.37 | 0.35 | 0.2 | 0 | 0 | 0.04 | 0.04 | 0.04 | 0.03 | 0 | 0 | 0.03 | 0.03 | 0.03 | 0.02 | 0.01 | 0.01 | True | True | Non Federally-Regulated | 02/18/2020 |  | 07/22/2020
Hangzhou Huoshi Lighting Co.,Ltd | FLSNT | DSST21100FILAM-27 | Light Emitting Diode | Decorative Lamp | Edison Screw Base | Forward Phase Cut Controls | 122.4 | 2700 | 0.0004 | 94 | 63 | 130 | 0.95 | Elevated | 15000 | 0.948 | 1 |  | 0.1 | 16 | 16 | 0.39 | 0.37 | 0.35 | 0.2 | 0 | 0 | 0.04 | 0.04 | 0.04 | 0.03 | 0 | 0 | 0.03 | 0.03 | 0.03 | 0.02 | 0.01 | 0.01 | True | True | Non Federally-Regulated | 02/18/2020 |  | 07/22/2020
Hangzhou Huoshi Lighting Co.,Ltd | FLSNT | DSST21100FILFR-27 | Light Emitting Diode | Decorative Lamp | Edison Screw Base | Forward Phase Cut Controls | 122.4 | 2700 | 0.0004 | 94 | 63 | 130 | 0.95 | Elevated | 15000 | 0.948 | 1 |  | 0.1 | 16 | 16 | 0.39 | 0.37 | 0.35 | 0.2 | 0 | 0 | 0.04 | 0.04 | 0.04 | 0.03 | 0 | 0 | 0.03 | 0.03 | 0.03 | 0.02 | 0.01 | 0.01 | True | True | Non Federally-Regulated | 02/18/2020 |  | 07/22/2020
Hangzhou Huoshi Lighting Co.,Ltd | FLSNT | DSST21100FILSM-27 | Light Emitting Diode | Decorative Lamp | Edison Screw Base | Forward Phase Cut Controls | 122.4 | 2700 | 0.0004 | 94 | 63 | 130 | 0.95 | Elevated | 15000 | 0.948 | 1 |  | 0.1 | 16 | 16 | 0.39 | 0.37 | 0.35 | 0.2 | 0 | 0 | 0.04 | 0.04 | 0.04 | 0.03 | 0 | 0 | 0.03 | 0.03 | 0.03 | 0.02 | 0.01 | 0.01 | True | True | Non Federally-Regulated | 02/18/2020 |  | 07/22/2020
Hangzhou Huoshi Lighting Co.,Ltd | FLSNT | DSG25100FILCL-25 | Light Emitting Diode | Decorative Lamp | Edison Screw Base | Forward Phase Cut Controls | 122.4 | 2500 | 0.0004 | 94 | 63 | 130 | 0.95 | Elevated | 15000 | 0.948 | 1 |  | 0.1 | 16 | 16 | 0.39 | 0.37 | 0.35 | 0.2 | 0 | 0 | 0.04 | 0.04 | 0.04 | 0.03 | 0 | 0 | 0.03 | 0.03 | 0.03 | 0.02 | 0.01 | 0.01 | True | True | Non Federally-Regulated | 02/18/2020 |  | 07/22/2020
Hangzhou Huoshi Lighting Co.,Ltd | FLSNT | DSG25100FILWH-25 | Light Emitting Diode | Decorative Lamp | Edison Screw Base | Forward Phase Cut Controls | 122.4 | 2500 | 0.0004 | 94 | 63 | 130 | 0.95 | Elevated | 15000 | 0.948 | 1 |  | 0.1 | 16 | 16 | 0.39 | 0.37 | 0.35 | 0.2 | 0 | 0 | 0.04 | 0.04 | 0.04 | 0.03 | 0 | 0 | 0.03 | 0.03 | 0.03 | 0.02 | 0.01 | 0.01 | True | True | Non Federally-Regulated | 02/18/2020 |  | 07/22/2020
Hangzhou Huoshi Lighting Co.,Ltd | FLSNT | DSG25100FILAM-25 | Light Emitting Diode | Decorative Lamp | Edison Screw Base | Forward Phase Cut Controls | 122.4 | 2500 | 0.0004 | 94 | 63 | 130 | 0.95 | Elevated | 15000 | 0.948 | 1 |  | 0.1 | 16 | 16 | 0.39 | 0.37 | 0.35 | 0.2 | 0 | 0 | 0.04 | 0.04 | 0.04 | 0.03 | 0 | 0 | 0.03 | 0.03 | 0.03 | 0.02 | 0.01 | 0.01 | True | True | Non Federally-Regulated | 02/18/2020 |  | 07/22/2020
Hangzhou Huoshi Lighting Co.,Ltd | FLSNT | DSG25100FILFR-25 | Light Emitting Diode | Decorative Lamp | Edison Screw Base | Forward Phase Cut Controls | 122.4 | 2500 | 0.0004 | 94 | 63 | 130 | 0.95 | Elevated | 15000 | 0.948 | 1 |  | 0.1 | 16 | 16 | 0.39 | 0.37 | 0.35 | 0.2 | 0 | 0 | 0.04 | 0.04 | 0.04 | 0.03 | 0 | 0 | 0.03 | 0.03 | 0.03 | 0.02 | 0.01 | 0.01 | True | True | Non Federally-Regulated | 02/18/2020 |  | 07/22/2020
Hangzhou Huoshi Lighting Co.,Ltd | FLSNT | DSG25100FILSM-25 | Light Emitting Diode | Decorative Lamp | Edison Screw Base | Forward Phase Cut Controls | 122.4 | 2500 | 0.0004 | 94 | 63 | 130 | 0.95 | Elevated | 15000 | 0.948 | 1 |  | 0.1 | 16 | 16 | 0.39 | 0.37 | 0.35 | 0.2 | 0 | 0 | 0.04 | 0.04 | 0.04 | 0.03 | 0 | 0 | 0.03 | 0.03 | 0.03 | 0.02 | 0.01 | 0.01 | True | True | Non Federally-Regulated | 02/18/2020 |  | 07/22/2020
Hangzhou Huoshi Lighting Co.,Ltd | FLSNT | DSST21100FILCL-25 | Light Emitting Diode | Decorative Lamp | Edison Screw Base | Forward Phase Cut Controls | 122.4 | 2500 | 0.0004 | 94 | 63 | 130 | 0.95 | Elevated | 15000 | 0.948 | 1 |  | 0.1 | 16 | 16 | 0.39 | 0.37 | 0.35 | 0.2 | 0 | 0 | 0.04 | 0.04 | 0.04 | 0.03 | 0 | 0 | 0.03 | 0.03 | 0.03 | 0.02 | 0.01 | 0.01 | True | True | Non Federally-Regulated | 02/18/2020 |  | 07/22/2020
Hangzhou Huoshi Lighting Co.,Ltd | FLSNT | DSST21100FILWH-25 | Light Emitting Diode | Decorative Lamp | Edison Screw Base | Forward Phase Cut Controls | 122.4 | 2500 | 0.0004 | 94 | 63 | 130 | 0.95 | Elevated | 15000 | 0.948 | 1 |  | 0.1 | 16 | 16 | 0.39 | 0.37 | 0.35 | 0.2 | 0 | 0 | 0.04 | 0.04 | 0.04 | 0.03 | 0 | 0 | 0.03 | 0.03 | 0.03 | 0.02 | 0.01 | 0.01 | True | True | Non Federally-Regulated | 02/18/2020 |  | 07/22/2020
Hangzhou Huoshi Lighting Co.,Ltd | FLSNT | DSST21100FILAM-25 | Light Emitting Diode | Decorative Lamp | Edison Screw Base | Forward Phase Cut Controls | 122.4 | 2500 | 0.0004 | 94 | 63 | 130 | 0.95 | Elevated | 15000 | 0.948 | 1 |  | 0.1 | 16 | 16 | 0.39 | 0.37 | 0.35 | 0.2 | 0 | 0 | 0.04 | 0.04 | 0.04 | 0.03 | 0 | 0 | 0.03 | 0.03 | 0.03 | 0.02 | 0.01 | 0.01 | True | True | Non Federally-Regulated | 02/18/2020 |  | 07/22/2020
Hangzhou Huoshi Lighting Co.,Ltd | FLSNT | DSST21100FILFR-25 | Light Emitting Diode | Decorative Lamp | Edison Screw Base | Forward Phase Cut Controls | 122.4 | 2500 | 0.0004 | 94 | 63 | 130 | 0.95 | Elevated | 15000 | 0.948 | 1 |  | 0.1 | 16 | 16 | 0.39 | 0.37 | 0.35 | 0.2 | 0 | 0 | 0.04 | 0.04 | 0.04 | 0.03 | 0 | 0 | 0.03 | 0.03 | 0.03 | 0.02 | 0.01 | 0.01 | True | True | Non Federally-Regulated | 02/18/2020 |  | 07/22/2020
Hangzhou Huoshi Lighting Co.,Ltd | FLSNT | DSG25100FILCL-23 | Light Emitting Diode | Decorative Lamp | Edison Screw Base | Forward Phase Cut Controls | 122.4 | 2300 | 0.0004 | 94 | 63 | 130 | 0.95 | Elevated | 15000 | 0.948 | 1 |  | 0.1 | 16 | 16 | 0.39 | 0.37 | 0.35 | 0.2 | 0 | 0 | 0.04 | 0.04 | 0.04 | 0.03 | 0 | 0 | 0.03 | 0.03 | 0.03 | 0.02 | 0.01 | 0.01 | True | True | Non Federally-Regulated | 02/18/2020 |  | 07/22/2020
Hangzhou Huoshi Lighting Co.,Ltd | FLSNT | DSG25100FILWH-23 | Light Emitting Diode | Decorative Lamp | Edison Screw Base | Forward Phase Cut Controls | 122.4 | 2300 | 0.0004 | 94 | 63 | 130 | 0.95 | Elevated | 15000 | 0.948 | 1 |  | 0.1 | 16 | 16 | 0.39 | 0.37 | 0.35 | 0.2 | 0 | 0 | 0.04 | 0.04 | 0.04 | 0.03 | 0 | 0 | 0.03 | 0.03 | 0.03 | 0.02 | 0.01 | 0.01 | True | True | Non Federally-Regulated | 02/18/2020 |  | 07/22/2020
Hangzhou Huoshi Lighting Co.,Ltd | FLSNT | DSG25100FILAM-23 | Light Emitting Diode | Decorative Lamp | Edison Screw Base | Forward Phase Cut Controls | 122.4 | 2300 | 0.0004 | 94 | 63 | 130 | 0.95 | Elevated | 15000 | 0.948 | 1 |  | 0.1 | 16 | 16 | 0.39 | 0.37 | 0.35 | 0.2 | 0 | 0 | 0.04 | 0.04 | 0.04 | 0.03 | 0 | 0 | 0.03 | 0.03 | 0.03 | 0.02 | 0.01 | 0.01 | True | True | Non Federally-Regulated | 02/18/2020 |  | 07/22/2020
Hangzhou Huoshi Lighting Co.,Ltd | FLSNT | DSG25100FILFR-23 | Light Emitting Diode | Decorative Lamp | Edison Screw Base | Forward Phase Cut Controls | 122.4 | 2300 | 0.0004 | 94 | 63 | 130 | 0.95 | Elevated | 15000 | 0.948 | 1 |  | 0.1 | 16 | 16 | 0.39 | 0.37 | 0.35 | 0.2 | 0 | 0 | 0.04 | 0.04 | 0.04 | 0.03 | 0 | 0 | 0.03 | 0.03 | 0.03 | 0.02 | 0.01 | 0.01 | True | True | Non Federally-Regulated | 02/18/2020 |  | 07/22/2020
Hangzhou Huoshi Lighting Co.,Ltd | FLSNT | DSG25100FILSM-23 | Light Emitting Diode | Decorative Lamp | Edison Screw Base | Forward Phase Cut Controls | 122.4 | 2300 | 0.0004 | 94 | 63 | 130 | 0.95 | Elevated | 15000 | 0.948 | 1 |  | 0.1 | 16 | 16 | 0.39 | 0.37 | 0.35 | 0.2 | 0 | 0 | 0.04 | 0.04 | 0.04 | 0.03 | 0 | 0 | 0.03 | 0.03 | 0.03 | 0.02 | 0.01 | 0.01 | True | True | Non Federally-Regulated | 02/18/2020 |  | 07/22/2020
Hangzhou Huoshi Lighting Co.,Ltd | FLSNT | DSST21100FILCL-23 | Light Emitting Diode | Decorative Lamp | Edison Screw Base | Forward Phase Cut Controls | 122.4 | 2300 | 0.0004 | 94 | 63 | 130 | 0.95 | Elevated | 15000 | 0.948 | 1 |  | 0.1 | 16 | 16 | 0.39 | 0.37 | 0.35 | 0.2 | 0 | 0 | 0.04 | 0.04 | 0.04 | 0.03 | 0 | 0 | 0.03 | 0.03 | 0.03 | 0.02 | 0.01 | 0.01 | True | True | Non Federally-Regulated | 02/18/2020 |  | 07/22/2020
Hangzhou Huoshi Lighting Co.,Ltd | FLSNT | DSST21100FILWH-23 | Light Emitting Diode | Decorative Lamp | Edison Screw Base | Forward Phase Cut Controls | 122.4 | 2300 | 0.0004 | 94 | 63 | 130 | 0.95 | Elevated | 15000 | 0.948 | 1 |  | 0.1 | 16 | 16 | 0.39 | 0.37 | 0.35 | 0.2 | 0 | 0 | 0.04 | 0.04 | 0.04 | 0.03 | 0 | 0 | 0.03 | 0.03 | 0.03 | 0.02 | 0.01 | 0.01 | True | True | Non Federally-Regulated | 02/18/2020 |  | 07/22/2020
Hangzhou Huoshi Lighting Co.,Ltd | FLSNT | DSST21100FILAM-23 | Light Emitting Diode | Decorative Lamp | Edison Screw Base | Forward Phase Cut Controls | 122.4 | 2300 | 0.0004 | 94 | 63 | 130 | 0.95 | Elevated | 15000 | 0.948 | 1 |  | 0.1 | 16 | 16 | 0.39 | 0.37 | 0.35 | 0.2 | 0 | 0 | 0.04 | 0.04 | 0.04 | 0.03 | 0 | 0 | 0.03 | 0.03 | 0.03 | 0.02 | 0.01 | 0.01 | True | True | Non Federally-Regulated | 02/18/2020 |  | 07/22/2020
Hangzhou Huoshi Lighting Co.,Ltd | FLSNT | DSST21100FILFR-23 | Light Emitting Diode | Decorative Lamp | Edison Screw Base | Forward Phase Cut Controls | 122.4 | 2300 | 0.0004 | 94 | 63 | 130 | 0.95 | Elevated | 15000 | 0.948 | 1 |  | 0.1 | 16 | 16 | 0.39 | 0.37 | 0.35 | 0.2 | 0 | 0 | 0.04 | 0.04 | 0.04 | 0.03 | 0 | 0 | 0.03 | 0.03 | 0.03 | 0.02 | 0.01 | 0.01 | True | True | Non Federally-Regulated | 02/18/2020 |  | 07/22/2020
Hangzhou Huoshi Lighting Co.,Ltd | FLSNT | DSST21100FILSM-23 | Light Emitting Diode | Decorative Lamp | Edison Screw Base | Forward Phase Cut Controls | 122.4 | 2300 | 0.0004 | 94 | 63 | 130 | 0.95 | Elevated | 15000 | 0.948 | 1 |  | 0.1 | 16 | 16 | 0.39 | 0.37 | 0.35 | 0.2 | 0 | 0 | 0.04 | 0.04 | 0.04 | 0.03 | 0 | 0 | 0.03 | 0.03 | 0.03 | 0.02 | 0.01 | 0.01 | True | True | Non Federally-Regulated | 02/18/2020 |  | 07/22/2020
Hangzhou Huoshi Lighting Co.,Ltd | FLSNT | DSG25100FILCL-30 | Light Emitting Diode | Decorative Lamp | Edison Screw Base | Forward Phase Cut Controls | 122.4 | 3000 | 0.0004 | 94 | 63 | 130 | 0.95 | Elevated | 15000 | 0.948 | 1 |  | 0.1 | 16 | 16 | 0.39 | 0.37 | 0.35 | 0.2 | 0 | 0 | 0.04 | 0.04 | 0.04 | 0.03 | 0 | 0 | 0.03 | 0.03 | 0.03 | 0.02 | 0.01 | 0.01 | True | True | Non Federally-Regulated | 02/18/2020 |  | 07/22/2020
Hangzhou Huoshi Lighting Co.,Ltd | FLSNT | DSG25100FILWH-30 | Light Emitting Diode | Decorative Lamp | Edison Screw Base | Forward Phase Cut Controls | 122.4 | 3000 | 0.0004 | 94 | 63 | 130 | 0.95 | Elevated | 15000 | 0.948 | 1 |  | 0.1 | 16 | 16 | 0.39 | 0.37 | 0.35 | 0.2 | 0 | 0 | 0.04 | 0.04 | 0.04 | 0.03 | 0 | 0 | 0.03 | 0.03 | 0.03 | 0.02 | 0.01 | 0.01 | True | True | Non Federally-Regulated | 02/18/2020 |  | 07/22/2020
Hangzhou Huoshi Lighting Co.,Ltd | FLSNT | DSG25100FILAM-30 | Light Emitting Diode | Decorative Lamp | Edison Screw Base | Forward Phase Cut Controls | 122.4 | 3000 | 0.0004 | 94 | 63 | 130 | 0.95 | Elevated | 15000 | 0.948 | 1 |  | 0.1 | 16 | 16 | 0.39 | 0.37 | 0.35 | 0.2 | 0 | 0 | 0.04 | 0.04 | 0.04 | 0.03 | 0 | 0 | 0.03 | 0.03 | 0.03 | 0.02 | 0.01 | 0.01 | True | True | Non Federally-Regulated | 02/18/2020 |  | 07/22/2020
Hangzhou Huoshi Lighting Co.,Ltd | FLSNT | DSG25100FILFR-30 | Light Emitting Diode | Decorative Lamp | Edison Screw Base | Forward Phase Cut Controls | 122.4 | 3000 | 0.0004 | 94 | 63 | 130 | 0.95 | Elevated | 15000 | 0.948 | 1 |  | 0.1 | 16 | 16 | 0.39 | 0.37 | 0.35 | 0.2 | 0 | 0 | 0.04 | 0.04 | 0.04 | 0.03 | 0 | 0 | 0.03 | 0.03 | 0.03 | 0.02 | 0.01 | 0.01 | True | True | Non Federally-Regulated | 02/18/2020 |  | 07/22/2020
Hangzhou Huoshi Lighting Co.,Ltd | FLSNT | DSG25100FILSM-30 | Light Emitting Diode | Decorative Lamp | Edison Screw Base | Forward Phase Cut Controls | 122.4 | 3000 | 0.0004 | 94 | 63 | 130 | 0.95 | Elevated | 15000 | 0.948 | 1 |  | 0.1 | 16 | 16 | 0.39 | 0.37 | 0.35 | 0.2 | 0 | 0 | 0.04 | 0.04 | 0.04 | 0.03 | 0 | 0 | 0.03 | 0.03 | 0.03 | 0.02 | 0.01 | 0.01 | True | True | Non Federally-Regulated | 02/18/2020 |  | 07/22/2020
Hangzhou Huoshi Lighting Co.,Ltd | FLSNT | DSST21100FILCL-30 | Light Emitting Diode | Decorative Lamp | Edison Screw Base | Forward Phase Cut Controls | 122.4 | 3000 | 0.0004 | 94 | 63 | 130 | 0.95 | Elevated | 15000 | 0.948 | 1 |  | 0.1 | 16 | 16 | 0.39 | 0.37 | 0.35 | 0.2 | 0 | 0 | 0.04 | 0.04 | 0.04 | 0.03 | 0 | 0 | 0.03 | 0.03 | 0.03 | 0.02 | 0.01 | 0.01 | True | True | Non Federally-Regulated | 02/18/2020 |  | 07/22/2020
Hangzhou Huoshi Lighting Co.,Ltd | FLSNT | DSST21100FILWH-30 | Light Emitting Diode | Decorative Lamp | Edison Screw Base | Forward Phase Cut Controls | 122.4 | 3000 | 0.0004 | 94 | 63 | 130 | 0.95 | Elevated | 15000 | 0.948 | 1 |  | 0.1 | 16 | 16 | 0.39 | 0.37 | 0.35 | 0.2 | 0 | 0 | 0.04 | 0.04 | 0.04 | 0.03 | 0 | 0 | 0.03 | 0.03 | 0.03 | 0.02 | 0.01 | 0.01 | True | True | Non Federally-Regulated | 02/18/2020 |  | 07/22/2020
Hangzhou Huoshi Lighting Co.,Ltd | FLSNT | DSST21100FILAM-30 | Light Emitting Diode | Decorative Lamp | Edison Screw Base | Forward Phase Cut Controls | 122.4 | 3000 | 0.0004 | 94 | 63 | 130 | 0.95 | Elevated | 15000 | 0.948 | 1 |  | 0.1 | 16 | 16 | 0.39 | 0.37 | 0.35 | 0.2 | 0 | 0 | 0.04 | 0.04 | 0.04 | 0.03 | 0 | 0 | 0.03 | 0.03 | 0.03 | 0.02 | 0.01 | 0.01 | True | True | Non Federally-Regulated | 02/18/2020 |  | 07/22/2020
Hangzhou Huoshi Lighting Co.,Ltd | FLSNT | DSST21100FILFR-30 | Light Emitting Diode | Decorative Lamp | Edison Screw Base | Forward Phase Cut Controls | 122.4 | 3000 | 0.0004 | 94 | 63 | 130 | 0.95 | Elevated | 15000 | 0.948 | 1 |  | 0.1 | 16 | 16 | 0.39 | 0.37 | 0.35 | 0.2 | 0 | 0 | 0.04 | 0.04 | 0.04 | 0.03 | 0 | 0 | 0.03 | 0.03 | 0.03 | 0.02 | 0.01 | 0.01 | True | True | Non Federally-Regulated | 02/18/2020 |  | 07/22/2020
Hangzhou Huoshi Lighting Co.,Ltd | FLSNT | DSST21100FILSM-30 | Light Emitting Diode | Decorative Lamp | Edison Screw Base | Forward Phase Cut Controls | 122.4 | 3000 | 0.0004 | 94 | 63 | 130 | 0.95 | Elevated | 15000 | 0.948 | 1 |  | 0.1 | 16 | 16 | 0.39 | 0.37 | 0.35 | 0.2 | 0 | 0 | 0.04 | 0.04 | 0.04 | 0.03 | 0 | 0 | 0.03 | 0.03 | 0.03 | 0.02 | 0.01 | 0.01 | True | True | Non Federally-Regulated | 02/18/2020 |  | 07/22/2020
Hangzhou Huoshi Lighting Co.,Ltd | FLSNT | DSST21100FILSM-25 | Light Emitting Diode | Decorative Lamp | Edison Screw Base | Forward Phase Cut Controls | 122.4 | 2500 | 0.0004 | 94 | 63 | 130 | 0.95 | Elevated | 15000 | 0.948 | 1 |  | 0.1 | 16 | 16 | 0.39 | 0.37 | 0.35 | 0.2 | 0 | 0 | 0.04 | 0.04 | 0.04 | 0.03 | 0 | 0 | 0.03 | 0.03 | 0.03 | 0.02 | 0.01 | 0.01 | True | True | Non Federally-Regulated | 02/18/2020 |  | 07/22/2020
Hangzhou Huoshi Lighting Co.,Ltd | FLSNT | DSG25100FILCL-40 | Light Emitting Diode | Decorative Lamp | Edison Screw Base | Forward Phase Cut Controls | 122.4 | 4000 | 0.0004 | 94 | 63 | 130 | 0.95 | Elevated | 15000 | 0.948 | 1 |  | 0.1 | 16 | 16 | 0.39 | 0.37 | 0.35 | 0.2 | 0 | 0 | 0.04 | 0.04 | 0.04 | 0.03 | 0 | 0 | 0.03 | 0.03 | 0.03 | 0.02 | 0.01 | 0.01 | True | True | Non Federally-Regulated | 02/18/2020 |  | 07/22/2020
Hangzhou Huoshi Lighting Co.,Ltd | FLSNT | DSG25100FILWH-40 | Light Emitting Diode | Decorative Lamp | Edison Screw Base | Forward Phase Cut Controls | 122.4 | 4000 | 0.0004 | 94 | 63 | 130 | 0.95 | Elevated | 15000 | 0.948 | 1 |  | 0.1 | 16 | 16 | 0.39 | 0.37 | 0.35 | 0.2 | 0 | 0 | 0.04 | 0.04 | 0.04 | 0.03 | 0 | 0 | 0.03 | 0.03 | 0.03 | 0.02 | 0.01 | 0.01 | True | True | Non Federally-Regulated | 02/18/2020 |  | 07/22/2020
Hangzhou Huoshi Lighting Co.,Ltd | FLSNT | DSG25100FILAM-40 | Light Emitting Diode | Decorative Lamp | Edison Screw Base | Forward Phase Cut Controls | 122.4 | 4000 | 0.0004 | 94 | 63 | 130 | 0.95 | Elevated | 15000 | 0.948 | 1 |  | 0.1 | 16 | 16 | 0.39 | 0.37 | 0.35 | 0.2 | 0 | 0 | 0.04 | 0.04 | 0.04 | 0.03 | 0 | 0 | 0.03 | 0.03 | 0.03 | 0.02 | 0.01 | 0.01 | True | True | Non Federally-Regulated | 02/18/2020 |  | 07/22/2020
Hangzhou Huoshi Lighting Co.,Ltd | FLSNT | DSG25100FILFR-40 | Light Emitting Diode | Decorative Lamp | Edison Screw Base | Forward Phase Cut Controls | 122.4 | 4000 | 0.0004 | 94 | 63 | 130 | 0.95 | Elevated | 15000 | 0.948 | 1 |  | 0.1 | 16 | 16 | 0.39 | 0.37 | 0.35 | 0.2 | 0 | 0 | 0.04 | 0.04 | 0.04 | 0.03 | 0 | 0 | 0.03 | 0.03 | 0.03 | 0.02 | 0.01 | 0.01 | True | True | Non Federally-Regulated | 02/18/2020 |  | 07/22/2020
Hangzhou Huoshi Lighting Co.,Ltd | FLSNT | DSG25100FILSM-40 | Light Emitting Diode | Decorative Lamp | Edison Screw Base | Forward Phase Cut Controls | 122.4 | 4000 | 0.0004 | 94 | 63 | 130 | 0.95 | Elevated | 15000 | 0.948 | 1 |  | 0.1 | 16 | 16 | 0.39 | 0.37 | 0.35 | 0.2 | 0 | 0 | 0.04 | 0.04 | 0.04 | 0.03 | 0 | 0 | 0.03 | 0.03 | 0.03 | 0.02 | 0.01 | 0.01 | True | True | Non Federally-Regulated | 02/18/2020 |  | 07/22/2020
Hangzhou Huoshi Lighting Co.,Ltd | FLSNT | DSST21100FILCL-40 | Light Emitting Diode | Decorative Lamp | Edison Screw Base | Forward Phase Cut Controls | 122.4 | 4000 | 0.0004 | 94 | 63 | 130 | 0.95 | Elevated | 15000 | 0.948 | 1 |  | 0.1 | 16 | 16 | 0.39 | 0.37 | 0.35 | 0.2 | 0 | 0 | 0.04 | 0.04 | 0.04 | 0.03 | 0 | 0 | 0.03 | 0.03 | 0.03 | 0.02 | 0.01 | 0.01 | True | True | Non Federally-Regulated | 02/18/2020 |  | 07/22/2020
Hangzhou Huoshi Lighting Co.,Ltd | FLSNT | DSST21100FILWH-40 | Light Emitting Diode | Decorative Lamp | Edison Screw Base | Forward Phase Cut Controls | 122.4 | 4000 | 0.0004 | 94 | 63 | 130 | 0.95 | Elevated | 15000 | 0.948 | 1 |  | 0.1 | 16 | 16 | 0.39 | 0.37 | 0.35 | 0.2 | 0 | 0 | 0.04 | 0.04 | 0.04 | 0.03 | 0 | 0 | 0.03 | 0.03 | 0.03 | 0.02 | 0.01 | 0.01 | True | True | Non Federally-Regulated | 02/18/2020 |  | 07/22/2020
Hangzhou Huoshi Lighting Co.,Ltd | FLSNT | DSST21100FILAM-40 | Light Emitting Diode | Decorative Lamp | Edison Screw Base | Forward Phase Cut Controls | 122.4 | 4000 | 0.0004 | 94 | 63 | 130 | 0.95 | Elevated | 15000 | 0.948 | 1 |  | 0.1 | 16 | 16 | 0.39 | 0.37 | 0.35 | 0.2 | 0 | 0 | 0.04 | 0.04 | 0.04 | 0.03 | 0 | 0 | 0.03 | 0.03 | 0.03 | 0.02 | 0.01 | 0.01 | True | True | Non Federally-Regulated | 02/18/2020 |  | 07/22/2020
Hangzhou Huoshi Lighting Co.,Ltd | FLSNT | DSST21100FILFR-40 | Light Emitting Diode | Decorative Lamp | Edison Screw Base | Forward Phase Cut Controls | 122.4 | 4000 | 0.0004 | 94 | 63 | 130 | 0.95 | Elevated | 15000 | 0.948 | 1 |  | 0.1 | 16 | 16 | 0.39 | 0.37 | 0.35 | 0.2 | 0 | 0 | 0.04 | 0.04 | 0.04 | 0.03 | 0 | 0 | 0.03 | 0.03 | 0.03 | 0.02 | 0.01 | 0.01 | True | True | Non Federally-Regulated | 02/18/2020 |  | 07/22/2020
Hangzhou Huoshi Lighting Co.,Ltd | FLSNT | DSST21100FILSM-40 | Light Emitting Diode | Decorative Lamp | Edison Screw Base | Forward Phase Cut Controls | 122.4 | 4000 | 0.0004 | 94 | 63 | 130 | 0.95 | Elevated | 15000 | 0.948 | 1 |  | 0.1 | 16 | 16 | 0.39 | 0.37 | 0.35 | 0.2 | 0 | 0 | 0.04 | 0.04 | 0.04 | 0.03 | 0 | 0 | 0.03 | 0.03 | 0.03 | 0.02 | 0.01 | 0.01 | True | True | Non Federally-Regulated | 02/18/2020 |  | 07/22/2020
Hangzhou Huoshi Lighting Co.,Ltd | Tesler | 60D75 | Light Emitting Diode | Omnidirectional Lamp | Edison Screw Base | Forward Phase Cut Controls | 122.4 | 2700 | 0.0004 | 94 | 63 | 130 | 0.95 | Elevated | 15000 | 0.948 | 1 |  | 0.1 | 16 | 16 | 0.39 | 0.37 | 0.35 | 0.2 | 0 | 0 | 0.04 | 0.04 | 0.04 | 0.03 | 0 | 0 | 0.03 | 0.03 | 0.03 | 0.02 | 0.01 | 0.01 | True | True | Non Federally-Regulated | 02/18/2020 |  | 07/22/2020
Hangzhou Huoshi Lighting Co.,Ltd | Tesler | 64R63 | Light Emitting Diode | Decorative Lamp | Edison Screw Base | Forward Phase Cut Controls | 122.4 | 2700 | 0.0004 | 94 | 63 | 130 | 0.95 | Elevated | 15000 | 0.948 | 1 |  | 0.1 | 16 | 16 | 0.39 | 0.37 | 0.35 | 0.2 | 0 | 0 | 0.04 | 0.04 | 0.04 | 0.03 | 0 | 0 | 0.03 | 0.03 | 0.03 | 0.02 | 0.01 | 0.01 | True | True | Non Federally-Regulated | 02/18/2020 |  | 07/22/2020
Hangzhou Huoshi Lighting Co.,Ltd | Tesler | 72R78 | Light Emitting Diode | Decorative Lamp | Edison Screw Base | Forward Phase Cut Controls | 122.4 | 2700 | 0.0004 | 94 | 63 | 130 | 0.95 | Elevated | 15000 | 0.948 | 1 |  | 0.1 | 16 | 16 | 0.39 | 0.37 | 0.35 | 0.2 | 0 | 0 | 0.04 | 0.04 | 0.04 | 0.03 | 0 | 0 | 0.03 | 0.03 | 0.03 | 0.02 | 0.01 | 0.01 | True | True | Non Federally-Regulated | 02/18/2020 |  | 07/22/2020
Hangzhou Huoshi Lighting Co.,Ltd | Tesler | 77C84 | Light Emitting Diode | Decorative Lamp | Edison Screw Base | Forward Phase Cut Controls | 122.4 | 2300 | 0.0004 | 94 | 63 | 130 | 0.95 | Elevated | 15000 | 0.948 | 1 |  | 0.1 | 16 | 16 | 0.39 | 0.37 | 0.35 | 0.2 | 0 | 0 | 0.04 | 0.04 | 0.04 | 0.03 | 0 | 0 | 0.03 | 0.03 | 0.03 | 0.02 | 0.01 | 0.01 | True | True | Non Federally-Regulated | 02/18/2020 |  | 07/22/2020
Hangzhou Huoshi Lighting Co.,Ltd | Tesler | 78R89 | Light Emitting Diode | Omnidirectional Lamp | Edison Screw Base | Forward Phase Cut Controls | 122.4 | 3000 | 0.0004 | 94 | 63 | 130 | 0.95 | Elevated | 15000 | 0.948 | 1 |  | 0.1 | 16 | 16 | 0.39 | 0.37 | 0.35 | 0.2 | 0 | 0 | 0.04 | 0.04 | 0.04 | 0.03 | 0 | 0 | 0.03 | 0.03 | 0.03 | 0.02 | 0.01 | 0.01 | True | True | Non Federally-Regulated | 02/18/2020 |  | 07/22/2020
Hangzhou Huoshi Lighting Co.,Ltd | Tesler | 79P79(2PK) | Light Emitting Diode | Omnidirectional Lamp | Edison Screw Base | Forward Phase Cut Controls | 122.4 | 3000 | 0.0004 | 94 | 63 | 130 | 0.95 | Elevated | 15000 | 0.948 | 1 |  | 0.1 | 16 | 16 | 0.39 | 0.37 | 0.35 | 0.2 | 0 | 0 | 0.04 | 0.04 | 0.04 | 0.03 | 0 | 0 | 0.03 | 0.03 | 0.03 | 0.02 | 0.01 | 0.01 | True | True | Non Federally-Regulated | 02/18/2020 |  | 07/22/2020
Hangzhou Huoshi Lighting Co.,Ltd | Tesler | 36H29 | Light Emitting Diode | Omnidirectional Lamp | Edison Screw Base | Forward Phase Cut Controls | 122.4 | 3000 | 0.0004 | 94 | 63 | 130 | 0.95 | Elevated | 15000 | 0.948 | 1 |  | 0.1 | 16 | 16 | 0.39 | 0.37 | 0.35 | 0.2 | 0 | 0 | 0.04 | 0.04 | 0.04 | 0.03 | 0 | 0 | 0.03 | 0.03 | 0.03 | 0.02 | 0.01 | 0.01 | True | True | Non Federally-Regulated | 02/18/2020 |  | 07/22/2020
Hangzhou Huoshi Lighting Co.,Ltd | Tesler | 80K34(3-WAY) | Light Emitting Diode | Omnidirectional Lamp | Edison Screw Base | Forward Phase Cut Controls | 122.4 | 3000 | 0.0004 | 94 | 63 | 130 | 0.95 | Elevated | 15000 | 0.948 | 1 |  | 0.1 | 16 | 16 | 0.39 | 0.37 | 0.35 | 0.2 | 0 | 0 | 0.04 | 0.04 | 0.04 | 0.03 | 0 | 0 | 0.03 | 0.03 | 0.03 | 0.02 | 0.01 | 0.01 | True | True | Non Federally-Regulated | 02/18/2020 |  | 07/22/2020
Hangzhou Huoshi Lighting Co.,Ltd | Tesler | 64R64 | Light Emitting Diode | Decorative Lamp | Edison Screw Base | Forward Phase Cut Controls | 122.4 | 3000 | 0.0004 | 94 | 63 | 130 | 0.95 | Elevated | 15000 | 0.948 | 1 |  | 0.1 | 16 | 16 | 0.39 | 0.37 | 0.35 | 0.2 | 0 | 0 | 0.04 | 0.04 | 0.04 | 0.03 | 0 | 0 | 0.03 | 0.03 | 0.03 | 0.02 | 0.01 | 0.01 | True | True | Non Federally-Regulated | 02/18/2020 |  | 07/22/2020
Hangzhou Huoshi Lighting Co.,Ltd | Tesler | 77C83 | Light Emitting Diode | Decorative Lamp | Edison Screw Base | Forward Phase Cut Controls | 122.4 | 3000 | 0.0004 | 94 | 63 | 130 | 0.95 | Elevated | 15000 | 0.948 | 1 |  | 0.1 | 16 | 16 | 0.39 | 0.37 | 0.35 | 0.2 | 0 | 0 | 0.04 | 0.04 | 0.04 | 0.03 | 0 | 0 | 0.03 | 0.03 | 0.03 | 0.02 | 0.01 | 0.01 | True | True | Non Federally-Regulated | 02/18/2020 |  | 07/22/2020
Hangzhou Huoshi Lighting Co.,Ltd | FLSNT | DSA23150FILWH-23 | Light Emitting Diode | Omnidirectional Lamp | Edison Screw Base | Forward Phase Cut Controls | 122.4 | 2300 | 0.0004 | 94 | 63 | 130 | 0.95 | Elevated | 15000 | 0.948 | 1 |  | 0.1 | 16 | 16 | 0.39 | 0.37 | 0.35 | 0.2 | 0 | 0 | 0.04 | 0.04 | 0.04 | 0.03 | 0 | 0 | 0.03 | 0.03 | 0.03 | 0.02 | 0.01 | 0.01 | True | True | Non Federally-Regulated | 02/23/2020 |  | 07/22/2020
Hangzhou Huoshi Lighting Co.,Ltd | FLSNT | DSA23150FILCL-27 | Light Emitting Diode | Omnidirectional Lamp | Edison Screw Base | Forward Phase Cut Controls | 122.4 | 2700 | 0.0004 | 94 | 63 | 130 | 0.95 | Elevated | 15000 | 0.948 | 1 |  | 0.1 | 16 | 16 | 0.39 | 0.37 | 0.35 | 0.2 | 0 | 0 | 0.04 | 0.04 | 0.04 | 0.03 | 0 | 0 | 0.03 | 0.03 | 0.03 | 0.02 | 0.01 | 0.01 | True | True | Non Federally-Regulated | 02/23/2020 |  | 07/22/2020
Hangzhou Huoshi Lighting Co.,Ltd | FLSNT | DSA23150FILWH-27 | Light Emitting Diode | Omnidirectional Lamp | Edison Screw Base | Forward Phase Cut Controls | 122.4 | 2700 | 0.0004 | 94 | 63 | 130 | 0.95 | Elevated | 15000 | 0.948 | 1 |  | 0.1 | 16 | 16 | 0.39 | 0.37 | 0.35 | 0.2 | 0 | 0 | 0.04 | 0.04 | 0.04 | 0.03 | 0 | 0 | 0.03 | 0.03 | 0.03 | 0.02 | 0.01 | 0.01 | True | True | Non Federally-Regulated | 02/23/2020 |  | 07/22/2020
Hangzhou Huoshi Lighting Co.,Ltd | FLSNT | DSA23150FILAM-27 | Light Emitting Diode | Omnidirectional Lamp | Edison Screw Base | Forward Phase Cut Controls | 122.4 | 2700 | 0.0004 | 94 | 63 | 130 | 0.95 | Elevated | 15000 | 0.948 | 1 |  | 0.1 | 16 | 16 | 0.39 | 0.37 | 0.35 | 0.2 | 0 | 0 | 0.04 | 0.04 | 0.04 | 0.03 | 0 | 0 | 0.03 | 0.03 | 0.03 | 0.02 | 0.01 | 0.01 | True | True | Non Federally-Regulated | 02/23/2020 |  | 07/22/2020
Hangzhou Huoshi Lighting Co.,Ltd | FLSNT | DSA23150FILFR-27 | Light Emitting Diode | Omnidirectional Lamp | Edison Screw Base | Forward Phase Cut Controls | 122.4 | 2700 | 0.0004 | 94 | 63 | 130 | 0.95 | Elevated | 15000 | 0.948 | 1 |  | 0.1 | 16 | 16 | 0.39 | 0.37 | 0.35 | 0.2 | 0 | 0 | 0.04 | 0.04 | 0.04 | 0.03 | 0 | 0 | 0.03 | 0.03 | 0.03 | 0.02 | 0.01 | 0.01 | True | True | Non Federally-Regulated | 02/23/2020 |  | 07/22/2020
Hangzhou Huoshi Lighting Co.,Ltd | FLSNT | DSA23150FILSM-27 | Light Emitting Diode | Omnidirectional Lamp | Edison Screw Base | Forward Phase Cut Controls | 122.4 | 2700 | 0.0004 | 94 | 63 | 130 | 0.95 | Elevated | 15000 | 0.948 | 1 |  | 0.1 | 16 | 16 | 0.39 | 0.37 | 0.35 | 0.2 | 0 | 0 | 0.04 | 0.04 | 0.04 | 0.03 | 0 | 0 | 0.03 | 0.03 | 0.03 | 0.02 | 0.01 | 0.01 | True | True | Non Federally-Regulated | 02/23/2020 |  | 07/22/2020
Hangzhou Huoshi Lighting Co.,Ltd | FLSNT | DSG25150FILCL-27 | Light Emitting Diode | Decorative Lamp | Edison Screw Base | Forward Phase Cut Controls | 117.2 | 2700 | -0.001 | 91 | 51 | 49 | 0.97 | Elevated | 15000 | 0.94 | 1 |  | 0.1 | 16 | 16 | 0.34 | 0.33 | 0.33 | 0.21 | 0 | 0 | 0.04 | 0.04 | 0.03 | 0.03 | 0.01 | 0.01 | 0.08 | 0.03 | 0.03 | 0.03 | 0.01 | 0.01 | True | True | Non Federally-Regulated | 01/27/2020 |  | 07/22/2020
Hangzhou Huoshi Lighting Co.,Ltd | FLSNT | DSG25150FILWH-27 | Light Emitting Diode | Decorative Lamp | Edison Screw Base | Forward Phase Cut Controls | 117.2 | 2700 | -0.001 | 91 | 51 | 49 | 0.97 | Elevated | 15000 | 0.94 | 1 |  | 0.1 | 16 | 16 | 0.34 | 0.33 | 0.33 | 0.21 | 0 | 0 | 0.04 | 0.04 | 0.03 | 0.03 | 0.01 | 0.01 | 0.08 | 0.03 | 0.03 | 0.03 | 0.01 | 0.01 | True | True | Non Federally-Regulated | 01/27/2020 |  | 07/22/2020
Hangzhou Huoshi Lighting Co.,Ltd | FLSNT | DSG25150FILAM-27 | Light Emitting Diode | Decorative Lamp | Edison Screw Base | Forward Phase Cut Controls | 117.2 | 2700 | -0.001 | 91 | 51 | 49 | 0.97 | Elevated | 15000 | 0.94 | 1 |  | 0.1 | 16 | 16 | 0.34 | 0.33 | 0.33 | 0.21 | 0 | 0 | 0.04 | 0.04 | 0.03 | 0.03 | 0.01 | 0.01 | 0.08 | 0.03 | 0.03 | 0.03 | 0.01 | 0.01 | True | True | Non Federally-Regulated | 01/27/2020 |  | 07/22/2020
Hangzhou Huoshi Lighting Co.,Ltd | FLSNT | DSG25150FILFR-27 | Light Emitting Diode | Decorative Lamp | Edison Screw Base | Forward Phase Cut Controls | 117.2 | 2700 | -0.001 | 91 | 51 | 49 | 0.97 | Elevated | 15000 | 0.94 | 1 |  | 0.1 | 16 | 16 | 0.34 | 0.33 | 0.33 | 0.21 | 0 | 0 | 0.04 | 0.04 | 0.03 | 0.03 | 0.01 | 0.01 | 0.08 | 0.03 | 0.03 | 0.03 | 0.01 | 0.01 | True | True | Non Federally-Regulated | 01/27/2020 |  | 07/22/2020
Hangzhou Huoshi Lighting Co.,Ltd | FLSNT | DSG25150FILSM-27 | Light Emitting Diode | Decorative Lamp | Edison Screw Base | Forward Phase Cut Controls | 117.2 | 2700 | -0.001 | 91 | 51 | 49 | 0.97 | Elevated | 15000 | 0.94 | 1 |  | 0.1 | 16 | 16 | 0.34 | 0.33 | 0.33 | 0.21 | 0 | 0 | 0.04 | 0.04 | 0.03 | 0.03 | 0.01 | 0.01 | 0.08 | 0.03 | 0.03 | 0.03 | 0.01 | 0.01 | True | True | Non Federally-Regulated | 01/27/2020 |  | 07/22/2020
Hangzhou Huoshi Lighting Co.,Ltd | FLSNT | DSG40150FILCL-27 | Light Emitting Diode | Decorative Lamp | Edison Screw Base | Forward Phase Cut Controls | 117.2 | 2700 | -0.001 | 91 | 51 | 49 | 0.97 | Elevated | 15000 | 0.94 | 1 |  | 0.1 | 16 | 16 | 0.34 | 0.33 | 0.33 | 0.21 | 0 | 0 | 0.04 | 0.04 | 0.03 | 0.03 | 0.01 | 0.01 | 0.08 | 0.03 | 0.03 | 0.03 | 0.01 | 0.01 | True | True | Non Federally-Regulated | 01/27/2020 |  | 07/22/2020
Hangzhou Huoshi Lighting Co.,Ltd | FLSNT | DSG40150FILWH-27 | Light Emitting Diode | Decorative Lamp | Edison Screw Base | Forward Phase Cut Controls | 117.2 | 2700 | -0.001 | 91 | 51 | 49 | 0.97 | Elevated | 15000 | 0.94 | 1 |  | 0.1 | 16 | 16 | 0.34 | 0.33 | 0.33 | 0.21 | 0 | 0 | 0.04 | 0.04 | 0.03 | 0.03 | 0.01 | 0.01 | 0.08 | 0.03 | 0.03 | 0.03 | 0.01 | 0.01 | True | True | Non Federally-Regulated | 01/27/2020 |  | 07/22/2020
Hangzhou Huoshi Lighting Co.,Ltd | FLSNT | DSG40150FILAM-27 | Light Emitting Diode | Decorative Lamp | Edison Screw Base | Forward Phase Cut Controls | 117.2 | 2700 | -0.001 | 91 | 51 | 49 | 0.97 | Elevated | 15000 | 0.94 | 1 |  | 0.1 | 16 | 16 | 0.34 | 0.33 | 0.33 | 0.21 | 0 | 0 | 0.04 | 0.04 | 0.03 | 0.03 | 0.01 | 0.01 | 0.08 | 0.03 | 0.03 | 0.03 | 0.01 | 0.01 | True | True | Non Federally-Regulated | 01/27/2020 |  | 07/22/2020
Hangzhou Huoshi Lighting Co.,Ltd | FLSNT | DSG40150FILFR-27 | Light Emitting Diode | Decorative Lamp | Edison Screw Base | Forward Phase Cut Controls | 117.2 | 2700 | -0.001 | 91 | 51 | 49 | 0.97 | Elevated | 15000 | 0.94 | 1 |  | 0.1 | 16 | 16 | 0.34 | 0.33 | 0.33 | 0.21 | 0 | 0 | 0.04 | 0.04 | 0.03 | 0.03 | 0.01 | 0.01 | 0.08 | 0.03 | 0.03 | 0.03 | 0.01 | 0.01 | True | True | Non Federally-Regulated | 01/27/2020 |  | 07/22/2020
Hangzhou Huoshi Lighting Co.,Ltd | FLSNT | DSG40150FILSM-27 | Light Emitting Diode | Decorative Lamp | Edison Screw Base | Forward Phase Cut Controls | 117.2 | 2700 | -0.001 | 91 | 51 | 49 | 0.97 | Elevated | 15000 | 0.94 | 1 |  | 0.1 | 16 | 16 | 0.34 | 0.33 | 0.33 | 0.21 | 0 | 0 | 0.04 | 0.04 | 0.03 | 0.03 | 0.01 | 0.01 | 0.08 | 0.03 | 0.03 | 0.03 | 0.01 | 0.01 | True | True | Non Federally-Regulated | 01/27/2020 |  | 07/22/2020
Hangzhou Huoshi Lighting Co.,Ltd | FLSNT | DSA23150FILCL-23 | Light Emitting Diode | Omnidirectional Lamp | Edison Screw Base | Forward Phase Cut Controls | 122.4 | 2300 | 0.0004 | 94 | 63 | 130 | 0.95 | Elevated | 15000 | 0.948 | 1 |  | 0.1 | 16 | 16 | 0.39 | 0.37 | 0.35 | 0.2 | 0 | 0 | 0.04 | 0.04 | 0.04 | 0.03 | 0 | 0 | 0.03 | 0.03 | 0.03 | 0.02 | 0.01 | 0.01 | True | True | Non Federally-Regulated | 02/23/2020 |  | 07/22/2020
Hangzhou Huoshi Lighting Co.,Ltd | FLSNT | DSA23150FILAM-23 | Light Emitting Diode | Omnidirectional Lamp | Edison Screw Base | Forward Phase Cut Controls | 122.4 | 2300 | 0.0004 | 94 | 63 | 130 | 0.95 | Elevated | 15000 | 0.948 | 1 |  | 0.1 | 16 | 16 | 0.39 | 0.37 | 0.35 | 0.2 | 0 | 0 | 0.04 | 0.04 | 0.04 | 0.03 | 0 | 0 | 0.03 | 0.03 | 0.03 | 0.02 | 0.01 | 0.01 | True | True | Non Federally-Regulated | 02/23/2020 |  | 07/22/2020
Hangzhou Huoshi Lighting Co.,Ltd | FLSNT | DSA23150FILFR-23 | Light Emitting Diode | Omnidirectional Lamp | Edison Screw Base | Forward Phase Cut Controls | 122.4 | 2300 | 0.0004 | 94 | 63 | 130 | 0.95 | Elevated | 15000 | 0.948 | 1 |  | 0.1 | 16 | 16 | 0.39 | 0.37 | 0.35 | 0.2 | 0 | 0 | 0.04 | 0.04 | 0.04 | 0.03 | 0 | 0 | 0.03 | 0.03 | 0.03 | 0.02 | 0.01 | 0.01 | True | True | Non Federally-Regulated | 02/23/2020 |  | 07/22/2020
Hangzhou Huoshi Lighting Co.,Ltd | FLSNT | DSA23150FILSM-23 | Light Emitting Diode | Omnidirectional Lamp | Edison Screw Base | Forward Phase Cut Controls | 122.4 | 2300 | 0.0004 | 94 | 63 | 130 | 0.95 | Elevated | 15000 | 0.948 | 1 |  | 0.1 | 16 | 16 | 0.39 | 0.37 | 0.35 | 0.2 | 0 | 0 | 0.04 | 0.04 | 0.04 | 0.03 | 0 | 0 | 0.03 | 0.03 | 0.03 | 0.02 | 0.01 | 0.01 | True | True | Non Federally-Regulated | 02/23/2020 |  | 07/22/2020
Hangzhou Huoshi Lighting Co.,Ltd | FLSNT | DSG25150FILCL-23 | Light Emitting Diode | Decorative Lamp | Edison Screw Base | Forward Phase Cut Controls | 117.2 | 2300 | -0.001 | 91 | 51 | 49 | 0.97 | Elevated | 15000 | 0.94 | 1 |  | 0.1 | 16 | 16 | 0.34 | 0.33 | 0.33 | 0.21 | 0 | 0 | 0.04 | 0.04 | 0.03 | 0.03 | 0.01 | 0.01 | 0.08 | 0.03 | 0.03 | 0.03 | 0.01 | 0.01 | True | True | Non Federally-Regulated | 01/27/2020 |  | 07/22/2020
Hangzhou Huoshi Lighting Co.,Ltd | FLSNT | DSG25150FILWH-23 | Light Emitting Diode | Decorative Lamp | Edison Screw Base | Forward Phase Cut Controls | 117.2 | 2300 | -0.001 | 91 | 51 | 49 | 0.97 | Elevated | 15000 | 0.94 | 1 |  | 0.1 | 16 | 16 | 0.34 | 0.33 | 0.33 | 0.21 | 0 | 0 | 0.04 | 0.04 | 0.03 | 0.03 | 0.01 | 0.01 | 0.08 | 0.03 | 0.03 | 0.03 | 0.01 | 0.01 | True | True | Non Federally-Regulated | 01/27/2020 |  | 07/22/2020
Hangzhou Huoshi Lighting Co.,Ltd | FLSNT | DSG25150FILAM-23 | Light Emitting Diode | Decorative Lamp | Edison Screw Base | Forward Phase Cut Controls | 117.2 | 2300 | -0.001 | 91 | 51 | 49 | 0.97 | Elevated | 15000 | 0.94 | 1 |  | 0.1 | 16 | 16 | 0.34 | 0.33 | 0.33 | 0.21 | 0 | 0 | 0.04 | 0.04 | 0.03 | 0.03 | 0.01 | 0.01 | 0.08 | 0.03 | 0.03 | 0.03 | 0.01 | 0.01 | True | True | Non Federally-Regulated | 01/27/2020 |  | 07/22/2020
Hangzhou Huoshi Lighting Co.,Ltd | FLSNT | DSG25150FILFR-23 | Light Emitting Diode | Decorative Lamp | Edison Screw Base | Forward Phase Cut Controls | 117.2 | 2300 | -0.001 | 91 | 51 | 49 | 0.97 | Elevated | 15000 | 0.94 | 1 |  | 0.1 | 16 | 16 | 0.34 | 0.33 | 0.33 | 0.21 | 0 | 0 | 0.04 | 0.04 | 0.03 | 0.03 | 0.01 | 0.01 | 0.08 | 0.03 | 0.03 | 0.03 | 0.01 | 0.01 | True | True | Non Federally-Regulated | 01/27/2020 |  | 07/22/2020
Hangzhou Huoshi Lighting Co.,Ltd | FLSNT | DSG25150FILSM-23 | Light Emitting Diode | Decorative Lamp | Edison Screw Base | Forward Phase Cut Controls | 117.2 | 2300 | -0.001 | 91 | 51 | 49 | 0.97 | Elevated | 15000 | 0.94 | 1 |  | 0.1 | 16 | 16 | 0.34 | 0.33 | 0.33 | 0.21 | 0 | 0 | 0.04 | 0.04 | 0.03 | 0.03 | 0.01 | 0.01 | 0.08 | 0.03 | 0.03 | 0.03 | 0.01 | 0.01 | True | True | Non Federally-Regulated | 01/27/2020 |  | 07/22/2020
Hangzhou Huoshi Lighting Co.,Ltd | FLSNT | DSG40150FILCL-23 | Light Emitting Diode | Decorative Lamp | Edison Screw Base | Forward Phase Cut Controls | 117.2 | 2300 | -0.001 | 91 | 51 | 49 | 0.97 | Elevated | 15000 | 0.94 | 1 |  | 0.1 | 16 | 16 | 0.34 | 0.33 | 0.33 | 0.21 | 0 | 0 | 0.04 | 0.04 | 0.03 | 0.03 | 0.01 | 0.01 | 0.08 | 0.03 | 0.03 | 0.03 | 0.01 | 0.01 | True | True | Non Federally-Regulated | 01/27/2020 |  | 07/22/2020
Hangzhou Huoshi Lighting Co.,Ltd | FLSNT | DSG40150FILWH-23 | Light Emitting Diode | Decorative Lamp | Edison Screw Base | Forward Phase Cut Controls | 117.2 | 2300 | -0.001 | 91 | 51 | 49 | 0.97 | Elevated | 15000 | 0.94 | 1 |  | 0.1 | 16 | 16 | 0.34 | 0.33 | 0.33 | 0.21 | 0 | 0 | 0.04 | 0.04 | 0.03 | 0.03 | 0.01 | 0.01 | 0.08 | 0.03 | 0.03 | 0.03 | 0.01 | 0.01 | True | True | Non Federally-Regulated | 01/27/2020 |  | 07/22/2020
Hangzhou Huoshi Lighting Co.,Ltd | FLSNT | DSG40150FILAM-23 | Light Emitting Diode | Decorative Lamp | Edison Screw Base | Forward Phase Cut Controls | 117.2 | 2300 | -0.001 | 91 | 51 | 49 | 0.97 | Elevated | 15000 | 0.94 | 1 |  | 0.1 | 16 | 16 | 0.34 | 0.33 | 0.33 | 0.21 | 0 | 0 | 0.04 | 0.04 | 0.03 | 0.03 | 0.01 | 0.01 | 0.08 | 0.03 | 0.03 | 0.03 | 0.01 | 0.01 | True | True | Non Federally-Regulated | 01/27/2020 |  | 07/22/2020
Hangzhou Huoshi Lighting Co.,Ltd | FLSNT | DSG40150FILFR-23 | Light Emitting Diode | Decorative Lamp | Edison Screw Base | Forward Phase Cut Controls | 117.2 | 2300 | -0.001 | 91 | 51 | 49 | 0.97 | Elevated | 15000 | 0.94 | 1 |  | 0.1 | 16 | 16 | 0.34 | 0.33 | 0.33 | 0.21 | 0 | 0 | 0.04 | 0.04 | 0.03 | 0.03 | 0.01 | 0.01 | 0.08 | 0.03 | 0.03 | 0.03 | 0.01 | 0.01 | True | True | Non Federally-Regulated | 01/27/2020 |  | 07/22/2020
Hangzhou Huoshi Lighting Co.,Ltd | FLSNT | DSG40150FILSM-23 | Light Emitting Diode | Decorative Lamp | Edison Screw Base | Forward Phase Cut Controls | 117.2 | 2300 | -0.001 | 91 | 51 | 49 | 0.97 | Elevated | 15000 | 0.94 | 1 |  | 0.1 | 16 | 16 | 0.34 | 0.33 | 0.33 | 0.21 | 0 | 0 | 0.04 | 0.04 | 0.03 | 0.03 | 0.01 | 0.01 | 0.08 | 0.03 | 0.03 | 0.03 | 0.01 | 0.01 | True | True | Non Federally-Regulated | 01/27/2020 |  | 07/22/2020
Hangzhou Huoshi Lighting Co.,Ltd | FLSNT | DSA23150FILCL-25 | Light Emitting Diode | Omnidirectional Lamp | Edison Screw Base | Forward Phase Cut Controls | 122.4 | 2500 | 0.0004 | 94 | 63 | 130 | 0.95 | Elevated | 15000 | 0.948 | 1 |  | 0.1 | 16 | 16 | 0.39 | 0.37 | 0.35 | 0.2 | 0 | 0 | 0.04 | 0.04 | 0.04 | 0.03 | 0 | 0 | 0.03 | 0.03 | 0.03 | 0.02 | 0.01 | 0.01 | True | True | Non Federally-Regulated | 02/23/2020 |  | 07/22/2020
Hangzhou Huoshi Lighting Co.,Ltd | FLSNT | DSA23150FILWH-25 | Light Emitting Diode | Omnidirectional Lamp | Edison Screw Base | Forward Phase Cut Controls | 122.4 | 2500 | 0.0004 | 94 | 63 | 130 | 0.95 | Elevated | 15000 | 0.948 | 1 |  | 0.1 | 16 | 16 | 0.39 | 0.37 | 0.35 | 0.2 | 0 | 0 | 0.04 | 0.04 | 0.04 | 0.03 | 0 | 0 | 0.03 | 0.03 | 0.03 | 0.02 | 0.01 | 0.01 | True | True | Non Federally-Regulated | 02/23/2020 |  | 07/22/2020
Hangzhou Huoshi Lighting Co.,Ltd | FLSNT | DSA23150FILAM-25 | Light Emitting Diode | Omnidirectional Lamp | Edison Screw Base | Forward Phase Cut Controls | 122.4 | 2500 | 0.0004 | 94 | 63 | 130 | 0.95 | Elevated | 15000 | 0.948 | 1 |  | 0.1 | 16 | 16 | 0.39 | 0.37 | 0.35 | 0.2 | 0 | 0 | 0.04 | 0.04 | 0.04 | 0.03 | 0 | 0 | 0.03 | 0.03 | 0.03 | 0.02 | 0.01 | 0.01 | True | True | Non Federally-Regulated | 02/23/2020 |  | 07/22/2020
Hangzhou Huoshi Lighting Co.,Ltd | FLSNT | DSA23150FILFR-25 | Light Emitting Diode | Omnidirectional Lamp | Edison Screw Base | Forward Phase Cut Controls | 122.4 | 2500 | 0.0004 | 94 | 63 | 130 | 0.95 | Elevated | 15000 | 0.948 | 1 |  | 0.1 | 16 | 16 | 0.39 | 0.37 | 0.35 | 0.2 | 0 | 0 | 0.04 | 0.04 | 0.04 | 0.03 | 0 | 0 | 0.03 | 0.03 | 0.03 | 0.02 | 0.01 | 0.01 | True | True | Non Federally-Regulated | 02/23/2020 |  | 07/22/2020
Hangzhou Huoshi Lighting Co.,Ltd | FLSNT | DSA23150FILSM-25 | Light Emitting Diode | Omnidirectional Lamp | Edison Screw Base | Forward Phase Cut Controls | 122.4 | 2500 | 0.0004 | 94 | 63 | 130 | 0.95 | Elevated | 15000 | 0.948 | 1 |  | 0.1 | 16 | 16 | 0.39 | 0.37 | 0.35 | 0.2 | 0 | 0 | 0.04 | 0.04 | 0.04 | 0.03 | 0 | 0 | 0.03 | 0.03 | 0.03 | 0.02 | 0.01 | 0.01 | True | True | Non Federally-Regulated | 02/23/2020 |  | 07/22/2020
Hangzhou Huoshi Lighting Co.,Ltd | FLSNT | DSG25150FILCL-25 | Light Emitting Diode | Decorative Lamp | Edison Screw Base | Forward Phase Cut Controls | 117.2 | 2500 | -0.001 | 91 | 51 | 49 | 0.97 | Elevated | 15000 | 0.94 | 1 |  | 0.1 | 16 | 16 | 0.34 | 0.33 | 0.33 | 0.21 | 0 | 0 | 0.04 | 0.04 | 0.03 | 0.03 | 0.01 | 0.01 | 0.08 | 0.03 | 0.03 | 0.03 | 0.01 | 0.01 | True | True | Non Federally-Regulated | 01/27/2020 |  | 07/22/2020
Hangzhou Huoshi Lighting Co.,Ltd | FLSNT | DSG25150FILWH-25 | Light Emitting Diode | Decorative Lamp | Edison Screw Base | Forward Phase Cut Controls | 117.2 | 2500 | -0.001 | 91 | 51 | 49 | 0.97 | Elevated | 15000 | 0.94 | 1 |  | 0.1 | 16 | 16 | 0.34 | 0.33 | 0.33 | 0.21 | 0 | 0 | 0.04 | 0.04 | 0.03 | 0.03 | 0.01 | 0.01 | 0.08 | 0.03 | 0.03 | 0.03 | 0.01 | 0.01 | True | True | Non Federally-Regulated | 01/27/2020 |  | 07/22/2020
Hangzhou Huoshi Lighting Co.,Ltd | FLSNT | DSG25150FILAM-25 | Light Emitting Diode | Decorative Lamp | Edison Screw Base | Forward Phase Cut Controls | 117.2 | 2500 | -0.001 | 91 | 51 | 49 | 0.97 | Elevated | 15000 | 0.94 | 1 |  | 0.1 | 16 | 16 | 0.34 | 0.33 | 0.33 | 0.21 | 0 | 0 | 0.04 | 0.04 | 0.03 | 0.03 | 0.01 | 0.01 | 0.08 | 0.03 | 0.03 | 0.03 | 0.01 | 0.01 | True | True | Non Federally-Regulated | 01/27/2020 |  | 07/22/2020
Hangzhou Huoshi Lighting Co.,Ltd | FLSNT | DSG25150FILFR-25 | Light Emitting Diode | Decorative Lamp | Edison Screw Base | Forward Phase Cut Controls | 117.2 | 2500 | -0.001 | 91 | 51 | 49 | 0.97 | Elevated | 15000 | 0.94 | 1 |  | 0.1 | 16 | 16 | 0.34 | 0.33 | 0.33 | 0.21 | 0 | 0 | 0.04 | 0.04 | 0.03 | 0.03 | 0.01 | 0.01 | 0.08 | 0.03 | 0.03 | 0.03 | 0.01 | 0.01 | True | True | Non Federally-Regulated | 01/27/2020 |  | 07/22/2020
Hangzhou Huoshi Lighting Co.,Ltd | FLSNT | DSG25150FILSM-25 | Light Emitting Diode | Decorative Lamp | Edison Screw Base | Forward Phase Cut Controls | 117.2 | 2500 | -0.001 | 91 | 51 | 49 | 0.97 | Elevated | 15000 | 0.94 | 1 |  | 0.1 | 16 | 16 | 0.34 | 0.33 | 0.33 | 0.21 | 0 | 0 | 0.04 | 0.04 | 0.03 | 0.03 | 0.01 | 0.01 | 0.08 | 0.03 | 0.03 | 0.03 | 0.01 | 0.01 | True | True | Non Federally-Regulated | 01/27/2020 |  | 07/22/2020
Hangzhou Huoshi Lighting Co.,Ltd | FLSNT | DSG40150FILCL-25 | Light Emitting Diode | Decorative Lamp | Edison Screw Base | Forward Phase Cut Controls | 117.2 | 2500 | -0.001 | 91 | 51 | 49 | 0.97 | Elevated | 15000 | 0.94 | 1 |  | 0.1 | 16 | 16 | 0.34 | 0.33 | 0.33 | 0.21 | 0 | 0 | 0.04 | 0.04 | 0.03 | 0.03 | 0.01 | 0.01 | 0.08 | 0.03 | 0.03 | 0.03 | 0.01 | 0.01 | True | True | Non Federally-Regulated | 01/27/2020 |  | 07/22/2020
Hangzhou Huoshi Lighting Co.,Ltd | FLSNT | DSG40150FILWH-25 | Light Emitting Diode | Decorative Lamp | Edison Screw Base | Forward Phase Cut Controls | 117.2 | 2500 | -0.001 | 91 | 51 | 49 | 0.97 | Elevated | 15000 | 0.94 | 1 |  | 0.1 | 16 | 16 | 0.34 | 0.33 | 0.33 | 0.21 | 0 | 0 | 0.04 | 0.04 | 0.03 | 0.03 | 0.01 | 0.01 | 0.08 | 0.03 | 0.03 | 0.03 | 0.01 | 0.01 | True | True | Non Federally-Regulated | 01/27/2020 |  | 07/22/2020
Hangzhou Huoshi Lighting Co.,Ltd | FLSNT | DSG40150FILAM-25 | Light Emitting Diode | Decorative Lamp | Edison Screw Base | Forward Phase Cut Controls | 117.2 | 2500 | -0.001 | 91 | 51 | 49 | 0.97 | Elevated | 15000 | 0.94 | 1 |  | 0.1 | 16 | 16 | 0.34 | 0.33 | 0.33 | 0.21 | 0 | 0 | 0.04 | 0.04 | 0.03 | 0.03 | 0.01 | 0.01 | 0.08 | 0.03 | 0.03 | 0.03 | 0.01 | 0.01 | True | True | Non Federally-Regulated | 01/27/2020 |  | 07/22/2020
Hangzhou Huoshi Lighting Co.,Ltd | FLSNT | DSG40150FILFR-25 | Light Emitting Diode | Decorative Lamp | Edison Screw Base | Forward Phase Cut Controls | 117.2 | 2500 | -0.001 | 91 | 51 | 49 | 0.97 | Elevated | 15000 | 0.94 | 1 |  | 0.1 | 16 | 16 | 0.34 | 0.33 | 0.33 | 0.21 | 0 | 0 | 0.04 | 0.04 | 0.03 | 0.03 | 0.01 | 0.01 | 0.08 | 0.03 | 0.03 | 0.03 | 0.01 | 0.01 | True | True | Non Federally-Regulated | 01/27/2020 |  | 07/22/2020
Hangzhou Huoshi Lighting Co.,Ltd | FLSNT | DSG40150FILSM-25 | Light Emitting Diode | Decorative Lamp | Edison Screw Base | Forward Phase Cut Controls | 117.2 | 2500 | -0.001 | 91 | 51 | 49 | 0.97 | Elevated | 15000 | 0.94 | 1 |  | 0.1 | 16 | 16 | 0.34 | 0.33 | 0.33 | 0.21 | 0 | 0 | 0.04 | 0.04 | 0.03 | 0.03 | 0.01 | 0.01 | 0.08 | 0.03 | 0.03 | 0.03 | 0.01 | 0.01 | True | True | Non Federally-Regulated | 01/27/2020 |  | 07/22/2020
Hangzhou Huoshi Lighting Co.,Ltd | FLSNT | DSA23150FILCL-30 | Light Emitting Diode | Omnidirectional Lamp | Edison Screw Base | Forward Phase Cut Controls | 122.4 | 3000 | 0.0004 | 94 | 63 | 130 | 0.95 | Elevated | 15000 | 0.948 | 1 |  | 0.1 | 16 | 16 | 0.39 | 0.37 | 0.35 | 0.2 | 0 | 0 | 0.04 | 0.04 | 0.04 | 0.03 | 0 | 0 | 0.03 | 0.03 | 0.03 | 0.02 | 0.01 | 0.01 | True | True | Non Federally-Regulated | 02/23/2020 |  | 07/22/2020
Hangzhou Huoshi Lighting Co.,Ltd | FLSNT | DSA23150FILWH-30 | Light Emitting Diode | Omnidirectional Lamp | Edison Screw Base | Forward Phase Cut Controls | 122.4 | 3000 | 0.0004 | 94 | 63 | 130 | 0.95 | Elevated | 15000 | 0.948 | 1 |  | 0.1 | 16 | 16 | 0.39 | 0.37 | 0.35 | 0.2 | 0 | 0 | 0.04 | 0.04 | 0.04 | 0.03 | 0 | 0 | 0.03 | 0.03 | 0.03 | 0.02 | 0.01 | 0.01 | True | True | Non Federally-Regulated | 02/23/2020 |  | 07/22/2020
Hangzhou Huoshi Lighting Co.,Ltd | FLSNT | DSA23150FILAM-30 | Light Emitting Diode | Omnidirectional Lamp | Edison Screw Base | Forward Phase Cut Controls | 122.4 | 3000 | 0.0004 | 94 | 63 | 130 | 0.95 | Elevated | 15000 | 0.948 | 1 |  | 0.1 | 16 | 16 | 0.39 | 0.37 | 0.35 | 0.2 | 0 | 0 | 0.04 | 0.04 | 0.04 | 0.03 | 0 | 0 | 0.03 | 0.03 | 0.03 | 0.02 | 0.01 | 0.01 | True | True | Non Federally-Regulated | 02/23/2020 |  | 07/22/2020
Hangzhou Huoshi Lighting Co.,Ltd | FLSNT | DSA23150FILFR-30 | Light Emitting Diode | Omnidirectional Lamp | Edison Screw Base | Forward Phase Cut Controls | 122.4 | 3000 | 0.0004 | 94 | 63 | 130 | 0.95 | Elevated | 15000 | 0.948 | 1 |  | 0.1 | 16 | 16 | 0.39 | 0.37 | 0.35 | 0.2 | 0 | 0 | 0.04 | 0.04 | 0.04 | 0.03 | 0 | 0 | 0.03 | 0.03 | 0.03 | 0.02 | 0.01 | 0.01 | True | True | Non Federally-Regulated | 02/23/2020 |  | 07/22/2020
Hangzhou Huoshi Lighting Co.,Ltd | FLSNT | DSA23150FILSM-30 | Light Emitting Diode | Omnidirectional Lamp | Edison Screw Base | Forward Phase Cut Controls | 122.4 | 3000 | 0.0004 | 94 | 63 | 130 | 0.95 | Elevated | 15000 | 0.948 | 1 |  | 0.1 | 16 | 16 | 0.39 | 0.37 | 0.35 | 0.2 | 0 | 0 | 0.04 | 0.04 | 0.04 | 0.03 | 0 | 0 | 0.03 | 0.03 | 0.03 | 0.02 | 0.01 | 0.01 | True | True | Non Federally-Regulated | 02/23/2020 |  | 07/22/2020
Hangzhou Huoshi Lighting Co.,Ltd | FLSNT | DSG25150FILCL-30 | Light Emitting Diode | Decorative Lamp | Edison Screw Base | Forward Phase Cut Controls | 117.2 | 3000 | -0.001 | 91 | 51 | 49 | 0.97 | Elevated | 15000 | 0.94 | 1 |  | 0.1 | 16 | 16 | 0.34 | 0.33 | 0.33 | 0.21 | 0 | 0 | 0.04 | 0.04 | 0.03 | 0.03 | 0.01 | 0.01 | 0.08 | 0.03 | 0.03 | 0.03 | 0.01 | 0.01 | True | True | Non Federally-Regulated | 01/27/2020 |  | 07/22/2020
Hangzhou Huoshi Lighting Co.,Ltd | FLSNT | DSG25150FILWH-30 | Light Emitting Diode | Decorative Lamp | Edison Screw Base | Forward Phase Cut Controls | 117.2 | 3000 | -0.001 | 91 | 51 | 49 | 0.97 | Elevated | 15000 | 0.94 | 1 |  | 0.1 | 16 | 16 | 0.34 | 0.33 | 0.33 | 0.21 | 0 | 0 | 0.04 | 0.04 | 0.03 | 0.03 | 0.01 | 0.01 | 0.08 | 0.03 | 0.03 | 0.03 | 0.01 | 0.01 | True | True | Non Federally-Regulated | 01/27/2020 |  | 07/22/2020
Hangzhou Huoshi Lighting Co.,Ltd | FLSNT | DSG25150FILAM-30 | Light Emitting Diode | Decorative Lamp | Edison Screw Base | Forward Phase Cut Controls | 117.2 | 3000 | -0.001 | 91 | 51 | 49 | 0.97 | Elevated | 15000 | 0.94 | 1 |  | 0.1 | 16 | 16 | 0.34 | 0.33 | 0.33 | 0.21 | 0 | 0 | 0.04 | 0.04 | 0.03 | 0.03 | 0.01 | 0.01 | 0.08 | 0.03 | 0.03 | 0.03 | 0.01 | 0.01 | True | True | Non Federally-Regulated | 01/27/2020 |  | 07/22/2020
Hangzhou Huoshi Lighting Co.,Ltd | FLSNT | DSG25150FILFR-30 | Light Emitting Diode | Decorative Lamp | Edison Screw Base | Forward Phase Cut Controls | 117.2 | 3000 | -0.001 | 91 | 51 | 49 | 0.97 | Elevated | 15000 | 0.94 | 1 |  | 0.1 | 16 | 16 | 0.34 | 0.33 | 0.33 | 0.21 | 0 | 0 | 0.04 | 0.04 | 0.03 | 0.03 | 0.01 | 0.01 | 0.08 | 0.03 | 0.03 | 0.03 | 0.01 | 0.01 | True | True | Non Federally-Regulated | 01/27/2020 |  | 07/22/2020
Hangzhou Huoshi Lighting Co.,Ltd | FLSNT | DSG25150FILSM-30 | Light Emitting Diode | Decorative Lamp | Edison Screw Base | Forward Phase Cut Controls | 117.2 | 3000 | -0.001 | 91 | 51 | 49 | 0.97 | Elevated | 15000 | 0.94 | 1 |  | 0.1 | 16 | 16 | 0.34 | 0.33 | 0.33 | 0.21 | 0 | 0 | 0.04 | 0.04 | 0.03 | 0.03 | 0.01 | 0.01 | 0.08 | 0.03 | 0.03 | 0.03 | 0.01 | 0.01 | True | True | Non Federally-Regulated | 01/27/2020 |  | 07/22/2020
Hangzhou Huoshi Lighting Co.,Ltd | FLSNT | DSG40150FILCL-30 | Light Emitting Diode | Decorative Lamp | Edison Screw Base | Forward Phase Cut Controls | 117.2 | 3000 | -0.001 | 91 | 51 | 49 | 0.97 | Elevated | 15000 | 0.94 | 1 |  | 0.1 | 16 | 16 | 0.34 | 0.33 | 0.33 | 0.21 | 0 | 0 | 0.04 | 0.04 | 0.03 | 0.03 | 0.01 | 0.01 | 0.08 | 0.03 | 0.03 | 0.03 | 0.01 | 0.01 | True | True | Non Federally-Regulated | 01/27/2020 |  | 07/22/2020
Hangzhou Huoshi Lighting Co.,Ltd | FLSNT | DSG40150FILWH-30 | Light Emitting Diode | Decorative Lamp | Edison Screw Base | Forward Phase Cut Controls | 117.2 | 3000 | -0.001 | 91 | 51 | 49 | 0.97 | Elevated | 15000 | 0.94 | 1 |  | 0.1 | 16 | 16 | 0.34 | 0.33 | 0.33 | 0.21 | 0 | 0 | 0.04 | 0.04 | 0.03 | 0.03 | 0.01 | 0.01 | 0.08 | 0.03 | 0.03 | 0.03 | 0.01 | 0.01 | True | True | Non Federally-Regulated | 01/27/2020 |  | 07/22/2020
Hangzhou Huoshi Lighting Co.,Ltd | FLSNT | DSG40150FILAM-30 | Light Emitting Diode | Decorative Lamp | Edison Screw Base | Forward Phase Cut Controls | 117.2 | 3000 | -0.001 | 91 | 51 | 49 | 0.97 | Elevated | 15000 | 0.94 | 1 |  | 0.1 | 16 | 16 | 0.34 | 0.33 | 0.33 | 0.21 | 0 | 0 | 0.04 | 0.04 | 0.03 | 0.03 | 0.01 | 0.01 | 0.08 | 0.03 | 0.03 | 0.03 | 0.01 | 0.01 | True | True | Non Federally-Regulated | 01/27/2020 |  | 07/22/2020
Hangzhou Huoshi Lighting Co.,Ltd | FLSNT | DSG40150FILFR-30 | Light Emitting Diode | Decorative Lamp | Edison Screw Base | Forward Phase Cut Controls | 117.2 | 3000 | -0.001 | 91 | 51 | 49 | 0.97 | Elevated | 15000 | 0.94 | 1 |  | 0.1 | 16 | 16 | 0.34 | 0.33 | 0.33 | 0.21 | 0 | 0 | 0.04 | 0.04 | 0.03 | 0.03 | 0.01 | 0.01 | 0.08 | 0.03 | 0.03 | 0.03 | 0.01 | 0.01 | True | True | Non Federally-Regulated | 01/27/2020 |  | 07/22/2020
Hangzhou Huoshi Lighting Co.,Ltd | FLSNT | DSG40150FILSM-30 | Light Emitting Diode | Decorative Lamp | Edison Screw Base | Forward Phase Cut Controls | 117.2 | 3000 | -0.001 | 91 | 51 | 49 | 0.97 | Elevated | 15000 | 0.94 | 1 |  | 0.1 | 16 | 16 | 0.34 | 0.33 | 0.33 | 0.21 | 0 | 0 | 0.04 | 0.04 | 0.03 | 0.03 | 0.01 | 0.01 | 0.08 | 0.03 | 0.03 | 0.03 | 0.01 | 0.01 | True | True | Non Federally-Regulated | 01/27/2020 |  | 07/22/2020
Hangzhou Huoshi Lighting Co.,Ltd | FLSNT | DSA23150FILCL-40 | Light Emitting Diode | Omnidirectional Lamp | Edison Screw Base | Forward Phase Cut Controls | 122.4 | 4000 | 0.0004 | 94 | 63 | 130 | 0.95 | Elevated | 15000 | 0.948 | 1 |  | 0.1 | 16 | 16 | 0.39 | 0.37 | 0.35 | 0.2 | 0 | 0 | 0.04 | 0.04 | 0.04 | 0.03 | 0 | 0 | 0.03 | 0.03 | 0.03 | 0.02 | 0.01 | 0.01 | True | True | Non Federally-Regulated | 02/23/2020 |  | 07/22/2020
Hangzhou Huoshi Lighting Co.,Ltd | FLSNT | DSA23150FILWH-40 | Light Emitting Diode | Omnidirectional Lamp | Edison Screw Base | Forward Phase Cut Controls | 122.4 | 4000 | 0.0004 | 94 | 63 | 130 | 0.95 | Elevated | 15000 | 0.948 | 1 |  | 0.1 | 16 | 16 | 0.39 | 0.37 | 0.35 | 0.2 | 0 | 0 | 0.04 | 0.04 | 0.04 | 0.03 | 0 | 0 | 0.03 | 0.03 | 0.03 | 0.02 | 0.01 | 0.01 | True | True | Non Federally-Regulated | 02/23/2020 |  | 07/22/2020
Hangzhou Huoshi Lighting Co.,Ltd | FLSNT | DSA23150FILAM-40 | Light Emitting Diode | Omnidirectional Lamp | Edison Screw Base | Forward Phase Cut Controls | 122.4 | 4000 | 0.0004 | 94 | 63 | 130 | 0.95 | Elevated | 15000 | 0.948 | 1 |  | 0.1 | 16 | 16 | 0.39 | 0.37 | 0.35 | 0.2 | 0 | 0 | 0.04 | 0.04 | 0.04 | 0.03 | 0 | 0 | 0.03 | 0.03 | 0.03 | 0.02 | 0.01 | 0.01 | True | True | Non Federally-Regulated | 02/23/2020 |  | 07/22/2020
Hangzhou Huoshi Lighting Co.,Ltd | FLSNT | DSA23150FILFR-40 | Light Emitting Diode | Omnidirectional Lamp | Edison Screw Base | Forward Phase Cut Controls | 122.4 | 4000 | 0.0004 | 94 | 63 | 130 | 0.95 | Elevated | 15000 | 0.948 | 1 |  | 0.1 | 16 | 16 | 0.39 | 0.37 | 0.35 | 0.2 | 0 | 0 | 0.04 | 0.04 | 0.04 | 0.03 | 0 | 0 | 0.03 | 0.03 | 0.03 | 0.02 | 0.01 | 0.01 | True | True | Non Federally-Regulated | 02/23/2020 |  | 07/22/2020
Hangzhou Huoshi Lighting Co.,Ltd | FLSNT | DSA23150FILSM-40 | Light Emitting Diode | Omnidirectional Lamp | Edison Screw Base | Forward Phase Cut Controls | 122.4 | 4000 | 0.0004 | 94 | 63 | 130 | 0.95 | Elevated | 15000 | 0.948 | 1 |  | 0.1 | 16 | 16 | 0.39 | 0.37 | 0.35 | 0.2 | 0 | 0 | 0.04 | 0.04 | 0.04 | 0.03 | 0 | 0 | 0.03 | 0.03 | 0.03 | 0.02 | 0.01 | 0.01 | True | True | Non Federally-Regulated | 02/23/2020 |  | 07/22/2020
Hangzhou Huoshi Lighting Co.,Ltd | FLSNT | DSG25150FILCL-40 | Light Emitting Diode | Decorative Lamp | Edison Screw Base | Forward Phase Cut Controls | 117.2 | 4000 | -0.001 | 91 | 51 | 49 | 0.97 | Elevated | 15000 | 0.94 | 1 |  | 0.1 | 16 | 16 | 0.34 | 0.33 | 0.33 | 0.21 | 0 | 0 | 0.04 | 0.04 | 0.03 | 0.03 | 0.01 | 0.01 | 0.08 | 0.03 | 0.03 | 0.03 | 0.01 | 0.01 | True | True | Non Federally-Regulated | 01/27/2020 |  | 07/22/2020
Hangzhou Huoshi Lighting Co.,Ltd | FLSNT | DSG25150FILWH-40 | Light Emitting Diode | Decorative Lamp | Edison Screw Base | Forward Phase Cut Controls | 117.2 | 4000 | -0.001 | 91 | 51 | 49 | 0.97 | Elevated | 15000 | 0.94 | 1 |  | 0.1 | 16 | 16 | 0.34 | 0.33 | 0.33 | 0.21 | 0 | 0 | 0.04 | 0.04 | 0.03 | 0.03 | 0.01 | 0.01 | 0.08 | 0.03 | 0.03 | 0.03 | 0.01 | 0.01 | True | True | Non Federally-Regulated | 01/27/2020 |  | 07/22/2020
Hangzhou Huoshi Lighting Co.,Ltd | FLSNT | DSG25150FILAM-40 | Light Emitting Diode | Decorative Lamp | Edison Screw Base | Forward Phase Cut Controls | 117.2 | 4000 | -0.001 | 91 | 51 | 49 | 0.97 | Elevated | 15000 | 0.94 | 1 |  | 0.1 | 16 | 16 | 0.34 | 0.33 | 0.33 | 0.21 | 0 | 0 | 0.04 | 0.04 | 0.03 | 0.03 | 0.01 | 0.01 | 0.08 | 0.03 | 0.03 | 0.03 | 0.01 | 0.01 | True | True | Non Federally-Regulated | 01/27/2020 |  | 07/22/2020
Hangzhou Huoshi Lighting Co.,Ltd | FLSNT | DSG25150FILFR-40 | Light Emitting Diode | Decorative Lamp | Edison Screw Base | Forward Phase Cut Controls | 117.2 | 4000 | -0.001 | 91 | 51 | 49 | 0.97 | Elevated | 15000 | 0.94 | 1 |  | 0.1 | 16 | 16 | 0.34 | 0.33 | 0.33 | 0.21 | 0 | 0 | 0.04 | 0.04 | 0.03 | 0.03 | 0.01 | 0.01 | 0.08 | 0.03 | 0.03 | 0.03 | 0.01 | 0.01 | True | True | Non Federally-Regulated | 01/27/2020 |  | 07/22/2020
Hangzhou Huoshi Lighting Co.,Ltd | FLSNT | DSG25150FILSM-40 | Light Emitting Diode | Decorative Lamp | Edison Screw Base | Forward Phase Cut Controls | 117.2 | 4000 | -0.001 | 91 | 51 | 49 | 0.97 | Elevated | 15000 | 0.94 | 1 |  | 0.1 | 16 | 16 | 0.34 | 0.33 | 0.33 | 0.21 | 0 | 0 | 0.04 | 0.04 | 0.03 | 0.03 | 0.01 | 0.01 | 0.08 | 0.03 | 0.03 | 0.03 | 0.01 | 0.01 | True | True | Non Federally-Regulated | 01/27/2020 |  | 07/22/2020
Hangzhou Huoshi Lighting Co.,Ltd | FLSNT | DSG40150FILCL-40 | Light Emitting Diode | Decorative Lamp | Edison Screw Base | Forward Phase Cut Controls | 117.2 | 4000 | -0.001 | 91 | 51 | 49 | 0.97 | Elevated | 15000 | 0.94 | 1 |  | 0.1 | 16 | 16 | 0.34 | 0.33 | 0.33 | 0.21 | 0 | 0 | 0.04 | 0.04 | 0.03 | 0.03 | 0.01 | 0.01 | 0.08 | 0.03 | 0.03 | 0.03 | 0.01 | 0.01 | True | True | Non Federally-Regulated | 01/27/2020 |  | 07/22/2020
Hangzhou Huoshi Lighting Co.,Ltd | FLSNT | DSG40150FILWH-40 | Light Emitting Diode | Decorative Lamp | Edison Screw Base | Forward Phase Cut Controls | 117.2 | 4000 | -0.001 | 91 | 51 | 49 | 0.97 | Elevated | 15000 | 0.94 | 1 |  | 0.1 | 16 | 16 | 0.34 | 0.33 | 0.33 | 0.21 | 0 | 0 | 0.04 | 0.04 | 0.03 | 0.03 | 0.01 | 0.01 | 0.08 | 0.03 | 0.03 | 0.03 | 0.01 | 0.01 | True | True | Non Federally-Regulated | 01/27/2020 |  | 07/22/2020
Hangzhou Huoshi Lighting Co.,Ltd | FLSNT | DSG40150FILAM-40 | Light Emitting Diode | Decorative Lamp | Edison Screw Base | Forward Phase Cut Controls | 117.2 | 4000 | -0.001 | 91 | 51 | 49 | 0.97 | Elevated | 15000 | 0.94 | 1 |  | 0.1 | 16 | 16 | 0.34 | 0.33 | 0.33 | 0.21 | 0 | 0 | 0.04 | 0.04 | 0.03 | 0.03 | 0.01 | 0.01 | 0.08 | 0.03 | 0.03 | 0.03 | 0.01 | 0.01 | True | True | Non Federally-Regulated | 01/27/2020 |  | 07/22/2020
Hangzhou Huoshi Lighting Co.,Ltd | FLSNT | DSG40150FILFR-40 | Light Emitting Diode | Decorative Lamp | Edison Screw Base | Forward Phase Cut Controls | 117.2 | 4000 | -0.001 | 91 | 51 | 49 | 0.97 | Elevated | 15000 | 0.94 | 1 |  | 0.1 | 16 | 16 | 0.34 | 0.33 | 0.33 | 0.21 | 0 | 0 | 0.04 | 0.04 | 0.03 | 0.03 | 0.01 | 0.01 | 0.08 | 0.03 | 0.03 | 0.03 | 0.01 | 0.01 | True | True | Non Federally-Regulated | 01/27/2020 |  | 07/22/2020
Hangzhou Huoshi Lighting Co.,Ltd | FLSNT | DSG40150FILSM-40 | Light Emitting Diode | Decorative Lamp | Edison Screw Base | Forward Phase Cut Controls | 117.2 | 4000 | -0.001 | 91 | 51 | 49 | 0.97 | Elevated | 15000 | 0.94 | 1 |  | 0.1 | 16 | 16 | 0.34 | 0.33 | 0.33 | 0.21 | 0 | 0 | 0.04 | 0.04 | 0.03 | 0.03 | 0.01 | 0.01 | 0.08 | 0.03 | 0.03 | 0.03 | 0.01 | 0.01 | True | True | Non Federally-Regulated | 01/27/2020 |  | 07/22/2020
Hangzhou Huoshi Lighting Co.,Ltd | Tesler | 76H28 | Light Emitting Diode | Omnidirectional Lamp | Edison Screw Base | Forward Phase Cut Controls | 122.4 | 2700 | 0.0004 | 94 | 63 | 130 | 0.95 | Elevated | 15000 | 0.948 | 1 |  | 0.1 | 16 | 16 | 0.39 | 0.37 | 0.35 | 0.2 | 0 | 0 | 0.04 | 0.04 | 0.04 | 0.03 | 0 | 0 | 0.03 | 0.03 | 0.03 | 0.02 | 0.01 | 0.01 | True | True | Non Federally-Regulated | 02/23/2020 |  | 07/22/2020
Hangzhou Huoshi Lighting Co.,Ltd | Tesler | 76H29 | Light Emitting Diode | Omnidirectional Lamp | Edison Screw Base | Forward Phase Cut Controls | 122.4 | 3000 | 0.0004 | 94 | 63 | 130 | 0.95 | Elevated | 15000 | 0.948 | 1 |  | 0.1 | 16 | 16 | 0.39 | 0.37 | 0.35 | 0.2 | 0 | 0 | 0.04 | 0.04 | 0.04 | 0.03 | 0 | 0 | 0.03 | 0.03 | 0.03 | 0.02 | 0.01 | 0.01 | True | True | Non Federally-Regulated | 02/23/2020 |  | 07/22/2020
Hangzhou Huoshi Lighting Co.,Ltd | Tesler | 80K38(3-WAY) | Light Emitting Diode | Omnidirectional Lamp | Edison Screw Base | Forward Phase Cut Controls | 117.2 | 3000 | -0.001 | 91 | 51 | 49 | 0.97 | Elevated | 15000 | 0.94 | 1 |  | 0.1 | 16 | 16 | 0.34 | 0.33 | 0.33 | 0.21 | 0 | 0 | 0.04 | 0.04 | 0.03 | 0.03 | 0.01 | 0.01 | 0.08 | 0.03 | 0.03 | 0.03 | 0.01 | 0.01 | True | True | Non Federally-Regulated | 01/27/2020 |  | 07/22/2020
Self Electronics Co., Ltd. | E | CROWN-1230K | Light Emitting Diode | Inseparable Luminaire | Quick Connect | 0-10 VDC Controls | 91.4 | 3089 | 0.001 | 94 | 51 | 302 | 0.99 | Ambient | 50000 |  | 1 | 60000 | 0.05 | 20 | 20 | 0.01 | 0 | 0 | 0 | 0 | 0 | 0.03 | 0.01 | 0.01 | 0.01 | 0 | 0 | 0.04 | 0.02 | 0.02 | 0.02 | 0.01 | 0.01 | True | False | Non Federally-Regulated | 07/22/2020 |  | 07/22/2020
Self Electronics Co., Ltd. | E | CROWN-1235K | Light Emitting Diode | Inseparable Luminaire | Quick Connect | 0-10 VDC Controls | 93 | 3500 | 0.0002 | 96 | 63 | 302 | 0.99 | Ambient | 50000 |  | 1 | 60000 | 0.05 | 20 | 20 | 0.01 | 0 | 0 | 0 | 0 | 0 | 0.03 | 0.01 | 0.01 | 0.01 | 0 | 0 | 0.04 | 0.02 | 0.02 | 0.02 | 0.01 | 0.01 | True | False | Non Federally-Regulated | 07/22/2020 |  | 07/22/2020
Self Electronics Co., Ltd. | E | CROWN-1240K | Light Emitting Diode | Inseparable Luminaire | Quick Connect | 0-10 VDC Controls | 95.4 | 3977 | 0.0005 | 94 | 58 | 302 | 0.99 | Ambient | 50000 |  | 1 | 60000 | 0.05 | 20 | 20 | 0.01 | 0 | 0 | 0 | 0 | 0 | 0.03 | 0.01 | 0.01 | 0.01 | 0 | 0 | 0.04 | 0.02 | 0.02 | 0.02 | 0.01 | 0.01 | True | False | Non Federally-Regulated | 07/22/2020 |  | 07/22/2020
Self Electronics Co., Ltd. | E | CROWN-1230K4 | Light Emitting Diode | Inseparable Luminaire | Quick Connect | 0-10 VDC Controls | 96.4 | 3074 | 0.0008 | 94 | 53 | 308 | 0.99 | Ambient | 50000 |  | 1 | 60000 | 0.05 | 20 | 20 | 0.01 | 0 | 0 | 0 | 0 | 0 | 0.03 | 0.01 | 0.01 | 0.01 | 0.01 | 0.01 | 0.03 | 0.01 | 0.01 | 0.01 | 0 | 0 | True | False | Non Federally-Regulated | 07/22/2020 |  | 07/22/2020
Self Electronics Co., Ltd. | E | CROWN-1235K4 | Light Emitting Diode | Inseparable Luminaire | Quick Connect | 0-10 VDC Controls | 98.6 | 3500 | 0.0002 | 96 | 66 | 308 | 0.99 | Ambient | 50000 |  | 1 | 60000 | 0.05 | 20 | 20 | 0.01 | 0 | 0 | 0 | 0 | 0 | 0.03 | 0.01 | 0.01 | 0.01 | 0.01 | 0.01 | 0.03 | 0.01 | 0.01 | 0.01 | 0 | 0 | True | False | Non Federally-Regulated | 07/22/2020 |  | 07/22/2020
Self Electronics Co., Ltd. | E | CROWN-1240K4 | Light Emitting Diode | Inseparable Luminaire | Quick Connect | 0-10 VDC Controls | 105.3 | 3984 | 0.0003 | 94 | 63 | 308 | 0.99 | Ambient | 50000 |  | 1 | 60000 | 0.05 | 20 | 20 | 0.01 | 0 | 0 | 0 | 0 | 0 | 0.03 | 0.01 | 0.01 | 0.01 | 0.01 | 0.01 | 0.03 | 0.01 | 0.01 | 0.01 | 0 | 0 | True | False | Non Federally-Regulated | 07/22/2020 |  | 07/22/2020
Self Electronics Co., Ltd. | E | CROWN-4730K | Light Emitting Diode | Inseparable Luminaire | Quick Connect | 0-10 VDC Controls | 103.6 | 3099 | 0.0009 | 94 | 50 | 463 | 0.99 | Ambient | 50000 |  | 1 | 60000 | 0.06 | 20 | 20 | 0.01 | 0.01 | 0 | 0 | 0 | 0 | 0.08 | 0.02 | 0.02 | 0.01 | 0.01 | 0.01 | 0.08 | 0.03 | 0.03 | 0.02 | 0.02 | 0.02 | True | False | Non Federally-Regulated | 07/20/2020 |  | 07/22/2020
Self Electronics Co., Ltd. | E | CROWN-4735K | Light Emitting Diode | Inseparable Luminaire | Quick Connect | 0-10 VDC Controls | 103.3 | 3529 | -0.0005 | 96 | 63 | 463 | 0.99 | Ambient | 50000 |  | 1 | 60000 | 0.06 | 20 | 20 | 0.01 | 0.01 | 0 | 0 | 0 | 0 | 0.08 | 0.02 | 0.02 | 0.01 | 0.01 | 0.01 | 0.08 | 0.03 | 0.03 | 0.02 | 0.02 | 0.02 | True | False | Non Federally-Regulated | 07/20/2020 |  | 07/22/2020
Self Electronics Co., Ltd. | E | CROWN-4740K | Light Emitting Diode | Inseparable Luminaire | Quick Connect | 0-10 VDC Controls | 107.2 | 4001 | 0.0004 | 94 | 58 | 463 | 0.99 | Ambient | 50000 |  | 1 | 60000 | 0.06 | 20 | 20 | 0.01 | 0.01 | 0 | 0 | 0 | 0 | 0.08 | 0.02 | 0.02 | 0.01 | 0.01 | 0.01 | 0.08 | 0.03 | 0.03 | 0.02 | 0.02 | 0.02 | True | False | Non Federally-Regulated | 07/20/2020 |  | 07/22/2020
Self Electronics Co., Ltd. | E | CROWN-4730K9 | Light Emitting Diode | Inseparable Luminaire | Quick Connect | 0-10 VDC Controls | 113 | 3085 | 0.0009 | 94 | 53 | 348 | 0.98 | Ambient | 50000 |  | 1 | 60000 | 0.05 | 20 | 20 | 0.01 | 0 | 0 | 0 | 0 | 0 | 0.02 | 0.01 | 0.01 | 0.01 | 0.01 | 0.01 | 0.07 | 0.05 | 0.04 | 0.04 | 0.03 | 0.02 | True | False | Non Federally-Regulated | 07/20/2020 |  | 07/22/2020
Self Electronics Co., Ltd. | E | CROWN-4735K9 | Light Emitting Diode | Inseparable Luminaire | Quick Connect | 0-10 VDC Controls | 111.4 | 3486 | -0.0005 | 96 | 66 | 348 | 0.98 | Ambient | 50000 |  | 1 | 60000 | 0.05 | 20 | 20 | 0.01 | 0 | 0 | 0 | 0 | 0 | 0.02 | 0.01 | 0.01 | 0.01 | 0.01 | 0.01 | 0.07 | 0.05 | 0.04 | 0.04 | 0.03 | 0.02 | True | False | Non Federally-Regulated | 07/20/2020 |  | 07/22/2020
Self Electronics Co., Ltd. | E | CROWN-4740K9 | Light Emitting Diode | Inseparable Luminaire | Quick Connect | 0-10 VDC Controls | 116.4 | 3994 | 0.0003 | 94 | 63 | 348 | 0.98 | Ambient | 50000 |  | 1 | 60000 | 0.05 | 20 | 20 | 0.01 | 0 | 0 | 0 | 0 | 0 | 0.02 | 0.01 | 0.01 | 0.01 | 0.01 | 0.01 | 0.07 | 0.05 | 0.04 | 0.04 | 0.03 | 0.02 | True | False | Non Federally-Regulated | 07/20/2020 |  | 07/22/2020
Self Electronics Co., Ltd. | E | CROWN-7030K | Light Emitting Diode | Inseparable Luminaire | Quick Connect | 0-10 VDC Controls | 107.4 | 3102 | 0.001 | 94 | 50 | 478 | 0.99 | Ambient | 50000 |  | 1 | 60000 | 0.05 | 20 | 20 | 0.01 | 0.01 | 0.01 | 0 | 0 | 0 | 0.06 | 0.01 | 0.01 | 0.01 | 0.01 | 0.01 | 0.09 | 0.03 | 0.03 | 0.03 | 0.02 | 0.02 | True | False | Non Federally-Regulated | 07/20/2020 |  | 07/22/2020
Self Electronics Co., Ltd. | E | CROWN-7035K | Light Emitting Diode | Inseparable Luminaire | Quick Connect | 0-10 VDC Controls | 107 | 3520 | 0.0003 | 96 | 63 | 478 | 0.99 | Ambient | 50000 |  | 1 | 60000 | 0.05 | 20 | 20 | 0.01 | 0.01 | 0.01 | 0 | 0 | 0 | 0.06 | 0.01 | 0.01 | 0.01 | 0.01 | 0.01 | 0.09 | 0.03 | 0.03 | 0.03 | 0.02 | 0.02 | True | False | Non Federally-Regulated | 07/20/2020 |  | 07/22/2020
Self Electronics Co., Ltd. | E | CROWN-7040K | Light Emitting Diode | Inseparable Luminaire | Quick Connect | 0-10 VDC Controls | 110 | 4023 | 0.0005 | 93 | 59 | 478 | 0.99 | Ambient | 50000 |  | 1 | 60000 | 0.05 | 20 | 20 | 0.01 | 0.01 | 0.01 | 0 | 0 | 0 | 0.06 | 0.01 | 0.01 | 0.01 | 0.01 | 0.01 | 0.09 | 0.03 | 0.03 | 0.03 | 0.02 | 0.02 | True | False | Non Federally-Regulated | 07/20/2020 |  | 07/22/2020
Self Electronics Co., Ltd. | E | CREST-1227K | Light Emitting Diode | Inseparable Luminaire | Quick Connect | 0-10 VDC Controls | 70.3 | 2726 | -0.0021 | 94 | 64 | 378 | 0.99 | Ambient | 50000 |  | 1 | 60000 | 0.05 | 20 | 20 | 0.01 | 0.01 | 0.01 | 0.01 | 0.01 | 0 | 0.05 | 0.03 | 0.02 | 0.02 | 0.02 | 0.02 | 0.1 | 0.07 | 0.06 | 0.05 | 0.05 | 0.05 | True | False | Non Federally-Regulated | 07/22/2020 |  | 07/22/2020
Self Electronics Co., Ltd. | E | CREST-1230K | Light Emitting Diode | Inseparable Luminaire | Quick Connect | 0-10 VDC Controls | 73.1 | 3070 | -0.0019 | 96 | 71 | 378 | 0.99 | Ambient | 50000 |  | 1 | 60000 | 0.05 | 20 | 20 | 0.01 | 0.01 | 0.01 | 0.01 | 0.01 | 0 | 0.05 | 0.03 | 0.02 | 0.02 | 0.02 | 0.02 | 0.1 | 0.07 | 0.06 | 0.05 | 0.05 | 0.05 | True | False | Non Federally-Regulated | 07/22/2020 |  | 07/22/2020
Self Electronics Co., Ltd. | E | CREST-1235K | Light Emitting Diode | Inseparable Luminaire | Quick Connect | 0-10 VDC Controls | 96.7 | 3514 | 0.0003 | 96 | 64 | 378 | 0.99 | Ambient | 50000 |  | 1 | 60000 | 0.05 | 20 | 20 | 0.01 | 0.01 | 0.01 | 0.01 | 0.01 | 0 | 0.05 | 0.03 | 0.02 | 0.02 | 0.02 | 0.02 | 0.1 | 0.07 | 0.06 | 0.05 | 0.05 | 0.05 | True | False | Non Federally-Regulated | 07/22/2020 |  | 07/22/2020
Self Electronics Co., Ltd. | E | CREST-1240K | Light Emitting Diode | Inseparable Luminaire | Quick Connect | 0-10 VDC Controls | 79.4 | 3996 | -0.0011 | 94 | 77 | 378 | 0.99 | Ambient | 50000 |  | 1 | 60000 | 0.05 | 20 | 20 | 0.01 | 0.01 | 0.01 | 0.01 | 0.01 | 0 | 0.05 | 0.03 | 0.02 | 0.02 | 0.02 | 0.02 | 0.1 | 0.07 | 0.06 | 0.05 | 0.05 | 0.05 | True | False | Non Federally-Regulated | 07/22/2020 |  | 07/22/2020
Self Electronics Co., Ltd. | E | CREST-4827K | Light Emitting Diode | Inseparable Luminaire | Quick Connect | 0-10 VDC Controls | 76.7 | 2727 | -0.0018 | 94 | 63 | 392 | 0.99 | Ambient | 50000 |  | 1 | 60000 | 0.04 | 20 | 20 | 0 | 0 | 0 | 0 | 0 | 0 | 0.01 | 0 | 0 | 0 | 0 | 0 | 0.05 | 0.02 | 0.01 | 0.01 | 0.01 | 0.01 | True | False | Non Federally-Regulated | 07/22/2020 |  | 07/22/2020
Self Electronics Co., Ltd. | E | CREST-4830K | Light Emitting Diode | Inseparable Luminaire | Quick Connect | 0-10 VDC Controls | 79.9 | 3099 | -0.0017 | 95 | 72 | 392 | 0.99 | Ambient | 50000 |  | 1 | 60000 | 0.04 | 20 | 20 | 0 | 0 | 0 | 0 | 0 | 0 | 0.01 | 0 | 0 | 0 | 0 | 0 | 0.05 | 0.02 | 0.01 | 0.01 | 0.01 | 0.01 | True | False | Non Federally-Regulated | 07/22/2020 |  | 07/22/2020
Self Electronics Co., Ltd. | E | CREST-4835K | Light Emitting Diode | Inseparable Luminaire | Quick Connect | 0-10 VDC Controls | 105.6 | 3525 | 0.0002 | 96 | 64 | 392 | 0.99 | Ambient | 50000 |  | 1 | 60000 | 0.04 | 20 | 20 | 0 | 0 | 0 | 0 | 0 | 0 | 0.01 | 0 | 0 | 0 | 0 | 0 | 0.05 | 0.02 | 0.01 | 0.01 | 0.01 | 0.01 | True | False | Non Federally-Regulated | 07/22/2020 |  | 07/22/2020
Self Electronics Co., Ltd. | E | CREST-4840K | Light Emitting Diode | Inseparable Luminaire | Quick Connect | 0-10 VDC Controls | 86.4 | 3999 | -0.0006 | 94 | 76 | 392 | 0.99 | Ambient | 50000 |  | 1 | 60000 | 0.04 | 20 | 20 | 0 | 0 | 0 | 0 | 0 | 0 | 0.01 | 0 | 0 | 0 | 0 | 0 | 0.05 | 0.02 | 0.01 | 0.01 | 0.01 | 0.01 | True | False | Non Federally-Regulated | 07/22/2020 |  | 07/22/2020
Soraa, Inc. | Soraa Brilliant | SM16-07-36D-827-H1 | Light Emitting Diode | Small Diameter Directional Lam | Pin Base | Forward Phase Cut Controls | 85.1 | 2706 | 0.0003 | 92 | 56 | 10 | 0.93 | Elevated | 36000 | 0.966 | 1 |  | 0.07 | 16 | 16 | 0.3 | 0.03 | 0.02 | 0.02 | 0.01 | 0.01 | 0.22 | 0.03 | 0.02 | 0.01 | 0.01 | 0.01 | 1 | 0.27 | 0.15 | 0.13 | 0.09 | 0.07 | True | True | Non Federally-Regulated | 10/24/2019 |  | 07/27/2020
Soraa, Inc. | Soraa Brilliant | SM16-07-25D-827-H1 | Light Emitting Diode | Small Diameter Directional Lam | Pin Base | Forward Phase Cut Controls | 85.1 | 2706 | 0.0003 | 92 | 56 | 10 | 0.93 | Elevated | 36000 | 0.966 | 1 |  | 0.07 | 16 | 16 | 0.3 | 0.03 | 0.02 | 0.02 | 0.01 | 0.01 | 0.22 | 0.03 | 0.02 | 0.01 | 0.01 | 0.01 | 1 | 0.27 | 0.15 | 0.13 | 0.09 | 0.07 | True | True | Non Federally-Regulated | 10/24/2019 |  | 07/27/2020
Soraa, Inc. | Soraa Brilliant | SM16-07-36D-830-H1 | Light Emitting Diode | Directional Lamp | Edison Screw Base | Forward Phase Cut Controls | 87.1 | 2994 |  | 93 | 61 | 8 | 0.93 | Elevated | 25000 | 0.966 | 1 |  | 0.07 | 16 | 16 | 0.3 | 0.03 | 0.02 | 0.02 | 0.01 | 0.01 | 0.22 | 0.02 | 0.02 | 0.01 | 0.01 | 0.01 | 0.99 | 0.27 | 0.15 | 0.12 | 0.09 | 0.07 | True | True | Non Federally-Regulated | 10/17/2019 |  | 07/27/2020
Soraa, Inc. | Soraa Brilliant | SM16-07-25D-830-H1 | Light Emitting Diode | Directional Lamp | Edison Screw Base | Forward Phase Cut Controls | 87.1 | 2994 |  | 93 | 61 | 8 | 0.93 | Elevated | 25000 | 0.966 | 1 |  | 0.07 | 16 | 16 | 0.3 | 0.03 | 0.02 | 0.02 | 0.01 | 0.01 | 0.22 | 0.02 | 0.02 | 0.01 | 0.01 | 0.01 | 0.99 | 0.27 | 0.15 | 0.12 | 0.09 | 0.07 | True | True | Non Federally-Regulated | 10/17/2019 |  | 07/27/2020
Soraa, Inc. | Soraa Brilliant | SM16-09-36D-827-H1 | Light Emitting Diode | Directional Lamp | Edison Screw Base | Forward Phase Cut Controls | 75.9 | 2712 |  | 91 | 52 | 11 | 0.93 | Elevated | 25000 | 0.99 | 1 |  | 0.02 | 20 | 23 | 0.33 | 0.04 | 0.04 | 0.03 | 0.02 | 0.02 | 0.99 | 0.33 | 0.21 | 0.15 | 0.12 | 0.09 | 0.99 | 0.96 | 0.75 | 0.6 | 0.6 | 0.48 | True | True | Non Federally-Regulated | 10/17/2019 |  | 07/27/2020
Soraa, Inc. | Soraa Brilliant | SM16-09-25D-827-H1 | Light Emitting Diode | Directional Lamp | Edison Screw Base | Forward Phase Cut Controls | 75.9 | 2712 |  | 91 | 52 | 11 | 0.93 | Elevated | 25000 | 0.99 | 1 |  | 0.02 | 20 | 23 | 0.33 | 0.04 | 0.04 | 0.03 | 0.02 | 0.02 | 0.99 | 0.33 | 0.21 | 0.15 | 0.12 | 0.09 | 0.99 | 0.96 | 0.75 | 0.6 | 0.6 | 0.48 | True | True | Non Federally-Regulated | 10/17/2019 |  | 07/27/2020
Soraa, Inc. | Soraa Brilliant | SM16-09-36D-830-H1 | Light Emitting Diode | Directional Lamp | Edison Screw Base | Forward Phase Cut Controls | 86.1 | 3013 |  | 92 | 59 | 11 | 0.93 | Elevated | 25000 | 0.99 | 1 |  | 0.02 | 20 | 23 | 0.33 | 0.04 | 0.04 | 0.03 | 0.02 | 0.02 | 0.99 | 0.33 | 0.21 | 0.15 | 0.12 | 0.09 | 0.99 | 0.96 | 0.75 | 0.6 | 0.6 | 0.48 | True | True | Non Federally-Regulated | 10/17/2019 |  | 07/27/2020
Soraa, Inc. | Soraa Brilliant | SM16-09-25D-830-H1 | Light Emitting Diode | Directional Lamp | Edison Screw Base | Forward Phase Cut Controls | 86.1 | 3013 |  | 92 | 59 | 11 | 0.93 | Elevated | 25000 | 0.99 | 1 |  | 0.02 | 20 | 23 | 0.33 | 0.04 | 0.04 | 0.03 | 0.02 | 0.02 | 0.99 | 0.33 | 0.21 | 0.15 | 0.12 | 0.09 | 0.99 | 0.96 | 0.75 | 0.6 | 0.6 | 0.48 | True | True | Non Federally-Regulated | 10/17/2019 |  | 07/27/2020
Soraa, Inc. | Soraa Brilliant | SP20-08-10D-827-H1 | Light Emitting Diode | Directional Lamp | Edison Screw Base | Forward Phase Cut Controls | 89 | 2662 |  | 92 | 56 | 226 | 0.95 | Elevated | 25000 | 0.956 | 1 |  | 0.01 | 16 | 15 | 0.43 | 0.15 | 0.13 | 0.12 | 0.03 | 0.01 | 0.99 | 0.2 | 0.18 | 0.16 | 0.04 | 0.03 | 0.99 | 0.99 | 0.56 | 0.47 | 0.32 | 0.19 | True | True | Non Federally-Regulated | 10/17/2019 |  | 07/27/2020
Soraa, Inc. | Soraa Brilliant | SP20-08-10D-830-H1 | Light Emitting Diode | Directional Lamp | Edison Screw Base | Forward Phase Cut Controls | 90.2 | 3036 |  | 92 | 51 | 226 | 0.94 | Elevated | 25000 | 0.956 | 1 |  | 0.01 | 16 | 15 | 0.43 | 0.15 | 0.13 | 0.12 | 0.03 | 0.01 | 0.99 | 0.2 | 0.18 | 0.16 | 0.04 | 0.03 | 0.99 | 0.99 | 0.56 | 0.47 | 0.32 | 0.19 | True | True | Non Federally-Regulated | 10/17/2019 |  | 07/27/2020
Soraa, Inc. | Soraa Brilliant | SP30S-14-9D-827-H1 | Light Emitting Diode | Directional Lamp | Edison Screw Base | Forward Phase Cut Controls | 87.6 | 2687 |  | 92 | 67 | 210 | 0.97 | Elevated | 25000 | 0.999 | 1 |  | 0.03 | 17 | 18 | 0.33 | 0.18 | 0.17 | 0.16 | 0.03 | 0.01 | 0.99 | 0.26 | 0.22 | 0.18 | 0.07 | 0.04 | 0.99 | 0.99 | 0.99 | 0.96 | 0.69 | 0.64 | True | True | Non Federally-Regulated | 10/17/2019 |  | 07/27/2020
Soraa, Inc. | Soraa Brilliant | SP30S-14-25D-827-H1 | Light Emitting Diode | Directional Lamp | Edison Screw Base | Forward Phase Cut Controls | 87.6 | 2687 |  | 92 | 67 | 210 | 0.97 | Elevated | 25000 | 0.999 | 1 |  | 0.03 | 17 | 18 | 0.33 | 0.18 | 0.17 | 0.16 | 0.03 | 0.01 | 0.99 | 0.26 | 0.22 | 0.18 | 0.07 | 0.04 | 0.99 | 0.99 | 0.99 | 0.96 | 0.69 | 0.64 | True | True | Non Federally-Regulated | 10/17/2019 |  | 07/27/2020
Soraa, Inc. | Soraa Brilliant | SP30S-14-36D-827-H1 | Light Emitting Diode | Directional Lamp | Edison Screw Base | Forward Phase Cut Controls | 87.6 | 2687 |  | 92 | 67 | 210 | 0.97 | Elevated | 25000 | 0.999 | 1 |  | 0.03 | 17 | 18 | 0.33 | 0.18 | 0.17 | 0.16 | 0.03 | 0.01 | 0.99 | 0.26 | 0.22 | 0.18 | 0.07 | 0.04 | 0.99 | 0.99 | 0.99 | 0.96 | 0.69 | 0.64 | True | True | Non Federally-Regulated | 10/17/2019 |  | 07/27/2020
Soraa, Inc. | Soraa Brilliant | SP30S-14-60D-827-H1 | Light Emitting Diode | Directional Lamp | Edison Screw Base | Forward Phase Cut Controls | 87.6 | 2687 |  | 92 | 67 | 210 | 0.97 | Elevated | 25000 | 0.999 | 1 |  | 0.03 | 17 | 18 | 0.33 | 0.18 | 0.17 | 0.16 | 0.03 | 0.01 | 0.99 | 0.26 | 0.22 | 0.18 | 0.07 | 0.04 | 0.99 | 0.99 | 0.99 | 0.96 | 0.69 | 0.64 | True | True | Non Federally-Regulated | 10/17/2019 |  | 07/27/2020
Soraa, Inc. | Soraa Brilliant | SP30L-14-9D-827-H1 | Light Emitting Diode | Directional Lamp | Edison Screw Base | Forward Phase Cut Controls | 87.6 | 2687 |  | 92 | 67 | 210 | 0.97 | Elevated | 25000 | 0.999 | 1 |  | 0.03 | 17 | 18 | 0.33 | 0.18 | 0.17 | 0.16 | 0.03 | 0.01 | 0.99 | 0.26 | 0.22 | 0.18 | 0.07 | 0.04 | 0.99 | 0.99 | 0.99 | 0.96 | 0.69 | 0.64 | True | True | Non Federally-Regulated | 10/17/2019 |  | 07/27/2020
Soraa, Inc. | Soraa Brilliant | SP30L-14-25D-827-H1 | Light Emitting Diode | Directional Lamp | Edison Screw Base | Forward Phase Cut Controls | 87.6 | 2687 |  | 92 | 67 | 210 | 0.97 | Elevated | 25000 | 0.999 | 1 |  | 0.03 | 17 | 18 | 0.33 | 0.18 | 0.17 | 0.16 | 0.03 | 0.01 | 0.99 | 0.26 | 0.22 | 0.18 | 0.07 | 0.04 | 0.99 | 0.99 | 0.99 | 0.96 | 0.69 | 0.64 | True | True | Non Federally-Regulated | 10/17/2019 |  | 07/27/2020
Soraa, Inc. | Soraa Brilliant | SP30L-14-36D-827-H1 | Light Emitting Diode | Directional Lamp | Edison Screw Base | Forward Phase Cut Controls | 87.6 | 2687 |  | 92 | 67 | 210 | 0.97 | Elevated | 25000 | 0.999 | 1 |  | 0.03 | 17 | 18 | 0.33 | 0.18 | 0.17 | 0.16 | 0.03 | 0.01 | 0.99 | 0.26 | 0.22 | 0.18 | 0.07 | 0.04 | 0.99 | 0.99 | 0.99 | 0.96 | 0.69 | 0.64 | True | True | Non Federally-Regulated | 10/17/2019 |  | 07/27/2020
Soraa, Inc. | Soraa Brilliant | SP30L-14-60D-827-H1 | Light Emitting Diode | Directional Lamp | Edison Screw Base | Forward Phase Cut Controls | 87.6 | 2687 |  | 92 | 67 | 210 | 0.97 | Elevated | 25000 | 0.999 | 1 |  | 0.03 | 17 | 18 | 0.33 | 0.18 | 0.17 | 0.16 | 0.03 | 0.01 | 0.99 | 0.26 | 0.22 | 0.18 | 0.07 | 0.04 | 0.99 | 0.99 | 0.99 | 0.96 | 0.69 | 0.64 | True | True | Non Federally-Regulated | 10/17/2019 |  | 07/27/2020
Soraa, Inc. | Soraa Brilliant | SP30S-14-9D-830-H1 | Light Emitting Diode | Directional Lamp | Edison Screw Base | Forward Phase Cut Controls | 103.8 | 3008 |  | 93 | 71 | 210 | 0.97 | Elevated | 25000 | 0.999 | 1 |  | 0.03 | 17 | 18 | 0.33 | 0.18 | 0.17 | 0.16 | 0.03 | 0.01 | 0.99 | 0.26 | 0.22 | 0.18 | 0.07 | 0.04 | 0.99 | 0.99 | 0.99 | 0.96 | 0.69 | 0.64 | True | True | Non Federally-Regulated | 10/17/2019 |  | 07/27/2020
Soraa, Inc. | Soraa Brilliant | SP30S-14-25D-830-H1 | Light Emitting Diode | Directional Lamp | Edison Screw Base | Forward Phase Cut Controls | 103.8 | 3008 |  | 93 | 71 | 210 | 0.97 | Elevated | 25000 | 0.999 | 1 |  | 0.03 | 17 | 18 | 0.33 | 0.18 | 0.17 | 0.16 | 0.03 | 0.01 | 0.99 | 0.26 | 0.22 | 0.18 | 0.07 | 0.04 | 0.99 | 0.99 | 0.99 | 0.96 | 0.69 | 0.64 | True | True | Non Federally-Regulated | 10/17/2019 |  | 07/27/2020
Soraa, Inc. | Soraa Brilliant | SP30S-14-36D-830-H1 | Light Emitting Diode | Directional Lamp | Edison Screw Base | Forward Phase Cut Controls | 103.8 | 3008 |  | 93 | 71 | 210 | 0.97 | Elevated | 25000 | 0.999 | 1 |  | 0.03 | 17 | 18 | 0.33 | 0.18 | 0.17 | 0.16 | 0.03 | 0.01 | 0.99 | 0.26 | 0.22 | 0.18 | 0.07 | 0.04 | 0.99 | 0.99 | 0.99 | 0.96 | 0.69 | 0.64 | True | True | Non Federally-Regulated | 10/17/2019 |  | 07/27/2020
Soraa, Inc. | Soraa Brilliant | SP30S-14-60D-830-H1 | Light Emitting Diode | Directional Lamp | Edison Screw Base | Forward Phase Cut Controls | 103.8 | 3008 |  | 93 | 71 | 210 | 0.97 | Elevated | 25000 | 0.999 | 1 |  | 0.03 | 17 | 18 | 0.33 | 0.18 | 0.17 | 0.16 | 0.03 | 0.01 | 0.99 | 0.26 | 0.22 | 0.18 | 0.07 | 0.04 | 0.99 | 0.99 | 0.99 | 0.96 | 0.69 | 0.64 | True | True | Non Federally-Regulated | 10/17/2019 |  | 07/27/2020
Soraa, Inc. | Soraa Brilliant | SP30L-14-9D-830-H1 | Light Emitting Diode | Directional Lamp | Edison Screw Base | Forward Phase Cut Controls | 103.8 | 3008 |  | 93 | 71 | 210 | 0.97 | Elevated | 25000 | 0.999 | 1 |  | 0.03 | 17 | 18 | 0.33 | 0.18 | 0.17 | 0.16 | 0.03 | 0.01 | 0.99 | 0.26 | 0.22 | 0.18 | 0.07 | 0.04 | 0.99 | 0.99 | 0.99 | 0.96 | 0.69 | 0.64 | True | True | Non Federally-Regulated | 10/17/2019 |  | 07/27/2020
Soraa, Inc. | Soraa Brilliant | SP30L-14-25D-830-H1 | Light Emitting Diode | Directional Lamp | Edison Screw Base | Forward Phase Cut Controls | 103.8 | 3008 |  | 93 | 71 | 210 | 0.97 | Elevated | 25000 | 0.999 | 1 |  | 0.03 | 17 | 18 | 0.33 | 0.18 | 0.17 | 0.16 | 0.03 | 0.01 | 0.99 | 0.26 | 0.22 | 0.18 | 0.07 | 0.04 | 0.99 | 0.99 | 0.99 | 0.96 | 0.69 | 0.64 | True | True | Non Federally-Regulated | 10/17/2019 |  | 07/27/2020
Soraa, Inc. | Soraa Brilliant | SP30L-14-36D-830-H1 | Light Emitting Diode | Directional Lamp | Edison Screw Base | Forward Phase Cut Controls | 103.8 | 3008 |  | 93 | 71 | 210 | 0.97 | Elevated | 25000 | 0.999 | 1 |  | 0.03 | 17 | 18 | 0.33 | 0.18 | 0.17 | 0.16 | 0.03 | 0.01 | 0.99 | 0.26 | 0.22 | 0.18 | 0.07 | 0.04 | 0.99 | 0.99 | 0.99 | 0.96 | 0.69 | 0.64 | True | True | Non Federally-Regulated | 10/17/2019 |  | 07/27/2020
Soraa, Inc. | Soraa Brilliant | SP30L-14-60D-830-H1 | Light Emitting Diode | Directional Lamp | Edison Screw Base | Forward Phase Cut Controls | 87.6 | 2687 |  | 92 | 67 | 210 | 0.97 | Elevated | 25000 | 0.999 | 1 |  | 0.03 | 17 | 18 | 0.33 | 0.18 | 0.17 | 0.16 | 0.03 | 0.01 | 0.99 | 0.26 | 0.22 | 0.18 | 0.07 | 0.04 | 0.99 | 0.99 | 0.99 | 0.96 | 0.69 | 0.64 | True | True | Non Federally-Regulated | 10/17/2019 |  | 07/27/2020
WAC Lighting Co. | dweLED | WS-W41722-** | Light Emitting Diode | Light Engine | Quick Connect | Reverse Phase Cut Controls | 46.7 | 3026 | -0.0018 | 95 | 76 | 108 | 0.91 | Ambient | 54000 | 0.995 | 1 |  | 0 | 22 | 22 | 0.24 | 0.24 | 0.23 | 0.21 | 0 | 0 | 0.26 | 0.26 | 0.26 | 0.19 | 0 | 0 | 0 | 0 | 0 | 0 | 0 | 0 | True |  | Non Federally-Regulated | 03/06/2017 |  | 07/28/2020
ZHEJIANG YANKON GROUP CO., LTD. | allen+roth | MXL1091-LED30K9027Y | Light Emitting Diode | Inseparable Luminaire | Direct Wired | Forward Phase Cut Controls | 88 | 2649 | -0.001 | 93 | 60 | 39 | 0.98 | Ambient | 50000 |  | 1 | 60000 | 0.1 | 16 | 16 | 0.1 | 0.1 | 0.09 | 0.09 | 0 | 0 | 0.13 | 0.12 | 0.12 | 0.1 | 0 | 0 | 0.13 | 0.11 | 0.12 | 0.09 | 0.01 | 0.01 | True | False | Non Federally-Regulated | 08/03/2020 |  | 08/03/2020
ZHEJIANG YANKON GROUP CO., LTD. | Utilitech | MXL1087-LED48K9027Y | Light Emitting Diode | Inseparable Luminaire | Direct Wired | Forward Phase Cut Controls | 75.8 | 2618 | -0.0019 | 93 | 65 | 166 | 0.92 | Ambient | 25000 |  | 1 | 72000 | 0.1 | 16 | 16 | 0.08 | 0.07 | 0.07 | 0.06 | 0 | 0 | 0.04 | 0.04 | 0.04 | 0.03 | 0 | 0 | 0.1 | 0.01 | 0.01 | 0 | 0 | 0 | True | False | Non Federally-Regulated | 08/03/2020 |  | 08/03/2020
ZHEJIANG YANKON GROUP CO., LTD. | Utilitech | MXL1086-LED32K9027Y | Light Emitting Diode | Inseparable Luminaire | Direct Wired | Forward Phase Cut Controls | 74.7 | 2794 | -0.0011 | 93 | 66 | 148 | 0.92 | Ambient | 25000 |  | 1 | 72000 | 0.1 | 16 | 16 | 0.02 | 0.02 | 0.02 | 0.02 | 0 | 0 | 0.04 | 0.01 | 0.01 | 0.01 | 0 | 0 | 0.04 | 0 | 0 | 0 | 0 | 0 | True | False | Non Federally-Regulated | 08/03/2020 |  | 08/03/2020
Lucifer Lighting Co. | Lucifer Lighting | S2P0**-****-9MA*9MA*-****-**** | Light Emitting Diode | Inseparable Luminaire | Direct Wired | 0-10 VDC Controls | 49 | 2681 | -0.0005 | 92 | 54 | 71 | 0.96 | Ambient | 50000 |  | 1 | 60000 | 0.02 | 23 | 23 | 0.01 | 0.01 | 0.01 | 0 | 0 | 0 | 0.02 | 0.01 | 0.01 | 0.01 | 0 | 0 | 0.09 | 0.07 | 0.06 | 0.03 | 0.01 | 0 | True | False | Non Federally-Regulated | 03/23/2020 |  | 08/06/2020
Lucifer Lighting Co. | Lucifer Lighting | S2P0**-****-9MA*9MA*-****-**** | Light Emitting Diode | Inseparable Luminaire | Direct Wired | Reverse Phase Cut Controls | 49 | 2681 | -0.0005 | 92 | 54 | 71 | 0.96 | Ambient | 50000 |  | 1 | 60000 | 0.02 | 23 | 23 | 0.02 | 0.01 | 0.01 | 0.01 | 0 | 0 | 0.26 | 0.25 | 0.26 | 0.2 | 0 | 0 | 0.25 | 0.24 | 0.25 | 0.18 | 0 | 0 | True | False | Non Federally-Regulated | 03/23/2020 |  | 08/06/2020
Lucifer Lighting Co. | Lucifer Lighting | S2P1**-****-9MA*9MA*-****-**** | Light Emitting Diode | Inseparable Luminaire | Direct Wired | 0-10 VDC Controls | 49 | 2681 | -0.0005 | 92 | 54 | 71 | 0.96 | Ambient | 50000 |  | 1 | 60000 | 0.02 | 23 | 23 | 0.01 | 0.01 | 0.01 | 0 | 0 | 0 | 0.02 | 0.01 | 0.01 | 0.01 | 0 | 0 | 0.09 | 0.07 | 0.06 | 0.03 | 0.01 | 0 | True | False | Non Federally-Regulated | 03/23/2020 |  | 08/06/2020
Lucifer Lighting Co. | Lucifer Lighting | S2P1**-****-9MA*9MA*-****-**** | Light Emitting Diode | Inseparable Luminaire | Direct Wired | Reverse Phase Cut Controls | 49 | 2681 | -0.0005 | 92 | 54 | 71 | 0.96 | Ambient | 50000 |  | 1 | 60000 | 0.02 | 23 | 23 | 0.02 | 0.01 | 0.01 | 0.01 | 0 | 0 | 0.26 | 0.25 | 0.26 | 0.2 | 0 | 0 | 0.25 | 0.24 | 0.25 | 0.18 | 0 | 0 | True | False | Non Federally-Regulated | 03/23/2020 |  | 08/06/2020
Lucifer Lighting Co. | Lucifer Lighting | S2P2**-****-9MA*9MA*-****-**** | Light Emitting Diode | Inseparable Luminaire | Direct Wired | 0-10 VDC Controls | 49 | 2681 | -0.0005 | 92 | 54 | 71 | 0.96 | Ambient | 50000 |  | 1 | 60000 | 0.02 | 23 | 23 | 0.01 | 0.01 | 0.01 | 0 | 0 | 0 | 0.02 | 0.01 | 0.01 | 0.01 | 0 | 0 | 0.09 | 0.07 | 0.06 | 0.03 | 0.01 | 0 | True | False | Non Federally-Regulated | 03/23/2020 |  | 08/06/2020
Lucifer Lighting Co. | Lucifer Lighting | S2P2**-****-9MA*9MA*-****-**** | Light Emitting Diode | Inseparable Luminaire | Direct Wired | Reverse Phase Cut Controls | 49 | 2681 | -0.0005 | 92 | 54 | 71 | 0.96 | Ambient | 50000 |  | 1 | 60000 | 0.02 | 23 | 23 | 0.02 | 0.01 | 0.01 | 0.01 | 0 | 0 | 0.26 | 0.25 | 0.26 | 0.2 | 0 | 0 | 0.25 | 0.24 | 0.25 | 0.18 | 0 | 0 | True | False | Non Federally-Regulated | 03/23/2020 |  | 08/06/2020
Lucifer Lighting Co. | Lucifer Lighting | S2P3**-****-9MA*9MA*-****-**** | Light Emitting Diode | Inseparable Luminaire | Direct Wired | 0-10 VDC Controls | 49 | 2681 | -0.0005 | 92 | 54 | 71 | 0.96 | Ambient | 50000 |  | 1 | 60000 | 0.02 | 23 | 23 | 0.01 | 0.01 | 0.01 | 0 | 0 | 0 | 0.02 | 0.01 | 0.01 | 0.01 | 0 | 0 | 0.09 | 0.07 | 0.06 | 0.03 | 0.01 | 0 | True | False | Non Federally-Regulated | 03/23/2020 |  | 08/06/2020
Lucifer Lighting Co. | Lucifer Lighting | S2P3**-****-9MA*9MA*-****-**** | Light Emitting Diode | Inseparable Luminaire | Direct Wired | Reverse Phase Cut Controls | 49 | 2681 | -0.0005 | 92 | 54 | 71 | 0.96 | Ambient | 50000 |  | 1 | 60000 | 0.02 | 23 | 23 | 0.02 | 0.01 | 0.01 | 0.01 | 0 | 0 | 0.26 | 0.25 | 0.26 | 0.2 | 0 | 0 | 0.25 | 0.24 | 0.25 | 0.18 | 0 | 0 | True | False | Non Federally-Regulated | 03/23/2020 |  | 08/06/2020
Lucifer Lighting Co. | Lucifer Lighting | S2P4**-****-9MA*9MA*-****-**** | Light Emitting Diode | Inseparable Luminaire | Direct Wired | 0-10 VDC Controls | 49 | 2681 | -0.0005 | 92 | 54 | 71 | 0.96 | Ambient | 50000 |  | 1 | 60000 | 0.02 | 23 | 23 | 0.01 | 0.01 | 0.01 | 0 | 0 | 0 | 0.02 | 0.01 | 0.01 | 0.01 | 0 | 0 | 0.09 | 0.07 | 0.06 | 0.03 | 0.01 | 0 | True | False | Non Federally-Regulated | 03/23/2020 |  | 08/06/2020
Lucifer Lighting Co. | Lucifer Lighting | S2P4**-****-9MA*9MA*-****-**** | Light Emitting Diode | Inseparable Luminaire | Direct Wired | Reverse Phase Cut Controls | 49 | 2681 | -0.0005 | 92 | 54 | 71 | 0.96 | Ambient | 50000 |  | 1 | 60000 | 0.02 | 23 | 23 | 0.02 | 0.01 | 0.01 | 0.01 | 0 | 0 | 0.26 | 0.25 | 0.26 | 0.2 | 0 | 0 | 0.25 | 0.24 | 0.25 | 0.18 | 0 | 0 | True | False | Non Federally-Regulated | 03/23/2020 |  | 08/06/2020
Lucifer Lighting Co. | Lucifer Lighting | S2P5**-****-9MA*9MA*-****-**** | Light Emitting Diode | Inseparable Luminaire | Direct Wired | 0-10 VDC Controls | 49 | 2681 | -0.0005 | 92 | 54 | 71 | 0.96 | Ambient | 50000 |  | 1 | 60000 | 0.02 | 23 | 23 | 0.01 | 0.01 | 0.01 | 0 | 0 | 0 | 0.02 | 0.01 | 0.01 | 0.01 | 0 | 0 | 0.09 | 0.07 | 0.06 | 0.03 | 0.01 | 0 | True | False | Non Federally-Regulated | 03/23/2020 |  | 08/06/2020
Lucifer Lighting Co. | Lucifer Lighting | S2P5**-****-9MA*9MA*-****-**** | Light Emitting Diode | Inseparable Luminaire | Direct Wired | Reverse Phase Cut Controls | 49 | 2681 | -0.0005 | 92 | 54 | 71 | 0.96 | Ambient | 50000 |  | 1 | 60000 | 0.02 | 23 | 23 | 0.02 | 0.01 | 0.01 | 0.01 | 0 | 0 | 0.26 | 0.25 | 0.26 | 0.2 | 0 | 0 | 0.25 | 0.24 | 0.25 | 0.18 | 0 | 0 | True | False | Non Federally-Regulated | 03/23/2020 |  | 08/06/2020
Lucifer Lighting Co. | Lucifer Lighting | S2P6**-****-9MA*9MA*-****-**** | Light Emitting Diode | Inseparable Luminaire | Direct Wired | 0-10 VDC Controls | 49 | 2681 | -0.0005 | 92 | 54 | 71 | 0.96 | Ambient | 50000 |  | 1 | 60000 | 0.02 | 23 | 23 | 0.01 | 0.01 | 0.01 | 0 | 0 | 0 | 0.02 | 0.01 | 0.01 | 0.01 | 0 | 0 | 0.09 | 0.07 | 0.06 | 0.03 | 0.01 | 0 | True | False | Non Federally-Regulated | 03/23/2020 |  | 08/06/2020
Lucifer Lighting Co. | Lucifer Lighting | S2P6**-****-9MA*9MA*-****-**** | Light Emitting Diode | Inseparable Luminaire | Direct Wired | Reverse Phase Cut Controls | 49 | 2681 | -0.0005 | 92 | 54 | 71 | 0.96 | Ambient | 50000 |  | 1 | 60000 | 0.02 | 23 | 23 | 0.02 | 0.01 | 0.01 | 0.01 | 0 | 0 | 0.26 | 0.25 | 0.26 | 0.2 | 0 | 0 | 0.25 | 0.24 | 0.25 | 0.18 | 0 | 0 | True | False | Non Federally-Regulated | 03/23/2020 |  | 08/06/2020
Lucifer Lighting Co. | Lucifer Lighting | S2P7**-****-9MA*9MA*-****-**** | Light Emitting Diode | Inseparable Luminaire | Direct Wired | 0-10 VDC Controls | 49 | 2681 | -0.0005 | 92 | 54 | 71 | 0.96 | Ambient | 50000 |  | 1 | 60000 | 0.02 | 23 | 23 | 0.01 | 0.01 | 0.01 | 0 | 0 | 0 | 0.02 | 0.01 | 0.01 | 0.01 | 0 | 0 | 0.09 | 0.07 | 0.06 | 0.03 | 0.01 | 0 | True | False | Non Federally-Regulated | 03/23/2020 |  | 08/06/2020
Lucifer Lighting Co. | Lucifer Lighting | S2P7**-****-9MA*9MA*-****-**** | Light Emitting Diode | Inseparable Luminaire | Direct Wired | Reverse Phase Cut Controls | 49 | 2681 | -0.0005 | 92 | 54 | 71 | 0.96 | Ambient | 50000 |  | 1 | 60000 | 0.02 | 23 | 23 | 0.02 | 0.01 | 0.01 | 0.01 | 0 | 0 | 0.26 | 0.25 | 0.26 | 0.2 | 0 | 0 | 0.25 | 0.24 | 0.25 | 0.18 | 0 | 0 | True | False | Non Federally-Regulated | 03/23/2020 |  | 08/06/2020
Lucifer Lighting Co. | Lucifer Lighting | S2P8**-****-9MA*9MA*-****-**** | Light Emitting Diode | Inseparable Luminaire | Direct Wired | 0-10 VDC Controls | 49 | 2681 | -0.0005 | 92 | 54 | 71 | 0.96 | Ambient | 50000 |  | 1 | 60000 | 0.02 | 23 | 23 | 0.01 | 0.01 | 0.01 | 0 | 0 | 0 | 0.02 | 0.01 | 0.01 | 0.01 | 0 | 0 | 0.09 | 0.07 | 0.06 | 0.03 | 0.01 | 0 | True | False | Non Federally-Regulated | 03/23/2020 |  | 08/06/2020
Lucifer Lighting Co. | Lucifer Lighting | S2P8**-****-9MA*9MA*-****-**** | Light Emitting Diode | Inseparable Luminaire | Direct Wired | Reverse Phase Cut Controls | 49 | 2681 | -0.0005 | 92 | 54 | 71 | 0.96 | Ambient | 50000 |  | 1 | 60000 | 0.02 | 23 | 23 | 0.02 | 0.01 | 0.01 | 0.01 | 0 | 0 | 0.26 | 0.25 | 0.26 | 0.2 | 0 | 0 | 0.25 | 0.24 | 0.25 | 0.18 | 0 | 0 | True | False | Non Federally-Regulated | 03/23/2020 |  | 08/06/2020
Lucifer Lighting Co. | Lucifer Lighting | S2P9**-****-9MA*9MA*-****-**** | Light Emitting Diode | Inseparable Luminaire | Direct Wired | 0-10 VDC Controls | 49 | 2681 | -0.0005 | 92 | 54 | 71 | 0.96 | Ambient | 50000 |  | 1 | 60000 | 0.02 | 23 | 23 | 0.01 | 0.01 | 0.01 | 0 | 0 | 0 | 0.02 | 0.01 | 0.01 | 0.01 | 0 | 0 | 0.09 | 0.07 | 0.06 | 0.03 | 0.01 | 0 | True | False | Non Federally-Regulated | 03/23/2020 |  | 08/06/2020
Lucifer Lighting Co. | Lucifer Lighting | S2P9**-****-9MA*9MA*-****-**** | Light Emitting Diode | Inseparable Luminaire | Direct Wired | Reverse Phase Cut Controls | 49 | 2681 | -0.0005 | 92 | 54 | 71 | 0.96 | Ambient | 50000 |  | 1 | 60000 | 0.02 | 23 | 23 | 0.02 | 0.01 | 0.01 | 0.01 | 0 | 0 | 0.26 | 0.25 | 0.26 | 0.2 | 0 | 0 | 0.25 | 0.24 | 0.25 | 0.18 | 0 | 0 | True | False | Non Federally-Regulated | 03/23/2020 |  | 08/06/2020
ETi Solid State Lighting, Inc | ETI | 538292***-A(**=00-99,*=0-9) | Light Emitting Diode | Inseparable Luminaire | Direct Wired | Forward Phase Cut Controls | 80 | 2700 | -0.0015 | 93 | 58 | 173 | 0.9 | Ambient | 50000 |  | 1 | 54000 | 0.07 | 21 | 21 | 0.26 | 0.25 | 0.23 | 0.21 | 0 | 0 | 0.28 | 0.27 | 0.27 | 0.2 | 0 | 0 | 0.21 | 0.22 | 0.2 | 0.15 | 0.02 | 0.02 | True | False | Non Federally-Regulated | 07/20/2020 |  | 08/17/2020
ETi Solid State Lighting, Inc | Commercial Electric | 538292***-A(**=00-99,*=0-9) | Light Emitting Diode | Inseparable Luminaire | Direct Wired | Forward Phase Cut Controls | 80 | 2700 | -0.0015 | 93 | 58 | 173 | 0.9 | Ambient | 50000 |  | 1 | 54000 | 0.07 | 21 | 21 | 0.26 | 0.25 | 0.23 | 0.21 | 0 | 0 | 0.28 | 0.27 | 0.27 | 0.2 | 0 | 0 | 0.21 | 0.22 | 0.2 | 0.15 | 0.02 | 0.02 | True | False | Non Federally-Regulated | 07/20/2020 |  | 08/17/2020
ETi Solid State Lighting, Inc | Commercial Electric | 538292###-A(##=00-99,#=0-9) | Light Emitting Diode | Inseparable Luminaire | Direct Wired | Forward Phase Cut Controls | 80 | 2700 | -0.0015 | 93 | 58 | 173 | 0.9 | Ambient | 50000 |  | 1 | 54000 | 0.07 | 21 | 21 | 0.26 | 0.25 | 0.23 | 0.21 | 0 | 0 | 0.28 | 0.27 | 0.27 | 0.2 | 0 | 0 | 0.21 | 0.22 | 0.2 | 0.15 | 0.02 | 0.02 | True | False | Non Federally-Regulated | 07/20/2020 |  | 08/17/2020
ETi Solid State Lighting, Inc | ETI | 538292###-A(##=00-99,#=0-9) | Light Emitting Diode | Inseparable Luminaire | Direct Wired | Forward Phase Cut Controls | 80 | 2700 | -0.0015 | 93 | 58 | 173 | 0.9 | Ambient | 50000 |  | 1 | 54000 | 0.07 | 21 | 21 | 0.26 | 0.25 | 0.23 | 0.21 | 0 | 0 | 0.28 | 0.27 | 0.27 | 0.2 | 0 | 0 | 0.21 | 0.22 | 0.2 | 0.15 | 0.02 | 0.02 | True | False | Non Federally-Regulated | 07/20/2020 |  | 08/17/2020
Acuity Brands Lighting | Juno | IC4AL 07LM **K **CRI *** MVOLT ZT ** + 45L WH | Light Emitting Diode | Inseparable Luminaire | Direct Wired | 0-10 VDC Controls | 51 | 2700 | 0.0015 | 94 | 58 | 432 | 1 | Ambient | 50000 |  |  | 50000 | 0.06 | 18 | 19 | 0.06 | 0.02 | 0.02 | 0.02 | 0.01 | 0 | 0.14 | 0.07 | 0.06 | 0.06 | 0.04 | 0.01 | 0.67 | 0.35 | 0.34 | 0.29 | 0.17 | 0.02 | True |  | Non Federally-Regulated | 02/28/2019 |  | 08/24/2020
Acuity Brands Lighting | Juno | IC4AL 07LM **K **CRI *** MVOLT ZT ** + 41LSQ WH | Light Emitting Diode | Inseparable Luminaire | Direct Wired | 0-10 VDC Controls | 56 | 2700 | 0.0015 | 94 | 58 | 432 | 1 | Ambient | 50000 |  |  | 50000 | 0.06 | 18 | 19 | 0.06 | 0.02 | 0.02 | 0.02 | 0.01 | 0 | 0.14 | 0.07 | 0.06 | 0.06 | 0.04 | 0.01 | 0.67 | 0.35 | 0.34 | 0.29 | 0.17 | 0.02 | True |  | Non Federally-Regulated | 02/28/2019 |  | 08/24/2020
Acuity Brands Lighting | Juno | IC4AL 07LM **K **CRI *** MVOLT ZT ** + 41L **** | Light Emitting Diode | Inseparable Luminaire | Direct Wired | 0-10 VDC Controls | 59 | 2700 | 0.0015 | 94 | 58 | 432 | 1 | Ambient | 50000 |  |  | 50000 | 0.06 | 18 | 19 | 0.06 | 0.02 | 0.02 | 0.02 | 0.01 | 0 | 0.14 | 0.07 | 0.06 | 0.06 | 0.04 | 0.01 | 0.67 | 0.35 | 0.34 | 0.29 | 0.17 | 0.02 | True |  | Non Federally-Regulated | 02/28/2019 |  | 08/24/2020
Acuity Brands Lighting | Juno | IC4AL 07LM **K **CRI *** MVOLT ZT ** + 42LSQ BWH | Light Emitting Diode | Inseparable Luminaire | Direct Wired | 0-10 VDC Controls | 60 | 2700 | 0.0015 | 94 | 58 | 432 | 1 | Ambient | 50000 |  |  | 50000 | 0.06 | 18 | 19 | 0.06 | 0.02 | 0.02 | 0.02 | 0.01 | 0 | 0.14 | 0.07 | 0.06 | 0.06 | 0.04 | 0.01 | 0.67 | 0.35 | 0.34 | 0.29 | 0.17 | 0.02 | True |  | Non Federally-Regulated | 02/28/2019 |  | 08/24/2020
Acuity Brands Lighting | Juno | IC4AL 07LM **K **CRI *** MVOLT ZT ** + 47LSQ BWH | Light Emitting Diode | Inseparable Luminaire | Direct Wired | 0-10 VDC Controls | 64 | 2700 | 0.0015 | 94 | 58 | 432 | 1 | Ambient | 50000 |  |  | 50000 | 0.06 | 18 | 19 | 0.06 | 0.02 | 0.02 | 0.02 | 0.01 | 0 | 0.14 | 0.07 | 0.06 | 0.06 | 0.04 | 0.01 | 0.67 | 0.35 | 0.34 | 0.29 | 0.17 | 0.02 | True |  | Non Federally-Regulated | 02/28/2019 |  | 08/24/2020
Acuity Brands Lighting | Juno | IC4AL 07LM **K **CRI *** MVOLT ZT ** + 46L ******* | Light Emitting Diode | Inseparable Luminaire | Direct Wired | 0-10 VDC Controls | 77 | 2700 | 0.0015 | 94 | 58 | 432 | 1 | Ambient | 50000 |  |  | 50000 | 0.06 | 18 | 19 | 0.06 | 0.02 | 0.02 | 0.02 | 0.01 | 0 | 0.14 | 0.07 | 0.06 | 0.06 | 0.04 | 0.01 | 0.67 | 0.35 | 0.34 | 0.29 | 0.17 | 0.02 | True |  | Non Federally-Regulated | 02/28/2019 |  | 08/24/2020
Acuity Brands Lighting | Juno | IC4AL 07LM **K **CRI *** MVOLT ZT ** + 48L ******* | Light Emitting Diode | Inseparable Luminaire | Direct Wired | 0-10 VDC Controls | 76 | 2700 | 0.0015 | 94 | 58 | 432 | 1 | Ambient | 50000 |  |  | 50000 | 0.06 | 18 | 19 | 0.06 | 0.02 | 0.02 | 0.02 | 0.01 | 0 | 0.14 | 0.07 | 0.06 | 0.06 | 0.04 | 0.01 | 0.67 | 0.35 | 0.34 | 0.29 | 0.17 | 0.02 | True |  | Non Federally-Regulated | 02/28/2019 |  | 08/24/2020
Acuity Brands Lighting | Juno | IC4AL 07LM **K **CRI *** MVOLT ZT ** + 42L BWH | Light Emitting Diode | Inseparable Luminaire | Direct Wired | 0-10 VDC Controls | 68 | 2700 | 0.0015 | 94 | 58 | 432 | 1 | Ambient | 50000 |  |  | 50000 | 0.06 | 18 | 19 | 0.06 | 0.02 | 0.02 | 0.02 | 0.01 | 0 | 0.14 | 0.07 | 0.06 | 0.06 | 0.04 | 0.01 | 0.67 | 0.35 | 0.34 | 0.29 | 0.17 | 0.02 | True |  | Non Federally-Regulated | 02/28/2019 |  | 08/24/2020
Acuity Brands Lighting | Juno | IC4AL 07LM **K **CRI *** MVOLT ZT ** + 47L BWH | Light Emitting Diode | Inseparable Luminaire | Direct Wired | 0-10 VDC Controls | 68 | 2700 | 0.0015 | 94 | 58 | 432 | 1 | Ambient | 50000 |  |  | 50000 | 0.06 | 18 | 19 | 0.06 | 0.02 | 0.02 | 0.02 | 0.01 | 0 | 0.14 | 0.07 | 0.06 | 0.06 | 0.04 | 0.01 | 0.67 | 0.35 | 0.34 | 0.29 | 0.17 | 0.02 | True |  | Non Federally-Regulated | 02/28/2019 |  | 08/24/2020
Acuity Brands Lighting | Juno | IC4AL 07LM **K **CRI *** 120 FRPC ** + 45L WH | Light Emitting Diode | Inseparable Luminaire | Direct Wired | Forward Phase Cut Controls | 47 | 2700 | 0.0015 | 91 | 53 | 460 | 1 | Ambient | 50000 |  |  | 50000 | 0.08 | 13 | 20 | 0.06 | 0 | 0 | 0 | 0 | 0 | 0.3 | 0.01 | 0.01 | 0.01 | 0 | 0 | 1 | 0.05 | 0.03 | 0.03 | 0.02 | 0.01 | True |  | Non Federally-Regulated | 02/28/2019 |  | 08/24/2020
Acuity Brands Lighting | Juno | IC4AL 07LM **K **CRI *** 120 FRPC ** + 41LSQ WH | Light Emitting Diode | Inseparable Luminaire | Direct Wired | Forward Phase Cut Controls | 52 | 2700 | 0.0015 | 91 | 53 | 460 | 1 | Ambient | 50000 |  |  | 50000 | 0.08 | 13 | 20 | 0.06 | 0 | 0 | 0 | 0 | 0 | 0.3 | 0.01 | 0.01 | 0.01 | 0 | 0 | 1 | 0.05 | 0.03 | 0.03 | 0.02 | 0.01 | True |  | Non Federally-Regulated | 02/28/2019 |  | 08/24/2020
Acuity Brands Lighting | Juno | IC4AL 07LM **K **CRI *** 120 FRPC ** + 41L **** | Light Emitting Diode | Inseparable Luminaire | Direct Wired | Forward Phase Cut Controls | 55 | 2700 | 0.0015 | 91 | 53 | 460 | 1 | Ambient | 50000 |  |  | 50000 | 0.08 | 13 | 20 | 0.06 | 0 | 0 | 0 | 0 | 0 | 0.3 | 0.01 | 0.01 | 0.01 | 0 | 0 | 1 | 0.05 | 0.03 | 0.03 | 0.02 | 0.01 | True |  | Non Federally-Regulated | 02/28/2019 |  | 08/24/2020
Acuity Brands Lighting | Juno | IC4AL 07LM **K **CRI *** 120 FRPC ** + 42LSQ BWH | Light Emitting Diode | Inseparable Luminaire | Direct Wired | Forward Phase Cut Controls | 56 | 2700 | 0.0015 | 91 | 53 | 460 | 1 | Ambient | 50000 |  |  | 50000 | 0.08 | 13 | 20 | 0.06 | 0 | 0 | 0 | 0 | 0 | 0.3 | 0.01 | 0.01 | 0.01 | 0 | 0 | 1 | 0.05 | 0.03 | 0.03 | 0.02 | 0.01 | True |  | Non Federally-Regulated | 02/28/2019 |  | 08/24/2020
Acuity Brands Lighting | Juno | IC4AL 07LM **K **CRI *** 120 FRPC ** + 47LSQ BWH | Light Emitting Diode | Inseparable Luminaire | Direct Wired | Forward Phase Cut Controls | 60 | 2700 | 0.0015 | 91 | 53 | 460 | 1 | Ambient | 50000 |  |  | 50000 | 0.08 | 13 | 20 | 0.06 | 0 | 0 | 0 | 0 | 0 | 0.3 | 0.01 | 0.01 | 0.01 | 0 | 0 | 1 | 0.05 | 0.03 | 0.03 | 0.02 | 0.01 | True |  | Non Federally-Regulated | 02/28/2019 |  | 08/24/2020
Acuity Brands Lighting | Juno | IC4AL 07LM **K **CRI *** 120 FRPC ** + 46L ******* | Light Emitting Diode | Inseparable Luminaire | Direct Wired | Forward Phase Cut Controls | 72 | 2700 | 0.0015 | 91 | 53 | 460 | 1 | Ambient | 50000 |  |  | 50000 | 0.08 | 13 | 20 | 0.06 | 0 | 0 | 0 | 0 | 0 | 0.3 | 0.01 | 0.01 | 0.01 | 0 | 0 | 1 | 0.05 | 0.03 | 0.03 | 0.02 | 0.01 | True |  | Non Federally-Regulated | 02/28/2019 |  | 08/24/2020
Acuity Brands Lighting | Juno | IC4AL 07LM **K **CRI *** 120 FRPC ** + 48L ******* | Light Emitting Diode | Inseparable Luminaire | Direct Wired | Forward Phase Cut Controls | 71 | 2700 | 0.0015 | 91 | 53 | 460 | 1 | Ambient | 50000 |  |  | 50000 | 0.08 | 13 | 20 | 0.06 | 0 | 0 | 0 | 0 | 0 | 0.3 | 0.01 | 0.01 | 0.01 | 0 | 0 | 1 | 0.05 | 0.03 | 0.03 | 0.02 | 0.01 | True |  | Non Federally-Regulated | 02/28/2019 |  | 08/24/2020
Acuity Brands Lighting | Juno | IC4AL 07LM **K **CRI *** 120 FRPC ** + 42L BWH | Light Emitting Diode | Inseparable Luminaire | Direct Wired | Forward Phase Cut Controls | 64 | 2700 | 0.0015 | 91 | 53 | 460 | 1 | Ambient | 50000 |  |  | 50000 | 0.08 | 13 | 20 | 0.06 | 0 | 0 | 0 | 0 | 0 | 0.3 | 0.01 | 0.01 | 0.01 | 0 | 0 | 1 | 0.05 | 0.03 | 0.03 | 0.02 | 0.01 | True |  | Non Federally-Regulated | 02/28/2019 |  | 08/24/2020
Acuity Brands Lighting | Juno | IC4AL 07LM **K **CRI *** 120 FRPC ** + 47L BWH | Light Emitting Diode | Inseparable Luminaire | Direct Wired | Forward Phase Cut Controls | 63 | 2700 | 0.0015 | 91 | 53 | 460 | 1 | Ambient | 50000 |  |  | 50000 | 0.08 | 13 | 20 | 0.06 | 0 | 0 | 0 | 0 | 0 | 0.3 | 0.01 | 0.01 | 0.01 | 0 | 0 | 1 | 0.05 | 0.03 | 0.03 | 0.02 | 0.01 | True |  | Non Federally-Regulated | 02/28/2019 |  | 08/24/2020
Acuity Brands Lighting | Juno | IC4AL 10LM **K **CRI *** MVOLT ZT ** + 41LSQ WH | Light Emitting Diode | Inseparable Luminaire | Direct Wired | 0-10 VDC Controls | 48 | 2700 | 0.003 | 93 | 56 | 472 | 1 | Ambient | 50000 |  |  | 50000 | 0.06 | 16 | 19 | 0.06 | 0.02 | 0.01 | 0.01 | 0.01 | 0 | 0.11 | 0.06 | 0.05 | 0.05 | 0.04 | 0.01 | 0.33 | 0.16 | 0.15 | 0.14 | 0.11 | 0.02 | True |  | Non Federally-Regulated | 02/28/2019 |  | 08/24/2020
Acuity Brands Lighting | Juno | IC4AL 10LM **K **CRI *** MVOLT ZT ** + 41L ******* | Light Emitting Diode | Inseparable Luminaire | Direct Wired | 0-10 VDC Controls | 50 | 2700 | 0.003 | 93 | 56 | 472 | 1 | Ambient | 50000 |  |  | 50000 | 0.06 | 16 | 19 | 0.06 | 0.02 | 0.01 | 0.01 | 0.01 | 0 | 0.11 | 0.06 | 0.05 | 0.05 | 0.04 | 0.01 | 0.33 | 0.16 | 0.15 | 0.14 | 0.11 | 0.02 | True |  | Non Federally-Regulated | 02/28/2019 |  | 08/24/2020
Acuity Brands Lighting | Juno | IC4AL 10LM **K **CRI *** MVOLT ZT ** + 42LSQ ****** | Light Emitting Diode | Inseparable Luminaire | Direct Wired | 0-10 VDC Controls | 51 | 2700 | 0.003 | 93 | 56 | 472 | 1 | Ambient | 50000 |  |  | 50000 | 0.06 | 16 | 19 | 0.06 | 0.02 | 0.01 | 0.01 | 0.01 | 0 | 0.11 | 0.06 | 0.05 | 0.05 | 0.04 | 0.01 | 0.33 | 0.16 | 0.15 | 0.14 | 0.11 | 0.02 | True |  | Non Federally-Regulated | 02/28/2019 |  | 08/24/2020
Acuity Brands Lighting | Juno | IC4AL 10LM **K **CRI *** MVOLT ZT ** + 47LSQ ****** | Light Emitting Diode | Inseparable Luminaire | Direct Wired | 0-10 VDC Controls | 55 | 2700 | 0.003 | 93 | 56 | 472 | 1 | Ambient | 50000 |  |  | 50000 | 0.06 | 16 | 19 | 0.06 | 0.02 | 0.01 | 0.01 | 0.01 | 0 | 0.11 | 0.06 | 0.05 | 0.05 | 0.04 | 0.01 | 0.33 | 0.16 | 0.15 | 0.14 | 0.11 | 0.02 | True |  | Non Federally-Regulated | 02/28/2019 |  | 08/24/2020
Acuity Brands Lighting | Juno | IC4AL 10LM **K **CRI *** MVOLT ZT ** + 46L ******* | Light Emitting Diode | Inseparable Luminaire | Direct Wired | 0-10 VDC Controls | 65 | 2700 | 0.003 | 93 | 56 | 472 | 1 | Ambient | 50000 |  |  | 50000 | 0.06 | 16 | 19 | 0.06 | 0.02 | 0.01 | 0.01 | 0.01 | 0 | 0.11 | 0.06 | 0.05 | 0.05 | 0.04 | 0.01 | 0.33 | 0.16 | 0.15 | 0.14 | 0.11 | 0.02 | True |  | Non Federally-Regulated | 02/28/2019 |  | 08/24/2020
Acuity Brands Lighting | Juno | IC4AL 10LM **K **CRI *** MVOLT ZT ** + 48L ******* | Light Emitting Diode | Inseparable Luminaire | Direct Wired | 0-10 VDC Controls | 65 | 2700 | 0.003 | 91 | 56 | 472 | 1 | Ambient | 50000 |  |  | 50000 | 0.06 | 16 | 19 | 0.06 | 0.02 | 0.01 | 0.01 | 0.01 | 0 | 0.11 | 0.06 | 0.05 | 0.05 | 0.04 | 0.01 | 0.33 | 0.16 | 0.15 | 0.14 | 0.11 | 0.02 | True |  | Non Federally-Regulated | 02/28/2019 |  | 08/24/2020
Acuity Brands Lighting | Juno | IC4AL 10LM **K **CRI *** MVOLT ZT ** + 42L ******* | Light Emitting Diode | Inseparable Luminaire | Direct Wired | 0-10 VDC Controls | 47 | 2700 | 0.003 | 91 | 56 | 472 | 1 | Ambient | 50000 |  |  | 50000 | 0.06 | 16 | 19 | 0.06 | 0.02 | 0.01 | 0.01 | 0.01 | 0 | 0.11 | 0.06 | 0.05 | 0.05 | 0.04 | 0.01 | 0.33 | 0.16 | 0.15 | 0.14 | 0.11 | 0.02 | True |  | Non Federally-Regulated | 02/28/2019 |  | 08/24/2020
Acuity Brands Lighting | Juno | IC4AL 10LM **K **CRI *** MVOLT ZT ** + 47L ******* | Light Emitting Diode | Inseparable Luminaire | Direct Wired | 0-10 VDC Controls | 58 | 2700 | 0.003 | 93 | 56 | 472 | 1 | Ambient | 50000 |  |  | 50000 | 0.06 | 16 | 19 | 0.06 | 0.02 | 0.01 | 0.01 | 0.01 | 0 | 0.11 | 0.06 | 0.05 | 0.05 | 0.04 | 0.01 | 0.33 | 0.16 | 0.15 | 0.14 | 0.11 | 0.02 | True |  | Non Federally-Regulated | 02/28/2019 |  | 08/24/2020
Acuity Brands Lighting | Juno | IC4AL 10LM **K **CRI *** 120 FRPC ** + 45L WH | Light Emitting Diode | Inseparable Luminaire | Direct Wired | Forward Phase Cut Controls | 47 | 2700 | 0.0023 | 91 | 50 | 224 | 1 | Ambient | 50000 |  |  | 50000 | 0.04 | 18 | 21 | 0.06 | 0 | 0 | 0 | 0 | 0 | 0.3 | 0.01 | 0.01 | 0.01 | 0 | 0 | 1 | 0.05 | 0.03 | 0.03 | 0.02 | 0.01 | True |  | Non Federally-Regulated | 02/28/2019 |  | 08/24/2020
Acuity Brands Lighting | Juno | IC4AL 10LM **K **CRI *** 120 FRPC ** + 41LSQ WH | Light Emitting Diode | Inseparable Luminaire | Direct Wired | Forward Phase Cut Controls | 52 | 2700 | 0.0023 | 91 | 50 | 224 | 1 | Ambient | 50000 |  |  | 50000 | 0.04 | 18 | 21 | 0.06 | 0 | 0 | 0 | 0 | 0 | 0.3 | 0.01 | 0.01 | 0.01 | 0 | 0 | 1 | 0.05 | 0.03 | 0.03 | 0.02 | 0.01 | True |  | Non Federally-Regulated | 02/28/2019 |  | 08/24/2020
Acuity Brands Lighting | Juno | IC4AL 10LM **K **CRI *** 120 FRPC ** + 41L ******* | Light Emitting Diode | Inseparable Luminaire | Direct Wired | Forward Phase Cut Controls | 54 | 2700 | 0.0023 | 91 | 50 | 224 | 1 | Ambient | 50000 |  |  | 50000 | 0.04 | 18 | 21 | 0.06 | 0 | 0 | 0 | 0 | 0 | 0.3 | 0.01 | 0.01 | 0.01 | 0 | 0 | 1 | 0.05 | 0.03 | 0.03 | 0.02 | 0.01 | True |  | Non Federally-Regulated | 02/28/2019 |  | 08/24/2020
Acuity Brands Lighting | Juno | IC4AL 10LM **K **CRI *** 120 FRPC ** + 42LSQ ****** | Light Emitting Diode | Inseparable Luminaire | Direct Wired | Forward Phase Cut Controls | 55 | 2700 | 0.0023 | 91 | 50 | 224 | 1 | Ambient | 50000 |  |  | 50000 | 0.04 | 18 | 21 | 0.06 | 0 | 0 | 0 | 0 | 0 | 0.3 | 0.01 | 0.01 | 0.01 | 0 | 0 | 1 | 0.05 | 0.03 | 0.03 | 0.02 | 0.01 | True |  | Non Federally-Regulated | 02/28/2019 |  | 08/24/2020
Acuity Brands Lighting | Juno | IC4AL 10LM **K **CRI *** 120 FRPC ** + 47LSQ ****** | Light Emitting Diode | Inseparable Luminaire | Direct Wired | Forward Phase Cut Controls | 60 | 2700 | 0.0023 | 91 | 50 | 224 | 1 | Ambient | 50000 |  |  | 50000 | 0.04 | 18 | 21 | 0.06 | 0 | 0 | 0 | 0 | 0 | 0.3 | 0.01 | 0.01 | 0.01 | 0 | 0 | 1 | 0.05 | 0.03 | 0.03 | 0.02 | 0.01 | True |  | Non Federally-Regulated | 02/28/2019 |  | 08/24/2020
Acuity Brands Lighting | Juno | IC4AL 10LM **K **CRI *** 120 FRPC ** + 46L ******* | Light Emitting Diode | Inseparable Luminaire | Direct Wired | Forward Phase Cut Controls | 71 | 2700 | 0.0023 | 91 | 50 | 224 | 1 | Ambient | 50000 |  |  | 50000 | 0.04 | 18 | 21 | 0.06 | 0 | 0 | 0 | 0 | 0 | 0.3 | 0.01 | 0.01 | 0.01 | 0 | 0 | 1 | 0.05 | 0.03 | 0.03 | 0.02 | 0.01 | True |  | Non Federally-Regulated | 02/28/2019 |  | 08/24/2020
Acuity Brands Lighting | Juno | IC4AL 10LM **K **CRI *** 120 FRPC ** + 48L ******* | Light Emitting Diode | Inseparable Luminaire | Direct Wired | Forward Phase Cut Controls | 71 | 2700 | 0.0023 | 91 | 50 | 224 | 1 | Ambient | 50000 |  |  | 50000 | 0.04 | 18 | 21 | 0.06 | 0 | 0 | 0 | 0 | 0 | 0.3 | 0.01 | 0.01 | 0.01 | 0 | 0 | 1 | 0.05 | 0.03 | 0.03 | 0.02 | 0.01 | True |  | Non Federally-Regulated | 02/28/2019 |  | 08/24/2020
Acuity Brands Lighting | Juno | IC4AL 10LM **K **CRI *** 120 FRPC ** + 42L******* | Light Emitting Diode | Inseparable Luminaire | Direct Wired | Forward Phase Cut Controls | 63 | 2700 | 0.0023 | 91 | 50 | 224 | 1 | Ambient | 50000 |  |  | 50000 | 0.04 | 18 | 21 | 0.06 | 0 | 0 | 0 | 0 | 0 | 0.3 | 0.01 | 0.01 | 0.01 | 0 | 0 | 1 | 0.05 | 0.03 | 0.03 | 0.02 | 0.01 | True |  | Non Federally-Regulated | 02/28/2019 |  | 08/24/2020
Acuity Brands Lighting | Juno | IC4AL 10LM **K **CRI *** 120 FRPC ** + 47L ******* | Light Emitting Diode | Inseparable Luminaire | Direct Wired | Forward Phase Cut Controls | 63 | 2700 | 0.0023 | 91 | 50 | 224 | 1 | Ambient | 50000 |  |  | 50000 | 0.04 | 18 | 21 | 0.06 | 0 | 0 | 0 | 0 | 0 | 0.3 | 0.01 | 0.01 | 0.01 | 0 | 0 | 1 | 0.05 | 0.03 | 0.03 | 0.02 | 0.01 | True |  | Non Federally-Regulated | 02/28/2019 |  | 08/24/2020
WAC Lighting Co. | WAC Lighting | PD-13126-** | Light Emitting Diode | Inseparable Luminaire | Direct Wired | Reverse Phase Cut Controls | 73.8 | 2724 | -0.0001 | 94 | 68 | 152 | 0.9 | Ambient | 54000 | 0.99 | 1 |  | 0 | 21 | 23 | 0.26 | 0.25 | 0.24 | 0.22 | 0 | 0 | 0.23 | 0.22 | 0.21 | 0.17 | 0 | 0 | 0 | 0 | 0 | 0 | 0 | 0 | True |  | Non Federally-Regulated | 05/30/2018 |  | 08/24/2020
WAC Lighting Co. | WAC Lighting | PD-13120-** | Light Emitting Diode | Inseparable Luminaire | Direct Wired | Reverse Phase Cut Controls | 73.9 | 2697 | -0.0001 | 94 | 66 | 192 | 0.91 | Ambient | 54000 | 0.99 | 1 |  | 0 | 20 | 20 | 0.23 | 0.22 | 0.2 | 0.18 | 0 | 0 | 0.19 | 0.19 | 0.18 | 0.14 | 0 | 0 | 0 | 0 | 0 | 0 | 0 | 0 | True |  | Non Federally-Regulated | 05/30/2018 |  | 08/24/2020
WAC Lighting Co. | WAC Lighting | PD-13114-** | Light Emitting Diode | Inseparable Luminaire | Direct Wired | Reverse Phase Cut Controls | 71.7 | 2690 | -0.0001 | 94 | 65 | 216 | 0.92 | Ambient | 54000 | 0.99 | 1 |  | 0 | 21 | 22 | 0.19 | 0.18 | 0.17 | 0.16 | 0 | 0 | 0.19 | 0.18 | 0.17 | 0.15 | 0 | 0 | 0 | 0 | 0 | 0 | 0 | 0 | True |  | Non Federally-Regulated | 05/30/2018 |  | 08/24/2020
Taizhou JiaoGuang Lighting Co.Ltd. | Elite Lighting Co. | RL641-1150L-DIM10-MVOLT-27K-90-W-WH | Light Emitting Diode | Inseparable Luminaire | Direct Wired | Forward Phase Cut Controls | 75.7 | 2700 | 0.0001 | 93 | 65 | 65 | 0.99 | Ambient | 50000 |  |  | 54000 | 0.1 | 21 | 22 | 0.02 | 0.01 | 0.01 | 0.01 | 0 | 0 | 0.31 | 0.29 | 0.28 | 0.23 | 0 | 0 | 0.24 | 0.24 | 0.23 | 0.2 | 0 | 0 | True |  | Non Federally-Regulated | 10/18/2017 |  | 08/27/2020
Taizhou JiaoGuang Lighting Co.Ltd. | Elite Lighting Co. | RL641-1150L-DIM10-MVOLT-30K-90-W-WH | Light Emitting Diode | Inseparable Luminaire | Direct Wired | Forward Phase Cut Controls | 75.7 | 3000 | 0.0001 | 93 | 65 | 65 | 0.99 | Ambient | 50000 |  |  | 54000 | 0.1 | 21 | 22 | 0.02 | 0.01 | 0.01 | 0.01 | 0 | 0 | 0.31 | 0.29 | 0.28 | 0.23 | 0 | 0 | 0.24 | 0.24 | 0.23 | 0.2 | 0 | 0 | True |  | Non Federally-Regulated | 10/18/2017 |  | 08/27/2020
Taizhou JiaoGuang Lighting Co.Ltd. | Elite Lighting Co. | RL641-1150L-DIM10-MVOLT-40K-90-W-WH | Light Emitting Diode | Inseparable Luminaire | Direct Wired | Forward Phase Cut Controls | 75.7 | 4000 | 0.0001 | 93 | 65 | 65 | 0.99 | Ambient | 50000 |  |  | 54000 | 0.1 | 21 | 22 | 0.02 | 0.01 | 0.01 | 0.01 | 0 | 0 | 0.31 | 0.29 | 0.28 | 0.23 | 0 | 0 | 0.24 | 0.24 | 0.23 | 0.2 | 0 | 0 | True |  | Non Federally-Regulated | 10/18/2017 |  | 08/27/2020
Nora Lighting | Opal | NLOPAC-R6509T24***** | Light Emitting Diode | Inseparable Luminaire | Direct Wired | Forward Phase Cut Controls | 64.3 | 2651 | -0.0013 | 95 | 68 | 55 | 0.92 | Ambient | 36000 |  | 1 | 36000 | 0.06 | 18 | 18 | 0.22 | 0.21 | 0.22 | 0.22 | 0.02 | 0.01 | 0.03 | 0.02 | 0.02 | 0.02 | 0.01 | 0.01 | 0.06 | 0.03 | 0.02 | 0.02 | 0.02 | 0.02 | True | False | Non Federally-Regulated | 08/11/2020 |  | 09/02/2020
Hangzhou Huoshi Lighting Co.,Ltd | Tesler | 79P75(5PK) | Light Emitting Diode | Decorative Lamp | Edison Screw Base | Forward Phase Cut Controls | 99.6 | 3000 | 0.0055 | 93 | 58 | 85 | 0.91 | Elevated | 15000 | 0.917 | 1 |  | 0.1 | 16 | 16 | 0.26 | 0.24 | 0.17 | 0.11 | 0 | 0 | 0.03 | 0.02 | 0.02 | 0.02 | 0 | 0 | 0.02 | 0.02 | 0.02 | 0.02 | 0.01 | 0.01 | True | True | Non Federally-Regulated | 09/03/2020 |  | 09/03/2020
WAC Lighting Co. | WAC | FM-W52306-** | Light Emitting Diode | Inseparable Luminaire | Direct Wired | Reverse Phase Cut Controls | 70.1 | 3020 | -0.0005 | 94 | 66 | 93 | 0.93 | Ambient | 54000 | 0.99 | 1 |  | 0 | 22 | 21 | 0.07 | 0.07 | 0.07 | 0.07 | 0 | 0 | 0.04 | 0.04 | 0.04 | 0.04 | 0.01 | 0 | 0 | 0 | 0 | 0 | 0 | 0 | True | False | Non Federally-Regulated | 09/02/2020 |  | 09/08/2020
WAC Lighting Co. | WAC | FM-W52309-** | Light Emitting Diode | Inseparable Luminaire | Direct Wired | Reverse Phase Cut Controls | 84.1 | 3011 | -0.0009 | 93 | 66 | 164 | 0.91 | Ambient | 54000 | 0.99 | 1 |  | 0 | 21 | 22 | 0.26 | 0.25 | 0.23 | 0.21 | 0 | 0 | 0.25 | 0.24 | 0.23 | 0.19 | 0.01 | 0 | 0 | 0 | 0 | 0 | 0 | 0 | True | False | Non Federally-Regulated | 09/02/2020 |  | 09/08/2020
B-K Lighting | Denali | DE-LED-X**-***-***-**-* | Light Emitting Diode | Inseparable Luminaire | Direct Wired | Forward Phase Cut Controls | 73.4 | 2753 | 0.0015 | 92 | 65 | 97 | 0.98 | Elevated | 70000 |  | 1 | 55000 | 0.04 | 20 | 20 | 0.04 | 0 | 0 | 0 | 0 | 0 | 0.49 | 0.43 | 0.4 | 0.25 | 0.01 | 0 | 0.46 | 0.41 | 0.4 | 0.21 | 0.02 | 0.01 | True | False | Non Federally-Regulated | 07/27/2020 |  | 09/15/2020
B-K Lighting | Sign Star Denali | SN-DE-LED-X**-***-***-**-* | Light Emitting Diode | Inseparable Luminaire | Direct Wired | Forward Phase Cut Controls | 73.4 | 2753 | 0.0015 | 92 | 65 | 97 | 0.98 | Elevated | 70000 |  | 1 | 55000 | 0.04 | 20 | 20 | 0.04 | 0 | 0 | 0 | 0 | 0 | 0.49 | 0.43 | 0.4 | 0.25 | 0.01 | 0 | 0.46 | 0.41 | 0.4 | 0.21 | 0.02 | 0.01 | True |  | Non Federally-Regulated | 09/09/2020 |  | 09/15/2020
B-K Lighting | Twin Sign Star Denali | ST-DE-LED-X**-***-***-**-* | Light Emitting Diode | Inseparable Luminaire | Direct Wired | Forward Phase Cut Controls | 73.4 | 2753 | 0.0015 | 92 | 65 | 97 | 0.98 | Elevated | 70000 |  | 1 | 55000 | 0.04 | 20 | 20 | 0.04 | 0 | 0 | 0 | 0 | 0 | 0.49 | 0.43 | 0.4 | 0.25 | 0.01 | 0 | 0.46 | 0.41 | 0.4 | 0.21 | 0.02 | 0.01 | True |  | Non Federally-Regulated | 09/09/2020 |  | 09/15/2020
B-K Lighting | Surface Mount Denali | SM-DE-LED-X**-***-***-**-* | Light Emitting Diode | Inseparable Luminaire | Direct Wired | Forward Phase Cut Controls | 73.4 | 2753 | 0.0015 | 92 | 65 | 97 | 0.98 | Elevated | 70000 |  | 1 | 55000 | 0.04 | 20 | 20 | 0.04 | 0 | 0 | 0 | 0 | 0 | 0.49 | 0.43 | 0.4 | 0.25 | 0.01 | 0 | 0.46 | 0.41 | 0.4 | 0.21 | 0.02 | 0.01 | True |  | Non Federally-Regulated | 09/09/2020 |  | 09/15/2020
B-K Lighting | Catskill | CK-LED-X**-***-***-**-* | Light Emitting Diode | Inseparable Luminaire | Direct Wired | Forward Phase Cut Controls | 73.4 | 2753 | 0.0015 | 92 | 65 | 97 | 0.98 | Elevated | 70000 |  | 1 | 55000 | 0.04 | 20 | 20 | 0.04 | 0 | 0 | 0 | 0 | 0 | 0.49 | 0.43 | 0.4 | 0.25 | 0.01 | 0 | 0.46 | 0.41 | 0.4 | 0.21 | 0.02 | 0.01 | True |  | Non Federally-Regulated | 09/09/2020 |  | 09/15/2020
B-K Lighting | Olympus | OL-LED-X**-***-***-**-* | Light Emitting Diode | Inseparable Luminaire | Direct Wired | Forward Phase Cut Controls | 73.4 | 2753 | 0.0015 | 92 | 65 | 97 | 0.98 | Elevated | 70000 |  | 1 | 55000 | 0.04 | 20 | 20 | 0.04 | 0 | 0 | 0 | 0 | 0 | 0.49 | 0.43 | 0.4 | 0.25 | 0.01 | 0 | 0.46 | 0.41 | 0.4 | 0.21 | 0.02 | 0.01 | True |  | Non Federally-Regulated | 09/09/2020 |  | 09/15/2020
B-K Lighting | Staff Star Denali | SF-DE-LED-X**-***-***-**-* | Light Emitting Diode | Inseparable Luminaire | Direct Wired | Forward Phase Cut Controls | 73.4 | 2753 | 0.0015 | 92 | 65 | 97 | 0.98 | Elevated | 70000 |  | 1 | 55000 | 0.04 | 20 | 20 | 0.04 | 0 | 0 | 0 | 0 | 0 | 0.49 | 0.43 | 0.4 | 0.25 | 0.01 | 0 | 0.46 | 0.41 | 0.4 | 0.21 | 0.02 | 0.01 | True |  | Non Federally-Regulated | 09/09/2020 |  | 09/15/2020
B-K Lighting | Twin Staff Star Denali | TF-DE-LED-X**-***-***-**-* | Light Emitting Diode | Inseparable Luminaire | Direct Wired | Forward Phase Cut Controls | 73.4 | 2753 | 0.0015 | 92 | 65 | 97 | 0.98 | Elevated | 70000 |  | 1 | 55000 | 0.04 | 20 | 20 | 0.04 | 0 | 0 | 0 | 0 | 0 | 0.49 | 0.43 | 0.4 | 0.25 | 0.01 | 0 | 0.46 | 0.41 | 0.4 | 0.21 | 0.02 | 0.01 | True |  | Non Federally-Regulated | 09/09/2020 |  | 09/15/2020
B-K Lighting | Denali Integral | DE-LED-TR-X***-***-***-**-* | Light Emitting Diode | Inseparable Luminaire | Direct Wired | Forward Phase Cut Controls | 59.6 | 2749 | 0.0003 | 90 | 61 | 97 | 0.98 | Elevated | 70000 |  | 1 | 55000 | 0.05 | 20 | 20 | 0.08 | 0.07 | 0.07 | 0.07 | 0.05 | 0 | 0.18 | 0.13 | 0.13 | 0.1 | 0.01 | 0 | 0.1 | 0.09 | 0.08 | 0.07 | 0.03 | 0 | True | False | Non Federally-Regulated | 09/09/2020 |  | 09/15/2020
B-K Lighting | Sign Star Denali Integral | SN-DE-LED-TR-X***-***-***-**-* | Light Emitting Diode | Inseparable Luminaire | Direct Wired | Forward Phase Cut Controls | 59.6 | 2749 | 0.0003 | 90 | 61 | 97 | 0.98 | Elevated | 70000 |  | 1 | 55000 | 0.05 | 20 | 20 | 0.08 | 0.07 | 0.07 | 0.07 | 0.05 | 0 | 0.18 | 0.13 | 0.13 | 0.1 | 0.01 | 0 | 0.1 | 0.09 | 0.08 | 0.07 | 0.03 | 0 | True | False | Non Federally-Regulated | 09/09/2020 |  | 09/15/2020
B-K Lighting | Twin Sign Star Denali Integral | ST-DE-LED-TR-X***-***-***-**-* | Light Emitting Diode | Inseparable Luminaire | Direct Wired | Forward Phase Cut Controls | 59.6 | 2749 | 0.0003 | 90 | 61 | 97 | 0.98 | Elevated | 70000 |  | 1 | 55000 | 0.05 | 20 | 20 | 0.08 | 0.07 | 0.07 | 0.07 | 0.05 | 0 | 0.18 | 0.13 | 0.13 | 0.1 | 0.01 | 0 | 0.1 | 0.09 | 0.08 | 0.07 | 0.03 | 0 | True | False | Non Federally-Regulated | 09/09/2020 |  | 09/15/2020
B-K Lighting | Surface Mount Denali Integral | SM-DE-LED-TR-X***-***-***-**-* | Light Emitting Diode | Inseparable Luminaire | Direct Wired | Forward Phase Cut Controls | 59.6 | 2749 | 0.0003 | 90 | 61 | 97 | 0.98 | Elevated | 70000 |  | 1 | 55000 | 0.05 | 20 | 20 | 0.08 | 0.07 | 0.07 | 0.07 | 0.05 | 0 | 0.18 | 0.13 | 0.13 | 0.1 | 0.01 | 0 | 0.1 | 0.09 | 0.08 | 0.07 | 0.03 | 0 | True | False | Non Federally-Regulated | 09/09/2020 |  | 09/15/2020
B-K Lighting | Catskill Integral | CK-LED-TR-X***-***-***-**-* | Light Emitting Diode | Inseparable Luminaire | Direct Wired | Forward Phase Cut Controls | 59.6 | 2749 | 0.0003 | 90 | 61 | 97 | 0.98 | Elevated | 70000 |  | 1 | 55000 | 0.05 | 20 | 20 | 0.08 | 0.07 | 0.07 | 0.07 | 0.05 | 0 | 0.18 | 0.13 | 0.13 | 0.1 | 0.01 | 0 | 0.1 | 0.09 | 0.08 | 0.07 | 0.03 | 0 | True | False | Non Federally-Regulated | 09/09/2020 |  | 09/15/2020
B-K Lighting | Olympus Integral | OL-LED-TR-X***-***-***-**-* | Light Emitting Diode | Inseparable Luminaire | Direct Wired | Forward Phase Cut Controls | 59.6 | 2749 | 0.0003 | 90 | 61 | 97 | 0.98 | Elevated | 70000 |  | 1 | 55000 | 0.05 | 20 | 20 | 0.08 | 0.07 | 0.07 | 0.07 | 0.05 | 0 | 0.18 | 0.13 | 0.13 | 0.1 | 0.01 | 0 | 0.1 | 0.09 | 0.08 | 0.07 | 0.03 | 0 | True | False | Non Federally-Regulated | 09/09/2020 |  | 09/15/2020
B-K Lighting | Staff Star Denali Integral | SF-DE-LED-TR-X***-***-***-**-* | Light Emitting Diode | Inseparable Luminaire | Direct Wired | Forward Phase Cut Controls | 59.6 | 2749 | 0.0003 | 90 | 61 | 97 | 0.98 | Elevated | 70000 |  | 1 | 55000 | 0.05 | 20 | 20 | 0.08 | 0.07 | 0.07 | 0.07 | 0.05 | 0 | 0.18 | 0.13 | 0.13 | 0.1 | 0.01 | 0 | 0.1 | 0.09 | 0.08 | 0.07 | 0.03 | 0 | True | False | Non Federally-Regulated | 09/09/2020 |  | 09/15/2020
B-K Lighting | Twin Staff Star Denali Integral | TF-DE-LED-TR-X***-***-***-**-* | Light Emitting Diode | Inseparable Luminaire | Direct Wired | Forward Phase Cut Controls | 59.6 | 2749 | 0.0003 | 90 | 61 | 97 | 0.98 | Elevated | 70000 |  | 1 | 55000 | 0.05 | 20 | 20 | 0.08 | 0.07 | 0.07 | 0.07 | 0.05 | 0 | 0.18 | 0.13 | 0.13 | 0.1 | 0.01 | 0 | 0.1 | 0.09 | 0.08 | 0.07 | 0.03 | 0 | True | False | Non Federally-Regulated | 09/09/2020 |  | 09/15/2020
Globe Electric Co., Inc. | Commercial Electric | 1005591782 | Light Emitting Diode | Inseparable Luminaire | Direct Wired | Forward Phase Cut Controls | 66.5 | 3000 | -0.0005 | 93 | 64 | 161 | 0.93 | Ambient | 50000 |  | 1 | 54000 | 0.1 | 19 | 19 | 0.32 | 0.31 | 0.29 | 0.28 | 0 | 0 | 0.42 | 0.34 | 0.33 | 0.26 | 0.03 | 0 | 0.43 | 0.23 | 0.15 | 0.12 | 0.04 | 0.01 | True | False | Non Federally-Regulated | 07/29/2020 |  | 09/17/2020
Globe Electric Co., Inc. | Commercial Electric | 1005591796 | Light Emitting Diode | Inseparable Luminaire | Direct Wired | Forward Phase Cut Controls | 66.5 | 3000 | -0.0005 | 93 | 64 | 161 | 0.93 | Ambient | 50000 |  | 1 | 54000 | 0.1 | 19 | 19 | 0.32 | 0.31 | 0.29 | 0.28 | 0 | 0 | 0.42 | 0.34 | 0.33 | 0.26 | 0.03 | 0 | 0.43 | 0.23 | 0.15 | 0.12 | 0.04 | 0.01 | True | False | Non Federally-Regulated | 07/29/2020 |  | 09/17/2020
Globe Electric Co., Inc. | Commercial Electric | 1005591797 | Light Emitting Diode | Inseparable Luminaire | Direct Wired | Forward Phase Cut Controls | 68.3 | 3000 | -0.0008 | 93 | 63 | 128 | 0.95 | Ambient | 50000 |  | 1 | 54000 | 0.1 | 19 | 19 | 0.31 | 0.3 | 0.28 | 0.27 | 0 | 0 | 0.38 | 0.33 | 0.32 | 0.26 | 0.03 | 0 | 0.58 | 0.23 | 0.16 | 0.13 | 0.04 | 0.01 | True | False | Non Federally-Regulated | 07/29/2020 |  | 09/17/2020
Globe Electric Co., Inc. | Commercial Electric | 1005591792 | Light Emitting Diode | Inseparable Luminaire | Direct Wired | Forward Phase Cut Controls | 68.3 | 3000 | -0.0008 | 93 | 63 | 128 | 0.95 | Ambient | 50000 |  | 1 | 54000 | 0.1 | 19 | 19 | 0.31 | 0.3 | 0.28 | 0.27 | 0 | 0 | 0.38 | 0.33 | 0.32 | 0.26 | 0.03 | 0 | 0.58 | 0.23 | 0.16 | 0.13 | 0.04 | 0.01 | True | False | Non Federally-Regulated | 07/29/2020 |  | 09/17/2020
Globe Electric Co., Inc. | Commercial Electric | 1005591779 | Light Emitting Diode | Inseparable Luminaire | Direct Wired | Forward Phase Cut Controls | 77.6 | 2700 | -0.0019 | 93 | 68 | 124 | 0.94 | Ambient | 50000 |  | 1 | 54000 | 0.1 | 18 | 18 | 0.17 | 0.16 | 0.16 | 0.16 | 0 | 0 | 0.21 | 0.19 | 0.19 | 0.18 | 0 | 0 | 0.34 | 0.29 | 0.28 | 0.23 | 0.03 | 0.01 | True | False | Non Federally-Regulated | 07/29/2020 |  | 09/17/2020
Globe Electric Co., Inc. | Commercial Electric | 1005591787 | Light Emitting Diode | Inseparable Luminaire | Direct Wired | Forward Phase Cut Controls | 75.9 | 2700 | -0.0027 | 93 | 70 | 132 | 0.96 | Ambient | 50000 |  | 1 | 54000 | 0.1 | 19 | 19 | 0.24 | 0.24 | 0.23 | 0.23 | 0 | 0 | 0.27 | 0.27 | 0.26 | 0.25 | 0 | 0 | 0.39 | 0.35 | 0.35 | 0.29 | 0.05 | 0.01 | True | False | Non Federally-Regulated | 07/29/2020 |  | 09/17/2020
Globe Electric Co., Inc. | Commercial Electric | 1005591781 | Light Emitting Diode | Inseparable Luminaire | Direct Wired | Forward Phase Cut Controls | 56.9 | 2700 | -0.0019 | 92 | 52 | 137 | 0.94 | Ambient | 50000 |  | 1 | 56000 | 0.1 | 19 | 19 | 0.09 | 0.07 | 0.07 | 0.07 | 0 | 0 | 0.1 | 0.09 | 0.08 | 0.08 | 0 | 0 | 0.25 | 0.18 | 0.17 | 0.13 | 0.02 | 0 | True | False | Non Federally-Regulated | 07/29/2020 |  | 09/17/2020
Globe Electric Co., Inc. | Commercial Electric | 1005591793 | Light Emitting Diode | Inseparable Luminaire | Direct Wired | Forward Phase Cut Controls | 72.9 | 2700 | 0.0042 | 93 | 57 | 124 | 0.92 | Ambient | 50000 |  | 1 | 60000 | 0.1 | 18 | 18 | 0.09 | 0.07 | 0.07 | 0.07 | 0 | 0 | 0.1 | 0.08 | 0.08 | 0.07 | 0 | 0 | 0.34 | 0.2 | 0.17 | 0.12 | 0.02 | 0.01 | True | False | Non Federally-Regulated | 07/29/2020 |  | 09/17/2020
Globe Electric Co., Inc. | Commercial Electric | 1005591778 | Light Emitting Diode | Inseparable Luminaire | Direct Wired | Forward Phase Cut Controls | 75 | 2700 | -0.0017 | 93 | 55 | 154 | 0.95 | Ambient | 50000 |  | 1 | 56000 | 0.1 | 19 | 19 | 0.1 | 0.09 | 0.09 | 0.09 | 0 | 0 | 0.11 | 0.1 | 0.1 | 0.09 | 0 | 0 | 0.2 | 0.17 | 0.1 | 0.13 | 0.02 | 0.01 | True | False | Non Federally-Regulated | 07/29/2020 |  | 09/17/2020
Globe Electric Co., Inc. | Commercial Electric | 1005591789 | Light Emitting Diode | Inseparable Luminaire | Direct Wired | Forward Phase Cut Controls | 87 | 2700 | -0.0013 | 92 | 53 | 131 | 0.97 | Ambient | 50000 |  | 1 | 56000 | 0.1 | 19 | 20 | 0.11 | 0.11 | 0.11 | 0.1 | 0 | 0 | 0.13 | 0.12 | 0.12 | 0.11 | 0 | 0 | 0.25 | 0.22 | 0.22 | 0.17 | 0.03 | 0.01 | True | False | Non Federally-Regulated | 07/29/2020 |  | 09/17/2020
Globe Electric Co., Inc. | Commercial Electric | 1005591795 | Light Emitting Diode | Inseparable Luminaire | Direct Wired | Forward Phase Cut Controls | 79.9 | 3000 | -0.0009 | 92 | 72 | 225 | 0.95 | Ambient | 50000 |  | 1 | 60000 | 0.05 | 19 | 18 | 0.07 | 0.06 | 0.06 | 0.05 | 0 | 0 | 0.08 | 0.07 | 0.06 | 0.06 | 0.02 | 0 | 0.21 | 0.12 | 0.11 | 0.08 | 0.02 | 0.01 | True | False | Non Federally-Regulated | 07/29/2020 |  | 09/17/2020
Globe Electric Co., Inc. | Commercial Electric | 1005591780 | Light Emitting Diode | Inseparable Luminaire | Direct Wired | Forward Phase Cut Controls | 74.1 | 3000 | -0.0011 | 90 | 66 | 232 | 0.95 | Ambient | 50000 |  | 1 | 60000 | 0.05 | 19 | 18 | 0.06 | 0.04 | 0.04 | 0.04 | 0 | 0 | 0.06 | 0.05 | 0.05 | 0.04 | 0.01 | 0 | 0.17 | 0.1 | 0.09 | 0.07 | 0.01 | 0 | True | False | Non Federally-Regulated | 07/29/2020 |  | 09/17/2020
Globe Electric Co., Inc. | Commercial Electric | 1005598052 | Light Emitting Diode | Inseparable Luminaire | Direct Wired | Forward Phase Cut Controls | 69.3 | 3000 | -0.0015 | 93 | 73 | 217 | 0.93 | Ambient | 50000 |  | 1 | 60000 | 0.05 | 18 | 18 | 0.07 | 0.06 | 0.05 | 0.05 | 0 | 0 | 0.07 | 0.06 | 0.05 | 0.06 | 0.01 | 0 | 0.15 | 0.11 | 0.1 | 0.07 | 0.02 | 0.01 | True | False | Non Federally-Regulated | 07/29/2020 |  | 09/17/2020
Globe Electric Co., Inc. | Commercial Electric | 1005591798 | Light Emitting Diode | Inseparable Luminaire | Direct Wired | Forward Phase Cut Controls | 71 | 3000 | -0.0014 | 93 | 74 | 233 | 0.92 | Ambient | 50000 |  | 1 | 60000 | 0.05 | 18 | 18 | 0.07 | 0.06 | 0.06 | 0.06 | 0 | 0 | 0.08 | 0.07 | 0.06 | 0.06 | 0 | 0 | 0.17 | 0.11 | 0.1 | 0.08 | 0.02 | 0 | True | False | Non Federally-Regulated | 07/29/2020 |  | 09/17/2020
Globe Electric Co., Inc. | Commercial Electric | 1005591776 | Light Emitting Diode | Inseparable Luminaire | Direct Wired | Forward Phase Cut Controls | 68.8 | 3000 | -0.0001 | 90 | 67 | 233 | 0.93 | Ambient | 50000 |  | 1 | 60000 | 0.05 | 19 | 19 | 0.08 | 0.06 | 0.05 | 0.05 | 0 | 0 | 0.08 | 0.06 | 0.06 | 0.06 | 0.01 | 0 | 0.25 | 0.12 | 0.09 | 0.07 | 0.02 | 0.01 | True | False | Non Federally-Regulated | 07/29/2020 |  | 09/17/2020
Globe Electric Co., Inc. | Commercial Electric | 1005591777 | Light Emitting Diode | Inseparable Luminaire | Direct Wired | Forward Phase Cut Controls | 81.9 | 2700 | -0.0005 | 93 | 58 | 161 | 0.98 | Ambient | 50000 |  | 1 | 60000 | 0.1 | 20 | 20 | 0.11 | 0.1 | 0.1 | 0.1 | 0 | 0 | 0.17 | 0.16 | 0.15 | 0.14 | 0 | 0 | 0.24 | 0.22 | 0.21 | 0.16 | 0.01 | 0 | True | False | Non Federally-Regulated | 08/19/2020 |  | 09/17/2020
Generation Brands | Sea Gull Lighting | 14340S-*** | Light Emitting Diode | Inseparable Luminaire | Direct Wired | Forward Phase Cut Controls | 71 | 2970 | 0.0008 | 94 | 71 | 64 | 0.99 | Ambient | 15000 |  |  | 54000 | 0.06 | 17 | 17 | 0.03 | 0.04 | 0.03 | 0.03 | 0 | 0 | 0.19 | 0.2 | 0.19 | 0.17 | 0.01 | 0 | 0.17 | 0.16 | 0.14 | 0.11 | 0 | 0 | True |  | Non Federally-Regulated | 03/10/2017 |  | 09/22/2020
Generation Brands | Ambiance Lighting Systems | 920022-*** | Light Emitting Diode | Inseparable Luminaire | Direct Wired | Forward Phase Cut Controls | 71 | 2970 | 0.0008 | 94 | 71 | 64 | 0.99 | Ambient | 15000 |  |  | 54000 | 0.06 | 17 | 17 | 0.03 | 0.04 | 0.03 | 0.03 | 0 | 0 | 0.19 | 0.2 | 0.19 | 0.17 | 0.01 | 0 | 0.17 | 0.16 | 0.14 | 0.11 | 0 | 0 | True |  | Non Federally-Regulated | 03/10/2017 |  | 09/22/2020
Generation Brands | Sea Gull Lighting | 14300S-*** | Light Emitting Diode | Inseparable Luminaire | Direct Wired | Forward Phase Cut Controls | 60 | 2965 | 0.0012 | 95 | 72 | 98 | 0.99 | Ambient | 15000 |  |  | 54000 | 0.05 | 16 | 16 | 0.03 | 0.03 | 0.03 | 0.03 | 0 | 0 | 0.17 | 0.16 | 0.15 | 0.13 | 0.06 | 0.02 | 0.15 | 0.13 | 0.13 | 0.09 | 0 | 0 | True |  | Non Federally-Regulated | 03/10/2017 |  | 09/22/2020
Generation Brands | Ambiance Lighting Systems | 920012-*** | Light Emitting Diode | Inseparable Luminaire | Direct Wired | Forward Phase Cut Controls | 60 | 2965 | 0.0012 | 95 | 72 | 98 | 0.99 | Ambient | 15000 |  |  | 54000 | 0.05 | 16 | 16 | 0.03 | 0.03 | 0.03 | 0.03 | 0 | 0 | 0.17 | 0.16 | 0.15 | 0.13 | 0.06 | 0.02 | 0.15 | 0.13 | 0.13 | 0.09 | 0 | 0 | True |  | Non Federally-Regulated | 03/10/2017 |  | 09/22/2020
Generation Brands | Sea Gull Lighting | 14301S-*** | Light Emitting Diode | Inseparable Luminaire | Direct Wired | Forward Phase Cut Controls | 57 | 2955 | 0.001 | 94 | 71 | 126 | 0.99 | Ambient | 15000 |  |  | 52000 | 0.06 | 17 | 16 | 0.07 | 0.05 | 0.04 | 0.03 | 0 | 0 | 0.22 | 0.2 | 0.17 | 0.14 | 0.01 | 0 | 0.5 | 0.29 | 0.23 | 0.18 | 0.03 | 0.02 | True |  | Non Federally-Regulated | 03/10/2017 |  | 09/22/2020
Generation Brands | Ambiance Lighting Systems | 920013-*** | Light Emitting Diode | Inseparable Luminaire | Direct Wired | Forward Phase Cut Controls | 57 | 2955 | 0.001 | 94 | 71 | 126 | 0.99 | Ambient | 15000 |  |  | 52000 | 0.06 | 17 | 16 | 0.07 | 0.05 | 0.04 | 0.03 | 0 | 0 | 0.22 | 0.2 | 0.17 | 0.14 | 0.01 | 0 | 0.5 | 0.29 | 0.23 | 0.18 | 0.03 | 0.02 | True |  | Non Federally-Regulated | 03/10/2017 |  | 09/22/2020
Generation Brands | Tech Lighting | 700WSFINN*-LED930 | Light Emitting Diode | Inseparable Luminaire | Direct Wired | Forward Phase Cut Controls | 92 | 3070 | 0.0015 | 92 | 52 | 263 | 0.98 | Ambient | 15000 |  |  | 60000 | 0.02 | 16 | 16 | 0.37 | 0.02 | 0.01 | 0.01 | 0 | 0 | 0.49 | 0.11 | 0.09 | 0.07 | 0 | 0 | 0.69 | 0.1 | 0.09 | 0.07 | 0.06 | 0.03 | True |  | Non Federally-Regulated | 04/17/2017 |  | 09/22/2020
Generation Brands | Tech Lighting | 700BCFINN24*-LED930 | Light Emitting Diode | Inseparable Luminaire | Direct Wired | Forward Phase Cut Controls | 93 | 3082 | 0.0011 | 92 | 52 | 214 | 0.98 | Ambient | 15000 |  |  | 60000 | 0.04 | 16 | 16 | 0.46 | 0.02 | 0.02 | 0.01 | 0.01 | 0 | 0.31 | 0.2 | 0.19 | 0.15 | 0.09 | 0.02 | 0.6 | 0.2 | 0.17 | 0.13 | 0 | 0 | True |  | Non Federally-Regulated | 04/17/2017 |  | 09/22/2020
Generation Brands | Tech Lighting | 700BCFINN36*-LED930 | Light Emitting Diode | Inseparable Luminaire | Direct Wired | Forward Phase Cut Controls | 91 | 3100 | 0.0005 | 92 | 55 | 195 | 0.98 | Ambient | 15000 |  |  | 60000 | 0.02 | 16 | 16 | 1 | 0.03 | 0.02 | 0.02 | 0.02 | 0 | 0.67 | 0.1 | 0.08 | 0.06 | 0.03 | 0 | 0.79 | 0.23 | 0.15 | 0.09 | 0.01 | 0.01 | True |  | Non Federally-Regulated | 04/17/2017 |  | 09/22/2020
Generation Brands | LBL | BA906****LED930 | Light Emitting Diode | Inseparable Luminaire | Direct Wired | Forward Phase Cut Controls | 88 | 3090 | 0.002 | 91 | 51 | 206 | 0.98 | Ambient | 15000 |  |  | 60000 | 0.02 | 20 | 24 | 0.8 | 0.04 | 0.03 | 0.03 | 0.01 | 0 | 0.17 | 0.21 | 0.19 | 0.16 | 0.01 | 0 | 0.47 | 0.22 | 0.2 | 0.16 | 0.01 | 0 | True |  | Non Federally-Regulated | 04/17/2017 |  | 09/22/2020
Generation Brands | Element | E4RF-XI27**** | Light Emitting Diode | Inseparable Luminaire | Direct Wired | Forward Phase Cut Controls | 60 | 2721 | 0.0016 | 97 | 92 | 175 | 0.98 | Ambient | 15000 |  |  | 55000 | 0.02 | 16 | 16 | 0.42 | 0.1 | 0.09 | 0.07 | 0 | 0 | 0.31 | 0.25 | 0.23 | 0.2 | 0 | 0 | 0.92 | 0.11 | 0.08 | 0.06 | 0 | 0 | True |  | Non Federally-Regulated | 04/17/2017 |  | 09/22/2020
Generation Brands | Element | E4SL-XI27**** | Light Emitting Diode | Inseparable Luminaire | Direct Wired | Forward Phase Cut Controls | 60 | 2721 | 0.0016 | 97 | 92 | 175 | 0.98 | Ambient | 15000 |  |  | 55000 | 0.02 | 16 | 16 | 0.42 | 0.1 | 0.09 | 0.07 | 0 | 0 | 0.31 | 0.25 | 0.23 | 0.2 | 0 | 0 | 0.92 | 0.11 | 0.08 | 0.06 | 0 | 0 | True |  | Non Federally-Regulated | 04/17/2017 |  | 09/22/2020
Generation Brands | Element | E4SF-XI27**** | Light Emitting Diode | Inseparable Luminaire | Direct Wired | Forward Phase Cut Controls | 60 | 2721 | 0.0016 | 97 | 92 | 175 | 0.98 | Ambient | 15000 |  |  | 55000 | 0.02 | 16 | 16 | 0.42 | 0.1 | 0.09 | 0.07 | 0 | 0 | 0.31 | 0.25 | 0.23 | 0.2 | 0 | 0 | 0.92 | 0.11 | 0.08 | 0.06 | 0 | 0 | True |  | Non Federally-Regulated | 04/17/2017 |  | 09/22/2020
Generation Brands | Element | E4RLW-XI27* | Light Emitting Diode | Inseparable Luminaire | Direct Wired | Forward Phase Cut Controls | 60 | 2721 | 0.0016 | 97 | 92 | 175 | 0.98 | Ambient | 15000 |  |  | 55000 | 0.02 | 16 | 16 | 0.42 | 0.1 | 0.09 | 0.07 | 0 | 0 | 0.31 | 0.25 | 0.23 | 0.2 | 0 | 0 | 0.92 | 0.11 | 0.08 | 0.06 | 0 | 0 | True |  | Non Federally-Regulated | 04/17/2017 |  | 09/22/2020
Generation Brands | Element | E4RFW-XI27* | Light Emitting Diode | Inseparable Luminaire | Direct Wired | Forward Phase Cut Controls | 60 | 2721 | 0.0016 | 97 | 92 | 175 | 0.98 | Ambient | 15000 |  |  | 55000 | 0.02 | 16 | 16 | 0.42 | 0.1 | 0.09 | 0.07 | 0 | 0 | 0.31 | 0.25 | 0.23 | 0.2 | 0 | 0 | 0.92 | 0.11 | 0.08 | 0.06 | 0 | 0 | True |  | Non Federally-Regulated | 04/17/2017 |  | 09/22/2020
Generation Brands | Element | E4SLW-XI27* | Light Emitting Diode | Inseparable Luminaire | Direct Wired | Forward Phase Cut Controls | 60 | 2721 | 0.0016 | 97 | 92 | 175 | 0.98 | Ambient | 15000 |  |  | 55000 | 0.02 | 16 | 16 | 0.42 | 0.1 | 0.09 | 0.07 | 0 | 0 | 0.31 | 0.25 | 0.23 | 0.2 | 0 | 0 | 0.92 | 0.11 | 0.08 | 0.06 | 0 | 0 | True |  | Non Federally-Regulated | 04/17/2017 |  | 09/22/2020
Generation Brands | Element | E4SFW-XI27* | Light Emitting Diode | Inseparable Luminaire | Direct Wired | Forward Phase Cut Controls | 60 | 2721 | 0.0016 | 97 | 92 | 175 | 0.98 | Ambient | 15000 |  |  | 55000 | 0.02 | 16 | 16 | 0.42 | 0.1 | 0.09 | 0.07 | 0 | 0 | 0.31 | 0.25 | 0.23 | 0.2 | 0 | 0 | 0.92 | 0.11 | 0.08 | 0.06 | 0 | 0 | True |  | Non Federally-Regulated | 04/17/2017 |  | 09/22/2020
Generation Brands | Element | E4RL-XI27****-HL2W/PWM | Light Emitting Diode | Inseparable Luminaire | Direct Wired | Forward Phase Cut Controls | 60 | 2721 | 0.0016 | 97 | 92 | 175 | 0.98 | Ambient | 15000 |  |  | 55000 | 0.02 | 16 | 16 | 0.42 | 0.1 | 0.09 | 0.07 | 0 | 0 | 0.31 | 0.25 | 0.23 | 0.2 | 0 | 0 | 0.92 | 0.11 | 0.08 | 0.06 | 0 | 0 | True |  | Non Federally-Regulated | 04/17/2017 |  | 09/22/2020
Generation Brands | Element | E4RF-XI27****-HL2W/PWM | Light Emitting Diode | Inseparable Luminaire | Direct Wired | Forward Phase Cut Controls | 60 | 2721 | 0.0016 | 97 | 92 | 175 | 0.98 | Ambient | 15000 |  |  | 55000 | 0.02 | 16 | 16 | 0.42 | 0.1 | 0.09 | 0.07 | 0 | 0 | 0.31 | 0.25 | 0.23 | 0.2 | 0 | 0 | 0.92 | 0.11 | 0.08 | 0.06 | 0 | 0 | True |  | Non Federally-Regulated | 04/17/2017 |  | 09/22/2020
Generation Brands | Element | E4SL-XI27****-HL2W/PWM | Light Emitting Diode | Inseparable Luminaire | Direct Wired | Forward Phase Cut Controls | 60 | 2721 | 0.0016 | 97 | 92 | 175 | 0.98 | Ambient | 15000 |  |  | 55000 | 0.02 | 16 | 16 | 0.42 | 0.1 | 0.09 | 0.07 | 0 | 0 | 0.31 | 0.25 | 0.23 | 0.2 | 0 | 0 | 0.92 | 0.11 | 0.08 | 0.06 | 0 | 0 | True |  | Non Federally-Regulated | 04/17/2017 |  | 09/22/2020
Generation Brands | Element | E4SF-XI27****-HL2W/PWM | Light Emitting Diode | Inseparable Luminaire | Direct Wired | Forward Phase Cut Controls | 60 | 2721 | 0.0016 | 97 | 92 | 175 | 0.98 | Ambient | 15000 |  |  | 55000 | 0.02 | 16 | 16 | 0.42 | 0.1 | 0.09 | 0.07 | 0 | 0 | 0.31 | 0.25 | 0.23 | 0.2 | 0 | 0 | 0.92 | 0.11 | 0.08 | 0.06 | 0 | 0 | True |  | Non Federally-Regulated | 04/17/2017 |  | 09/22/2020
Generation Brands | Element | E4RLW-XI27*-HL2W/PWM | Light Emitting Diode | Inseparable Luminaire | Direct Wired | Forward Phase Cut Controls | 60 | 2721 | 0.0016 | 97 | 92 | 175 | 0.98 | Ambient | 15000 |  |  | 55000 | 0.02 | 16 | 16 | 0.42 | 0.1 | 0.09 | 0.07 | 0 | 0 | 0.31 | 0.25 | 0.23 | 0.2 | 0 | 0 | 0.92 | 0.11 | 0.08 | 0.06 | 0 | 0 | True |  | Non Federally-Regulated | 04/17/2017 |  | 09/22/2020
Generation Brands | Element | E4RFW-XI27*-HL2W/PWM | Light Emitting Diode | Inseparable Luminaire | Direct Wired | Forward Phase Cut Controls | 60 | 2721 | 0.0016 | 97 | 92 | 175 | 0.98 | Ambient | 15000 |  |  | 55000 | 0.02 | 16 | 16 | 0.42 | 0.1 | 0.09 | 0.07 | 0 | 0 | 0.31 | 0.25 | 0.23 | 0.2 | 0 | 0 | 0.92 | 0.11 | 0.08 | 0.06 | 0 | 0 | True |  | Non Federally-Regulated | 04/17/2017 |  | 09/22/2020
Generation Brands | Element | E4SLW-XI27*-HL2W/PWM | Light Emitting Diode | Inseparable Luminaire | Direct Wired | Forward Phase Cut Controls | 60 | 2721 | 0.0016 | 97 | 92 | 175 | 0.98 | Ambient | 15000 |  |  | 55000 | 0.02 | 16 | 16 | 0.42 | 0.1 | 0.09 | 0.07 | 0 | 0 | 0.31 | 0.25 | 0.23 | 0.2 | 0 | 0 | 0.92 | 0.11 | 0.08 | 0.06 | 0 | 0 | True |  | Non Federally-Regulated | 04/17/2017 |  | 09/22/2020
Generation Brands | Element | E4SFW-XI27*-HL2W/PWM | Light Emitting Diode | Inseparable Luminaire | Direct Wired | Forward Phase Cut Controls | 60 | 2721 | 0.0016 | 97 | 92 | 175 | 0.98 | Ambient | 15000 |  |  | 55000 | 0.02 | 16 | 16 | 0.42 | 0.1 | 0.09 | 0.07 | 0 | 0 | 0.31 | 0.25 | 0.23 | 0.2 | 0 | 0 | 0.92 | 0.11 | 0.08 | 0.06 | 0 | 0 | True |  | Non Federally-Regulated | 04/17/2017 |  | 09/22/2020
Generation Brands | Element | E4RL-XI27****-HL3W/ECO | Light Emitting Diode | Inseparable Luminaire | Direct Wired | Forward Phase Cut Controls | 60 | 2721 | 0.0016 | 97 | 92 | 175 | 0.98 | Ambient | 15000 |  |  | 55000 | 0.02 | 16 | 16 | 0.42 | 0.1 | 0.09 | 0.07 | 0 | 0 | 0.31 | 0.25 | 0.23 | 0.2 | 0 | 0 | 0.92 | 0.11 | 0.08 | 0.06 | 0 | 0 | True |  | Non Federally-Regulated | 04/17/2017 |  | 09/22/2020
Generation Brands | Element | E4RF-XI27****-HL3W/ECO | Light Emitting Diode | Inseparable Luminaire | Direct Wired | Forward Phase Cut Controls | 60 | 2721 | 0.0016 | 97 | 92 | 175 | 0.98 | Ambient | 15000 |  |  | 55000 | 0.02 | 16 | 16 | 0.42 | 0.1 | 0.09 | 0.07 | 0 | 0 | 0.31 | 0.25 | 0.23 | 0.2 | 0 | 0 | 0.92 | 0.11 | 0.08 | 0.06 | 0 | 0 | True |  | Non Federally-Regulated | 04/17/2017 |  | 09/22/2020
Generation Brands | Element | E4SL-XI27****-HL3W/ECO | Light Emitting Diode | Inseparable Luminaire | Direct Wired | Forward Phase Cut Controls | 60 | 2721 | 0.0016 | 97 | 92 | 175 | 0.98 | Ambient | 15000 |  |  | 55000 | 0.02 | 16 | 16 | 0.42 | 0.1 | 0.09 | 0.07 | 0 | 0 | 0.31 | 0.25 | 0.23 | 0.2 | 0 | 0 | 0.92 | 0.11 | 0.08 | 0.06 | 0 | 0 | True |  | Non Federally-Regulated | 04/17/2017 |  | 09/22/2020
Generation Brands | Element | E4SF-XI27****-HL3W/ECO | Light Emitting Diode | Inseparable Luminaire | Direct Wired | Forward Phase Cut Controls | 60 | 2721 | 0.0016 | 97 | 92 | 175 | 0.98 | Ambient | 15000 |  |  | 55000 | 0.02 | 16 | 16 | 0.42 | 0.1 | 0.09 | 0.07 | 0 | 0 | 0.31 | 0.25 | 0.23 | 0.2 | 0 | 0 | 0.92 | 0.11 | 0.08 | 0.06 | 0 | 0 | True |  | Non Federally-Regulated | 04/17/2017 |  | 09/22/2020
Generation Brands | Element | E4RLW-XI27*-HL3W/ECO | Light Emitting Diode | Inseparable Luminaire | Direct Wired | Forward Phase Cut Controls | 60 | 2721 | 0.0016 | 97 | 92 | 175 | 0.98 | Ambient | 15000 |  |  | 55000 | 0.02 | 16 | 16 | 0.42 | 0.1 | 0.09 | 0.07 | 0 | 0 | 0.31 | 0.25 | 0.23 | 0.2 | 0 | 0 | 0.92 | 0.11 | 0.08 | 0.06 | 0 | 0 | True |  | Non Federally-Regulated | 04/17/2017 |  | 09/22/2020
Generation Brands | Element | E4RFW-XI27*-HL3W/ECO | Light Emitting Diode | Inseparable Luminaire | Direct Wired | Forward Phase Cut Controls | 60 | 2721 | 0.0016 | 97 | 92 | 175 | 0.98 | Ambient | 15000 |  |  | 55000 | 0.02 | 16 | 16 | 0.42 | 0.1 | 0.09 | 0.07 | 0 | 0 | 0.31 | 0.25 | 0.23 | 0.2 | 0 | 0 | 0.92 | 0.11 | 0.08 | 0.06 | 0 | 0 | True |  | Non Federally-Regulated | 04/17/2017 |  | 09/22/2020
Generation Brands | Element | E4SLW-XI27*-HL3W/ECO | Light Emitting Diode | Inseparable Luminaire | Direct Wired | Forward Phase Cut Controls | 60 | 2721 | 0.0016 | 97 | 92 | 175 | 0.98 | Ambient | 15000 |  |  | 55000 | 0.02 | 16 | 16 | 0.42 | 0.1 | 0.09 | 0.07 | 0 | 0 | 0.31 | 0.25 | 0.23 | 0.2 | 0 | 0 | 0.92 | 0.11 | 0.08 | 0.06 | 0 | 0 | True |  | Non Federally-Regulated | 04/17/2017 |  | 09/22/2020
Generation Brands | Element | E4SFW-XI27*-HL3W/ECO | Light Emitting Diode | Inseparable Luminaire | Direct Wired | Forward Phase Cut Controls | 60 | 2721 | 0.0016 | 97 | 92 | 175 | 0.98 | Ambient | 15000 |  |  | 55000 | 0.02 | 16 | 16 | 0.42 | 0.1 | 0.09 | 0.07 | 0 | 0 | 0.31 | 0.25 | 0.23 | 0.2 | 0 | 0 | 0.92 | 0.11 | 0.08 | 0.06 | 0 | 0 | True |  | Non Federally-Regulated | 04/17/2017 |  | 09/22/2020
Generation Brands | Element | E4RL-XI27****-010 | Light Emitting Diode | Inseparable Luminaire | Direct Wired | Forward Phase Cut Controls | 60 | 2721 | 0.0016 | 97 | 92 | 175 | 0.98 | Ambient | 15000 |  |  | 55000 | 0.02 | 16 | 16 | 0.42 | 0.1 | 0.09 | 0.07 | 0 | 0 | 0.31 | 0.25 | 0.23 | 0.2 | 0 | 0 | 0.92 | 0.11 | 0.08 | 0.06 | 0 | 0 | True |  | Non Federally-Regulated | 04/17/2017 |  | 09/22/2020
Generation Brands | Element | E4RF-XI27****-010 | Light Emitting Diode | Inseparable Luminaire | Direct Wired | Forward Phase Cut Controls | 60 | 2721 | 0.0016 | 97 | 92 | 175 | 0.98 | Ambient | 15000 |  |  | 55000 | 0.02 | 16 | 16 | 0.42 | 0.1 | 0.09 | 0.07 | 0 | 0 | 0.31 | 0.25 | 0.23 | 0.2 | 0 | 0 | 0.92 | 0.11 | 0.08 | 0.06 | 0 | 0 | True |  | Non Federally-Regulated | 04/17/2017 |  | 09/22/2020
Generation Brands | Element | E4SL-XI27****-010 | Light Emitting Diode | Inseparable Luminaire | Direct Wired | Forward Phase Cut Controls | 60 | 2721 | 0.0016 | 97 | 92 | 175 | 0.98 | Ambient | 15000 |  |  | 55000 | 0.02 | 16 | 16 | 0.42 | 0.1 | 0.09 | 0.07 | 0 | 0 | 0.31 | 0.25 | 0.23 | 0.2 | 0 | 0 | 0.92 | 0.11 | 0.08 | 0.06 | 0 | 0 | True |  | Non Federally-Regulated | 04/17/2017 |  | 09/22/2020
Generation Brands | Element | E4SF-XI27****-010 | Light Emitting Diode | Inseparable Luminaire | Direct Wired | Forward Phase Cut Controls | 60 | 2721 | 0.0016 | 97 | 92 | 175 | 0.98 | Ambient | 15000 |  |  | 55000 | 0.02 | 16 | 16 | 0.42 | 0.1 | 0.09 | 0.07 | 0 | 0 | 0.31 | 0.25 | 0.23 | 0.2 | 0 | 0 | 0.92 | 0.11 | 0.08 | 0.06 | 0 | 0 | True |  | Non Federally-Regulated | 04/17/2017 |  | 09/22/2020
Generation Brands | Element | E4RLW-XI27*-010 | Light Emitting Diode | Inseparable Luminaire | Direct Wired | Forward Phase Cut Controls | 60 | 2721 | 0.0016 | 97 | 92 | 175 | 0.98 | Ambient | 15000 |  |  | 55000 | 0.02 | 16 | 16 | 0.42 | 0.1 | 0.09 | 0.07 | 0 | 0 | 0.31 | 0.25 | 0.23 | 0.2 | 0 | 0 | 0.92 | 0.11 | 0.08 | 0.06 | 0 | 0 | True |  | Non Federally-Regulated | 04/17/2017 |  | 09/22/2020
Generation Brands | Element | E4RFW-XI27*-010 | Light Emitting Diode | Inseparable Luminaire | Direct Wired | Forward Phase Cut Controls | 60 | 2721 | 0.0016 | 97 | 92 | 175 | 0.98 | Ambient | 15000 |  |  | 55000 | 0.02 | 16 | 16 | 0.42 | 0.1 | 0.09 | 0.07 | 0 | 0 | 0.31 | 0.25 | 0.23 | 0.2 | 0 | 0 | 0.92 | 0.11 | 0.08 | 0.06 | 0 | 0 | True |  | Non Federally-Regulated | 04/17/2017 |  | 09/22/2020
Generation Brands | Element | E4SLW-XI27*-010 | Light Emitting Diode | Inseparable Luminaire | Direct Wired | Forward Phase Cut Controls | 60 | 2721 | 0.0016 | 97 | 92 | 175 | 0.98 | Ambient | 15000 |  |  | 55000 | 0.02 | 16 | 16 | 0.42 | 0.1 | 0.09 | 0.07 | 0 | 0 | 0.31 | 0.25 | 0.23 | 0.2 | 0 | 0 | 0.92 | 0.11 | 0.08 | 0.06 | 0 | 0 | True |  | Non Federally-Regulated | 04/17/2017 |  | 09/22/2020
Generation Brands | Element | E4SFW-XI27*-010 | Light Emitting Diode | Inseparable Luminaire | Direct Wired | Forward Phase Cut Controls | 60 | 2721 | 0.0016 | 97 | 92 | 175 | 0.98 | Ambient | 15000 |  |  | 55000 | 0.02 | 16 | 16 | 0.42 | 0.1 | 0.09 | 0.07 | 0 | 0 | 0.31 | 0.25 | 0.23 | 0.2 | 0 | 0 | 0.92 | 0.11 | 0.08 | 0.06 | 0 | 0 | True |  | Non Federally-Regulated | 04/17/2017 |  | 09/22/2020
Generation Brands | Element | E3RLF-L*9***** | Light Emitting Diode | Inseparable Luminaire | Direct Wired | Forward Phase Cut Controls | 86 | 2738 | 0.0011 | 93 | 68 | 243 | 0.97 | Ambient | 15000 |  |  | 99999 | 0.01 | 19 | 19 | 0.13 | 0.06 | 0.06 | 0.05 | 0.01 | 0 | 0.76 | 0.35 | 0.32 | 0.28 | 0.01 | 0 | 0.15 | 0.17 | 0.15 | 0.11 | 0.01 | 0 | True |  | Non Federally-Regulated | 04/24/2017 |  | 09/22/2020
Generation Brands | Element | E3RFF-L*9***** | Light Emitting Diode | Inseparable Luminaire | Direct Wired | Forward Phase Cut Controls | 86 | 2738 | 0.0011 | 93 | 68 | 243 | 0.97 | Ambient | 15000 |  |  | 99999 | 0.01 | 19 | 19 | 0.13 | 0.06 | 0.06 | 0.05 | 0.01 | 0 | 0.76 | 0.35 | 0.32 | 0.28 | 0.01 | 0 | 0.15 | 0.17 | 0.15 | 0.11 | 0.01 | 0 | True |  | Non Federally-Regulated | 04/24/2017 |  | 09/22/2020
Generation Brands | Element | E3RWC-L*9***** | Light Emitting Diode | Inseparable Luminaire | Direct Wired | Forward Phase Cut Controls | 86 | 2738 | 0.0011 | 93 | 68 | 243 | 0.97 | Ambient | 15000 |  |  | 99999 | 0.01 | 19 | 19 | 0.13 | 0.06 | 0.06 | 0.05 | 0.01 | 0 | 0.76 | 0.35 | 0.32 | 0.28 | 0.01 | 0 | 0.15 | 0.17 | 0.15 | 0.11 | 0.01 | 0 | True |  | Non Federally-Regulated | 04/24/2017 |  | 09/22/2020
Generation Brands | Element | E3SLF-L*9***** | Light Emitting Diode | Inseparable Luminaire | Direct Wired | Forward Phase Cut Controls | 86 | 2738 | 0.0011 | 93 | 68 | 243 | 0.97 | Ambient | 15000 |  |  | 99999 | 0.01 | 19 | 19 | 0.13 | 0.06 | 0.06 | 0.05 | 0.01 | 0 | 0.76 | 0.35 | 0.32 | 0.28 | 0.01 | 0 | 0.15 | 0.17 | 0.15 | 0.11 | 0.01 | 0 | True |  | Non Federally-Regulated | 04/24/2017 |  | 09/22/2020
Generation Brands | Element | E3SFF-L*9***** | Light Emitting Diode | Inseparable Luminaire | Direct Wired | Forward Phase Cut Controls | 86 | 2738 | 0.0011 | 93 | 68 | 243 | 0.97 | Ambient | 15000 |  |  | 99999 | 0.01 | 19 | 19 | 0.13 | 0.06 | 0.06 | 0.05 | 0.01 | 0 | 0.76 | 0.35 | 0.32 | 0.28 | 0.01 | 0 | 0.15 | 0.17 | 0.15 | 0.11 | 0.01 | 0 | True |  | Non Federally-Regulated | 04/24/2017 |  | 09/22/2020
Generation Brands | Element | E3SWC-L*9***** | Light Emitting Diode | Inseparable Luminaire | Direct Wired | Forward Phase Cut Controls | 86 | 2738 | 0.0011 | 93 | 68 | 243 | 0.97 | Ambient | 15000 |  |  | 99999 | 0.01 | 19 | 19 | 0.13 | 0.06 | 0.06 | 0.05 | 0.01 | 0 | 0.76 | 0.35 | 0.32 | 0.28 | 0.01 | 0 | 0.15 | 0.17 | 0.15 | 0.11 | 0.01 | 0 | True |  | Non Federally-Regulated | 04/24/2017 |  | 09/22/2020
Generation Brands | Element | E3RLF-XA***** | Light Emitting Diode | Inseparable Luminaire | Direct Wired | Forward Phase Cut Controls | 86 | 2738 | 0.0011 | 93 | 68 | 243 | 0.97 | Ambient | 15000 |  |  | 99999 | 0.01 | 19 | 19 | 0.13 | 0.06 | 0.06 | 0.05 | 0.01 | 0 | 0.76 | 0.35 | 0.32 | 0.28 | 0.01 | 0 | 0.15 | 0.17 | 0.15 | 0.11 | 0.01 | 0 | True |  | Non Federally-Regulated | 04/24/2017 |  | 09/22/2020
Generation Brands | Element | E3RFF-XA***** | Light Emitting Diode | Inseparable Luminaire | Direct Wired | Forward Phase Cut Controls | 86 | 2738 | 0.0011 | 93 | 68 | 243 | 0.97 | Ambient | 15000 |  |  | 99999 | 0.01 | 19 | 19 | 0.13 | 0.06 | 0.06 | 0.05 | 0.01 | 0 | 0.76 | 0.35 | 0.32 | 0.28 | 0.01 | 0 | 0.15 | 0.17 | 0.15 | 0.11 | 0.01 | 0 | True |  | Non Federally-Regulated | 04/24/2017 |  | 09/22/2020
Generation Brands | Element | E3RWC-XA***** | Light Emitting Diode | Inseparable Luminaire | Direct Wired | Forward Phase Cut Controls | 86 | 2738 | 0.0011 | 93 | 68 | 243 | 0.97 | Ambient | 15000 |  |  | 99999 | 0.01 | 19 | 19 | 0.13 | 0.06 | 0.06 | 0.05 | 0.01 | 0 | 0.76 | 0.35 | 0.32 | 0.28 | 0.01 | 0 | 0.15 | 0.17 | 0.15 | 0.11 | 0.01 | 0 | True |  | Non Federally-Regulated | 04/24/2017 |  | 09/22/2020
Generation Brands | Element | E3SLF-XA***** | Light Emitting Diode | Inseparable Luminaire | Direct Wired | Forward Phase Cut Controls | 86 | 2738 | 0.0011 | 93 | 68 | 243 | 0.97 | Ambient | 15000 |  |  | 99999 | 0.01 | 19 | 19 | 0.13 | 0.06 | 0.06 | 0.05 | 0.01 | 0 | 0.76 | 0.35 | 0.32 | 0.28 | 0.01 | 0 | 0.15 | 0.17 | 0.15 | 0.11 | 0.01 | 0 | True |  | Non Federally-Regulated | 04/24/2017 |  | 09/22/2020
Generation Brands | Element | E3SFF-XA***** | Light Emitting Diode | Inseparable Luminaire | Direct Wired | Forward Phase Cut Controls | 86 | 2738 | 0.0011 | 93 | 68 | 243 | 0.97 | Ambient | 15000 |  |  | 99999 | 0.01 | 19 | 19 | 0.13 | 0.06 | 0.06 | 0.05 | 0.01 | 0 | 0.76 | 0.35 | 0.32 | 0.28 | 0.01 | 0 | 0.15 | 0.17 | 0.15 | 0.11 | 0.01 | 0 | True |  | Non Federally-Regulated | 04/24/2017 |  | 09/22/2020
Generation Brands | Element | E3SWC-XA***** | Light Emitting Diode | Inseparable Luminaire | Direct Wired | Forward Phase Cut Controls | 86 | 2738 | 0.0011 | 93 | 68 | 243 | 0.97 | Ambient | 15000 |  |  | 99999 | 0.01 | 19 | 19 | 0.13 | 0.06 | 0.06 | 0.05 | 0.01 | 0 | 0.76 | 0.35 | 0.32 | 0.28 | 0.01 | 0 | 0.15 | 0.17 | 0.15 | 0.11 | 0.01 | 0 | True |  | Non Federally-Regulated | 04/24/2017 |  | 09/22/2020
Generation Brands | Element | E3RLF-L*9*****-010 | Light Emitting Diode | Inseparable Luminaire | Direct Wired | Forward Phase Cut Controls | 86 | 2738 | 0.0011 | 93 | 68 | 243 | 0.97 | Ambient | 15000 |  |  | 99999 | 0.01 | 19 | 19 | 0.13 | 0.06 | 0.06 | 0.05 | 0.01 | 0 | 0.76 | 0.35 | 0.32 | 0.28 | 0.01 | 0 | 0.15 | 0.17 | 0.15 | 0.11 | 0.01 | 0 | True |  | Non Federally-Regulated | 04/24/2017 |  | 09/22/2020
Generation Brands | Element | E3RFF-L*9*****-010 | Light Emitting Diode | Inseparable Luminaire | Direct Wired | Forward Phase Cut Controls | 86 | 2738 | 0.0011 | 93 | 68 | 243 | 0.97 | Ambient | 15000 |  |  | 99999 | 0.01 | 19 | 19 | 0.13 | 0.06 | 0.06 | 0.05 | 0.01 | 0 | 0.76 | 0.35 | 0.32 | 0.28 | 0.01 | 0 | 0.15 | 0.17 | 0.15 | 0.11 | 0.01 | 0 | True |  | Non Federally-Regulated | 04/24/2017 |  | 09/22/2020
Generation Brands | Element | E3RWC-L*9*****-010 | Light Emitting Diode | Inseparable Luminaire | Direct Wired | Forward Phase Cut Controls | 86 | 2738 | 0.0011 | 93 | 68 | 243 | 0.97 | Ambient | 15000 |  |  | 99999 | 0.01 | 19 | 19 | 0.13 | 0.06 | 0.06 | 0.05 | 0.01 | 0 | 0.76 | 0.35 | 0.32 | 0.28 | 0.01 | 0 | 0.15 | 0.17 | 0.15 | 0.11 | 0.01 | 0 | True |  | Non Federally-Regulated | 04/24/2017 |  | 09/22/2020
Generation Brands | Element | E3SLF-L*9*****-010 | Light Emitting Diode | Inseparable Luminaire | Direct Wired | Forward Phase Cut Controls | 86 | 2738 | 0.0011 | 93 | 68 | 243 | 0.97 | Ambient | 15000 |  |  | 99999 | 0.01 | 19 | 19 | 0.13 | 0.06 | 0.06 | 0.05 | 0.01 | 0 | 0.76 | 0.35 | 0.32 | 0.28 | 0.01 | 0 | 0.15 | 0.17 | 0.15 | 0.11 | 0.01 | 0 | True |  | Non Federally-Regulated | 04/24/2017 |  | 09/22/2020
Generation Brands | Element | E3SFF-L*9*****-010 | Light Emitting Diode | Inseparable Luminaire | Direct Wired | Forward Phase Cut Controls | 86 | 2738 | 0.0011 | 93 | 68 | 243 | 0.97 | Ambient | 15000 |  |  | 99999 | 0.01 | 19 | 19 | 0.13 | 0.06 | 0.06 | 0.05 | 0.01 | 0 | 0.76 | 0.35 | 0.32 | 0.28 | 0.01 | 0 | 0.15 | 0.17 | 0.15 | 0.11 | 0.01 | 0 | True |  | Non Federally-Regulated | 04/24/2017 |  | 09/22/2020
Generation Brands | Element | E3SWC-L*9*****-010 | Light Emitting Diode | Inseparable Luminaire | Direct Wired | Forward Phase Cut Controls | 86 | 2738 | 0.0011 | 93 | 68 | 243 | 0.97 | Ambient | 15000 |  |  | 99999 | 0.01 | 19 | 19 | 0.13 | 0.06 | 0.06 | 0.05 | 0.01 | 0 | 0.76 | 0.35 | 0.32 | 0.28 | 0.01 | 0 | 0.15 | 0.17 | 0.15 | 0.11 | 0.01 | 0 | True |  | Non Federally-Regulated | 04/24/2017 |  | 09/22/2020
Generation Brands | Element | E3RLF-XA*****-010 | Light Emitting Diode | Inseparable Luminaire | Direct Wired | Forward Phase Cut Controls | 86 | 2738 | 0.0011 | 93 | 68 | 243 | 0.97 | Ambient | 15000 |  |  | 99999 | 0.01 | 19 | 19 | 0.13 | 0.06 | 0.06 | 0.05 | 0.01 | 0 | 0.76 | 0.35 | 0.32 | 0.28 | 0.01 | 0 | 0.15 | 0.17 | 0.15 | 0.11 | 0.01 | 0 | True |  | Non Federally-Regulated | 04/24/2017 |  | 09/22/2020
Generation Brands | Element | E3RFF-XA*****-010 | Light Emitting Diode | Inseparable Luminaire | Direct Wired | Forward Phase Cut Controls | 86 | 2738 | 0.0011 | 93 | 68 | 243 | 0.97 | Ambient | 15000 |  |  | 99999 | 0.01 | 19 | 19 | 0.13 | 0.06 | 0.06 | 0.05 | 0.01 | 0 | 0.76 | 0.35 | 0.32 | 0.28 | 0.01 | 0 | 0.15 | 0.17 | 0.15 | 0.11 | 0.01 | 0 | True |  | Non Federally-Regulated | 04/24/2017 |  | 09/22/2020
Generation Brands | Element | E3RWC-XA*****-010 | Light Emitting Diode | Inseparable Luminaire | Direct Wired | Forward Phase Cut Controls | 86 | 2738 | 0.0011 | 93 | 68 | 243 | 0.97 | Ambient | 15000 |  |  | 99999 | 0.01 | 19 | 19 | 0.13 | 0.06 | 0.06 | 0.05 | 0.01 | 0 | 0.76 | 0.35 | 0.32 | 0.28 | 0.01 | 0 | 0.15 | 0.17 | 0.15 | 0.11 | 0.01 | 0 | True |  | Non Federally-Regulated | 04/24/2017 |  | 09/22/2020
Generation Brands | Element | E3SLF-XA*****-010 | Light Emitting Diode | Inseparable Luminaire | Direct Wired | Forward Phase Cut Controls | 86 | 2738 | 0.0011 | 93 | 68 | 243 | 0.97 | Ambient | 15000 |  |  | 99999 | 0.01 | 19 | 19 | 0.13 | 0.06 | 0.06 | 0.05 | 0.01 | 0 | 0.76 | 0.35 | 0.32 | 0.28 | 0.01 | 0 | 0.15 | 0.17 | 0.15 | 0.11 | 0.01 | 0 | True |  | Non Federally-Regulated | 04/24/2017 |  | 09/22/2020
Generation Brands | Element | E3SFF-XA*****-010 | Light Emitting Diode | Inseparable Luminaire | Direct Wired | Forward Phase Cut Controls | 86 | 2738 | 0.0011 | 93 | 68 | 243 | 0.97 | Ambient | 15000 |  |  | 99999 | 0.01 | 19 | 19 | 0.13 | 0.06 | 0.06 | 0.05 | 0.01 | 0 | 0.76 | 0.35 | 0.32 | 0.28 | 0.01 | 0 | 0.15 | 0.17 | 0.15 | 0.11 | 0.01 | 0 | True |  | Non Federally-Regulated | 04/24/2017 |  | 09/22/2020
Generation Brands | Element | E3SWC-XA*****-010 | Light Emitting Diode | Inseparable Luminaire | Direct Wired | Forward Phase Cut Controls | 86 | 2738 | 0.0011 | 93 | 68 | 243 | 0.97 | Ambient | 15000 |  |  | 99999 | 0.01 | 19 | 19 | 0.13 | 0.06 | 0.06 | 0.05 | 0.01 | 0 | 0.76 | 0.35 | 0.32 | 0.28 | 0.01 | 0 | 0.15 | 0.17 | 0.15 | 0.11 | 0.01 | 0 | True |  | Non Federally-Regulated | 04/24/2017 |  | 09/22/2020
Generation Brands | Element | E3RLW-L*9*** | Light Emitting Diode | Inseparable Luminaire | Direct Wired | Forward Phase Cut Controls | 86 | 2738 | 0.0011 | 93 | 68 | 243 | 0.97 | Ambient | 15000 |  |  | 99999 | 0.01 | 19 | 19 | 0.13 | 0.06 | 0.06 | 0.05 | 0.01 | 0 | 0.76 | 0.35 | 0.32 | 0.28 | 0.01 | 0 | 0.15 | 0.17 | 0.15 | 0.11 | 0.01 | 0 | True |  | Non Federally-Regulated | 04/24/2017 |  | 09/22/2020
Generation Brands | Element | E3RFW-L*9*** | Light Emitting Diode | Inseparable Luminaire | Direct Wired | Forward Phase Cut Controls | 86 | 2738 | 0.0011 | 93 | 68 | 243 | 0.97 | Ambient | 15000 |  |  | 99999 | 0.01 | 19 | 19 | 0.13 | 0.06 | 0.06 | 0.05 | 0.01 | 0 | 0.76 | 0.35 | 0.32 | 0.28 | 0.01 | 0 | 0.15 | 0.17 | 0.15 | 0.11 | 0.01 | 0 | True |  | Non Federally-Regulated | 04/24/2017 |  | 09/22/2020
Generation Brands | Element | E3RWCW-L*9*** | Light Emitting Diode | Inseparable Luminaire | Direct Wired | Forward Phase Cut Controls | 86 | 2738 | 0.0011 | 93 | 68 | 243 | 0.97 | Ambient | 15000 |  |  | 99999 | 0.01 | 19 | 19 | 0.13 | 0.06 | 0.06 | 0.05 | 0.01 | 0 | 0.76 | 0.35 | 0.32 | 0.28 | 0.01 | 0 | 0.15 | 0.17 | 0.15 | 0.11 | 0.01 | 0 | True |  | Non Federally-Regulated | 04/24/2017 |  | 09/22/2020
Generation Brands | Element | E3SLW-L*9*** | Light Emitting Diode | Inseparable Luminaire | Direct Wired | Forward Phase Cut Controls | 86 | 2738 | 0.0011 | 93 | 68 | 243 | 0.97 | Ambient | 15000 |  |  | 99999 | 0.01 | 19 | 19 | 0.13 | 0.06 | 0.06 | 0.05 | 0.01 | 0 | 0.76 | 0.35 | 0.32 | 0.28 | 0.01 | 0 | 0.15 | 0.17 | 0.15 | 0.11 | 0.01 | 0 | True |  | Non Federally-Regulated | 04/24/2017 |  | 09/22/2020
Generation Brands | Element | E3SFW-L*9*** | Light Emitting Diode | Inseparable Luminaire | Direct Wired | Forward Phase Cut Controls | 86 | 2738 | 0.0011 | 93 | 68 | 243 | 0.97 | Ambient | 15000 |  |  | 99999 | 0.01 | 19 | 19 | 0.13 | 0.06 | 0.06 | 0.05 | 0.01 | 0 | 0.76 | 0.35 | 0.32 | 0.28 | 0.01 | 0 | 0.15 | 0.17 | 0.15 | 0.11 | 0.01 | 0 | True |  | Non Federally-Regulated | 04/24/2017 |  | 09/22/2020
Generation Brands | Element | E3SWCW-L*9*** | Light Emitting Diode | Inseparable Luminaire | Direct Wired | Forward Phase Cut Controls | 86 | 2738 | 0.0011 | 93 | 68 | 243 | 0.97 | Ambient | 15000 |  |  | 99999 | 0.01 | 19 | 19 | 0.13 | 0.06 | 0.06 | 0.05 | 0.01 | 0 | 0.76 | 0.35 | 0.32 | 0.28 | 0.01 | 0 | 0.15 | 0.17 | 0.15 | 0.11 | 0.01 | 0 | True |  | Non Federally-Regulated | 04/24/2017 |  | 09/22/2020
Generation Brands | Element | E3RLW-XA*** | Light Emitting Diode | Inseparable Luminaire | Direct Wired | Forward Phase Cut Controls | 86 | 2738 | 0.0011 | 93 | 68 | 243 | 0.97 | Ambient | 15000 |  |  | 99999 | 0.01 | 19 | 19 | 0.13 | 0.06 | 0.06 | 0.05 | 0.01 | 0 | 0.76 | 0.35 | 0.32 | 0.28 | 0.01 | 0 | 0.15 | 0.17 | 0.15 | 0.11 | 0.01 | 0 | True |  | Non Federally-Regulated | 04/24/2017 |  | 09/22/2020
Generation Brands | Element | E3RFW-XA*** | Light Emitting Diode | Inseparable Luminaire | Direct Wired | Forward Phase Cut Controls | 86 | 2738 | 0.0011 | 93 | 68 | 243 | 0.97 | Ambient | 15000 |  |  | 99999 | 0.01 | 19 | 19 | 0.13 | 0.06 | 0.06 | 0.05 | 0.01 | 0 | 0.76 | 0.35 | 0.32 | 0.28 | 0.01 | 0 | 0.15 | 0.17 | 0.15 | 0.11 | 0.01 | 0 | True |  | Non Federally-Regulated | 04/24/2017 |  | 09/22/2020
Generation Brands | Element | E3RWCW-XA*** | Light Emitting Diode | Inseparable Luminaire | Direct Wired | Forward Phase Cut Controls | 86 | 2738 | 0.0011 | 93 | 68 | 243 | 0.97 | Ambient | 15000 |  |  | 99999 | 0.01 | 19 | 19 | 0.13 | 0.06 | 0.06 | 0.05 | 0.01 | 0 | 0.76 | 0.35 | 0.32 | 0.28 | 0.01 | 0 | 0.15 | 0.17 | 0.15 | 0.11 | 0.01 | 0 | True |  | Non Federally-Regulated | 04/24/2017 |  | 09/22/2020
Generation Brands | Element | E3SLW-XA*** | Light Emitting Diode | Inseparable Luminaire | Direct Wired | Forward Phase Cut Controls | 86 | 2738 | 0.0011 | 93 | 68 | 243 | 0.97 | Ambient | 15000 |  |  | 99999 | 0.01 | 19 | 19 | 0.13 | 0.06 | 0.06 | 0.05 | 0.01 | 0 | 0.76 | 0.35 | 0.32 | 0.28 | 0.01 | 0 | 0.15 | 0.17 | 0.15 | 0.11 | 0.01 | 0 | True |  | Non Federally-Regulated | 04/24/2017 |  | 09/22/2020
Generation Brands | Element | E3SFW-XA*** | Light Emitting Diode | Inseparable Luminaire | Direct Wired | Forward Phase Cut Controls | 86 | 2738 | 0.0011 | 93 | 68 | 243 | 0.97 | Ambient | 15000 |  |  | 99999 | 0.01 | 19 | 19 | 0.13 | 0.06 | 0.06 | 0.05 | 0.01 | 0 | 0.76 | 0.35 | 0.32 | 0.28 | 0.01 | 0 | 0.15 | 0.17 | 0.15 | 0.11 | 0.01 | 0 | True |  | Non Federally-Regulated | 04/24/2017 |  | 09/22/2020
Generation Brands | Element | E3SWCW-XA*** | Light Emitting Diode | Inseparable Luminaire | Direct Wired | Forward Phase Cut Controls | 86 | 2738 | 0.0011 | 93 | 68 | 243 | 0.97 | Ambient | 15000 |  |  | 99999 | 0.01 | 19 | 19 | 0.13 | 0.06 | 0.06 | 0.05 | 0.01 | 0 | 0.76 | 0.35 | 0.32 | 0.28 | 0.01 | 0 | 0.15 | 0.17 | 0.15 | 0.11 | 0.01 | 0 | True |  | Non Federally-Regulated | 04/24/2017 |  | 09/22/2020
Generation Brands | Element | E3RLW-L*9***-010 | Light Emitting Diode | Inseparable Luminaire | Direct Wired | Forward Phase Cut Controls | 86 | 2738 | 0.0011 | 93 | 68 | 243 | 0.97 | Ambient | 15000 |  |  | 99999 | 0.01 | 19 | 19 | 0.13 | 0.06 | 0.06 | 0.05 | 0.01 | 0 | 0.76 | 0.35 | 0.32 | 0.28 | 0.01 | 0 | 0.15 | 0.17 | 0.15 | 0.11 | 0.01 | 0 | True |  | Non Federally-Regulated | 04/24/2017 |  | 09/22/2020
Generation Brands | Element | E3RFW-L*9***-010 | Light Emitting Diode | Inseparable Luminaire | Direct Wired | Forward Phase Cut Controls | 86 | 2738 | 0.0011 | 93 | 68 | 243 | 0.97 | Ambient | 15000 |  |  | 99999 | 0.01 | 19 | 19 | 0.13 | 0.06 | 0.06 | 0.05 | 0.01 | 0 | 0.76 | 0.35 | 0.32 | 0.28 | 0.01 | 0 | 0.15 | 0.17 | 0.15 | 0.11 | 0.01 | 0 | True |  | Non Federally-Regulated | 04/24/2017 |  | 09/22/2020
Generation Brands | Element | E3RWCW-L*9***-010 | Light Emitting Diode | Inseparable Luminaire | Direct Wired | Forward Phase Cut Controls | 86 | 2738 | 0.0011 | 93 | 68 | 243 | 0.97 | Ambient | 15000 |  |  | 99999 | 0.01 | 19 | 19 | 0.13 | 0.06 | 0.06 | 0.05 | 0.01 | 0 | 0.76 | 0.35 | 0.32 | 0.28 | 0.01 | 0 | 0.15 | 0.17 | 0.15 | 0.11 | 0.01 | 0 | True |  | Non Federally-Regulated | 04/24/2017 |  | 09/22/2020
Generation Brands | Element | E3SLW-L*9***-010 | Light Emitting Diode | Inseparable Luminaire | Direct Wired | Forward Phase Cut Controls | 86 | 2738 | 0.0011 | 93 | 68 | 243 | 0.97 | Ambient | 15000 |  |  | 99999 | 0.01 | 19 | 19 | 0.13 | 0.06 | 0.06 | 0.05 | 0.01 | 0 | 0.76 | 0.35 | 0.32 | 0.28 | 0.01 | 0 | 0.15 | 0.17 | 0.15 | 0.11 | 0.01 | 0 | True |  | Non Federally-Regulated | 04/24/2017 |  | 09/22/2020
Generation Brands | Element | E3SFW-L*9***-010 | Light Emitting Diode | Inseparable Luminaire | Direct Wired | Forward Phase Cut Controls | 86 | 2738 | 0.0011 | 93 | 68 | 243 | 0.97 | Ambient | 15000 |  |  | 99999 | 0.01 | 19 | 19 | 0.13 | 0.06 | 0.06 | 0.05 | 0.01 | 0 | 0.76 | 0.35 | 0.32 | 0.28 | 0.01 | 0 | 0.15 | 0.17 | 0.15 | 0.11 | 0.01 | 0 | True |  | Non Federally-Regulated | 04/24/2017 |  | 09/22/2020
Generation Brands | Element | E3SWCW-L*9***-010 | Light Emitting Diode | Inseparable Luminaire | Direct Wired | Forward Phase Cut Controls | 86 | 2738 | 0.0011 | 93 | 68 | 243 | 0.97 | Ambient | 15000 |  |  | 99999 | 0.01 | 19 | 19 | 0.13 | 0.06 | 0.06 | 0.05 | 0.01 | 0 | 0.76 | 0.35 | 0.32 | 0.28 | 0.01 | 0 | 0.15 | 0.17 | 0.15 | 0.11 | 0.01 | 0 | True |  | Non Federally-Regulated | 04/24/2017 |  | 09/22/2020
Generation Brands | Element | E3RLW-XA***-010 | Light Emitting Diode | Inseparable Luminaire | Direct Wired | Forward Phase Cut Controls | 86 | 2738 | 0.0011 | 93 | 68 | 243 | 0.97 | Ambient | 15000 |  |  | 99999 | 0.01 | 19 | 19 | 0.13 | 0.06 | 0.06 | 0.05 | 0.01 | 0 | 0.76 | 0.35 | 0.32 | 0.28 | 0.01 | 0 | 0.15 | 0.17 | 0.15 | 0.11 | 0.01 | 0 | True |  | Non Federally-Regulated | 04/24/2017 |  | 09/22/2020
Generation Brands | Element | E3RFW-XA***-010 | Light Emitting Diode | Inseparable Luminaire | Direct Wired | Forward Phase Cut Controls | 86 | 2738 | 0.0011 | 93 | 68 | 243 | 0.97 | Ambient | 15000 |  |  | 99999 | 0.01 | 19 | 19 | 0.13 | 0.06 | 0.06 | 0.05 | 0.01 | 0 | 0.76 | 0.35 | 0.32 | 0.28 | 0.01 | 0 | 0.15 | 0.17 | 0.15 | 0.11 | 0.01 | 0 | True |  | Non Federally-Regulated | 04/24/2017 |  | 09/22/2020
Generation Brands | Element | E3RWCW-XA***-010 | Light Emitting Diode | Inseparable Luminaire | Direct Wired | Forward Phase Cut Controls | 86 | 2738 | 0.0011 | 93 | 68 | 243 | 0.97 | Ambient | 15000 |  |  | 99999 | 0.01 | 19 | 19 | 0.13 | 0.06 | 0.06 | 0.05 | 0.01 | 0 | 0.76 | 0.35 | 0.32 | 0.28 | 0.01 | 0 | 0.15 | 0.17 | 0.15 | 0.11 | 0.01 | 0 | True |  | Non Federally-Regulated | 04/24/2017 |  | 09/22/2020
Generation Brands | Element | E3SLW-XA***-010 | Light Emitting Diode | Inseparable Luminaire | Direct Wired | Forward Phase Cut Controls | 86 | 2738 | 0.0011 | 93 | 68 | 243 | 0.97 | Ambient | 15000 |  |  | 99999 | 0.01 | 19 | 19 | 0.13 | 0.06 | 0.06 | 0.05 | 0.01 | 0 | 0.76 | 0.35 | 0.32 | 0.28 | 0.01 | 0 | 0.15 | 0.17 | 0.15 | 0.11 | 0.01 | 0 | True |  | Non Federally-Regulated | 04/24/2017 |  | 09/22/2020
Generation Brands | Element | E3SFW-XA***-010 | Light Emitting Diode | Inseparable Luminaire | Direct Wired | Forward Phase Cut Controls | 86 | 2738 | 0.0011 | 93 | 68 | 243 | 0.97 | Ambient | 15000 |  |  | 99999 | 0.01 | 19 | 19 | 0.13 | 0.06 | 0.06 | 0.05 | 0.01 | 0 | 0.76 | 0.35 | 0.32 | 0.28 | 0.01 | 0 | 0.15 | 0.17 | 0.15 | 0.11 | 0.01 | 0 | True |  | Non Federally-Regulated | 04/24/2017 |  | 09/22/2020
Generation Brands | Element | E3SWCW-XA***-010 | Light Emitting Diode | Inseparable Luminaire | Direct Wired | Forward Phase Cut Controls | 86 | 2738 | 0.0011 | 93 | 68 | 243 | 0.97 | Ambient | 15000 |  |  | 99999 | 0.01 | 19 | 19 | 0.13 | 0.06 | 0.06 | 0.05 | 0.01 | 0 | 0.76 | 0.35 | 0.32 | 0.28 | 0.01 | 0 | 0.15 | 0.17 | 0.15 | 0.11 | 0.01 | 0 | True |  | Non Federally-Regulated | 04/24/2017 |  | 09/22/2020
Generation Brands | Element | E4RL-L*9****** | Light Emitting Diode | Inseparable Luminaire | Direct Wired | Forward Phase Cut Controls | 76 | 2656 | 0.0002 | 93 | 65 | 261 | 0.96 | Ambient | 15000 |  |  | 99999 | 0.02 | 18 | 18 | 0.19 | 0.04 | 0.04 | 0.03 | 0 | 0 | 0.69 | 0.29 | 0.26 | 0.22 | 0.01 | 0 | 0.85 | 0.17 | 0.15 | 0.11 | 0.01 | 0 | True |  | Non Federally-Regulated | 04/24/2017 |  | 09/22/2020
Generation Brands | Element | E4RF-L*9****** | Light Emitting Diode | Inseparable Luminaire | Direct Wired | Forward Phase Cut Controls | 76 | 2656 | 0.0002 | 93 | 65 | 261 | 0.96 | Ambient | 15000 |  |  | 99999 | 0.02 | 18 | 18 | 0.19 | 0.04 | 0.04 | 0.03 | 0 | 0 | 0.69 | 0.29 | 0.26 | 0.22 | 0.01 | 0 | 0.85 | 0.17 | 0.15 | 0.11 | 0.01 | 0 | True |  | Non Federally-Regulated | 04/24/2017 |  | 09/22/2020
Generation Brands | Element | E4SL-L*9****** | Light Emitting Diode | Inseparable Luminaire | Direct Wired | Forward Phase Cut Controls | 76 | 2656 | 0.0002 | 93 | 65 | 261 | 0.96 | Ambient | 15000 |  |  | 99999 | 0.02 | 18 | 18 | 0.19 | 0.04 | 0.04 | 0.03 | 0 | 0 | 0.69 | 0.29 | 0.26 | 0.22 | 0.01 | 0 | 0.85 | 0.17 | 0.15 | 0.11 | 0.01 | 0 | True |  | Non Federally-Regulated | 04/24/2017 |  | 09/22/2020
Generation Brands | Element | E4SF-L*9****** | Light Emitting Diode | Inseparable Luminaire | Direct Wired | Forward Phase Cut Controls | 76 | 2656 | 0.0002 | 93 | 65 | 261 | 0.96 | Ambient | 15000 |  |  | 99999 | 0.02 | 18 | 18 | 0.19 | 0.04 | 0.04 | 0.03 | 0 | 0 | 0.69 | 0.29 | 0.26 | 0.22 | 0.01 | 0 | 0.85 | 0.17 | 0.15 | 0.11 | 0.01 | 0 | True |  | Non Federally-Regulated | 04/24/2017 |  | 09/22/2020
Generation Brands | Element | E4RL-XA****** | Light Emitting Diode | Inseparable Luminaire | Direct Wired | Forward Phase Cut Controls | 76 | 2656 | 0.0002 | 93 | 65 | 261 | 0.96 | Ambient | 15000 |  |  | 99999 | 0.02 | 18 | 18 | 0.19 | 0.04 | 0.04 | 0.03 | 0 | 0 | 0.69 | 0.29 | 0.26 | 0.22 | 0.01 | 0 | 0.85 | 0.17 | 0.15 | 0.11 | 0.01 | 0 | True |  | Non Federally-Regulated | 04/24/2017 |  | 09/22/2020
Generation Brands | Element | E4RF-XA****** | Light Emitting Diode | Inseparable Luminaire | Direct Wired | Forward Phase Cut Controls | 76 | 2656 | 0.0002 | 93 | 65 | 261 | 0.96 | Ambient | 15000 |  |  | 99999 | 0.02 | 18 | 18 | 0.19 | 0.04 | 0.04 | 0.03 | 0 | 0 | 0.69 | 0.29 | 0.26 | 0.22 | 0.01 | 0 | 0.85 | 0.17 | 0.15 | 0.11 | 0.01 | 0 | True |  | Non Federally-Regulated | 04/24/2017 |  | 09/22/2020
Generation Brands | Element | E4SL-XA****** | Light Emitting Diode | Inseparable Luminaire | Direct Wired | Forward Phase Cut Controls | 76 | 2656 | 0.0002 | 93 | 65 | 261 | 0.96 | Ambient | 15000 |  |  | 99999 | 0.02 | 18 | 18 | 0.19 | 0.04 | 0.04 | 0.03 | 0 | 0 | 0.69 | 0.29 | 0.26 | 0.22 | 0.01 | 0 | 0.85 | 0.17 | 0.15 | 0.11 | 0.01 | 0 | True |  | Non Federally-Regulated | 04/24/2017 |  | 09/22/2020
Generation Brands | Element | E4SF-XA****** | Light Emitting Diode | Inseparable Luminaire | Direct Wired | Forward Phase Cut Controls | 76 | 2656 | 0.0002 | 93 | 65 | 261 | 0.96 | Ambient | 15000 |  |  | 99999 | 0.02 | 18 | 18 | 0.19 | 0.04 | 0.04 | 0.03 | 0 | 0 | 0.69 | 0.29 | 0.26 | 0.22 | 0.01 | 0 | 0.85 | 0.17 | 0.15 | 0.11 | 0.01 | 0 | True |  | Non Federally-Regulated | 04/24/2017 |  | 09/22/2020
Generation Brands | Element | E4RL-L*9******-010 | Light Emitting Diode | Inseparable Luminaire | Direct Wired | Forward Phase Cut Controls | 76 | 2656 | 0.0002 | 93 | 65 | 261 | 0.96 | Ambient | 15000 |  |  | 99999 | 0.02 | 18 | 18 | 0.19 | 0.04 | 0.04 | 0.03 | 0 | 0 | 0.69 | 0.29 | 0.26 | 0.22 | 0.01 | 0 | 0.85 | 0.17 | 0.15 | 0.11 | 0.01 | 0 | True |  | Non Federally-Regulated | 04/24/2017 |  | 09/22/2020
Generation Brands | Element | E4RF-L*9******-010 | Light Emitting Diode | Inseparable Luminaire | Direct Wired | Forward Phase Cut Controls | 76 | 2656 | 0.0002 | 93 | 65 | 261 | 0.96 | Ambient | 15000 |  |  | 99999 | 0.02 | 18 | 18 | 0.19 | 0.04 | 0.04 | 0.03 | 0 | 0 | 0.69 | 0.29 | 0.26 | 0.22 | 0.01 | 0 | 0.85 | 0.17 | 0.15 | 0.11 | 0.01 | 0 | True |  | Non Federally-Regulated | 04/24/2017 |  | 09/22/2020
Generation Brands | Element | E4SL-L*9******-010 | Light Emitting Diode | Inseparable Luminaire | Direct Wired | Forward Phase Cut Controls | 76 | 2656 | 0.0002 | 93 | 65 | 261 | 0.96 | Ambient | 15000 |  |  | 99999 | 0.02 | 18 | 18 | 0.19 | 0.04 | 0.04 | 0.03 | 0 | 0 | 0.69 | 0.29 | 0.26 | 0.22 | 0.01 | 0 | 0.85 | 0.17 | 0.15 | 0.11 | 0.01 | 0 | True |  | Non Federally-Regulated | 04/24/2017 |  | 09/22/2020
Generation Brands | Element | E4SF-L*9******-010 | Light Emitting Diode | Inseparable Luminaire | Direct Wired | Forward Phase Cut Controls | 76 | 2656 | 0.0002 | 93 | 65 | 261 | 0.96 | Ambient | 15000 |  |  | 99999 | 0.02 | 18 | 18 | 0.19 | 0.04 | 0.04 | 0.03 | 0 | 0 | 0.69 | 0.29 | 0.26 | 0.22 | 0.01 | 0 | 0.85 | 0.17 | 0.15 | 0.11 | 0.01 | 0 | True |  | Non Federally-Regulated | 04/24/2017 |  | 09/22/2020
Generation Brands | Element | E4RL-XA******-010 | Light Emitting Diode | Inseparable Luminaire | Direct Wired | Forward Phase Cut Controls | 76 | 2656 | 0.0002 | 93 | 65 | 261 | 0.96 | Ambient | 15000 |  |  | 99999 | 0.02 | 18 | 18 | 0.19 | 0.04 | 0.04 | 0.03 | 0 | 0 | 0.69 | 0.29 | 0.26 | 0.22 | 0.01 | 0 | 0.85 | 0.17 | 0.15 | 0.11 | 0.01 | 0 | True |  | Non Federally-Regulated | 04/24/2017 |  | 09/22/2020
Generation Brands | Element | E4RF-XA******-010 | Light Emitting Diode | Inseparable Luminaire | Direct Wired | Forward Phase Cut Controls | 76 | 2656 | 0.0002 | 93 | 65 | 261 | 0.96 | Ambient | 15000 |  |  | 99999 | 0.02 | 18 | 18 | 0.19 | 0.04 | 0.04 | 0.03 | 0 | 0 | 0.69 | 0.29 | 0.26 | 0.22 | 0.01 | 0 | 0.85 | 0.17 | 0.15 | 0.11 | 0.01 | 0 | True |  | Non Federally-Regulated | 04/24/2017 |  | 09/22/2020
Generation Brands | Element | E4SL-XA******-010 | Light Emitting Diode | Inseparable Luminaire | Direct Wired | Forward Phase Cut Controls | 76 | 2656 | 0.0002 | 93 | 65 | 261 | 0.96 | Ambient | 15000 |  |  | 99999 | 0.02 | 18 | 18 | 0.19 | 0.04 | 0.04 | 0.03 | 0 | 0 | 0.69 | 0.29 | 0.26 | 0.22 | 0.01 | 0 | 0.85 | 0.17 | 0.15 | 0.11 | 0.01 | 0 | True |  | Non Federally-Regulated | 04/24/2017 |  | 09/22/2020
Generation Brands | Element | E4SF-XA******-010 | Light Emitting Diode | Inseparable Luminaire | Direct Wired | Forward Phase Cut Controls | 76 | 2656 | 0.0002 | 93 | 65 | 261 | 0.96 | Ambient | 15000 |  |  | 99999 | 0.02 | 18 | 18 | 0.19 | 0.04 | 0.04 | 0.03 | 0 | 0 | 0.69 | 0.29 | 0.26 | 0.22 | 0.01 | 0 | 0.85 | 0.17 | 0.15 | 0.11 | 0.01 | 0 | True |  | Non Federally-Regulated | 04/24/2017 |  | 09/22/2020
Generation Brands | Element | E4RLW-L*9*** | Light Emitting Diode | Inseparable Luminaire | Direct Wired | Forward Phase Cut Controls | 76 | 2656 | 0.0002 | 93 | 65 | 261 | 0.96 | Ambient | 15000 |  |  | 99999 | 0.02 | 18 | 18 | 0.19 | 0.04 | 0.04 | 0.03 | 0 | 0 | 0.69 | 0.29 | 0.26 | 0.22 | 0.01 | 0 | 0.85 | 0.17 | 0.15 | 0.11 | 0.01 | 0 | True |  | Non Federally-Regulated | 04/24/2017 |  | 09/22/2020
Generation Brands | Element | E4RFW-L*9*** | Light Emitting Diode | Inseparable Luminaire | Direct Wired | Forward Phase Cut Controls | 76 | 2656 | 0.0002 | 93 | 65 | 261 | 0.96 | Ambient | 15000 |  |  | 99999 | 0.02 | 18 | 18 | 0.19 | 0.04 | 0.04 | 0.03 | 0 | 0 | 0.69 | 0.29 | 0.26 | 0.22 | 0.01 | 0 | 0.85 | 0.17 | 0.15 | 0.11 | 0.01 | 0 | True |  | Non Federally-Regulated | 04/24/2017 |  | 09/22/2020
Generation Brands | Element | E4SLW-L*9*** | Light Emitting Diode | Inseparable Luminaire | Direct Wired | Forward Phase Cut Controls | 76 | 2656 | 0.0002 | 93 | 65 | 261 | 0.96 | Ambient | 15000 |  |  | 99999 | 0.02 | 18 | 18 | 0.19 | 0.04 | 0.04 | 0.03 | 0 | 0 | 0.69 | 0.29 | 0.26 | 0.22 | 0.01 | 0 | 0.85 | 0.17 | 0.15 | 0.11 | 0.01 | 0 | True |  | Non Federally-Regulated | 04/24/2017 |  | 09/22/2020
Generation Brands | Element | E4SFW-L*9*** | Light Emitting Diode | Inseparable Luminaire | Direct Wired | Forward Phase Cut Controls | 76 | 2656 | 0.0002 | 93 | 65 | 261 | 0.96 | Ambient | 15000 |  |  | 99999 | 0.02 | 18 | 18 | 0.19 | 0.04 | 0.04 | 0.03 | 0 | 0 | 0.69 | 0.29 | 0.26 | 0.22 | 0.01 | 0 | 0.85 | 0.17 | 0.15 | 0.11 | 0.01 | 0 | True |  | Non Federally-Regulated | 04/24/2017 |  | 09/22/2020
Generation Brands | Element | E4RLW-XA*** | Light Emitting Diode | Inseparable Luminaire | Direct Wired | Forward Phase Cut Controls | 76 | 2656 | 0.0002 | 93 | 65 | 261 | 0.96 | Ambient | 15000 |  |  | 99999 | 0.02 | 18 | 18 | 0.19 | 0.04 | 0.04 | 0.03 | 0 | 0 | 0.69 | 0.29 | 0.26 | 0.22 | 0.01 | 0 | 0.85 | 0.17 | 0.15 | 0.11 | 0.01 | 0 | True |  | Non Federally-Regulated | 04/24/2017 |  | 09/22/2020
Generation Brands | Element | E4RFW-XA*** | Light Emitting Diode | Inseparable Luminaire | Direct Wired | Forward Phase Cut Controls | 76 | 2656 | 0.0002 | 93 | 65 | 261 | 0.96 | Ambient | 15000 |  |  | 99999 | 0.02 | 18 | 18 | 0.19 | 0.04 | 0.04 | 0.03 | 0 | 0 | 0.69 | 0.29 | 0.26 | 0.22 | 0.01 | 0 | 0.85 | 0.17 | 0.15 | 0.11 | 0.01 | 0 | True |  | Non Federally-Regulated | 04/24/2017 |  | 09/22/2020
Generation Brands | Element | E4SLW-XA*** | Light Emitting Diode | Inseparable Luminaire | Direct Wired | Forward Phase Cut Controls | 76 | 2656 | 0.0002 | 93 | 65 | 261 | 0.96 | Ambient | 15000 |  |  | 99999 | 0.02 | 18 | 18 | 0.19 | 0.04 | 0.04 | 0.03 | 0 | 0 | 0.69 | 0.29 | 0.26 | 0.22 | 0.01 | 0 | 0.85 | 0.17 | 0.15 | 0.11 | 0.01 | 0 | True |  | Non Federally-Regulated | 04/24/2017 |  | 09/22/2020
Generation Brands | Element | E4SFW-XA*** | Light Emitting Diode | Inseparable Luminaire | Direct Wired | Forward Phase Cut Controls | 76 | 2656 | 0.0002 | 93 | 65 | 261 | 0.96 | Ambient | 15000 |  |  | 99999 | 0.02 | 18 | 18 | 0.19 | 0.04 | 0.04 | 0.03 | 0 | 0 | 0.69 | 0.29 | 0.26 | 0.22 | 0.01 | 0 | 0.85 | 0.17 | 0.15 | 0.11 | 0.01 | 0 | True |  | Non Federally-Regulated | 04/24/2017 |  | 09/22/2020
Generation Brands | Element | E4RLW-L*9***-010 | Light Emitting Diode | Inseparable Luminaire | Direct Wired | Forward Phase Cut Controls | 76 | 2656 | 0.0002 | 93 | 65 | 261 | 0.96 | Ambient | 15000 |  |  | 99999 | 0.02 | 18 | 18 | 0.19 | 0.04 | 0.04 | 0.03 | 0 | 0 | 0.69 | 0.29 | 0.26 | 0.22 | 0.01 | 0 | 0.85 | 0.17 | 0.15 | 0.11 | 0.01 | 0 | True |  | Non Federally-Regulated | 04/24/2017 |  | 09/22/2020
Generation Brands | Element | E4RFW-L*9***-010 | Light Emitting Diode | Inseparable Luminaire | Direct Wired | Forward Phase Cut Controls | 76 | 2656 | 0.0002 | 93 | 65 | 261 | 0.96 | Ambient | 15000 |  |  | 99999 | 0.02 | 18 | 18 | 0.19 | 0.04 | 0.04 | 0.03 | 0 | 0 | 0.69 | 0.29 | 0.26 | 0.22 | 0.01 | 0 | 0.85 | 0.17 | 0.15 | 0.11 | 0.01 | 0 | True |  | Non Federally-Regulated | 04/24/2017 |  | 09/22/2020
Generation Brands | Element | E4SLW-L*9***-010 | Light Emitting Diode | Inseparable Luminaire | Direct Wired | Forward Phase Cut Controls | 76 | 2656 | 0.0002 | 93 | 65 | 261 | 0.96 | Ambient | 15000 |  |  | 99999 | 0.02 | 18 | 18 | 0.19 | 0.04 | 0.04 | 0.03 | 0 | 0 | 0.69 | 0.29 | 0.26 | 0.22 | 0.01 | 0 | 0.85 | 0.17 | 0.15 | 0.11 | 0.01 | 0 | True |  | Non Federally-Regulated | 04/24/2017 |  | 09/22/2020
Generation Brands | Element | E4SFW-L*9***-010 | Light Emitting Diode | Inseparable Luminaire | Direct Wired | Forward Phase Cut Controls | 76 | 2656 | 0.0002 | 93 | 65 | 261 | 0.96 | Ambient | 15000 |  |  | 99999 | 0.02 | 18 | 18 | 0.19 | 0.04 | 0.04 | 0.03 | 0 | 0 | 0.69 | 0.29 | 0.26 | 0.22 | 0.01 | 0 | 0.85 | 0.17 | 0.15 | 0.11 | 0.01 | 0 | True |  | Non Federally-Regulated | 04/24/2017 |  | 09/22/2020
Generation Brands | Element | E4RLW-XA***-010 | Light Emitting Diode | Inseparable Luminaire | Direct Wired | Forward Phase Cut Controls | 76 | 2656 | 0.0002 | 93 | 65 | 261 | 0.96 | Ambient | 15000 |  |  | 99999 | 0.02 | 18 | 18 | 0.19 | 0.04 | 0.04 | 0.03 | 0 | 0 | 0.69 | 0.29 | 0.26 | 0.22 | 0.01 | 0 | 0.85 | 0.17 | 0.15 | 0.11 | 0.01 | 0 | True |  | Non Federally-Regulated | 04/24/2017 |  | 09/22/2020
Generation Brands | Element | E4RFW-XA***-010 | Light Emitting Diode | Inseparable Luminaire | Direct Wired | Forward Phase Cut Controls | 76 | 2656 | 0.0002 | 93 | 65 | 261 | 0.96 | Ambient | 15000 |  |  | 99999 | 0.02 | 18 | 18 | 0.19 | 0.04 | 0.04 | 0.03 | 0 | 0 | 0.69 | 0.29 | 0.26 | 0.22 | 0.01 | 0 | 0.85 | 0.17 | 0.15 | 0.11 | 0.01 | 0 | True |  | Non Federally-Regulated | 04/24/2017 |  | 09/22/2020
Generation Brands | Element | E4SLW-XA***-010 | Light Emitting Diode | Inseparable Luminaire | Direct Wired | Forward Phase Cut Controls | 76 | 2656 | 0.0002 | 93 | 65 | 261 | 0.96 | Ambient | 15000 |  |  | 99999 | 0.02 | 18 | 18 | 0.19 | 0.04 | 0.04 | 0.03 | 0 | 0 | 0.69 | 0.29 | 0.26 | 0.22 | 0.01 | 0 | 0.85 | 0.17 | 0.15 | 0.11 | 0.01 | 0 | True |  | Non Federally-Regulated | 04/24/2017 |  | 09/22/2020
Generation Brands | Element | E4SFW-XA***-010 | Light Emitting Diode | Inseparable Luminaire | Direct Wired | Forward Phase Cut Controls | 76 | 2656 | 0.0002 | 93 | 65 | 261 | 0.96 | Ambient | 15000 |  |  | 99999 | 0.02 | 18 | 18 | 0.19 | 0.04 | 0.04 | 0.03 | 0 | 0 | 0.69 | 0.29 | 0.26 | 0.22 | 0.01 | 0 | 0.85 | 0.17 | 0.15 | 0.11 | 0.01 | 0 | True |  | Non Federally-Regulated | 04/24/2017 |  | 09/22/2020
Generation Brands | Sea Gull Lighting | 14701SC-** | Light Emitting Diode | Light Engine | Direct Wired | Forward Phase Cut Controls | 85 | 2958 | 0.0004 | 90 | 58 | 45 | 0.94 | Elevated | 36000 | 0.942 | 1 |  | 0.01 | 22 | 23 | 0.03 | 0.05 | 0.04 | 0 | 0 | 0 | 0.28 | 0.26 | 0.23 | 0.02 | 0 | 0 | 0.22 | 0.08 | 0.07 | 0.06 | 0 | 0 | True |  | Non Federally-Regulated | 07/06/2017 |  | 09/22/2020
Generation Brands | Element | 920036 | Light Emitting Diode | Inseparable Luminaire | Direct Wired | Forward Phase Cut Controls | 81 | 2723 | 0.0007 | 92 | 68 | 304 | 0.98 | Ambient | 15000 |  |  | 55000 | 0.01 | 17 | 17 | 0.09 | 0.03 | 0.03 | 0.02 | 0 | 0 | 0.7 | 0.17 | 0.16 | 0.14 | 0 | 0 | 0.52 | 0.08 | 0.05 | 0.03 | 0.01 | 0 | True |  | Non Federally-Regulated | 08/25/2017 |  | 09/22/2020
Generation Brands | Element | 920037 | Light Emitting Diode | Inseparable Luminaire | Direct Wired | Forward Phase Cut Controls | 81 | 2723 | 0.0007 | 92 | 68 | 304 | 0.98 | Ambient | 15000 |  |  | 55000 | 0.01 | 17 | 17 | 0.09 | 0.03 | 0.03 | 0.02 | 0 | 0 | 0.7 | 0.17 | 0.16 | 0.14 | 0 | 0 | 0.52 | 0.08 | 0.05 | 0.03 | 0.01 | 0 | True |  | Non Federally-Regulated | 08/25/2017 |  | 09/22/2020
Generation Brands | Element | 920058 | Light Emitting Diode | Inseparable Luminaire | Direct Wired | Forward Phase Cut Controls | 81 | 2723 | 0.0007 | 92 | 68 | 304 | 0.98 | Ambient | 15000 |  |  | 55000 | 0.01 | 17 | 17 | 0.09 | 0.03 | 0.03 | 0.02 | 0 | 0 | 0.7 | 0.17 | 0.16 | 0.14 | 0 | 0 | 0.52 | 0.08 | 0.05 | 0.03 | 0.01 | 0 | True |  | Non Federally-Regulated | 08/25/2017 |  | 09/22/2020
Generation Brands | Element | 920059 | Light Emitting Diode | Inseparable Luminaire | Direct Wired | Forward Phase Cut Controls | 81 | 2723 | 0.0007 | 92 | 68 | 304 | 0.98 | Ambient | 15000 |  |  | 55000 | 0.01 | 17 | 17 | 0.09 | 0.03 | 0.03 | 0.02 | 0 | 0 | 0.7 | 0.17 | 0.16 | 0.14 | 0 | 0 | 0.52 | 0.08 | 0.05 | 0.03 | 0.01 | 0 | True |  | Non Federally-Regulated | 08/25/2017 |  | 09/22/2020
Generation Brands | Sea Gull Lighting | 4422891S-*** | Light Emitting Diode | Inseparable Luminaire | Direct Wired | Forward Phase Cut Controls | 83 | 2670 | 0.001 | 91 | 57 | 373 | 0.99 | Ambient | 15000 |  |  | 36000 | 0.02 | 15 | 15 | 0.42 | 0.01 | 0 | 0 | 0 | 0 | 0.48 | 0.07 | 0.06 | 0.05 | 0 | 0 | 0.16 | 0.05 | 0.04 | 0.03 | 0 | 0 | True |  | Non Federally-Regulated | 08/29/2017 |  | 09/22/2020
Generation Brands | Sea Gull Lighting | 4422991S-*** | Light Emitting Diode | Inseparable Luminaire | Direct Wired | Forward Phase Cut Controls | 83 | 2670 | 0.001 | 91 | 57 | 373 | 0.99 | Ambient | 15000 |  |  | 36000 | 0.02 | 15 | 15 | 0.42 | 0.01 | 0 | 0 | 0 | 0 | 0.48 | 0.07 | 0.06 | 0.05 | 0 | 0 | 0.16 | 0.05 | 0.04 | 0.03 | 0 | 0 | True |  | Non Federally-Regulated | 08/29/2017 |  | 09/22/2020
Generation Brands | Sea Gull Lighting | 4522891S-*** | Light Emitting Diode | Inseparable Luminaire | Direct Wired | Forward Phase Cut Controls | 83 | 2670 | 0.001 | 91 | 57 | 373 | 0.99 | Ambient | 15000 |  |  | 36000 | 0.02 | 15 | 15 | 0.42 | 0.01 | 0 | 0 | 0 | 0 | 0.48 | 0.07 | 0.06 | 0.05 | 0 | 0 | 0.16 | 0.05 | 0.04 | 0.03 | 0 | 0 | True |  | Non Federally-Regulated | 08/29/2017 |  | 09/22/2020
Generation Brands | Sea Gull Lighting | 4535591S-*** | Light Emitting Diode | Inseparable Luminaire | Direct Wired | Forward Phase Cut Controls | 83 | 2670 | 0.001 | 91 | 57 | 373 | 0.99 | Ambient | 15000 |  |  | 36000 | 0.02 | 15 | 15 | 0.42 | 0.01 | 0 | 0 | 0 | 0 | 0.48 | 0.07 | 0.06 | 0.05 | 0 | 0 | 0.16 | 0.05 | 0.04 | 0.03 | 0 | 0 | True |  | Non Federally-Regulated | 08/29/2017 |  | 09/22/2020
Generation Brands | Sea Gull Lighting | 4535691S-*** | Light Emitting Diode | Inseparable Luminaire | Direct Wired | Forward Phase Cut Controls | 83 | 2670 | 0.001 | 91 | 57 | 373 | 0.99 | Ambient | 15000 |  |  | 36000 | 0.02 | 15 | 15 | 0.42 | 0.01 | 0 | 0 | 0 | 0 | 0.48 | 0.07 | 0.06 | 0.05 | 0 | 0 | 0.16 | 0.05 | 0.04 | 0.03 | 0 | 0 | True |  | Non Federally-Regulated | 08/29/2017 |  | 09/22/2020
Generation Brands | Sea Gull Lighting | 4535791S-*** | Light Emitting Diode | Inseparable Luminaire | Direct Wired | Forward Phase Cut Controls | 83 | 2670 | 0.001 | 91 | 57 | 373 | 0.99 | Ambient | 15000 |  |  | 36000 | 0.02 | 15 | 15 | 0.42 | 0.01 | 0 | 0 | 0 | 0 | 0.48 | 0.07 | 0.06 | 0.05 | 0 | 0 | 0.16 | 0.05 | 0.04 | 0.03 | 0 | 0 | True |  | Non Federally-Regulated | 08/29/2017 |  | 09/22/2020
Generation Brands | Sea Gull Lighting | 4535891S-*** | Light Emitting Diode | Inseparable Luminaire | Direct Wired | Forward Phase Cut Controls | 83 | 2670 | 0.0026 | 91 | 57 | 373 | 0.99 | Ambient | 15000 |  |  | 36000 | 0.02 | 15 | 15 | 0.42 | 0.01 | 0 | 0 | 0 | 0 | 0.48 | 0.07 | 0.06 | 0.05 | 0 | 0 | 0.16 | 0.05 | 0.04 | 0.03 | 0 | 0 | True |  | Non Federally-Regulated | 08/29/2017 |  | 09/22/2020
Generation Brands | Sea Gull Lighting | 4435591S-*** | Light Emitting Diode | Inseparable Luminaire | Direct Wired | Forward Phase Cut Controls | 51 | 2717 | 0.0026 | 93 | 62 | 442 | 0.99 | Ambient | 15000 |  |  | 36000 | 0.02 | 17 | 17 | 0.1 | 0.09 | 0.08 | 0 | 0 | 0 | 0.37 | 0.27 | 0.24 | 0.02 | 0 | 0 | 0.26 | 0.11 | 0.09 | 0.01 | 0 | 0 | True |  | Non Federally-Regulated | 08/29/2017 |  | 09/22/2020
Generation Brands | Sea Gull Lighting | 4435691S-*** | Light Emitting Diode | Inseparable Luminaire | Direct Wired | Forward Phase Cut Controls | 51 | 2717 | 0.0026 | 93 | 62 | 442 | 0.99 | Ambient | 15000 |  |  | 36000 | 0.02 | 17 | 17 | 0.1 | 0.09 | 0.08 | 0 | 0 | 0 | 0.37 | 0.27 | 0.24 | 0.02 | 0 | 0 | 0.26 | 0.11 | 0.09 | 0.01 | 0 | 0 | True |  | Non Federally-Regulated | 08/29/2017 |  | 09/22/2020
Generation Brands | Sea Gull Lighting | 4435791S-*** | Light Emitting Diode | Inseparable Luminaire | Direct Wired | Forward Phase Cut Controls | 51 | 2717 | 0.0026 | 93 | 62 | 442 | 0.99 | Ambient | 15000 |  |  | 36000 | 0.02 | 17 | 17 | 0.1 | 0.09 | 0.08 | 0 | 0 | 0 | 0.37 | 0.27 | 0.24 | 0.02 | 0 | 0 | 0.26 | 0.11 | 0.09 | 0.01 | 0 | 0 | True |  | Non Federally-Regulated | 08/29/2017 |  | 09/22/2020
Generation Brands | Sea Gull Lighting | 4435891S-*** | Light Emitting Diode | Inseparable Luminaire | Direct Wired | Forward Phase Cut Controls | 51 | 2717 | 0.0026 | 93 | 62 | 442 | 0.99 | Ambient | 15000 |  |  | 36000 | 0.02 | 17 | 17 | 0.1 | 0.09 | 0.08 | 0 | 0 | 0 | 0.37 | 0.27 | 0.24 | 0.02 | 0 | 0 | 0.26 | 0.11 | 0.09 | 0.01 | 0 | 0 | True |  | Non Federally-Regulated | 08/29/2017 |  | 09/22/2020
Generation Brands | Element | EMO930**** | Light Emitting Diode | Inseparable Luminaire | Direct Wired | Forward Phase Cut Controls | 60 | 3117 | 0.0008 | 92 | 65 | 252 | 0.98 | Ambient | 15000 |  |  | 99999 | 0.01 | 17 | 17 | 0.18 | 0.02 | 0.01 | 0.01 | 0 | 0 | 0.92 | 0.14 | 0.12 | 0.1 | 0 | 0 | 0.92 | 0.27 | 0.12 | 0.06 | 0.02 | 0.01 | True |  | Non Federally-Regulated | 08/29/2017 |  | 09/22/2020
Generation Brands | Element | EMT930**** | Light Emitting Diode | Inseparable Luminaire | Direct Wired | Forward Phase Cut Controls | 60 | 3117 | 0.0008 | 92 | 65 | 252 | 0.98 | Ambient | 15000 |  |  | 99999 | 0.01 | 17 | 17 | 0.18 | 0.02 | 0.01 | 0.01 | 0 | 0 | 0.92 | 0.14 | 0.12 | 0.1 | 0 | 0 | 0.92 | 0.27 | 0.12 | 0.06 | 0.02 | 0.01 | True |  | Non Federally-Regulated | 08/29/2017 |  | 09/22/2020
Generation Brands | LBL | LW496****LED | Light Emitting Diode | Inseparable Luminaire | Direct Wired | Forward Phase Cut Controls | 88 | 3090 | 0.002 | 91 | 51 | 206 | 0.99 | Ambient | 15000 |  |  | 60000 | 0.02 | 20 | 23 | 0.8 | 0.04 | 0.03 | 0.03 | 0 | 0 | 0.17 | 0.21 | 0.19 | 0.16 | 0.01 | 0 | 0.47 | 0.22 | 0.2 | 0.26 | 0.01 | 0 | True |  | Non Federally-Regulated | 08/29/2017 |  | 09/22/2020
Generation Brands | Monte Carlo | 3MNLR72**** | Light Emitting Diode | Inseparable Luminaire | Quick Connect | Forward Phase Cut Controls | 96 | 2739 | 0.0013 | 96 | 70 | 196 | 0.9 | Ambient | 36000 |  |  | 55000 | 0.1 | 21 | 22 | 0 | 0 | 0 | 0 | 0 | 0 | 0.01 | 0.01 | 0.01 | 0.01 | 0.01 | 0.01 | 0 | 0 | 0 | 0 | 0 | 0 | True |  | Non Federally-Regulated | 09/27/2017 |  | 09/22/2020
Generation Brands | Monte Carlo | 3MNLR56**** | Light Emitting Diode | Inseparable Luminaire | Quick Connect | Forward Phase Cut Controls | 96 | 2739 | 0.0013 | 96 | 70 | 196 | 0.9 | Ambient | 36000 |  |  | 55000 | 0.1 | 21 | 22 | 0 | 0 | 0 | 0 | 0 | 0 | 0.01 | 0.01 | 0.01 | 0.01 | 0.01 | 0.01 | 0 | 0 | 0 | 0 | 0 | 0 | True |  | Non Federally-Regulated | 09/27/2017 |  | 09/22/2020
Generation Brands | Monte Carlo | 3MER56**** | Light Emitting Diode | Inseparable Luminaire | Quick Connect | Forward Phase Cut Controls | 62 | 2659 | -0.0015 | 93 | 62 | 380 | 0.9 | Ambient | 25000 |  |  | 59000 | 0.1 | 22 | 22 | 0.32 | 0.32 | 0.31 | 0.28 | 0.03 | 0 | 0.29 | 0.29 | 0.29 | 0.24 | 0.02 | 0.01 | 0.22 | 0.22 | 0.23 | 0.17 | 0.02 | 0.02 | True |  | Non Federally-Regulated | 09/27/2017 |  | 09/22/2020
Generation Brands | Monte Carlo | 5LLR56**** | Light Emitting Diode | Inseparable Luminaire | Quick Connect | Forward Phase Cut Controls | 57 | 2727 | 0.0014 | 93 | 60 | 214 | 0.9 | Ambient | 40000 |  |  | 54000 | 0.1 | 20 | 21 | 0.21 | 0.21 | 0.2 | 0.18 | 0.02 | 0 | 0.21 | 0.21 | 0.21 | 0.17 | 0.03 | 0.01 | 0.17 | 0.17 | 0.18 | 0.14 | 0.02 | 0.01 | True |  | Non Federally-Regulated | 09/27/2017 |  | 09/22/2020
Generation Brands | Monte Carlo | 3DSTR57*** | Light Emitting Diode | Inseparable Luminaire | Quick Connect | Forward Phase Cut Controls | 51 | 2770 | 0.001 | 95 | 70 | 148 | 0.9 | Ambient | 40000 |  |  | 54000 | 0.1 | 21 | 22 | 0.28 | 0.28 | 0.27 | 0.25 | 0.02 | 0 | 0.25 | 0.25 | 0.25 | 0.21 | 0.03 | 0.01 | 0.2 | 0.2 | 0.21 | 0.16 | 0.01 | 0 | True |  | Non Federally-Regulated | 09/27/2017 |  | 09/22/2020
Generation Brands | Monte Carlo | 8EEDR60*** | Light Emitting Diode | Inseparable Luminaire | Quick Connect | Forward Phase Cut Controls | 51 | 2778 | 0.0009 | 96 | 75 | 148 | 0.9 | Ambient | 40000 |  |  | 54000 | 0.1 | 20 | 21 | 0.32 | 0.31 | 0.3 | 0.28 | 0.03 | 0.01 | 0.24 | 0.24 | 0.24 | 0.2 | 0.03 | 0.01 | 0.18 | 0.18 | 0.19 | 0.14 | 0.02 | 0.01 | True |  | Non Federally-Regulated | 09/27/2017 |  | 09/22/2020
Generation Brands | Monte Carlo | 3SKYR56**** | Light Emitting Diode | Inseparable Luminaire | Quick Connect | Forward Phase Cut Controls | 59 | 2745 | 0.0014 | 94 | 63 | 256 | 0.9 | Ambient | 40000 |  |  | 54000 | 0.1 | 21 | 21 | 0.21 | 0.21 | 0.2 | 0.19 | 0.03 | 0 | 0.21 | 0.21 | 0.21 | 0.17 | 0.02 | 0.01 | 0.18 | 0.18 | 0.18 | 0.14 | 0.03 | 0.02 | True |  | Non Federally-Regulated | 09/27/2017 |  | 09/22/2020
Generation Brands | Monte Carlo | 3AVMR64**** | Light Emitting Diode | Inseparable Luminaire | Quick Connect | Forward Phase Cut Controls | 67 | 2770 | 0.0014 | 95 | 69 | 232 | 0.9 | Ambient | 40000 |  |  | 54000 | 0.1 | 21 | 21 | 0.33 | 0.33 | 0.31 | 0.29 | 0.02 | 0.01 | 0.29 | 0.29 | 0.29 | 0.24 | 0.03 | 0.01 | 0.23 | 0.23 | 0.24 | 0.19 | 0.04 | 0.01 | True |  | Non Federally-Regulated | 09/27/2017 |  | 09/22/2020
Generation Brands | Monte Carlo | 3AVOR56**** | Light Emitting Diode | Inseparable Luminaire | Quick Connect | Forward Phase Cut Controls | 67 | 2770 | 0.0014 | 95 | 69 | 232 | 0.9 | Ambient | 40000 |  |  | 54000 | 0.1 | 21 | 21 | 0.33 | 0.33 | 0.31 | 0.29 | 0.02 | 0.01 | 0.29 | 0.29 | 0.29 | 0.24 | 0.03 | 0.01 | 0.23 | 0.23 | 0.24 | 0.19 | 0.04 | 0.01 | True |  | Non Federally-Regulated | 09/27/2017 |  | 09/22/2020
Generation Brands | Monte Carlo | 3OWR60**** | Light Emitting Diode | Inseparable Luminaire | Quick Connect | Forward Phase Cut Controls | 89 | 2982 | -0.0005 | 95 | 68 | 316 | 0.9 | Ambient | 30000 |  |  | 59000 | 0.1 | 22 | 22 | 0.24 | 0.24 | 0.23 | 0.21 | 0.02 | 0 | 0.22 | 0.22 | 0.23 | 0.18 | 0.01 | 0 | 0.18 | 0.18 | 0.19 | 0.14 | 0.02 | 0.01 | True |  | Non Federally-Regulated | 09/27/2017 |  | 09/22/2020
Generation Brands | Feiss | P1442***-L1 | Light Emitting Diode | Light Engine | Direct Wired | Forward Phase Cut Controls | 85 | 2958 | 0.0004 | 91 | 58 | 45 | 0.94 | Ambient | 36000 | 0.942 | 1 |  | 0.01 | 22 | 23 | 0.03 | 0.05 | 0.04 | 0 | 0 | 0 | 0.28 | 0.26 | 0.23 | 0.02 | 0 | 0 | 0.22 | 0.08 | 0.07 | 0.06 | 0 | 0 | True |  | Non Federally-Regulated | 10/26/2017 |  | 09/22/2020
Generation Brands | Feiss | P1443***-L1 | Light Emitting Diode | Light Engine | Direct Wired | Forward Phase Cut Controls | 85 | 2958 | 0.0004 | 91 | 58 | 45 | 0.94 | Ambient | 36000 | 0.942 | 1 |  | 0.01 | 22 | 23 | 0.03 | 0.05 | 0.04 | 0 | 0 | 0 | 0.28 | 0.26 | 0.23 | 0.02 | 0 | 0 | 0.22 | 0.08 | 0.07 | 0.06 | 0 | 0 | True |  | Non Federally-Regulated | 10/26/2017 |  | 09/22/2020
Generation Brands | Feiss | P1426**-L1 | Light Emitting Diode | Light Engine | Direct Wired | Forward Phase Cut Controls | 85 | 2958 | 0.0004 | 91 | 58 | 45 | 0.94 | Ambient | 36000 | 0.942 | 1 |  | 0.01 | 22 | 23 | 0.03 | 0.05 | 0.04 | 0 | 0 | 0 | 0.28 | 0.26 | 0.23 | 0.02 | 0 | 0 | 0.22 | 0.08 | 0.07 | 0.06 | 0 | 0 | True |  | Non Federally-Regulated | 10/26/2017 |  | 09/22/2020
Generation Brands | Feiss | P1436**-L1 | Light Emitting Diode | Light Engine | Direct Wired | Forward Phase Cut Controls | 85 | 2958 | 0.0004 | 91 | 58 | 45 | 0.94 | Ambient | 36000 | 0.942 | 1 |  | 0.01 | 22 | 23 | 0.03 | 0.05 | 0.04 | 0 | 0 | 0 | 0.28 | 0.26 | 0.23 | 0.02 | 0 | 0 | 0.22 | 0.08 | 0.07 | 0.06 | 0 | 0 | True |  | Non Federally-Regulated | 10/26/2017 |  | 09/22/2020
Generation Brands | Feiss | P1431***/**-L1 | Light Emitting Diode | Light Engine | Direct Wired | Forward Phase Cut Controls | 85 | 2958 | 0.0004 | 91 | 58 | 45 | 0.94 | Ambient | 36000 | 0.942 | 1 |  | 0.01 | 22 | 23 | 0.03 | 0.05 | 0.04 | 0 | 0 | 0 | 0.28 | 0.26 | 0.23 | 0.02 | 0 | 0 | 0.22 | 0.08 | 0.07 | 0.06 | 0 | 0 | True |  | Non Federally-Regulated | 10/26/2017 |  | 09/22/2020
Generation Brands | Feiss | P1432***/**-L1 | Light Emitting Diode | Light Engine | Direct Wired | Forward Phase Cut Controls | 85 | 2958 | 0.0004 | 91 | 58 | 45 | 0.94 | Ambient | 36000 | 0.942 | 1 |  | 0.01 | 22 | 23 | 0.03 | 0.05 | 0.04 | 0 | 0 | 0 | 0.28 | 0.26 | 0.23 | 0.02 | 0 | 0 | 0.22 | 0.08 | 0.07 | 0.06 | 0 | 0 | True |  | Non Federally-Regulated | 10/26/2017 |  | 09/22/2020
Generation Brands | Feiss | WB1876***-L1 | Light Emitting Diode | Inseparable Luminaire | Direct Wired | Forward Phase Cut Controls | 51 | 2717 | 0.0026 | 93 | 62 | 442 | 0.99 | Ambient | 15000 |  |  | 60000 | 0.02 | 17 | 17 | 0.1 | 0.09 | 0.08 | 0 | 0 | 0 | 0.37 | 0.27 | 0.24 | 0.02 | 0 | 0 | 0.26 | 0.11 | 0.09 | 0.01 | 0 | 0 | True |  | Non Federally-Regulated | 10/26/2017 |  | 09/22/2020
Generation Brands | Feiss | WB1866***-L1 | Light Emitting Diode | Inseparable Luminaire | Direct Wired | Forward Phase Cut Controls | 51 | 2717 | 0.0026 | 93 | 62 | 442 | 0.99 | Ambient | 15000 |  |  | 60000 | 0.02 | 17 | 17 | 0.1 | 0.09 | 0.08 | 0 | 0 | 0 | 0.37 | 0.27 | 0.24 | 0.02 | 0 | 0 | 0.26 | 0.11 | 0.09 | 0.01 | 0 | 0 | True |  | Non Federally-Regulated | 10/26/2017 |  | 09/22/2020
Generation Brands | Feiss | WB1867***-L1 | Light Emitting Diode | Inseparable Luminaire | Direct Wired | Forward Phase Cut Controls | 51 | 2717 | 0.0026 | 93 | 62 | 442 | 0.99 | Ambient | 15000 |  |  | 60000 | 0.02 | 17 | 17 | 0.1 | 0.09 | 0.08 | 0 | 0 | 0 | 0.37 | 0.27 | 0.24 | 0.02 | 0 | 0 | 0.26 | 0.11 | 0.09 | 0.01 | 0 | 0 | True |  | Non Federally-Regulated | 10/26/2017 |  | 09/22/2020
Generation Brands | Feiss | WB1863***-L1 | Light Emitting Diode | Inseparable Luminaire | Direct Wired | Forward Phase Cut Controls | 51 | 2717 | 0.0026 | 93 | 62 | 442 | 0.99 | Ambient | 15000 |  |  | 60000 | 0.02 | 17 | 17 | 0.1 | 0.09 | 0.08 | 0 | 0 | 0 | 0.37 | 0.27 | 0.24 | 0.02 | 0 | 0 | 0.26 | 0.11 | 0.09 | 0.01 | 0 | 0 | True |  | Non Federally-Regulated | 10/26/2017 |  | 09/22/2020
Generation Brands | Feiss | WB1341***-L1 | Light Emitting Diode | Inseparable Luminaire | Direct Wired | Forward Phase Cut Controls | 65 | 2738 | 0.002 | 92 | 61 | 404 | 0.98 | Ambient | 15000 |  |  | 60000 | 0.01 | 18 | 17 | 0.06 | 0.04 | 0.03 | 0.03 | 0 | 0 | 0.57 | 0.19 | 0.17 | 0.14 | 0.01 | 0 | 0.66 | 0.24 | 0.14 | 0.09 | 0.04 | 0.02 | True |  | Non Federally-Regulated | 10/26/2017 |  | 09/22/2020
Generation Brands | Feiss | WB1851***-L1 | Light Emitting Diode | Inseparable Luminaire | Direct Wired | Forward Phase Cut Controls | 65 | 2738 | 0.002 | 92 | 61 | 404 | 0.98 | Ambient | 15000 |  |  | 60000 | 0.01 | 18 | 17 | 0.06 | 0.04 | 0.03 | 0.03 | 0 | 0 | 0.57 | 0.19 | 0.17 | 0.14 | 0.01 | 0 | 0.66 | 0.24 | 0.14 | 0.09 | 0.04 | 0.02 | True |  | Non Federally-Regulated | 10/26/2017 |  | 09/22/2020
Generation Brands | Feiss | WB1862***-L1 | Light Emitting Diode | Inseparable Luminaire | Direct Wired | Forward Phase Cut Controls | 65 | 2738 | 0.002 | 92 | 61 | 404 | 0.98 | Ambient | 15000 |  |  | 60000 | 0.01 | 18 | 17 | 0.06 | 0.04 | 0.03 | 0.03 | 0 | 0 | 0.57 | 0.19 | 0.17 | 0.14 | 0.01 | 0 | 0.66 | 0.24 | 0.14 | 0.09 | 0.04 | 0.02 | True |  | Non Federally-Regulated | 10/26/2017 |  | 09/22/2020
Generation Brands | Feiss | WB1870***-L1 | Light Emitting Diode | Inseparable Luminaire | Direct Wired | Forward Phase Cut Controls | 65 | 2738 | 0.002 | 92 | 61 | 404 | 0.98 | Ambient | 15000 |  |  | 60000 | 0.01 | 18 | 17 | 0.06 | 0.04 | 0.03 | 0.03 | 0 | 0 | 0.57 | 0.19 | 0.17 | 0.14 | 0.01 | 0 | 0.66 | 0.24 | 0.14 | 0.09 | 0.04 | 0.02 | True |  | Non Federally-Regulated | 10/26/2017 |  | 09/22/2020
Generation Brands | Feiss | WB1871***-L1 | Light Emitting Diode | Inseparable Luminaire | Direct Wired | Forward Phase Cut Controls | 65 | 2738 | 0.002 | 92 | 61 | 404 | 0.98 | Ambient | 15000 |  |  | 60000 | 0.01 | 18 | 17 | 0.06 | 0.04 | 0.03 | 0.03 | 0 | 0 | 0.57 | 0.19 | 0.17 | 0.14 | 0.01 | 0 | 0.66 | 0.24 | 0.14 | 0.09 | 0.04 | 0.02 | True |  | Non Federally-Regulated | 10/26/2017 |  | 09/22/2020
Generation Brands | Feiss | WB1830***-L1 | Light Emitting Diode | Inseparable Luminaire | Direct Wired | Forward Phase Cut Controls | 83 | 2670 | 0.001 | 91 | 57 | 373 | 0.99 | Ambient | 15000 |  |  | 60000 | 0.02 | 15 | 15 | 0.42 | 0.01 | 0 | 0 | 0 | 0 | 0.48 | 0.07 | 0.06 | 0.05 | 0 | 0 | 0.16 | 0.05 | 0.04 | 0.03 | 0 | 0 | True |  | Non Federally-Regulated | 10/26/2017 |  | 09/22/2020
Generation Brands | Feiss | WB1831***-L1 | Light Emitting Diode | Inseparable Luminaire | Direct Wired | Forward Phase Cut Controls | 83 | 2670 | 0.001 | 91 | 57 | 373 | 0.99 | Ambient | 15000 |  |  | 60000 | 0.02 | 15 | 15 | 0.42 | 0.01 | 0 | 0 | 0 | 0 | 0.48 | 0.07 | 0.06 | 0.05 | 0 | 0 | 0.16 | 0.05 | 0.04 | 0.03 | 0 | 0 | True |  | Non Federally-Regulated | 10/26/2017 |  | 09/22/2020
Generation Brands | Feiss | WB1832***-L1 | Light Emitting Diode | Inseparable Luminaire | Direct Wired | Forward Phase Cut Controls | 83 | 2670 | 0.001 | 91 | 57 | 373 | 0.99 | Ambient | 15000 |  |  | 60000 | 0.02 | 15 | 15 | 0.42 | 0.01 | 0 | 0 | 0 | 0 | 0.48 | 0.07 | 0.06 | 0.05 | 0 | 0 | 0.16 | 0.05 | 0.04 | 0.03 | 0 | 0 | True |  | Non Federally-Regulated | 10/26/2017 |  | 09/22/2020
Generation Brands | Feiss | WB1852***-L1 | Light Emitting Diode | Inseparable Luminaire | Direct Wired | Forward Phase Cut Controls | 83 | 2670 | 0.001 | 91 | 57 | 373 | 0.99 | Ambient | 15000 |  |  | 60000 | 0.02 | 15 | 15 | 0.42 | 0.01 | 0 | 0 | 0 | 0 | 0.48 | 0.07 | 0.06 | 0.05 | 0 | 0 | 0.16 | 0.05 | 0.04 | 0.03 | 0 | 0 | True |  | Non Federally-Regulated | 10/26/2017 |  | 09/22/2020
Generation Brands | Feiss | WB1864***-L1 | Light Emitting Diode | Inseparable Luminaire | Direct Wired | Forward Phase Cut Controls | 83 | 2670 | 0.001 | 91 | 57 | 373 | 0.99 | Ambient | 15000 |  |  | 60000 | 0.02 | 15 | 15 | 0.42 | 0.01 | 0 | 0 | 0 | 0 | 0.48 | 0.07 | 0.06 | 0.05 | 0 | 0 | 0.16 | 0.05 | 0.04 | 0.03 | 0 | 0 | True |  | Non Federally-Regulated | 10/26/2017 |  | 09/22/2020
Generation Brands | Feiss | WB1868***-L1 | Light Emitting Diode | Inseparable Luminaire | Direct Wired | Forward Phase Cut Controls | 83 | 2670 | 0.001 | 91 | 57 | 373 | 0.99 | Ambient | 15000 |  |  | 60000 | 0.02 | 15 | 15 | 0.42 | 0.01 | 0 | 0 | 0 | 0 | 0.48 | 0.07 | 0.06 | 0.05 | 0 | 0 | 0.16 | 0.05 | 0.04 | 0.03 | 0 | 0 | True |  | Non Federally-Regulated | 10/26/2017 |  | 09/22/2020
Generation Brands | Feiss | WB1869***-L1 | Light Emitting Diode | Inseparable Luminaire | Direct Wired | Forward Phase Cut Controls | 83 | 2670 | 0.001 | 91 | 57 | 373 | 0.99 | Ambient | 15000 |  |  | 60000 | 0.02 | 15 | 15 | 0.42 | 0.01 | 0 | 0 | 0 | 0 | 0.48 | 0.07 | 0.06 | 0.05 | 0 | 0 | 0.16 | 0.05 | 0.04 | 0.03 | 0 | 0 | True |  | Non Federally-Regulated | 10/26/2017 |  | 09/22/2020
Generation Brands | Feiss | WB1878***-L1 | Light Emitting Diode | Inseparable Luminaire | Direct Wired | Forward Phase Cut Controls | 83 | 2670 | 0.001 | 91 | 57 | 373 | 0.99 | Ambient | 15000 |  |  | 60000 | 0.02 | 15 | 15 | 0.42 | 0.01 | 0 | 0 | 0 | 0 | 0.48 | 0.07 | 0.06 | 0.05 | 0 | 0 | 0.16 | 0.05 | 0.04 | 0.03 | 0 | 0 | True |  | Non Federally-Regulated | 10/26/2017 |  | 09/22/2020
Generation Brands | Feiss | WB1879***L1 | Light Emitting Diode | Inseparable Luminaire | Direct Wired | Forward Phase Cut Controls | 83 | 2670 | 0.001 | 91 | 57 | 373 | 0.99 | Ambient | 15000 |  |  | 60000 | 0.02 | 15 | 15 | 0.42 | 0.01 | 0 | 0 | 0 | 0 | 0.48 | 0.07 | 0.06 | 0.05 | 0 | 0 | 0.16 | 0.05 | 0.04 | 0.03 | 0 | 0 | True |  | Non Federally-Regulated | 10/26/2017 |  | 09/22/2020
Generation Brands | Feiss | P1433***/**-L1 | Light Emitting Diode | Light Engine | Direct Wired | Forward Phase Cut Controls | 85 | 2958 | 0.0004 | 91 | 58 | 45 | 0.94 | Ambient | 36000 | 0.942 | 1 |  | 0.01 | 22 | 23 | 0.03 | 0.05 | 0.04 | 0 | 0 | 0 | 0.28 | 0.26 | 0.23 | 0.02 | 0 | 0 | 0.22 | 0.08 | 0.07 | 0.06 | 0 | 0 | True |  | Non Federally-Regulated | 11/02/2017 |  | 09/22/2020
Generation Brands | Feiss | WB1815***-L1 | Light Emitting Diode | Light Engine | Direct Wired | Forward Phase Cut Controls | 85 | 2958 | 0.0004 | 91 | 58 | 45 | 0.94 | Ambient | 36000 | 0.942 | 1 |  | 0.01 | 22 | 23 | 0.03 | 0.05 | 0.04 | 0 | 0 | 0 | 0.28 | 0.26 | 0.23 | 0.02 | 0 | 0 | 0.22 | 0.08 | 0.07 | 0.06 | 0 | 0 | True |  | Non Federally-Regulated | 11/02/2017 |  | 09/22/2020
Generation Brands | Feiss | P1428**-L1 | Light Emitting Diode | Light Engine | Direct Wired | Forward Phase Cut Controls | 85 | 2958 | 0.0004 | 91 | 58 | 45 | 0.94 | Ambient | 36000 | 0.942 | 1 |  | 0.01 | 22 | 23 | 0.03 | 0.05 | 0.04 | 0 | 0 | 0 | 0.28 | 0.26 | 0.23 | 0.02 | 0 | 0 | 0.22 | 0.08 | 0.07 | 0.06 | 0 | 0 | True |  | Non Federally-Regulated | 11/02/2017 |  | 09/22/2020
Generation Brands | Feiss | WB1865***-L1 | Light Emitting Diode | Inseparable Luminaire | Direct Wired | Forward Phase Cut Controls | 51 | 2717 | 0.0026 | 93 | 62 | 442 | 0.99 | Ambient | 15000 |  |  | 60000 | 0.02 | 17 | 17 | 0.1 | 0.09 | 0.08 | 0 | 0 | 0 | 0.37 | 0.27 | 0.24 | 0.02 | 0 | 0 | 0.26 | 0.11 | 0.09 | 0.01 | 0 | 0 | True |  | Non Federally-Regulated | 11/02/2017 |  | 09/22/2020
Generation Brands | Element | E3RL-L*9***DA* | Light Emitting Diode | Inseparable Luminaire | Direct Wired | Forward Phase Cut Controls | 86 | 2738 | 0.0011 | 93 | 68 | 243 | 0.97 | Ambient | 15000 |  |  | 99999 | 0.01 | 19 | 19 | 0.13 | 0.06 | 0.06 | 0.05 | 0.01 | 0 | 0.76 | 0.35 | 0.32 | 0.28 | 0.01 | 0 | 0.15 | 0.17 | 0.15 | 0.11 | 0.01 | 0 | True |  | Non Federally-Regulated | 11/16/2017 |  | 09/22/2020
Generation Brands | Element | E3RL-L*9***DA*-010 | Light Emitting Diode | Inseparable Luminaire | Direct Wired | Forward Phase Cut Controls | 86 | 2738 | 0.0011 | 93 | 68 | 243 | 0.97 | Ambient | 15000 |  |  | 99999 | 0.01 | 19 | 19 | 0.13 | 0.06 | 0.06 | 0.05 | 0.01 | 0 | 0.76 | 0.35 | 0.32 | 0.28 | 0.01 | 0 | 0.15 | 0.17 | 0.15 | 0.11 | 0.01 | 0 | True |  | Non Federally-Regulated | 11/16/2017 |  | 09/22/2020
Generation Brands | Element | E3RF-L*9***DA* | Light Emitting Diode | Inseparable Luminaire | Direct Wired | Forward Phase Cut Controls | 86 | 2738 | 0.0011 | 93 | 68 | 243 | 0.97 | Ambient | 15000 |  |  | 99999 | 0.01 | 19 | 19 | 0.13 | 0.06 | 0.06 | 0.05 | 0.01 | 0 | 0.76 | 0.35 | 0.32 | 0.28 | 0.01 | 0 | 0.15 | 0.17 | 0.15 | 0.11 | 0.01 | 0 | True |  | Non Federally-Regulated | 11/16/2017 |  | 09/22/2020
Generation Brands | Element | E3RF-L*9***DA*-010 | Light Emitting Diode | Inseparable Luminaire | Direct Wired | Forward Phase Cut Controls | 86 | 2738 | 0.0011 | 93 | 68 | 243 | 0.97 | Ambient | 15000 |  |  | 99999 | 0.01 | 19 | 19 | 0.13 | 0.06 | 0.06 | 0.05 | 0.01 | 0 | 0.76 | 0.35 | 0.32 | 0.28 | 0.01 | 0 | 0.15 | 0.17 | 0.15 | 0.11 | 0.01 | 0 | True |  | Non Federally-Regulated | 11/16/2017 |  | 09/22/2020
Generation Brands | Element | E3RF-L*9***DA*-HL2W | Light Emitting Diode | Inseparable Luminaire | Direct Wired | Forward Phase Cut Controls | 86 | 2738 | 0.0011 | 93 | 68 | 243 | 0.97 | Ambient | 15000 |  |  | 99999 | 0.01 | 19 | 19 | 0.13 | 0.06 | 0.06 | 0.05 | 0.01 | 0 | 0.76 | 0.35 | 0.32 | 0.28 | 0.01 | 0 | 0.15 | 0.17 | 0.15 | 0.11 | 0.01 | 0 | True |  | Non Federally-Regulated | 11/16/2017 |  | 09/22/2020
Generation Brands | Element | E3RF-L*9***DA*-HLECO | Light Emitting Diode | Inseparable Luminaire | Direct Wired | Forward Phase Cut Controls | 86 | 2738 | 0.0011 | 93 | 68 | 243 | 0.97 | Ambient | 15000 |  |  | 99999 | 0.01 | 19 | 19 | 0.13 | 0.06 | 0.06 | 0.05 | 0.01 | 0 | 0.76 | 0.35 | 0.32 | 0.28 | 0.01 | 0 | 0.15 | 0.17 | 0.15 | 0.11 | 0.01 | 0 | True |  | Non Federally-Regulated | 11/16/2017 |  | 09/22/2020
Generation Brands | Element | E3RWC-L*9***DA* | Light Emitting Diode | Inseparable Luminaire | Direct Wired | Forward Phase Cut Controls | 86 | 2738 | 0.0011 | 93 | 68 | 243 | 0.97 | Ambient | 15000 |  |  | 99999 | 0.01 | 19 | 19 | 0.13 | 0.06 | 0.06 | 0.05 | 0.01 | 0 | 0.76 | 0.35 | 0.32 | 0.28 | 0.01 | 0 | 0.15 | 0.17 | 0.15 | 0.11 | 0.01 | 0 | True |  | Non Federally-Regulated | 11/16/2017 |  | 09/22/2020
Generation Brands | Element | E3RWC-L*9***DA*-010 | Light Emitting Diode | Inseparable Luminaire | Direct Wired | Forward Phase Cut Controls | 86 | 2738 | 0.0011 | 93 | 68 | 243 | 0.97 | Ambient | 15000 |  |  | 99999 | 0.01 | 19 | 19 | 0.13 | 0.06 | 0.06 | 0.05 | 0.01 | 0 | 0.76 | 0.35 | 0.32 | 0.28 | 0.01 | 0 | 0.15 | 0.17 | 0.15 | 0.11 | 0.01 | 0 | True |  | Non Federally-Regulated | 11/16/2017 |  | 09/22/2020
Generation Brands | Element | E3SL-L*9***DA* | Light Emitting Diode | Inseparable Luminaire | Direct Wired | Forward Phase Cut Controls | 86 | 2738 | 0.0011 | 93 | 68 | 243 | 0.97 | Ambient | 15000 |  |  | 99999 | 0.01 | 19 | 19 | 0.13 | 0.06 | 0.06 | 0.05 | 0.01 | 0 | 0.76 | 0.35 | 0.32 | 0.28 | 0.01 | 0 | 0.15 | 0.17 | 0.15 | 0.11 | 0.01 | 0 | True |  | Non Federally-Regulated | 11/16/2017 |  | 09/22/2020
Generation Brands | Element | E3SL-L*9***DA*-010 | Light Emitting Diode | Inseparable Luminaire | Direct Wired | Forward Phase Cut Controls | 86 | 2738 | 0.0011 | 93 | 68 | 243 | 0.97 | Ambient | 15000 |  |  | 99999 | 0.01 | 19 | 19 | 0.13 | 0.06 | 0.06 | 0.05 | 0.01 | 0 | 0.76 | 0.35 | 0.32 | 0.28 | 0.01 | 0 | 0.15 | 0.17 | 0.15 | 0.11 | 0.01 | 0 | True |  | Non Federally-Regulated | 11/16/2017 |  | 09/22/2020
Generation Brands | Element | E3SL-L*9***DA*-HL2W | Light Emitting Diode | Inseparable Luminaire | Direct Wired | Forward Phase Cut Controls | 86 | 2738 | 0.0011 | 93 | 68 | 243 | 0.97 | Ambient | 15000 |  |  | 99999 | 0.01 | 19 | 19 | 0.13 | 0.06 | 0.06 | 0.05 | 0.01 | 0 | 0.76 | 0.35 | 0.32 | 0.28 | 0.01 | 0 | 0.15 | 0.17 | 0.15 | 0.11 | 0.01 | 0 | True |  | Non Federally-Regulated | 11/16/2017 |  | 09/22/2020
Generation Brands | Element | E3SL-L*9***DA*-HLECO | Light Emitting Diode | Inseparable Luminaire | Direct Wired | Forward Phase Cut Controls | 86 | 2738 | 0.0011 | 93 | 68 | 243 | 0.97 | Ambient | 15000 |  |  | 99999 | 0.01 | 19 | 19 | 0.13 | 0.06 | 0.06 | 0.05 | 0.01 | 0 | 0.76 | 0.35 | 0.32 | 0.28 | 0.01 | 0 | 0.15 | 0.17 | 0.15 | 0.11 | 0.01 | 0 | True |  | Non Federally-Regulated | 11/16/2017 |  | 09/22/2020
Generation Brands | Element | E3SF-L*9***DA* | Light Emitting Diode | Inseparable Luminaire | Direct Wired | Forward Phase Cut Controls | 86 | 2738 | 0.0011 | 93 | 68 | 243 | 0.97 | Ambient | 15000 |  |  | 99999 | 0.01 | 19 | 19 | 0.13 | 0.06 | 0.06 | 0.05 | 0.01 | 0 | 0.76 | 0.35 | 0.32 | 0.28 | 0.01 | 0 | 0.15 | 0.17 | 0.15 | 0.11 | 0.01 | 0 | True |  | Non Federally-Regulated | 11/16/2017 |  | 09/22/2020
Generation Brands | Element | E3SF-L*9***DA*-010 | Light Emitting Diode | Inseparable Luminaire | Direct Wired | Forward Phase Cut Controls | 86 | 2738 | 0.0011 | 93 | 68 | 243 | 0.97 | Ambient | 15000 |  |  | 99999 | 0.01 | 19 | 19 | 0.13 | 0.06 | 0.06 | 0.05 | 0.01 | 0 | 0.76 | 0.35 | 0.32 | 0.28 | 0.01 | 0 | 0.15 | 0.17 | 0.15 | 0.11 | 0.01 | 0 | True |  | Non Federally-Regulated | 11/16/2017 |  | 09/22/2020
Generation Brands | Element | E3SF-L*9***DA*-HL2W | Light Emitting Diode | Inseparable Luminaire | Direct Wired | Forward Phase Cut Controls | 86 | 2738 | 0.0011 | 93 | 68 | 243 | 0.97 | Ambient | 15000 |  |  | 99999 | 0.01 | 19 | 19 | 0.13 | 0.06 | 0.06 | 0.05 | 0.01 | 0 | 0.76 | 0.35 | 0.32 | 0.28 | 0.01 | 0 | 0.15 | 0.17 | 0.15 | 0.11 | 0.01 | 0 | True |  | Non Federally-Regulated | 11/16/2017 |  | 09/22/2020
Generation Brands | Element | E3SF-L*9***DA*-HLECO | Light Emitting Diode | Inseparable Luminaire | Direct Wired | Forward Phase Cut Controls | 86 | 2738 | 0.0011 | 93 | 68 | 243 | 0.97 | Ambient | 15000 |  |  | 99999 | 0.01 | 19 | 19 | 0.13 | 0.06 | 0.06 | 0.05 | 0.01 | 0 | 0.76 | 0.35 | 0.32 | 0.28 | 0.01 | 0 | 0.15 | 0.17 | 0.15 | 0.11 | 0.01 | 0 | True |  | Non Federally-Regulated | 11/16/2017 |  | 09/22/2020
Generation Brands | Element | E3SWC-L*9***DA* | Light Emitting Diode | Inseparable Luminaire | Direct Wired | Forward Phase Cut Controls | 86 | 2738 | 0.0011 | 93 | 68 | 243 | 0.97 | Ambient | 15000 |  |  | 99999 | 0.01 | 19 | 19 | 0.13 | 0.06 | 0.06 | 0.05 | 0.01 | 0 | 0.76 | 0.35 | 0.32 | 0.28 | 0.01 | 0 | 0.15 | 0.17 | 0.15 | 0.11 | 0.01 | 0 | True |  | Non Federally-Regulated | 11/16/2017 |  | 09/22/2020
Generation Brands | Element | E3SWC-L*9***DA*-010 | Light Emitting Diode | Inseparable Luminaire | Direct Wired | Forward Phase Cut Controls | 86 | 2738 | 0.0011 | 93 | 68 | 243 | 0.97 | Ambient | 15000 |  |  | 99999 | 0.01 | 19 | 19 | 0.13 | 0.06 | 0.06 | 0.05 | 0.01 | 0 | 0.76 | 0.35 | 0.32 | 0.28 | 0.01 | 0 | 0.15 | 0.17 | 0.15 | 0.11 | 0.01 | 0 | True |  | Non Federally-Regulated | 11/16/2017 |  | 09/22/2020
Generation Brands | Element | E3SWC-L*9***DA*-HL2W | Light Emitting Diode | Inseparable Luminaire | Direct Wired | Forward Phase Cut Controls | 86 | 2738 | 0.0011 | 93 | 68 | 243 | 0.97 | Ambient | 15000 |  |  | 99999 | 0.01 | 19 | 19 | 0.13 | 0.06 | 0.06 | 0.05 | 0.01 | 0 | 0.76 | 0.35 | 0.32 | 0.28 | 0.01 | 0 | 0.15 | 0.17 | 0.15 | 0.11 | 0.01 | 0 | True |  | Non Federally-Regulated | 11/16/2017 |  | 09/22/2020
Generation Brands | Element | E3SWC-L*9***DA*-HLECO | Light Emitting Diode | Inseparable Luminaire | Direct Wired | Forward Phase Cut Controls | 86 | 2738 | 0.0011 | 93 | 68 | 243 | 0.97 | Ambient | 15000 |  |  | 99999 | 0.01 | 19 | 19 | 0.13 | 0.06 | 0.06 | 0.05 | 0.01 | 0 | 0.76 | 0.35 | 0.32 | 0.28 | 0.01 | 0 | 0.15 | 0.17 | 0.15 | 0.11 | 0.01 | 0 | True |  | Non Federally-Regulated | 11/16/2017 |  | 09/22/2020
Generation Brands | Sea Gull Lighting | 4108593S-*** | Light Emitting Diode | Light Engine | Direct Wired | Forward Phase Cut Controls | 85 | 2958 | 0.0004 | 91 | 58 | 45 | 0.94 | Ambient | 36000 | 0.942 | 1 |  | 0.01 | 22 | 23 | 0.03 | 0.05 | 0.04 | 0 | 0 | 0 | 0.28 | 0.26 | 0.23 | 0.02 | 0 | 0 | 0.22 | 0.08 | 0.07 | 0.06 | 0 | 0 | True |  | Non Federally-Regulated | 11/21/2017 |  | 09/22/2020
Generation Brands | Sea Gull Lighting | 4111493S-*** | Light Emitting Diode | Light Engine | Direct Wired | Forward Phase Cut Controls | 85 | 2958 | 0.0004 | 91 | 58 | 45 | 0.94 | Ambient | 36000 | 0.942 | 1 |  | 0.01 | 22 | 23 | 0.03 | 0.05 | 0.04 | 0 | 0 | 0 | 0.28 | 0.26 | 0.23 | 0.02 | 0 | 0 | 0.22 | 0.08 | 0.07 | 0.06 | 0 | 0 | True |  | Non Federally-Regulated | 11/21/2017 |  | 09/22/2020
Generation Brands | Sea Gull Lighting | 414893S-*** | Light Emitting Diode | Light Engine | Direct Wired | Forward Phase Cut Controls | 85 | 2958 | 0.0004 | 91 | 58 | 45 | 0.94 | Ambient | 36000 | 0.942 | 1 |  | 0.01 | 22 | 23 | 0.03 | 0.05 | 0.04 | 0 | 0 | 0 | 0.28 | 0.26 | 0.23 | 0.02 | 0 | 0 | 0.22 | 0.08 | 0.07 | 0.06 | 0 | 0 | True |  | Non Federally-Regulated | 11/21/2017 |  | 09/22/2020
Generation Brands | Sea Gull Lighting | 4915093S-*** | Light Emitting Diode | Light Engine | Direct Wired | Forward Phase Cut Controls | 85 | 2958 | 0.0004 | 91 | 58 | 45 | 0.94 | Ambient | 36000 | 0.942 | 1 |  | 0.01 | 22 | 23 | 0.03 | 0.05 | 0.04 | 0 | 0 | 0 | 0.28 | 0.26 | 0.23 | 0.02 | 0 | 0 | 0.22 | 0.08 | 0.07 | 0.06 | 0 | 0 | True |  | Non Federally-Regulated | 11/21/2017 |  | 09/22/2020
Generation Brands | Sea Gull Lighting | 4915193S-*** | Light Emitting Diode | Light Engine | Direct Wired | Forward Phase Cut Controls | 85 | 2958 | 0.0004 | 91 | 58 | 45 | 0.94 | Ambient | 36000 | 0.942 | 1 |  | 0.01 | 22 | 23 | 0.03 | 0.05 | 0.04 | 0 | 0 | 0 | 0.28 | 0.26 | 0.23 | 0.02 | 0 | 0 | 0.22 | 0.08 | 0.07 | 0.06 | 0 | 0 | True |  | Non Federally-Regulated | 11/21/2017 |  | 09/22/2020
Generation Brands | Sea Gull Lighting | 4918093S-*** | Light Emitting Diode | Light Engine | Direct Wired | Forward Phase Cut Controls | 85 | 2958 | 0.0004 | 91 | 58 | 45 | 0.94 | Ambient | 36000 | 0.942 | 1 |  | 0.01 | 22 | 23 | 0.03 | 0.05 | 0.04 | 0 | 0 | 0 | 0.28 | 0.26 | 0.23 | 0.02 | 0 | 0 | 0.22 | 0.08 | 0.07 | 0.06 | 0 | 0 | True |  | Non Federally-Regulated | 11/21/2017 |  | 09/22/2020
Generation Brands | Sea Gull Lighting | 4933193S-*** | Light Emitting Diode | Light Engine | Direct Wired | Forward Phase Cut Controls | 85 | 2958 | 0.0004 | 91 | 58 | 45 | 0.94 | Ambient | 36000 | 0.942 | 1 |  | 0.01 | 22 | 23 | 0.03 | 0.05 | 0.04 | 0 | 0 | 0 | 0.28 | 0.26 | 0.23 | 0.02 | 0 | 0 | 0.22 | 0.08 | 0.07 | 0.06 | 0 | 0 | True |  | Non Federally-Regulated | 11/21/2017 |  | 09/22/2020
Generation Brands | Sea Gull Lighting | 4933593S-*** | Light Emitting Diode | Light Engine | Direct Wired | Forward Phase Cut Controls | 85 | 2958 | 0.0004 | 91 | 58 | 45 | 0.94 | Ambient | 36000 | 0.942 | 1 |  | 0.01 | 22 | 23 | 0.03 | 0.05 | 0.04 | 0 | 0 | 0 | 0.28 | 0.26 | 0.23 | 0.02 | 0 | 0 | 0.22 | 0.08 | 0.07 | 0.06 | 0 | 0 | True |  | Non Federally-Regulated | 11/21/2017 |  | 09/22/2020
Generation Brands | Sea Gull Lighting | 4934093S-*** | Light Emitting Diode | Light Engine | Direct Wired | Forward Phase Cut Controls | 85 | 2958 | 0.0004 | 91 | 58 | 45 | 0.94 | Ambient | 36000 | 0.942 | 1 |  | 0.01 | 22 | 23 | 0.03 | 0.05 | 0.04 | 0 | 0 | 0 | 0.28 | 0.26 | 0.23 | 0.02 | 0 | 0 | 0.22 | 0.08 | 0.07 | 0.06 | 0 | 0 | True |  | Non Federally-Regulated | 11/21/2017 |  | 09/22/2020
Generation Brands | Sea Gull Lighting | 5925093S-*** | Light Emitting Diode | Light Engine | Direct Wired | Forward Phase Cut Controls | 85 | 2958 | 0.0004 | 91 | 58 | 45 | 0.94 | Ambient | 36000 | 0.942 | 1 |  | 0.01 | 22 | 23 | 0.03 | 0.05 | 0.04 | 0 | 0 | 0 | 0.28 | 0.26 | 0.23 | 0.02 | 0 | 0 | 0.22 | 0.08 | 0.07 | 0.06 | 0 | 0 | True |  | Non Federally-Regulated | 11/21/2017 |  | 09/22/2020
Generation Brands | Sea Gull Lighting | 5925193S-*** | Light Emitting Diode | Light Engine | Direct Wired | Forward Phase Cut Controls | 85 | 2958 | 0.0004 | 91 | 58 | 45 | 0.94 | Ambient | 36000 | 0.942 | 1 |  | 0.01 | 22 | 23 | 0.03 | 0.05 | 0.04 | 0 | 0 | 0 | 0.28 | 0.26 | 0.23 | 0.02 | 0 | 0 | 0.22 | 0.08 | 0.07 | 0.06 | 0 | 0 | True |  | Non Federally-Regulated | 11/21/2017 |  | 09/22/2020
Generation Brands | Sea Gull Lighting | 601893S-*** | Light Emitting Diode | Light Engine | Direct Wired | Forward Phase Cut Controls | 85 | 2958 | 0.0004 | 91 | 58 | 45 | 0.94 | Ambient | 36000 | 0.942 | 1 |  | 0.01 | 22 | 23 | 0.03 | 0.05 | 0.04 | 0 | 0 | 0 | 0.28 | 0.26 | 0.23 | 0.02 | 0 | 0 | 0.22 | 0.08 | 0.07 | 0.06 | 0 | 0 | True |  | Non Federally-Regulated | 11/21/2017 |  | 09/22/2020
Generation Brands | Sea Gull Lighting | 602093S-*** | Light Emitting Diode | Light Engine | Direct Wired | Forward Phase Cut Controls | 85 | 2958 | 0.0004 | 91 | 58 | 45 | 0.94 | Ambient | 36000 | 0.942 | 1 |  | 0.01 | 22 | 23 | 0.03 | 0.05 | 0.04 | 0 | 0 | 0 | 0.28 | 0.26 | 0.23 | 0.02 | 0 | 0 | 0.22 | 0.08 | 0.07 | 0.06 | 0 | 0 | True |  | Non Federally-Regulated | 11/21/2017 |  | 09/22/2020
Generation Brands | Sea Gull Lighting | 602293S-*** | Light Emitting Diode | Light Engine | Direct Wired | Forward Phase Cut Controls | 85 | 2958 | 0.0004 | 91 | 58 | 45 | 0.94 | Ambient | 36000 | 0.942 | 1 |  | 0.01 | 22 | 23 | 0.03 | 0.05 | 0.04 | 0 | 0 | 0 | 0.28 | 0.26 | 0.23 | 0.02 | 0 | 0 | 0.22 | 0.08 | 0.07 | 0.06 | 0 | 0 | True |  | Non Federally-Regulated | 11/21/2017 |  | 09/22/2020
Generation Brands | Sea Gull Lighting | 602493S-*** | Light Emitting Diode | Light Engine | Direct Wired | Forward Phase Cut Controls | 85 | 2958 | 0.0004 | 91 | 58 | 45 | 0.94 | Ambient | 36000 | 0.942 | 1 |  | 0.01 | 22 | 23 | 0.03 | 0.05 | 0.04 | 0 | 0 | 0 | 0.28 | 0.26 | 0.23 | 0.02 | 0 | 0 | 0.22 | 0.08 | 0.07 | 0.06 | 0 | 0 | True |  | Non Federally-Regulated | 11/21/2017 |  | 09/22/2020
Generation Brands | Sea Gull Lighting | 615093S-*** | Light Emitting Diode | Light Engine | Direct Wired | Forward Phase Cut Controls | 85 | 2958 | 0.0004 | 91 | 58 | 45 | 0.94 | Ambient | 36000 | 0.942 | 1 |  | 0.01 | 22 | 23 | 0.03 | 0.05 | 0.04 | 0 | 0 | 0 | 0.28 | 0.26 | 0.23 | 0.02 | 0 | 0 | 0.22 | 0.08 | 0.07 | 0.06 | 0 | 0 | True |  | Non Federally-Regulated | 11/21/2017 |  | 09/22/2020
Generation Brands | Sea Gull Lighting | 6247793S-*** | Light Emitting Diode | Light Engine | Direct Wired | Forward Phase Cut Controls | 85 | 2958 | 0.0004 | 91 | 58 | 45 | 0.94 | Ambient | 36000 | 0.942 | 1 |  | 0.01 | 22 | 23 | 0.03 | 0.05 | 0.04 | 0 | 0 | 0 | 0.28 | 0.26 | 0.23 | 0.02 | 0 | 0 | 0.22 | 0.08 | 0.07 | 0.06 | 0 | 0 | True |  | Non Federally-Regulated | 11/21/2017 |  | 09/22/2020
Generation Brands | Sea Gull Lighting | 6508593S-*** | Light Emitting Diode | Light Engine | Direct Wired | Forward Phase Cut Controls | 85 | 2958 | 0.0004 | 91 | 58 | 45 | 0.94 | Ambient | 36000 | 0.942 | 1 |  | 0.01 | 22 | 23 | 0.03 | 0.05 | 0.04 | 0 | 0 | 0 | 0.28 | 0.26 | 0.23 | 0.02 | 0 | 0 | 0.22 | 0.08 | 0.07 | 0.06 | 0 | 0 | True |  | Non Federally-Regulated | 11/21/2017 |  | 09/22/2020
Generation Brands | Sea Gull Lighting | 6508693S-*** | Light Emitting Diode | Light Engine | Direct Wired | Forward Phase Cut Controls | 85 | 2958 | 0.0004 | 91 | 58 | 45 | 0.94 | Ambient | 36000 | 0.942 | 1 |  | 0.01 | 22 | 23 | 0.03 | 0.05 | 0.04 | 0 | 0 | 0 | 0.28 | 0.26 | 0.23 | 0.02 | 0 | 0 | 0.22 | 0.08 | 0.07 | 0.06 | 0 | 0 | True |  | Non Federally-Regulated | 11/21/2017 |  | 09/22/2020
Generation Brands | Sea Gull Lighting | 6508793S-*** | Light Emitting Diode | Light Engine | Direct Wired | Forward Phase Cut Controls | 85 | 2958 | 0.0004 | 91 | 58 | 45 | 0.94 | Ambient | 36000 | 0.942 | 1 |  | 0.01 | 22 | 23 | 0.03 | 0.05 | 0.04 | 0 | 0 | 0 | 0.28 | 0.26 | 0.23 | 0.02 | 0 | 0 | 0.22 | 0.08 | 0.07 | 0.06 | 0 | 0 | True |  | Non Federally-Regulated | 11/21/2017 |  | 09/22/2020
Generation Brands | Sea Gull Lighting | 6517493S-*** | Light Emitting Diode | Light Engine | Direct Wired | Forward Phase Cut Controls | 85 | 2958 | 0.0004 | 91 | 58 | 45 | 0.94 | Ambient | 36000 | 0.942 | 1 |  | 0.01 | 22 | 23 | 0.03 | 0.05 | 0.04 | 0 | 0 | 0 | 0.28 | 0.26 | 0.23 | 0.02 | 0 | 0 | 0.22 | 0.08 | 0.07 | 0.06 | 0 | 0 | True |  | Non Federally-Regulated | 11/21/2017 |  | 09/22/2020
Generation Brands | Sea Gull Lighting | 665893S-*** | Light Emitting Diode | Light Engine | Direct Wired | Forward Phase Cut Controls | 85 | 2958 | 0.0004 | 91 | 58 | 45 | 0.94 | Ambient | 36000 | 0.942 | 1 |  | 0.01 | 22 | 23 | 0.03 | 0.05 | 0.04 | 0 | 0 | 0 | 0.28 | 0.26 | 0.23 | 0.02 | 0 | 0 | 0.22 | 0.08 | 0.07 | 0.06 | 0 | 0 | True |  | Non Federally-Regulated | 11/21/2017 |  | 09/22/2020
Generation Brands | Sea Gull Lighting | 6913393S-*** | Light Emitting Diode | Light Engine | Direct Wired | Forward Phase Cut Controls | 85 | 2958 | 0.0004 | 91 | 58 | 45 | 0.94 | Ambient | 36000 | 0.942 | 1 |  | 0.01 | 22 | 23 | 0.03 | 0.05 | 0.04 | 0 | 0 | 0 | 0.28 | 0.26 | 0.23 | 0.02 | 0 | 0 | 0.22 | 0.08 | 0.07 | 0.06 | 0 | 0 | True |  | Non Federally-Regulated | 11/21/2017 |  | 09/22/2020
Generation Brands | Sea Gull Lighting | 7443593S-*** | Light Emitting Diode | Light Engine | Direct Wired | Forward Phase Cut Controls | 85 | 2958 | 0.0004 | 91 | 58 | 45 | 0.94 | Ambient | 36000 | 0.942 | 1 |  | 0.01 | 22 | 23 | 0.03 | 0.05 | 0.04 | 0 | 0 | 0 | 0.28 | 0.26 | 0.23 | 0.02 | 0 | 0 | 0.22 | 0.08 | 0.07 | 0.06 | 0 | 0 | True |  | Non Federally-Regulated | 11/21/2017 |  | 09/22/2020
Generation Brands | Sea Gull Lighting | 7543493S-*** | Light Emitting Diode | Light Engine | Direct Wired | Forward Phase Cut Controls | 85 | 2958 | 0.0004 | 91 | 58 | 45 | 0.94 | Ambient | 36000 | 0.942 | 1 |  | 0.01 | 22 | 23 | 0.03 | 0.05 | 0.04 | 0 | 0 | 0 | 0.28 | 0.26 | 0.23 | 0.02 | 0 | 0 | 0.22 | 0.08 | 0.07 | 0.06 | 0 | 0 | True |  | Non Federally-Regulated | 11/21/2017 |  | 09/22/2020
Generation Brands | Sea Gull Lighting | 7543593S-*** | Light Emitting Diode | Light Engine | Direct Wired | Forward Phase Cut Controls | 85 | 2958 | 0.0004 | 91 | 58 | 45 | 0.94 | Ambient | 36000 | 0.942 | 1 |  | 0.01 | 22 | 23 | 0.03 | 0.05 | 0.04 | 0 | 0 | 0 | 0.28 | 0.26 | 0.23 | 0.02 | 0 | 0 | 0.22 | 0.08 | 0.07 | 0.06 | 0 | 0 | True |  | Non Federally-Regulated | 11/21/2017 |  | 09/22/2020
Generation Brands | Sea Gull Lighting | 7543693S-*** | Light Emitting Diode | Light Engine | Direct Wired | Forward Phase Cut Controls | 85 | 2958 | 0.0004 | 91 | 58 | 45 | 0.94 | Ambient | 36000 | 0.942 | 1 |  | 0.01 | 22 | 23 | 0.03 | 0.05 | 0.04 | 0 | 0 | 0 | 0.28 | 0.26 | 0.23 | 0.02 | 0 | 0 | 0.22 | 0.08 | 0.07 | 0.06 | 0 | 0 | True |  | Non Federally-Regulated | 11/21/2017 |  | 09/22/2020
Generation Brands | Sea Gull Lighting | 7544493S-*** | Light Emitting Diode | Light Engine | Direct Wired | Forward Phase Cut Controls | 85 | 2958 | 0.0004 | 91 | 58 | 45 | 0.94 | Ambient | 36000 | 0.942 | 1 |  | 0.01 | 22 | 23 | 0.03 | 0.05 | 0.04 | 0 | 0 | 0 | 0.28 | 0.26 | 0.23 | 0.02 | 0 | 0 | 0.22 | 0.08 | 0.07 | 0.06 | 0 | 0 | True |  | Non Federally-Regulated | 11/21/2017 |  | 09/22/2020
Generation Brands | Sea Gull Lighting | 7544593S-*** | Light Emitting Diode | Light Engine | Direct Wired | Forward Phase Cut Controls | 85 | 2958 | 0.0004 | 91 | 58 | 45 | 0.94 | Ambient | 36000 | 0.942 | 1 |  | 0.01 | 22 | 23 | 0.03 | 0.05 | 0.04 | 0 | 0 | 0 | 0.28 | 0.26 | 0.23 | 0.02 | 0 | 0 | 0.22 | 0.08 | 0.07 | 0.06 | 0 | 0 | True |  | Non Federally-Regulated | 11/21/2017 |  | 09/22/2020
Generation Brands | Sea Gull Lighting | 7544693S-*** | Light Emitting Diode | Light Engine | Direct Wired | Forward Phase Cut Controls | 85 | 2958 | 0.0004 | 91 | 58 | 45 | 0.94 | Ambient | 36000 | 0.942 | 1 |  | 0.01 | 22 | 23 | 0.03 | 0.05 | 0.04 | 0 | 0 | 0 | 0.28 | 0.26 | 0.23 | 0.02 | 0 | 0 | 0.22 | 0.08 | 0.07 | 0.06 | 0 | 0 | True |  | Non Federally-Regulated | 11/21/2017 |  | 09/22/2020
Generation Brands | Sea Gull Lighting | 7643593S-*** | Light Emitting Diode | Light Engine | Direct Wired | Forward Phase Cut Controls | 85 | 2958 | 0.0004 | 91 | 58 | 45 | 0.94 | Ambient | 36000 | 0.942 | 1 |  | 0.01 | 22 | 23 | 0.03 | 0.05 | 0.04 | 0 | 0 | 0 | 0.28 | 0.26 | 0.23 | 0.02 | 0 | 0 | 0.22 | 0.08 | 0.07 | 0.06 | 0 | 0 | True |  | Non Federally-Regulated | 11/21/2017 |  | 09/22/2020
Generation Brands | Sea Gull Lighting | 7716393S-*** | Light Emitting Diode | Light Engine | Direct Wired | Forward Phase Cut Controls | 85 | 2958 | 0.0004 | 91 | 58 | 45 | 0.94 | Ambient | 36000 | 0.942 | 1 |  | 0.01 | 22 | 23 | 0.03 | 0.05 | 0.04 | 0 | 0 | 0 | 0.28 | 0.26 | 0.23 | 0.02 | 0 | 0 | 0.22 | 0.08 | 0.07 | 0.06 | 0 | 0 | True |  | Non Federally-Regulated | 11/21/2017 |  | 09/22/2020
Generation Brands | Sea Gull Lighting | 7716493S-*** | Light Emitting Diode | Light Engine | Direct Wired | Forward Phase Cut Controls | 85 | 2958 | 0.0004 | 91 | 58 | 45 | 0.94 | Ambient | 36000 | 0.942 | 1 |  | 0.01 | 22 | 23 | 0.03 | 0.05 | 0.04 | 0 | 0 | 0 | 0.28 | 0.26 | 0.23 | 0.02 | 0 | 0 | 0.22 | 0.08 | 0.07 | 0.06 | 0 | 0 | True |  | Non Federally-Regulated | 11/21/2017 |  | 09/22/2020
Generation Brands | Sea Gull Lighting | 7716593S-*** | Light Emitting Diode | Light Engine | Direct Wired | Forward Phase Cut Controls | 85 | 2958 | 0.0004 | 91 | 58 | 45 | 0.94 | Ambient | 36000 | 0.942 | 1 |  | 0.01 | 22 | 23 | 0.03 | 0.05 | 0.04 | 0 | 0 | 0 | 0.28 | 0.26 | 0.23 | 0.02 | 0 | 0 | 0.22 | 0.08 | 0.07 | 0.06 | 0 | 0 | True |  | Non Federally-Regulated | 11/21/2017 |  | 09/22/2020
Generation Brands | Sea Gull Lighting | 7726393S-*** | Light Emitting Diode | Light Engine | Direct Wired | Forward Phase Cut Controls | 85 | 2958 | 0.0004 | 91 | 58 | 45 | 0.94 | Ambient | 36000 | 0.942 | 1 |  | 0.01 | 22 | 23 | 0.03 | 0.05 | 0.04 | 0 | 0 | 0 | 0.28 | 0.26 | 0.23 | 0.02 | 0 | 0 | 0.22 | 0.08 | 0.07 | 0.06 | 0 | 0 | True |  | Non Federally-Regulated | 11/21/2017 |  | 09/22/2020
Generation Brands | Sea Gull Lighting | 7726493S-*** | Light Emitting Diode | Light Engine | Direct Wired | Forward Phase Cut Controls | 85 | 2958 | 0.0004 | 91 | 58 | 45 | 0.94 | Ambient | 36000 | 0.942 | 1 |  | 0.01 | 22 | 23 | 0.03 | 0.05 | 0.04 | 0 | 0 | 0 | 0.28 | 0.26 | 0.23 | 0.02 | 0 | 0 | 0.22 | 0.08 | 0.07 | 0.06 | 0 | 0 | True |  | Non Federally-Regulated | 11/21/2017 |  | 09/22/2020
Generation Brands | Sea Gull Lighting | 7726593S-*** | Light Emitting Diode | Light Engine | Direct Wired | Forward Phase Cut Controls | 85 | 2958 | 0.0004 | 91 | 58 | 45 | 0.94 | Ambient | 36000 | 0.942 | 1 |  | 0.01 | 22 | 23 | 0.03 | 0.05 | 0.04 | 0 | 0 | 0 | 0.28 | 0.26 | 0.23 | 0.02 | 0 | 0 | 0.22 | 0.08 | 0.07 | 0.06 | 0 | 0 | True |  | Non Federally-Regulated | 11/21/2017 |  | 09/22/2020
Generation Brands | Sea Gull Lighting | 7903493S-*** | Light Emitting Diode | Light Engine | Direct Wired | Forward Phase Cut Controls | 85 | 2958 | 0.0004 | 91 | 58 | 45 | 0.94 | Ambient | 36000 | 0.942 | 1 |  | 0.01 | 22 | 23 | 0.03 | 0.05 | 0.04 | 0 | 0 | 0 | 0.28 | 0.26 | 0.23 | 0.02 | 0 | 0 | 0.22 | 0.08 | 0.07 | 0.06 | 0 | 0 | True |  | Non Federally-Regulated | 11/21/2017 |  | 09/22/2020
Generation Brands | Sea Gull Lighting | 7909793S-*** | Light Emitting Diode | Light Engine | Direct Wired | Forward Phase Cut Controls | 85 | 2958 | 0.0004 | 91 | 58 | 45 | 0.94 | Ambient | 36000 | 0.942 | 1 |  | 0.01 | 22 | 23 | 0.03 | 0.05 | 0.04 | 0 | 0 | 0 | 0.28 | 0.26 | 0.23 | 0.02 | 0 | 0 | 0.22 | 0.08 | 0.07 | 0.06 | 0 | 0 | True |  | Non Federally-Regulated | 11/21/2017 |  | 09/22/2020
Generation Brands | Sea Gull Lighting | 7913093S-*** | Light Emitting Diode | Light Engine | Direct Wired | Forward Phase Cut Controls | 85 | 2958 | 0.0004 | 91 | 58 | 45 | 0.94 | Ambient | 36000 | 0.942 | 1 |  | 0.01 | 22 | 23 | 0.03 | 0.05 | 0.04 | 0 | 0 | 0 | 0.28 | 0.26 | 0.23 | 0.02 | 0 | 0 | 0.22 | 0.08 | 0.07 | 0.06 | 0 | 0 | True |  | Non Federally-Regulated | 11/21/2017 |  | 09/22/2020
Generation Brands | Sea Gull Lighting | 4122891S-*** | Light Emitting Diode | Inseparable Luminaire | Direct Wired | Forward Phase Cut Controls | 51 | 2717 | 0.0026 | 93 | 62 | 442 | 0.99 | Ambient | 15000 |  |  | 60000 | 0.02 | 17 | 17 | 0.1 | 0.09 | 0.08 | 0 | 0 | 0 | 0.37 | 0.27 | 0.24 | 0.02 | 0 | 0 | 0.26 | 0.11 | 0.09 | 0.01 | 0 | 0 | True |  | Non Federally-Regulated | 11/21/2017 |  | 09/22/2020
Generation Brands | Sea Gull Lighting | 4122991S-*** | Light Emitting Diode | Inseparable Luminaire | Direct Wired | Forward Phase Cut Controls | 51 | 2717 | 0.0026 | 93 | 62 | 442 | 0.99 | Ambient | 15000 |  |  | 60000 | 0.02 | 17 | 17 | 0.1 | 0.09 | 0.08 | 0 | 0 | 0 | 0.37 | 0.27 | 0.24 | 0.02 | 0 | 0 | 0.26 | 0.11 | 0.09 | 0.01 | 0 | 0 | True |  | Non Federally-Regulated | 11/21/2017 |  | 09/22/2020
Generation Brands | Sea Gull Lighting | 4416191S-*** | Light Emitting Diode | Inseparable Luminaire | Direct Wired | Forward Phase Cut Controls | 65 | 2738 | 0.002 | 92 | 61 | 404 | 0.98 | Ambient | 15000 |  |  | 60000 | 0.01 | 18 | 17 | 0.06 | 0.04 | 0.03 | 0.03 | 0 | 0 | 0.57 | 0.19 | 0.17 | 0.14 | 0.01 | 0 | 0.66 | 0.24 | 0.14 | 0.09 | 0.04 | 0.02 | True |  | Non Federally-Regulated | 11/21/2017 |  | 09/22/2020
Generation Brands | Sea Gull Lighting | 4434691S-*** | Light Emitting Diode | Inseparable Luminaire | Direct Wired | Forward Phase Cut Controls | 65 | 2738 | 0.002 | 92 | 61 | 404 | 0.98 | Ambient | 15000 |  |  | 60000 | 0.01 | 18 | 17 | 0.06 | 0.04 | 0.03 | 0.03 | 0 | 0 | 0.57 | 0.19 | 0.17 | 0.14 | 0.01 | 0 | 0.66 | 0.24 | 0.14 | 0.09 | 0.04 | 0.02 | True |  | Non Federally-Regulated | 11/21/2017 |  | 09/22/2020
Generation Brands | Sea Gull Lighting | 5935091S-*** | Light Emitting Diode | Inseparable Luminaire | Direct Wired | Forward Phase Cut Controls | 83 | 2670 | 0.001 | 91 | 57 | 373 | 0.99 | Ambient | 15000 |  |  | 60000 | 0.02 | 15 | 15 | 0.42 | 0.01 | 0 | 0 | 0 | 0 | 0.48 | 0.07 | 0.06 | 0.05 | 0 | 0 | 0.16 | 0.05 | 0.04 | 0.03 | 0 | 0 | True |  | Non Federally-Regulated | 11/21/2017 |  | 09/22/2020
Generation Brands | Sea Gull Lighting | 4516191S-*** | Light Emitting Diode | Inseparable Luminaire | Direct Wired | Forward Phase Cut Controls | 83 | 2670 | 0.001 | 91 | 57 | 373 | 0.99 | Ambient | 15000 |  |  | 60000 | 0.02 | 15 | 15 | 0.42 | 0.01 | 0 | 0 | 0 | 0 | 0.48 | 0.07 | 0.06 | 0.05 | 0 | 0 | 0.16 | 0.05 | 0.04 | 0.03 | 0 | 0 | True |  | Non Federally-Regulated | 11/21/2017 |  | 09/22/2020
Generation Brands | Sea Gull Lighting | 4522991S-*** | Light Emitting Diode | Inseparable Luminaire | Direct Wired | Forward Phase Cut Controls | 83 | 2670 | 0.001 | 91 | 57 | 373 | 0.99 | Ambient | 15000 |  |  | 60000 | 0.02 | 15 | 15 | 0.42 | 0.01 | 0 | 0 | 0 | 0 | 0.48 | 0.07 | 0.06 | 0.05 | 0 | 0 | 0.16 | 0.05 | 0.04 | 0.03 | 0 | 0 | True |  | Non Federally-Regulated | 11/21/2017 |  | 09/22/2020
Generation Brands | Sea Gull Lighting | 4534691S*** | Light Emitting Diode | Inseparable Luminaire | Direct Wired | Forward Phase Cut Controls | 83 | 2670 | 0.001 | 91 | 57 | 373 | 0.99 | Ambient | 15000 |  |  | 60000 | 0.02 | 15 | 15 | 0.42 | 0.01 | 0 | 0 | 0 | 0 | 0.48 | 0.07 | 0.06 | 0.05 | 0 | 0 | 0.16 | 0.05 | 0.04 | 0.03 | 0 | 0 | True |  | Non Federally-Regulated | 11/21/2017 |  | 09/22/2020
Generation Brands | Sea Gull Lighting | 4616191S-*** | Light Emitting Diode | Inseparable Luminaire | Direct Wired | Forward Phase Cut Controls | 83 | 2670 | 0.001 | 91 | 57 | 373 | 0.99 | Ambient | 15000 |  |  | 60000 | 0.02 | 15 | 15 | 0.42 | 0.01 | 0 | 0 | 0 | 0 | 0.48 | 0.07 | 0.06 | 0.05 | 0 | 0 | 0.16 | 0.05 | 0.04 | 0.03 | 0 | 0 | True |  | Non Federally-Regulated | 11/21/2017 |  | 09/22/2020
Generation Brands | Sea Gull Lighting | 4635591S-*** | Light Emitting Diode | Inseparable Luminaire | Direct Wired | Forward Phase Cut Controls | 83 | 2670 | 0.001 | 91 | 57 | 373 | 0.99 | Ambient | 15000 |  |  | 60000 | 0.02 | 15 | 15 | 0.42 | 0.01 | 0 | 0 | 0 | 0 | 0.48 | 0.07 | 0.06 | 0.05 | 0 | 0 | 0.16 | 0.05 | 0.04 | 0.03 | 0 | 0 | True |  | Non Federally-Regulated | 11/21/2017 |  | 09/22/2020
Generation Brands | Sea Gull Lighting | 4635691S-*** | Light Emitting Diode | Inseparable Luminaire | Direct Wired | Forward Phase Cut Controls | 83 | 2670 | 0.001 | 91 | 57 | 373 | 0.99 | Ambient | 15000 |  |  | 60000 | 0.02 | 15 | 15 | 0.42 | 0.01 | 0 | 0 | 0 | 0 | 0.48 | 0.07 | 0.06 | 0.05 | 0 | 0 | 0.16 | 0.05 | 0.04 | 0.03 | 0 | 0 | True |  | Non Federally-Regulated | 11/21/2017 |  | 09/22/2020
Generation Brands | Sea Gull Lighting | 4635791S-*** | Light Emitting Diode | Inseparable Luminaire | Direct Wired | Forward Phase Cut Controls | 83 | 2670 | 0.001 | 91 | 57 | 373 | 0.99 | Ambient | 15000 |  |  | 60000 | 0.02 | 15 | 15 | 0.42 | 0.01 | 0 | 0 | 0 | 0 | 0.48 | 0.07 | 0.06 | 0.05 | 0 | 0 | 0.16 | 0.05 | 0.04 | 0.03 | 0 | 0 | True |  | Non Federally-Regulated | 11/21/2017 |  | 09/22/2020
Generation Brands | Sea Gull Lighting | 4635891S-*** | Light Emitting Diode | Inseparable Luminaire | Direct Wired | Forward Phase Cut Controls | 83 | 2670 | 0.001 | 91 | 57 | 373 | 0.99 | Ambient | 15000 |  |  | 60000 | 0.02 | 15 | 15 | 0.42 | 0.01 | 0 | 0 | 0 | 0 | 0.48 | 0.07 | 0.06 | 0.05 | 0 | 0 | 0.16 | 0.05 | 0.04 | 0.03 | 0 | 0 | True |  | Non Federally-Regulated | 11/21/2017 |  | 09/22/2020
Generation Brands | Sea Gull Lighting | 4734691S-*** | Light Emitting Diode | Inseparable Luminaire | Direct Wired | Forward Phase Cut Controls | 83 | 2670 | 0.001 | 91 | 57 | 373 | 0.99 | Ambient | 15000 |  |  | 60000 | 0.02 | 15 | 15 | 0.42 | 0.01 | 0 | 0 | 0 | 0 | 0.48 | 0.07 | 0.06 | 0.05 | 0 | 0 | 0.16 | 0.05 | 0.04 | 0.03 | 0 | 0 | True |  | Non Federally-Regulated | 11/21/2017 |  | 09/22/2020
Generation Brands | Sea Gull Lighting | 4735591S-*** | Light Emitting Diode | Inseparable Luminaire | Direct Wired | Forward Phase Cut Controls | 83 | 2670 | 0.001 | 91 | 57 | 373 | 0.99 | Ambient | 15000 |  |  | 60000 | 0.02 | 15 | 15 | 0.42 | 0.01 | 0 | 0 | 0 | 0 | 0.48 | 0.07 | 0.06 | 0.05 | 0 | 0 | 0.16 | 0.05 | 0.04 | 0.03 | 0 | 0 | True |  | Non Federally-Regulated | 11/21/2017 |  | 09/22/2020
Generation Brands | Sea Gull Lighting | 4735691S-*** | Light Emitting Diode | Inseparable Luminaire | Direct Wired | Forward Phase Cut Controls | 83 | 2670 | 0.001 | 91 | 57 | 373 | 0.99 | Ambient | 15000 |  |  | 60000 | 0.02 | 15 | 15 | 0.42 | 0.01 | 0 | 0 | 0 | 0 | 0.48 | 0.07 | 0.06 | 0.05 | 0 | 0 | 0.16 | 0.05 | 0.04 | 0.03 | 0 | 0 | True |  | Non Federally-Regulated | 11/21/2017 |  | 09/22/2020
Generation Brands | Sea Gull Lighting | 4735791S-*** | Light Emitting Diode | Inseparable Luminaire | Direct Wired | Forward Phase Cut Controls | 83 | 2670 | 0.001 | 91 | 57 | 373 | 0.99 | Ambient | 15000 |  |  | 60000 | 0.02 | 15 | 15 | 0.42 | 0.01 | 0 | 0 | 0 | 0 | 0.48 | 0.07 | 0.06 | 0.05 | 0 | 0 | 0.16 | 0.05 | 0.04 | 0.03 | 0 | 0 | True |  | Non Federally-Regulated | 11/21/2017 |  | 09/22/2020
Generation Brands | Sea Gull Lighting | 4735891S-*** | Light Emitting Diode | Inseparable Luminaire | Direct Wired | Forward Phase Cut Controls | 83 | 2670 | 0.001 | 91 | 57 | 373 | 0.99 | Ambient | 15000 |  |  | 60000 | 0.02 | 15 | 15 | 0.42 | 0.01 | 0 | 0 | 0 | 0 | 0.48 | 0.07 | 0.06 | 0.05 | 0 | 0 | 0.16 | 0.05 | 0.04 | 0.03 | 0 | 0 | True |  | Non Federally-Regulated | 11/21/2017 |  | 09/22/2020
Generation Brands | Element | EN3R-LO9***** | Light Emitting Diode | Inseparable Luminaire | Direct Wired | Forward Phase Cut Controls | 81 | 2723 | 0.0007 | 92 | 68 | 304 | 0.98 | Ambient | 15000 |  |  | 55000 | 0.01 | 17 | 17 | 0.09 | 0.03 | 0.03 | 0.02 | 0 | 0 | 0.7 | 0.17 | 0.16 | 0.14 | 0 | 0 | 0.52 | 0.08 | 0.05 | 0.03 | 0.01 | 0 | True |  | Non Federally-Regulated | 12/22/2017 |  | 09/22/2020
Generation Brands | Element | EN3S-LO9***** | Light Emitting Diode | Inseparable Luminaire | Direct Wired | Forward Phase Cut Controls | 81 | 2723 | 0.0007 | 92 | 68 | 304 | 0.98 | Ambient | 15000 |  |  | 55000 | 0.01 | 17 | 17 | 0.09 | 0.03 | 0.03 | 0.02 | 0 | 0 | 0.7 | 0.17 | 0.16 | 0.14 | 0 | 0 | 0.52 | 0.08 | 0.05 | 0.03 | 0.01 | 0 | True |  | Non Federally-Regulated | 12/22/2017 |  | 09/22/2020
Generation Brands | Monte Carlo | 3MNLR56**D-V1 | Light Emitting Diode | Inseparable Luminaire | Quick Connect | Forward Phase Cut Controls | 96 | 2739 | 0.0013 | 96 | 70 | 196 | 0.9 | Ambient | 36000 |  |  | 46667 | 0.1 | 21 | 22 | 0 | 0 | 0 | 0 | 0 | 0 | 0.01 | 0.01 | 0.01 | 0.01 | 0.01 | 0.01 | 0 | 0 | 0 | 0 | 0 | 0 | True |  | Non Federally-Regulated | 02/07/2018 |  | 09/22/2020
Generation Brands | Monte Carlo | 3MNLR72**D-V1 | Light Emitting Diode | Inseparable Luminaire | Quick Connect | Forward Phase Cut Controls | 96 | 2739 | 0.0013 | 96 | 70 | 196 | 0.9 | Ambient | 36000 |  |  | 46667 | 0.1 | 21 | 22 | 0 | 0 | 0 | 0 | 0 | 0 | 0.01 | 0.01 | 0.01 | 0.01 | 0.01 | 0.01 | 0 | 0 | 0 | 0 | 0 | 0 | True |  | Non Federally-Regulated | 02/07/2018 |  | 09/22/2020
Generation Brands | Monte Carlo | 5LLR56**D-V1 | Light Emitting Diode | Inseparable Luminaire | Quick Connect | Forward Phase Cut Controls | 57 | 2727 | 0.0014 | 93 | 60 | 214 | 0.9 | Ambient | 40000 |  |  | 54000 | 0.1 | 21 | 21 | 0.21 | 0.21 | 0.2 | 0.18 | 0.02 | 0 | 0.21 | 0.21 | 0.21 | 0.17 | 0.03 | 0.01 | 0.17 | 0.17 | 0.18 | 0.14 | 0.02 | 0.01 | True |  | Non Federally-Regulated | 02/07/2018 |  | 09/22/2020
Generation Brands | Monte Carlo | 8EER60**D-V1 | Light Emitting Diode | Inseparable Luminaire | Quick Connect | Forward Phase Cut Controls | 51 | 2778 | 0.0009 | 96 | 75 | 148 | 0.9 | Ambient | 40000 |  |  | 54000 | 0.1 | 20 | 21 | 0.32 | 0.31 | 0.3 | 0.28 | 0.03 | 0.01 | 0.24 | 0.24 | 0.24 | 0.2 | 0.03 | 0.01 | 0.18 | 0.18 | 0.19 | 0.14 | 0.02 | 0.01 | True |  | Non Federally-Regulated | 02/07/2018 |  | 09/22/2020
Generation Brands | Monte Carlo | 5DIW52**D | Light Emitting Diode | Inseparable Luminaire | Quick Connect | Forward Phase Cut Controls | 81 | 2830 | 0.0017 | 91 | 55 | 340 | 0.97 | Ambient | 36000 |  |  | 46667 | 0 | 16 | 16 | 0.02 | 0.02 | 0.01 | 0.01 | 0 | 0 | 0.26 | 0.09 | 0.08 | 0.06 | 0 | 0 | 0.94 | 0.46 | 0.22 | 0.12 | 0.05 | 0.02 | True |  | Non Federally-Regulated | 02/12/2018 |  | 09/22/2020
Generation Brands | Monte Carlo | 5DIO52**D | Light Emitting Diode | Inseparable Luminaire | Quick Connect | Forward Phase Cut Controls | 81 | 2830 | 0.0017 | 91 | 55 | 340 | 0.97 | Ambient | 36000 |  |  | 46667 | 0 | 16 | 16 | 0.02 | 0.02 | 0.01 | 0.01 | 0 | 0 | 0.26 | 0.09 | 0.08 | 0.06 | 0 | 0 | 0.94 | 0.46 | 0.22 | 0.12 | 0.05 | 0.02 | True |  | Non Federally-Regulated | 02/12/2018 |  | 09/22/2020
Generation Brands | Monte Carlo | 3DIR52**D-V1 | Light Emitting Diode | Inseparable Luminaire | Quick Connect | Forward Phase Cut Controls | 78 | 2826 | 0.0013 | 91 | 54 | 310 | 0.97 | Ambient | 36000 |  |  | 47000 | 0 | 16 | 16 | 0.04 | 0.03 | 0.02 | 0.01 | 0 | 0 | 0.52 | 0.13 | 0.11 | 0.09 | 0 | 0 | 0.99 | 0.21 | 0.09 | 0.05 | 0.02 | 0.01 | True |  | Non Federally-Regulated | 02/12/2018 |  | 09/22/2020
Generation Brands | Monte Carlo | 3DIR58**D-V1 | Light Emitting Diode | Inseparable Luminaire | Quick Connect | Forward Phase Cut Controls | 78 | 2826 | 0.0013 | 91 | 54 | 310 | 0.97 | Ambient | 36000 |  |  | 47000 | 0 | 16 | 16 | 0.04 | 0.03 | 0.02 | 0.01 | 0 | 0 | 0.52 | 0.13 | 0.11 | 0.09 | 0 | 0 | 0.99 | 0.21 | 0.09 | 0.05 | 0.02 | 0.01 | True |  | Non Federally-Regulated | 02/12/2018 |  | 09/22/2020
Generation Brands | Monte Carlo | 3CLMR56**D-V1 | Light Emitting Diode | Inseparable Luminaire | Quick Connect | Forward Phase Cut Controls | 81 | 2830 | 0.0017 | 91 | 55 | 340 | 0.98 | Ambient | 36000 |  |  | 46667 | 0 | 16 | 16 | 0.02 | 0.02 | 0.01 | 0.01 | 0 | 0 | 0.26 | 0.09 | 0.08 | 0.06 | 0 | 0 | 0.94 | 0.46 | 0.22 | 0.12 | 0.05 | 0.02 | True |  | Non Federally-Regulated | 02/12/2018 |  | 09/22/2020
Generation Brands | Monte Carlo | 3CLYR52**D-V1 | Light Emitting Diode | Inseparable Luminaire | Quick Connect | Forward Phase Cut Controls | 81 | 2830 | 0.0017 | 91 | 55 | 340 | 0.98 | Ambient | 36000 |  |  | 46667 | 0 | 16 | 16 | 0.02 | 0.02 | 0.01 | 0.01 | 0 | 0 | 0.26 | 0.09 | 0.08 | 0.06 | 0 | 0 | 0.94 | 0.46 | 0.22 | 0.12 | 0.05 | 0.02 | True |  | Non Federally-Regulated | 02/12/2018 |  | 09/22/2020
Generation Brands | Monte Carlo | 3CLYR42**D-V1 | Light Emitting Diode | Inseparable Luminaire | Quick Connect | Forward Phase Cut Controls | 81 | 2830 | 0.0017 | 91 | 55 | 340 | 0.97 | Ambient | 36000 |  |  | 46667 | 0 | 16 | 16 | 0.02 | 0.02 | 0.01 | 0.01 | 0 | 0 | 0.26 | 0.09 | 0.08 | 0.06 | 0 | 0 | 0.94 | 0.46 | 0.22 | 0.12 | 0.05 | 0.02 | True |  | Non Federally-Regulated | 02/12/2018 |  | 09/22/2020
Generation Brands | Monte Carlo | 3VNMR56**D-V1 | Light Emitting Diode | Inseparable Luminaire | Quick Connect | Forward Phase Cut Controls | 81 | 2830 | 0.0017 | 91 | 55 | 340 | 0.97 | Ambient | 36000 |  |  | 46667 | 0 | 16 | 16 | 0.02 | 0.02 | 0.01 | 0.01 | 0 | 0 | 0.26 | 0.09 | 0.08 | 0.06 | 0 | 0 | 0.94 | 0.46 | 0.22 | 0.12 | 0.05 | 0.02 | True |  | Non Federally-Regulated | 02/12/2018 |  | 09/22/2020
Generation Brands | Monte Carlo | 3VNR52**D-V1 | Light Emitting Diode | Inseparable Luminaire | Quick Connect | Forward Phase Cut Controls | 81 | 2830 | 0.0017 | 91 | 55 | 340 | 0.97 | Ambient | 36000 |  |  | 46667 | 0 | 16 | 16 | 0.02 | 0.02 | 0.01 | 0.01 | 0 | 0 | 0.26 | 0.09 | 0.08 | 0.06 | 0 | 0 | 0.94 | 0.46 | 0.22 | 0.12 | 0.05 | 0.02 | True |  | Non Federally-Regulated | 02/12/2018 |  | 09/22/2020
Generation Brands | Monte Carlo | 3VNR42**D-V1 | Light Emitting Diode | Inseparable Luminaire | Quick Connect | Forward Phase Cut Controls | 81 | 2830 | 0.0017 | 91 | 55 | 340 | 0.97 | Ambient | 36000 |  |  | 46667 | 0 | 16 | 16 | 0.02 | 0.02 | 0.01 | 0.01 | 0 | 0 | 0.26 | 0.09 | 0.08 | 0.06 | 0 | 0 | 0.94 | 0.46 | 0.22 | 0.12 | 0.05 | 0.02 | True |  | Non Federally-Regulated | 02/12/2018 |  | 09/22/2020
Generation Brands | Monte Carlo | 3AVOR56**D-V1 | Light Emitting Diode | Inseparable Luminaire | Quick Connect | Forward Phase Cut Controls | 67 | 2770 | 0.0014 | 95 | 69 | 232 | 0.9 | Ambient | 40000 |  |  | 54000 | 0.1 | 21 | 22 | 0.33 | 0.33 | 0.31 | 0.29 | 0.02 | 0.01 | 0.29 | 0.29 | 0.29 | 0.24 | 0.03 | 0.01 | 0.23 | 0.23 | 0.24 | 0.19 | 0.04 | 0.01 | True |  | Non Federally-Regulated | 02/12/2018 |  | 09/22/2020
Generation Brands | Tech Lighting | 700WSCOS**-LED | Light Emitting Diode | Inseparable Luminaire | Direct Wired | Forward Phase Cut Controls | 97 | 3091 | 0.0005 | 93 | 68 | 225 | 0.99 | Ambient | 46000 |  |  | 50000 | 0 | 15 | 15 | 0.29 | 0 | 0 | 0 | 0 | 0 | 0.32 | 0.01 | 0.01 | 0 | 0 | 0 | 0.43 | 0.05 | 0.02 | 0.01 | 0 | 0 | True |  | Non Federally-Regulated | 02/12/2018 |  | 09/22/2020
Generation Brands | Monte Carlo | 8TNR56***D-V1 | Light Emitting Diode | Inseparable Luminaire | Quick Connect | Forward Phase Cut Controls | 81 | 2830 | 0.0017 | 91 | 55 | 340 | 0.97 | Ambient | 36000 |  |  | 46667 | 0 | 16 | 16 | 0.02 | 0.02 | 0.01 | 0.01 | 0 | 0 | 0.26 | 0.09 | 0.08 | 0.06 | 0 | 0 | 0.94 | 0.46 | 0.22 | 0.12 | 0.05 | 0.02 | True |  | Non Federally-Regulated | 02/12/2018 |  | 09/22/2020
Generation Brands | Element | E2RL-L*9****** | Light Emitting Diode | Inseparable Luminaire | Direct Wired | Forward Phase Cut Controls | 86 | 2738 | 0.0011 | 93 | 68 | 243 | 0.97 | Ambient | 15000 |  |  | 99999 | 0.01 | 19 | 19 | 0.13 | 0.06 | 0.06 | 0.05 | 0.01 | 0 | 0.76 | 0.35 | 0.32 | 0.28 | 0.01 | 0 | 0.15 | 0.17 | 0.15 | 0.11 | 0.01 | 0 | True |  | Non Federally-Regulated | 02/20/2018 |  | 09/22/2020
Generation Brands | Element | E2RL-L*9******-*** | Light Emitting Diode | Inseparable Luminaire | Direct Wired | Forward Phase Cut Controls | 86 | 2738 | 0.0011 | 93 | 68 | 243 | 0.97 | Ambient | 15000 |  |  | 99999 | 0.01 | 19 | 19 | 0.13 | 0.06 | 0.06 | 0.05 | 0.01 | 0 | 0.76 | 0.35 | 0.32 | 0.28 | 0.01 | 0 | 0.15 | 0.17 | 0.15 | 0.11 | 0.01 | 0 | True |  | Non Federally-Regulated | 02/20/2018 |  | 09/22/2020
Generation Brands | Element | E2RL-L*9******-**** | Light Emitting Diode | Inseparable Luminaire | Direct Wired | Forward Phase Cut Controls | 86 | 2738 | 0.0011 | 93 | 68 | 243 | 0.97 | Ambient | 15000 |  |  | 99999 | 0.01 | 19 | 19 | 0.13 | 0.06 | 0.06 | 0.05 | 0.01 | 0 | 0.76 | 0.35 | 0.32 | 0.28 | 0.01 | 0 | 0.15 | 0.17 | 0.15 | 0.11 | 0.01 | 0 | True |  | Non Federally-Regulated | 02/20/2018 |  | 09/22/2020
Generation Brands | Element | E2RL-L*9******-***** | Light Emitting Diode | Inseparable Luminaire | Direct Wired | Forward Phase Cut Controls | 86 | 2738 | 0.0011 | 93 | 68 | 243 | 0.97 | Ambient | 15000 |  |  | 99999 | 0.01 | 19 | 19 | 0.13 | 0.06 | 0.06 | 0.05 | 0.01 | 0 | 0.76 | 0.35 | 0.32 | 0.28 | 0.01 | 0 | 0.15 | 0.17 | 0.15 | 0.11 | 0.01 | 0 | True |  | Non Federally-Regulated | 02/20/2018 |  | 09/22/2020
Generation Brands | Element | E2RF-L*9****** | Light Emitting Diode | Inseparable Luminaire | Direct Wired | Forward Phase Cut Controls | 86 | 2738 | 0.0011 | 93 | 68 | 243 | 0.97 | Ambient | 15000 |  |  | 99999 | 0.01 | 19 | 19 | 0.13 | 0.06 | 0.06 | 0.05 | 0.01 | 0 | 0.76 | 0.35 | 0.32 | 0.28 | 0.01 | 0 | 0.15 | 0.17 | 0.15 | 0.11 | 0.01 | 0 | True |  | Non Federally-Regulated | 02/20/2018 |  | 09/22/2020
Generation Brands | Element | E2RF-L*9******-*** | Light Emitting Diode | Inseparable Luminaire | Direct Wired | Forward Phase Cut Controls | 86 | 2738 | 0.0011 | 93 | 68 | 243 | 0.97 | Ambient | 15000 |  |  | 99999 | 0.01 | 19 | 19 | 0.13 | 0.06 | 0.06 | 0.05 | 0.01 | 0 | 0.76 | 0.35 | 0.32 | 0.28 | 0.01 | 0 | 0.15 | 0.17 | 0.15 | 0.11 | 0.01 | 0 | True |  | Non Federally-Regulated | 02/20/2018 |  | 09/22/2020
Generation Brands | Element | E2RF-L*9******-**** | Light Emitting Diode | Inseparable Luminaire | Direct Wired | Forward Phase Cut Controls | 86 | 2738 | 0.0011 | 93 | 68 | 243 | 0.97 | Ambient | 15000 |  |  | 99999 | 0.01 | 19 | 19 | 0.13 | 0.06 | 0.06 | 0.05 | 0.01 | 0 | 0.76 | 0.35 | 0.32 | 0.28 | 0.01 | 0 | 0.15 | 0.17 | 0.15 | 0.11 | 0.01 | 0 | True |  | Non Federally-Regulated | 02/20/2018 |  | 09/22/2020
Generation Brands | Element | E2RF-L*9******-***** | Light Emitting Diode | Inseparable Luminaire | Direct Wired | Forward Phase Cut Controls | 86 | 2738 | 0.0011 | 93 | 68 | 243 | 0.97 | Ambient | 15000 |  |  | 99999 | 0.01 | 19 | 19 | 0.13 | 0.06 | 0.06 | 0.05 | 0.01 | 0 | 0.76 | 0.35 | 0.32 | 0.28 | 0.01 | 0 | 0.15 | 0.17 | 0.15 | 0.11 | 0.01 | 0 | True |  | Non Federally-Regulated | 02/20/2018 |  | 09/22/2020
Generation Brands | Element | E2SL-L*9****** | Light Emitting Diode | Inseparable Luminaire | Direct Wired | Forward Phase Cut Controls | 86 | 2738 | 0.0011 | 93 | 68 | 243 | 0.97 | Ambient | 15000 |  |  | 99999 | 0.01 | 19 | 19 | 0.13 | 0.06 | 0.06 | 0.05 | 0.01 | 0 | 0.76 | 0.35 | 0.32 | 0.28 | 0.01 | 0 | 0.15 | 0.17 | 0.15 | 0.11 | 0.01 | 0 | True |  | Non Federally-Regulated | 02/20/2018 |  | 09/22/2020
Generation Brands | Element | E2SL-L*9******-*** | Light Emitting Diode | Inseparable Luminaire | Direct Wired | Forward Phase Cut Controls | 86 | 2738 | 0.0011 | 93 | 68 | 243 | 0.97 | Ambient | 15000 |  |  | 99999 | 0.01 | 19 | 19 | 0.13 | 0.06 | 0.06 | 0.05 | 0.01 | 0 | 0.76 | 0.35 | 0.32 | 0.28 | 0.01 | 0 | 0.15 | 0.17 | 0.15 | 0.11 | 0.01 | 0 | True |  | Non Federally-Regulated | 02/20/2018 |  | 09/22/2020
Generation Brands | Element | E2SL-L*9******-**** | Light Emitting Diode | Inseparable Luminaire | Direct Wired | Forward Phase Cut Controls | 86 | 2738 | 0.0011 | 93 | 68 | 243 | 0.97 | Ambient | 15000 |  |  | 99999 | 0.01 | 19 | 19 | 0.13 | 0.06 | 0.06 | 0.05 | 0.01 | 0 | 0.76 | 0.35 | 0.32 | 0.28 | 0.01 | 0 | 0.15 | 0.17 | 0.15 | 0.11 | 0.01 | 0 | True |  | Non Federally-Regulated | 02/20/2018 |  | 09/22/2020
Generation Brands | Element | E2SL-L*9******-***** | Light Emitting Diode | Inseparable Luminaire | Direct Wired | Forward Phase Cut Controls | 86 | 2738 | 0.0011 | 93 | 68 | 243 | 0.97 | Ambient | 15000 |  |  | 99999 | 0.01 | 19 | 19 | 0.13 | 0.06 | 0.06 | 0.05 | 0.01 | 0 | 0.76 | 0.35 | 0.32 | 0.28 | 0.01 | 0 | 0.15 | 0.17 | 0.15 | 0.11 | 0.01 | 0 | True |  | Non Federally-Regulated | 02/20/2018 |  | 09/22/2020
Generation Brands | Element | E2SF-L*9****** | Light Emitting Diode | Inseparable Luminaire | Direct Wired | Forward Phase Cut Controls | 86 | 2738 | 0.0011 | 93 | 68 | 243 | 0.97 | Ambient | 15000 |  |  | 99999 | 0.01 | 19 | 19 | 0.13 | 0.06 | 0.06 | 0.05 | 0.01 | 0 | 0.76 | 0.35 | 0.32 | 0.28 | 0.01 | 0 | 0.15 | 0.17 | 0.15 | 0.11 | 0.01 | 0 | True |  | Non Federally-Regulated | 02/20/2018 |  | 09/22/2020
Generation Brands | Element | E2SF-L*9******-*** | Light Emitting Diode | Inseparable Luminaire | Direct Wired | Forward Phase Cut Controls | 86 | 2738 | 0.0011 | 93 | 68 | 243 | 0.97 | Ambient | 15000 |  |  | 99999 | 0.01 | 19 | 19 | 0.13 | 0.06 | 0.06 | 0.05 | 0.01 | 0 | 0.76 | 0.35 | 0.32 | 0.28 | 0.01 | 0 | 0.15 | 0.17 | 0.15 | 0.11 | 0.01 | 0 | True |  | Non Federally-Regulated | 02/20/2018 |  | 09/22/2020
Generation Brands | Element | E2SF-L*9******-**** | Light Emitting Diode | Inseparable Luminaire | Direct Wired | Forward Phase Cut Controls | 86 | 2738 | 0.0011 | 93 | 68 | 243 | 0.97 | Ambient | 15000 |  |  | 99999 | 0.01 | 19 | 19 | 0.13 | 0.06 | 0.06 | 0.05 | 0.01 | 0 | 0.76 | 0.35 | 0.32 | 0.28 | 0.01 | 0 | 0.15 | 0.17 | 0.15 | 0.11 | 0.01 | 0 | True |  | Non Federally-Regulated | 02/20/2018 |  | 09/22/2020
Generation Brands | Element | E2SF-L*9******-***** | Light Emitting Diode | Inseparable Luminaire | Direct Wired | Forward Phase Cut Controls | 86 | 2738 | 0.0011 | 93 | 68 | 243 | 0.97 | Ambient | 15000 |  |  | 99999 | 0.01 | 19 | 19 | 0.13 | 0.06 | 0.06 | 0.05 | 0.01 | 0 | 0.76 | 0.35 | 0.32 | 0.28 | 0.01 | 0 | 0.15 | 0.17 | 0.15 | 0.11 | 0.01 | 0 | True |  | Non Federally-Regulated | 02/20/2018 |  | 09/22/2020
Generation Brands | Tech Lighting | 700TDMINAP****-LEDWD | Light Emitting Diode | Light Engine | Direct Wired | Forward Phase Cut Controls | 85 | 2958 | 0.0004 | 91 | 58 | 45 | 0.94 | Elevated | 36000 | 0.942 | 1 |  | 0.01 | 22 | 23 | 0.03 | 0.05 | 0.04 | 0 | 0 | 0 | 0.28 | 0.26 | 0.23 | 0.02 | 0 | 0 | 0.22 | 0.08 | 0.07 | 0.06 | 0 | 0 | True |  | Non Federally-Regulated | 02/27/2018 |  | 09/22/2020
Generation Brands | Tech Lighting | 700TDMINAP****-LED930 | Light Emitting Diode | Light Engine | Direct Wired | Forward Phase Cut Controls | 85 | 2958 | 0.0004 | 91 | 58 | 45 | 0.94 | Elevated | 36000 | 0.942 | 1 |  | 0.01 | 22 | 23 | 0.03 | 0.05 | 0.04 | 0 | 0 | 0 | 0.28 | 0.26 | 0.23 | 0.02 | 0 | 0 | 0.22 | 0.08 | 0.07 | 0.06 | 0 | 0 | True |  | Non Federally-Regulated | 02/27/2018 |  | 09/22/2020
Generation Brands | Tech Lighting | 700TDMINAP*****-LED931 | Light Emitting Diode | Light Engine | Direct Wired | Forward Phase Cut Controls | 85 | 2958 | 0.0004 | 91 | 58 | 45 | 0.94 | Elevated | 36000 | 0.942 | 1 |  | 0.01 | 22 | 23 | 0.03 | 0.05 | 0.04 | 0 | 0 | 0 | 0.28 | 0.26 | 0.23 | 0.02 | 0 | 0 | 0.22 | 0.08 | 0.07 | 0.06 | 0 | 0 | True |  | Non Federally-Regulated | 02/27/2018 |  | 09/22/2020
Generation Brands | Tech Lighting | 700TDERSBGP*-LED930 | Light Emitting Diode | Light Engine | Direct Wired | Forward Phase Cut Controls | 85 | 2958 | 0.0004 | 91 | 58 | 45 | 0.94 | Elevated | 36000 | 0.942 | 1 |  | 0.01 | 22 | 23 | 0.03 | 0.05 | 0.04 | 0 | 0 | 0 | 0.28 | 0.26 | 0.23 | 0.02 | 0 | 0 | 0.22 | 0.08 | 0.07 | 0.06 | 0 | 0 | True |  | Non Federally-Regulated | 02/27/2018 |  | 09/22/2020
Generation Brands | Tech Lighting | 700TDERSBGP*-LEDWD | Light Emitting Diode | Light Engine | Direct Wired | Forward Phase Cut Controls | 85 | 2958 | 0.0004 | 91 | 58 | 45 | 0.94 | Elevated | 36000 | 0.942 | 1 |  | 0.01 | 22 | 23 | 0.03 | 0.05 | 0.04 | 0 | 0 | 0 | 0.28 | 0.26 | 0.23 | 0.02 | 0 | 0 | 0.22 | 0.08 | 0.07 | 0.06 | 0 | 0 | True |  | Non Federally-Regulated | 02/27/2018 |  | 09/22/2020
Generation Brands | Tech Lighting | 700TDALVPMC**-LEDWD | Light Emitting Diode | Light Engine | Direct Wired | Forward Phase Cut Controls | 85 | 2958 | 0.0004 | 91 | 58 | 45 | 0.94 | Elevated | 36000 | 0.942 | 1 |  | 0.01 | 22 | 23 | 0.03 | 0.05 | 0.04 | 0 | 0 | 0 | 0.28 | 0.26 | 0.23 | 0.02 | 0 | 0 | 0.22 | 0.08 | 0.07 | 0.06 | 0 | 0 | True |  | Non Federally-Regulated | 02/27/2018 |  | 09/22/2020
Generation Brands | Tech Lighting | 700TDALVPMC***-LEDWD | Light Emitting Diode | Light Engine | Direct Wired | Forward Phase Cut Controls | 85 | 2958 | 0.0004 | 91 | 58 | 45 | 0.94 | Elevated | 36000 | 0.942 | 1 |  | 0.01 | 22 | 23 | 0.03 | 0.05 | 0.04 | 0 | 0 | 0 | 0.28 | 0.26 | 0.23 | 0.02 | 0 | 0 | 0.22 | 0.08 | 0.07 | 0.06 | 0 | 0 | True |  | Non Federally-Regulated | 02/27/2018 |  | 09/22/2020
Generation Brands | Tech Lighting | 700TDALVPMC****-LEDWD | Light Emitting Diode | Light Engine | Direct Wired | Forward Phase Cut Controls | 85 | 2958 | 0.0004 | 91 | 58 | 45 | 0.94 | Elevated | 36000 | 0.942 | 1 |  | 0.01 | 22 | 23 | 0.03 | 0.05 | 0.04 | 0 | 0 | 0 | 0.28 | 0.26 | 0.23 | 0.02 | 0 | 0 | 0.22 | 0.08 | 0.07 | 0.06 | 0 | 0 | True |  | Non Federally-Regulated | 02/27/2018 |  | 09/22/2020
Generation Brands | Tech Lighting | 700TDALVPMC**-LED930 | Light Emitting Diode | Light Engine | Direct Wired | Forward Phase Cut Controls | 85 | 2958 | 0.0004 | 91 | 58 | 45 | 0.94 | Elevated | 36000 | 0.942 | 1 |  | 0.01 | 22 | 23 | 0.03 | 0.05 | 0.04 | 0 | 0 | 0 | 0.28 | 0.26 | 0.23 | 0.02 | 0 | 0 | 0.22 | 0.08 | 0.07 | 0.06 | 0 | 0 | True |  | Non Federally-Regulated | 02/27/2018 |  | 09/22/2020
Generation Brands | Tech Lighting | 700TDALVPMC***-LED930 | Light Emitting Diode | Light Engine | Direct Wired | Forward Phase Cut Controls | 85 | 2958 | 0.0004 | 91 | 58 | 45 | 0.94 | Elevated | 36000 | 0.942 | 1 |  | 0.01 | 22 | 23 | 0.03 | 0.05 | 0.04 | 0 | 0 | 0 | 0.28 | 0.26 | 0.23 | 0.02 | 0 | 0 | 0.22 | 0.08 | 0.07 | 0.06 | 0 | 0 | True |  | Non Federally-Regulated | 02/27/2018 |  | 09/22/2020
Generation Brands | Tech Lighting | 700TDALVPMC****-LED930 | Light Emitting Diode | Light Engine | Direct Wired | Forward Phase Cut Controls | 85 | 2958 | 0.0004 | 91 | 58 | 45 | 0.94 | Elevated | 36000 | 0.942 | 1 |  | 0.01 | 22 | 23 | 0.03 | 0.05 | 0.04 | 0 | 0 | 0 | 0.28 | 0.26 | 0.23 | 0.02 | 0 | 0 | 0.22 | 0.08 | 0.07 | 0.06 | 0 | 0 | True |  | Non Federally-Regulated | 02/27/2018 |  | 09/22/2020
Generation Brands | Tech Lighting | 700TDBSTP***-LED930 | Light Emitting Diode | Light Engine | Direct Wired | Forward Phase Cut Controls | 85 | 2958 | 0.0004 | 91 | 58 | 45 | 0.94 | Elevated | 36000 | 0.942 | 1 |  | 0.01 | 22 | 23 | 0.03 | 0.05 | 0.04 | 0 | 0 | 0 | 0.28 | 0.26 | 0.23 | 0.02 | 0 | 0 | 0.22 | 0.08 | 0.07 | 0.06 | 0 | 0 | True |  | Non Federally-Regulated | 02/27/2018 |  | 09/22/2020
Generation Brands | Tech Lighting | 700TDBSTP***-LEDWD | Light Emitting Diode | Light Engine | Direct Wired | Forward Phase Cut Controls | 85 | 2958 | 0.0004 | 91 | 58 | 45 | 0.94 | Elevated | 36000 | 0.942 | 1 |  | 0.01 | 22 | 23 | 0.03 | 0.05 | 0.04 | 0 | 0 | 0 | 0.28 | 0.26 | 0.23 | 0.02 | 0 | 0 | 0.22 | 0.08 | 0.07 | 0.06 | 0 | 0 | True |  | Non Federally-Regulated | 02/27/2018 |  | 09/22/2020
Generation Brands | Sea Gull Lighting | 14700SC-** | Light Emitting Diode | Light Engine | Direct Wired | Forward Phase Cut Controls | 85 | 2958 | 0.0004 | 91 | 58 | 45 | 0.94 | Elevated | 36000 | 0.942 | 1 |  | 0.01 | 22 | 23 | 0.03 | 0.05 | 0.04 | 0 | 0 | 0 | 0.28 | 0.26 | 0.23 | 0.02 | 0 | 0 | 0.22 | 0.08 | 0.07 | 0.06 | 0 | 0 | True |  | Non Federally-Regulated | 02/27/2018 |  | 09/22/2020
Generation Brands | Sea Gull Lighting | 14705SC-** | Light Emitting Diode | Light Engine | Direct Wired | Forward Phase Cut Controls | 85 | 2958 | 0.0004 | 91 | 58 | 45 | 0.94 | Elevated | 36000 | 0.942 | 1 |  | 0.01 | 22 | 23 | 0.03 | 0.05 | 0.04 | 0 | 0 | 0 | 0.28 | 0.26 | 0.23 | 0.02 | 0 | 0 | 0.22 | 0.08 | 0.07 | 0.06 | 0 | 0 | True |  | Non Federally-Regulated | 02/27/2018 |  | 09/22/2020
Generation Brands | Sea Gull Lighting | 14706SC-** | Light Emitting Diode | Light Engine | Direct Wired | Forward Phase Cut Controls | 85 | 2958 | 0.0004 | 91 | 58 | 45 | 0.94 | Elevated | 36000 | 0.942 | 1 |  | 0.01 | 22 | 23 | 0.03 | 0.05 | 0.04 | 0 | 0 | 0 | 0.28 | 0.26 | 0.23 | 0.02 | 0 | 0 | 0.22 | 0.08 | 0.07 | 0.06 | 0 | 0 | True |  | Non Federally-Regulated | 02/27/2018 |  | 09/22/2020
Generation Brands | Tech Lighting | 700TDMINAP*****-LEDWD | Light Emitting Diode | Light Engine | Direct Wired | Forward Phase Cut Controls | 85 | 2958 | 0.0004 | 91 | 58 | 45 | 0.94 | Elevated | 36000 | 0.942 | 1 |  | 0.01 | 22 | 23 | 0.03 | 0.05 | 0.04 | 0 | 0 | 0 | 0.28 | 0.26 | 0.23 | 0.02 | 0 | 0 | 0.22 | 0.08 | 0.07 | 0.06 | 0 | 0 | True |  | Non Federally-Regulated | 02/27/2018 |  | 09/22/2020
Generation Brands | Tech Lighting | 700BCVOS24*-LED9** | Light Emitting Diode | Inseparable Luminaire | Direct Wired | Forward Phase Cut Controls | 88 | 3090 | 0.002 | 91 | 51 | 206 | 0.98 | Ambient | 15000 |  |  | 60000 | 0.02 | 20 | 24 | 0.8 | 0.04 | 0.03 | 0.03 | 0.01 | 0 | 0.17 | 0.21 | 0.19 | 0.16 | 0.01 | 0 | 0.47 | 0.22 | 0.2 | 0.16 | 0.01 | 0 | True |  | Non Federally-Regulated | 03/27/2018 |  | 09/22/2020
Generation Brands | Tech Lighting | 700BCVOS36*-LED9** | Light Emitting Diode | Inseparable Luminaire | Direct Wired | Forward Phase Cut Controls | 88 | 3090 | 0.002 | 91 | 51 | 206 | 0.98 | Ambient | 15000 |  |  | 60000 | 0.02 | 20 | 24 | 0.8 | 0.04 | 0.03 | 0.03 | 0.01 | 0 | 0.17 | 0.21 | 0.19 | 0.16 | 0.01 | 0 | 0.47 | 0.22 | 0.2 | 0.16 | 0.01 | 0 | True |  | Non Federally-Regulated | 03/27/2018 |  | 09/22/2020
Generation Brands | Tech Lighting | 700BCLYNN48**-LED9** | Light Emitting Diode | Inseparable Luminaire | Direct Wired | Forward Phase Cut Controls | 88 | 3090 | 0.002 | 91 | 51 | 206 | 0.98 | Ambient | 15000 |  |  | 60000 | 0.02 | 20 | 24 | 0.8 | 0.04 | 0.03 | 0.03 | 0.01 | 0 | 0.17 | 0.21 | 0.19 | 0.16 | 0.01 | 0 | 0.47 | 0.22 | 0.2 | 0.16 | 0.01 | 0 | True |  | Non Federally-Regulated | 03/27/2018 |  | 09/22/2020
Generation Brands | LBL | BA905****LED9** | Light Emitting Diode | Inseparable Luminaire | Direct Wired | Forward Phase Cut Controls | 88 | 3090 | 0.002 | 91 | 51 | 206 | 0.98 | Ambient | 15000 |  |  | 60000 | 0.02 | 20 | 24 | 0.8 | 0.04 | 0.03 | 0.03 | 0.01 | 0 | 0.17 | 0.21 | 0.19 | 0.16 | 0.01 | 0 | 0.47 | 0.22 | 0.2 | 0.16 | 0.01 | 0 | True |  | Non Federally-Regulated | 03/27/2018 |  | 09/22/2020
Generation Brands | Tech Lighting | 700BCMET**-LED*** | Light Emitting Diode | Inseparable Luminaire | Direct Wired | Forward Phase Cut Controls | 88 | 3090 | 0.002 | 91 | 51 | 206 | 0.98 | Ambient | 15000 |  |  | 60000 | 0.02 | 20 | 24 | 0.8 | 0.04 | 0.03 | 0.03 | 0.01 | 0 | 0.17 | 0.21 | 0.19 | 0.16 | 0.01 | 0 | 0.47 | 0.22 | 0.2 | 0.16 | 0.01 | 0 | True |  | Non Federally-Regulated | 05/11/2018 |  | 09/22/2020
Generation Brands | Tech Lighting | 700BCMETL**-LED*** | Light Emitting Diode | Inseparable Luminaire | Direct Wired | Forward Phase Cut Controls | 88 | 3090 | 0.002 | 91 | 51 | 206 | 0.98 | Ambient | 15000 |  |  | 60000 | 0.02 | 20 | 24 | 0.8 | 0.04 | 0.03 | 0.03 | 0.01 | 0 | 0.17 | 0.21 | 0.19 | 0.16 | 0.01 | 0 | 0.47 | 0.22 | 0.2 | 0.16 | 0.01 | 0 | True |  | Non Federally-Regulated | 05/11/2018 |  | 09/22/2020
Generation Brands | Tech Lighting | 700BCSAGW***-LED*** | Light Emitting Diode | Inseparable Luminaire | Direct Wired | Forward Phase Cut Controls | 88 | 3090 | 0.002 | 91 | 51 | 206 | 0.98 | Ambient | 15000 |  |  | 60000 | 0.02 | 20 | 24 | 0.8 | 0.04 | 0.03 | 0.03 | 0.01 | 0 | 0.17 | 0.21 | 0.19 | 0.16 | 0.01 | 0 | 0.47 | 0.22 | 0.2 | 0.16 | 0.01 | 0 | True |  | Non Federally-Regulated | 05/11/2018 |  | 09/22/2020
Generation Brands | Tech Lighting | 700BCHALO***-LED*** | Light Emitting Diode | Inseparable Luminaire | Direct Wired | Forward Phase Cut Controls | 88 | 3090 | 0.002 | 91 | 51 | 206 | 0.98 | Ambient | 15000 |  |  | 60000 | 0.02 | 20 | 24 | 0.8 | 0.04 | 0.03 | 0.03 | 0.01 | 0 | 0.17 | 0.21 | 0.19 | 0.16 | 0.01 | 0 | 0.47 | 0.22 | 0.2 | 0.16 | 0.01 | 0 | True |  | Non Federally-Regulated | 05/11/2018 |  | 09/22/2020
Generation Brands | Tech Lighting | 700BCBAS***-LED*** | Light Emitting Diode | Inseparable Luminaire | Direct Wired | Forward Phase Cut Controls | 88 | 3090 | 0.002 | 91 | 51 | 206 | 0.98 | Ambient | 15000 |  |  | 60000 | 0.02 | 20 | 24 | 0.8 | 0.04 | 0.03 | 0.03 | 0.01 | 0 | 0.17 | 0.21 | 0.19 | 0.16 | 0.01 | 0 | 0.47 | 0.22 | 0.2 | 0.16 | 0.01 | 0 | True |  | Non Federally-Regulated | 05/11/2018 |  | 09/22/2020
Generation Brands | Tech Lighting | 700TDEXOP********-LED9** | Light Emitting Diode | Inseparable Luminaire | Quick Connect | Forward Phase Cut Controls | 88 | 3117 | 0.0007 | 93 | 73 | 226 | 0.9 | Ambient | 15000 |  |  | 99999 | 0.08 | 14 | 14 | 0.2 | 0.02 | 0.02 | 0.02 | 0 | 0 | 0.23 | 0.08 | 0.07 | 0.07 | 0 | 0 | 0.59 | 0.1 | 0.07 | 0.05 | 0 | 0 | True |  | Non Federally-Regulated | 05/11/2018 |  | 09/22/2020
Generation Brands | Tech Lighting | 700FMEXO******-LED9** | Light Emitting Diode | Inseparable Luminaire | Quick Connect | Forward Phase Cut Controls | 88 | 3117 | 0.0007 | 93 | 73 | 226 | 0.9 | Ambient | 15000 |  |  | 99999 | 0.08 | 14 | 14 | 0.2 | 0.02 | 0.02 | 0.02 | 0 | 0 | 0.23 | 0.08 | 0.07 | 0.07 | 0 | 0 | 0.59 | 0.1 | 0.07 | 0.05 | 0 | 0 | True |  | Non Federally-Regulated | 05/11/2018 |  | 09/22/2020
Generation Brands | Tech Lighting | 700FMEXOD*****-LED9** | Light Emitting Diode | Inseparable Luminaire | Quick Connect | Forward Phase Cut Controls | 88 | 3117 | 0.0007 | 93 | 73 | 226 | 0.9 | Ambient | 15000 |  |  | 99999 | 0.08 | 14 | 14 | 0.2 | 0.02 | 0.02 | 0.02 | 0 | 0 | 0.23 | 0.08 | 0.07 | 0.07 | 0 | 0 | 0.59 | 0.1 | 0.07 | 0.05 | 0 | 0 | True |  | Non Federally-Regulated | 05/11/2018 |  | 09/22/2020
Generation Brands | Tech Lighting | 700FMHTC***-LEDHI9** | Light Emitting Diode | Inseparable Luminaire | Quick Connect | Forward Phase Cut Controls | 58 | 3010 | 0.0013 | 91 | 59 | 202 | 0.9 | Ambient | 15000 |  |  | 99999 | 0.02 | 18 | 18 | 0.4 | 0.03 | 0.02 | 0.02 | 0 | 0 | 0.38 | 0.11 | 0.08 | 0.06 | 0 | 0 | 0.88 | 0.18 | 0.11 | 0.07 | 0.02 | 0.01 | True |  | Non Federally-Regulated | 05/11/2018 |  | 09/22/2020
Generation Brands | Tech Lighting | 700TDHTCP***-LEDHI9** | Light Emitting Diode | Inseparable Luminaire | Quick Connect | Forward Phase Cut Controls | 58 | 3010 | 0.0013 | 91 | 59 | 202 | 0.9 | Ambient | 15000 |  |  | 99999 | 0.02 | 18 | 18 | 0.4 | 0.03 | 0.02 | 0.02 | 0 | 0 | 0.38 | 0.11 | 0.08 | 0.06 | 0 | 0 | 0.88 | 0.18 | 0.11 | 0.07 | 0.02 | 0.01 | True |  | Non Federally-Regulated | 05/11/2018 |  | 09/22/2020
Generation Brands | Tech Lighting | 700TDSPRP****-LED** | Light Emitting Diode | Light Engine | Direct Wired | Forward Phase Cut Controls | 85 | 2958 | 0.0004 | 91 | 58 | 45 | 0.94 | Elevated | 36000 | 0.942 | 1 |  | 0.01 | 22 | 23 | 0.03 | 0.05 | 0.04 | 0 | 0 | 0 | 0.28 | 0.26 | 0.23 | 0.02 | 0 | 0 | 0.22 | 0.08 | 0.07 | 0.06 | 0 | 0 | True |  | Non Federally-Regulated | 05/17/2018 |  | 09/22/2020
Generation Brands | Tech Lighting | 700TDSPRP****-LED*** | Light Emitting Diode | Light Engine | Direct Wired | Forward Phase Cut Controls | 85 | 2958 | 0.0004 | 91 | 58 | 45 | 0.94 | Elevated | 36000 | 0.942 | 1 |  | 0.01 | 22 | 23 | 0.03 | 0.05 | 0.04 | 0 | 0 | 0 | 0.28 | 0.26 | 0.23 | 0.02 | 0 | 0 | 0.22 | 0.08 | 0.07 | 0.06 | 0 | 0 | True |  | Non Federally-Regulated | 05/17/2018 |  | 09/22/2020
Generation Brands | Tech Lighting | 700FMSPR***-LED*** | Light Emitting Diode | Light Engine | Direct Wired | Forward Phase Cut Controls | 85 | 2958 | 0.0004 | 91 | 58 | 45 | 0.94 | Elevated | 36000 | 0.942 | 1 |  | 0.01 | 22 | 23 | 0.03 | 0.05 | 0.04 | 0 | 0 | 0 | 0.28 | 0.26 | 0.23 | 0.02 | 0 | 0 | 0.22 | 0.08 | 0.07 | 0.06 | 0 | 0 | True |  | Non Federally-Regulated | 05/17/2018 |  | 09/22/2020
Generation Brands | Tech Lighting | 700BCADR24*-LED*** | Light Emitting Diode | Inseparable Luminaire | Direct Wired | Forward Phase Cut Controls | 88 | 3090 | 0.002 | 91 | 51 | 206 | 0.98 | Ambient | 15000 |  |  | 60000 | 0.02 | 20 | 24 | 0.8 | 0.04 | 0.03 | 0.03 | 0.01 | 0 | 0.17 | 0.21 | 0.19 | 0.16 | 0.01 | 0 | 0.47 | 0.22 | 0.2 | 0.16 | 0.01 | 0 | True |  | Non Federally-Regulated | 05/31/2018 |  | 09/22/2020
Generation Brands | Tech Lighting | 700BCADR36*-LED*** | Light Emitting Diode | Inseparable Luminaire | Direct Wired | Forward Phase Cut Controls | 88 | 3090 | 0.002 | 91 | 51 | 206 | 0.98 | Ambient | 15000 |  |  | 60000 | 0.02 | 20 | 24 | 0.8 | 0.04 | 0.03 | 0.03 | 0.01 | 0 | 0.17 | 0.21 | 0.19 | 0.16 | 0.01 | 0 | 0.47 | 0.22 | 0.2 | 0.16 | 0.01 | 0 | True |  | Non Federally-Regulated | 05/31/2018 |  | 09/22/2020
Generation Brands | Tech Lighting | 700LSKNOX*-LED | Light Emitting Diode | Inseparable Luminaire | Direct Wired | Forward Phase Cut Controls | 84 | 3120 | 0.0019 | 92 | 53 | 205 | 0.98 | Ambient | 60000 |  |  | 60000 | 0.02 | 19 | 23 | 0.02 | 0.02 | 0.01 | 0.01 | 0 | 0 | 0.25 | 0.09 | 0.07 | 0.06 | 0 | 0 | 0.86 | 0.14 | 0.1 | 0.07 | 0.01 | 0 | True |  | Non Federally-Regulated | 07/02/2018 |  | 09/22/2020
Generation Brands | Tech Lighting | 700FMTBR6*-LED9** | Light Emitting Diode | Inseparable Luminaire | Direct Wired | Forward Phase Cut Controls | 84 | 2719 | 0.0021 | 92 | 57 | 42 | 0.98 | Ambient | 50000 |  |  | 50000 | 0.02 | 15 | 15 | 0.09 | 0.07 | 0.06 | 0.05 | 0 | 0 | 0.51 | 0.23 | 0.21 | 0.19 | 0.16 | 0 | 0.16 | 0.35 | 0.26 | 0.2 | 0.07 | 0.02 | True |  | Non Federally-Regulated | 07/02/2018 |  | 09/22/2020
Generation Brands | LBL | WS1055**LED9** | Light Emitting Diode | Inseparable Luminaire | Direct Wired | Forward Phase Cut Controls | 50 | 2915 | 0.0003 | 90 | 56 | 280 | 0.99 | Ambient | 15000 |  |  | 52000 | 0 | 16 | 17 | 0.24 | 0 | 0 | 0 | 0 | 0 | 0.26 | 0 | 0 | 0 | 0 | 0 | 0.75 | 0.02 | 0.02 | 0.02 | 0.02 | 0.01 | True |  | Non Federally-Regulated | 07/09/2018 |  | 09/22/2020
Generation Brands | Tech Lighting | 700TDAMRP***-LEDWD | Light Emitting Diode | Light Engine | Direct Wired | Forward Phase Cut Controls | 85 | 2958 | 0.0004 | 91 | 58 | 45 | 0.94 | Elevated | 36000 | 0.942 | 1 |  | 0.01 | 22 | 23 | 0.03 | 0.05 | 0.04 | 0 | 0 | 0 | 0.28 | 0.26 | 0.23 | 0.02 | 0 | 0 | 0.22 | 0.08 | 0.07 | 0.06 | 0 | 0 | True |  | Non Federally-Regulated | 07/13/2018 |  | 09/22/2020
Generation Brands | Tech Lighting | 700CQS*-LED | Light Emitting Diode | Inseparable Luminaire | Direct Wired | Forward Phase Cut Controls | 84 | 2719 | 0.0021 | 92 | 57 | 42 | 0.98 | Elevated | 48000 |  |  | 48000 | 0.02 | 16 | 16 | 0.09 | 0.07 | 0.06 | 0.05 | 0 | 0 | 0.51 | 0.23 | 0.21 | 0.19 | 0.16 | 0 | 0.16 | 0.35 | 0.26 | 0.2 | 0.07 | 0.02 | True |  | Non Federally-Regulated | 07/13/2018 |  | 09/22/2020
Generation Brands | Tech Lighting | 700CQS*-LED3 | Light Emitting Diode | Inseparable Luminaire | Direct Wired | Forward Phase Cut Controls | 84 | 3091 | 0.0021 | 92 | 57 | 42 | 0.98 | Elevated | 48000 |  |  | 48000 | 0.02 | 16 | 16 | 0.09 | 0.07 | 0.06 | 0.05 | 0 | 0 | 0.51 | 0.23 | 0.21 | 0.19 | 0.16 | 0 | 0.16 | 0.35 | 0.26 | 0.2 | 0.07 | 0.02 | True |  | Non Federally-Regulated | 07/13/2018 |  | 09/22/2020
Generation Brands | Tech Lighting | 700CQL*-LED | Light Emitting Diode | Inseparable Luminaire | Direct Wired | Forward Phase Cut Controls | 90 | 2718 | 0.002 | 93 | 59 | 93 | 0.98 | Elevated | 48000 |  |  | 48000 | 0.02 | 16 | 16 | 0.13 | 0.02 | 0.01 | 0.01 | 0.01 | 0 | 0.15 | 0.08 | 0.07 | 0.06 | 0.05 | 0 | 0.83 | 0.25 | 0.17 | 0.12 | 0.09 | 0.02 | True |  | Non Federally-Regulated | 07/13/2018 |  | 09/22/2020
Generation Brands | Tech Lighting | 700CQL*-LED3 | Light Emitting Diode | Inseparable Luminaire | Direct Wired | Forward Phase Cut Controls | 90 | 3091 | 0.002 | 93 | 59 | 93 | 0.98 | Elevated | 48000 |  |  | 48000 | 0.02 | 16 | 16 | 0.13 | 0.02 | 0.01 | 0.01 | 0.01 | 0 | 0.15 | 0.08 | 0.07 | 0.06 | 0.05 | 0 | 0.83 | 0.25 | 0.17 | 0.12 | 0.09 | 0.02 | True |  | Non Federally-Regulated | 07/13/2018 |  | 09/22/2020
Generation Brands | Tech Lighting | 700BXS*-LED | Light Emitting Diode | Inseparable Luminaire | Direct Wired | Forward Phase Cut Controls | 84 | 2719 | 0.0021 | 92 | 57 | 42 | 0.98 | Elevated | 48000 |  |  | 48000 | 0.02 | 16 | 16 | 0.09 | 0.07 | 0.06 | 0.05 | 0 | 0 | 0.51 | 0.23 | 0.21 | 0.19 | 0.16 | 0 | 0.16 | 0.35 | 0.26 | 0.2 | 0.07 | 0.02 | True |  | Non Federally-Regulated | 07/13/2018 |  | 09/22/2020
Generation Brands | Tech Lighting | 700BXS*-LED3 | Light Emitting Diode | Inseparable Luminaire | Direct Wired | Forward Phase Cut Controls | 84 | 3091 | 0.0021 | 92 | 57 | 42 | 0.98 | Elevated | 48000 |  |  | 48000 | 0.02 | 16 | 16 | 0.09 | 0.07 | 0.06 | 0.05 | 0 | 0 | 0.51 | 0.23 | 0.21 | 0.19 | 0.16 | 0 | 0.16 | 0.35 | 0.26 | 0.2 | 0.07 | 0.02 | True |  | Non Federally-Regulated | 07/13/2018 |  | 09/22/2020
Generation Brands | Tech Lighting | 700BXL*-LED | Light Emitting Diode | Inseparable Luminaire | Direct Wired | Forward Phase Cut Controls | 86 | 2721 | 0.0022 | 93 | 60 | 55 | 0.99 | Elevated | 48000 |  |  | 48000 | 0.03 | 22 | 21 | 0.13 | 0.02 | 0.01 | 0.01 | 0.01 | 0 | 0.13 | 0.09 | 0.08 | 0.07 | 0.05 | 0 | 0.74 | 0.19 | 0.13 | 0.09 | 0.06 | 0 | True |  | Non Federally-Regulated | 07/13/2018 |  | 09/22/2020
Generation Brands | Tech Lighting | 700BXL*-LED3 | Light Emitting Diode | Inseparable Luminaire | Direct Wired | Forward Phase Cut Controls | 86 | 3091 | 0.0022 | 93 | 60 | 55 | 0.99 | Elevated | 48000 |  |  | 48000 | 0.03 | 22 | 21 | 0.13 | 0.02 | 0.01 | 0.01 | 0.01 | 0 | 0.13 | 0.09 | 0.08 | 0.07 | 0.05 | 0 | 0.74 | 0.19 | 0.13 | 0.09 | 0.06 | 0 | True |  | Non Federally-Regulated | 07/13/2018 |  | 09/22/2020
Generation Brands | Tech Lighting | 700FMFLDRS*-LED | Light Emitting Diode | Inseparable Luminaire | Direct Wired | Forward Phase Cut Controls | 84 | 2719 | 0.0021 | 92 | 57 | 42 | 0.98 | Elevated | 48000 |  |  | 48000 | 0.02 | 16 | 16 | 0.09 | 0.07 | 0.06 | 0.05 | 0 | 0 | 0.51 | 0.23 | 0.21 | 0.19 | 0.16 | 0 | 0.16 | 0.35 | 0.26 | 0.2 | 0.07 | 0.02 | True |  | Non Federally-Regulated | 07/13/2018 |  | 09/22/2020
Generation Brands | Tech Lighting | 700FMFLDRS*-LED3 | Light Emitting Diode | Inseparable Luminaire | Direct Wired | Forward Phase Cut Controls | 84 | 3091 | 0.0021 | 92 | 57 | 42 | 0.98 | Elevated | 48000 |  |  | 48000 | 0.02 | 16 | 16 | 0.09 | 0.07 | 0.06 | 0.05 | 0 | 0 | 0.51 | 0.23 | 0.21 | 0.19 | 0.16 | 0 | 0.16 | 0.35 | 0.26 | 0.2 | 0.07 | 0.02 | True |  | Non Federally-Regulated | 07/13/2018 |  | 09/22/2020
Generation Brands | Tech Lighting | 700FMFLDRL*-LED | Light Emitting Diode | Inseparable Luminaire | Direct Wired | Forward Phase Cut Controls | 90 | 2718 | 0.002 | 93 | 59 | 93 | 0.98 | Elevated | 48000 |  |  | 48000 | 0.02 | 16 | 16 | 0.13 | 0.02 | 0.01 | 0.01 | 0.01 | 0 | 0.15 | 0.08 | 0.07 | 0.06 | 0.05 | 0 | 0.83 | 0.25 | 0.17 | 0.12 | 0.09 | 0.02 | True |  | Non Federally-Regulated | 07/13/2018 |  | 09/22/2020
Generation Brands | Tech Lighting | 700FMFLDRL*-LED3 | Light Emitting Diode | Inseparable Luminaire | Direct Wired | Forward Phase Cut Controls | 90 | 3091 | 0.002 | 93 | 59 | 93 | 0.98 | Elevated | 48000 |  |  | 48000 | 0.02 | 16 | 16 | 0.13 | 0.02 | 0.01 | 0.01 | 0.01 | 0 | 0.15 | 0.08 | 0.07 | 0.06 | 0.05 | 0 | 0.83 | 0.25 | 0.17 | 0.12 | 0.09 | 0.02 | True |  | Non Federally-Regulated | 07/13/2018 |  | 09/22/2020
Generation Brands | Tech Lighting | 700FMFLDSS*-LED | Light Emitting Diode | Inseparable Luminaire | Direct Wired | Forward Phase Cut Controls | 84 | 2719 | 0.0021 | 92 | 57 | 42 | 0.98 | Elevated | 48000 |  |  | 48000 | 0.02 | 16 | 16 | 0.09 | 0.07 | 0.06 | 0.05 | 0 | 0 | 0.51 | 0.23 | 0.21 | 0.19 | 0.16 | 0 | 0.16 | 0.35 | 0.26 | 0.2 | 0.07 | 0.02 | True |  | Non Federally-Regulated | 07/13/2018 |  | 09/22/2020
Generation Brands | Tech Lighting | 700FMFLDSS*-LED3 | Light Emitting Diode | Inseparable Luminaire | Direct Wired | Forward Phase Cut Controls | 84 | 3091 | 0.0021 | 92 | 57 | 42 | 0.98 | Elevated | 48000 |  |  | 48000 | 0.02 | 16 | 16 | 0.09 | 0.07 | 0.06 | 0.05 | 0 | 0 | 0.51 | 0.23 | 0.21 | 0.19 | 0.16 | 0 | 0.16 | 0.35 | 0.26 | 0.2 | 0.07 | 0.02 | True |  | Non Federally-Regulated | 07/13/2018 |  | 09/22/2020
Generation Brands | Tech Lighting | 700FMFLDSL*-LED | Light Emitting Diode | Inseparable Luminaire | Direct Wired | Forward Phase Cut Controls | 86 | 2721 | 0.0022 | 93 | 60 | 55 | 0.99 | Elevated | 48000 |  |  | 48000 | 0.03 | 22 | 21 | 0.13 | 0.02 | 0.01 | 0.01 | 0.01 | 0 | 0.13 | 0.09 | 0.08 | 0.07 | 0.05 | 0 | 0.74 | 0.19 | 0.13 | 0.09 | 0.06 | 0 | True |  | Non Federally-Regulated | 07/13/2018 |  | 09/22/2020
Generation Brands | Tech Lighting | 700FMFLDSL*-LED3 | Light Emitting Diode | Inseparable Luminaire | Direct Wired | Forward Phase Cut Controls | 86 | 3091 | 0.0022 | 93 | 60 | 55 | 0.99 | Elevated | 48000 |  |  | 48000 | 0.03 | 22 | 21 | 0.13 | 0.02 | 0.01 | 0.01 | 0.01 | 0 | 0.13 | 0.09 | 0.08 | 0.07 | 0.05 | 0 | 0.74 | 0.19 | 0.13 | 0.09 | 0.06 | 0 | True |  | Non Federally-Regulated | 07/13/2018 |  | 09/22/2020
Generation Brands | LBL | FM1057****LED930 | Light Emitting Diode | Inseparable Luminaire | Direct Wired | Forward Phase Cut Controls | 67 | 2931 | 0.0019 | 92 | 63 | 198 | 0.99 | Ambient | 54000 |  |  | 54000 | 0 | 18 | 19 | 0.29 | 0 | 0 | 0 | 0 | 0 | 0.99 | 0.05 | 0.02 | 0.01 | 0 | 0 | 0.99 | 0.2 | 0.1 | 0.07 | 0.06 | 0.04 | True |  | Non Federally-Regulated | 07/20/2018 |  | 09/22/2020
Generation Brands | Tech Lighting | 700BCZKA24**-LED930 | Light Emitting Diode | Inseparable Luminaire | Direct Wired | Forward Phase Cut Controls | 88 | 3090 | 0.002 | 91 | 51 | 206 | 0.98 | Ambient | 15000 |  |  | 60000 | 0.02 | 20 | 24 | 0.8 | 0.04 | 0.03 | 0.03 | 0.01 | 0 | 0.17 | 0.21 | 0.19 | 0.16 | 0.01 | 0 | 0.47 | 0.22 | 0.2 | 0.16 | 0.01 | 0 | True |  | Non Federally-Regulated | 07/20/2018 |  | 09/22/2020
Generation Brands | Tech Lighting | 700LSZHN49*-LED | Light Emitting Diode | Inseparable Luminaire | Direct Wired | Forward Phase Cut Controls | 84 | 3120 | 0.0019 | 92 | 53 | 205 | 0.98 | Ambient | 48000 |  |  | 48000 | 0.02 | 19 | 23 | 0.02 | 0.02 | 0.01 | 0.01 | 0 | 0 | 0.25 | 0.09 | 0.07 | 0.06 | 0 | 0 | 0.86 | 0.14 | 0.1 | 0.07 | 0.01 | 0 | True |  | Non Federally-Regulated | 07/20/2018 |  | 09/22/2020
Generation Brands | Element | E2RL-LO9WD**** | Light Emitting Diode | Inseparable Luminaire | Direct Wired | Forward Phase Cut Controls | 86 | 2738 | 0.0011 | 93 | 68 | 243 | 0.97 | Ambient | 15000 |  |  | 99999 | 0.01 | 19 | 19 | 0.13 | 0.06 | 0.06 | 0.05 | 0.01 | 0 | 0.76 | 0.35 | 0.32 | 0.28 | 0.01 | 0 | 0.15 | 0.17 | 0.15 | 0.11 | 0.01 | 0 | True |  | Non Federally-Regulated | 08/22/2018 |  | 09/22/2020
Generation Brands | Element | E2SL-LO9WD**** | Light Emitting Diode | Inseparable Luminaire | Direct Wired | Forward Phase Cut Controls | 86 | 2738 | 0.0011 | 93 | 68 | 243 | 0.97 | Ambient | 15000 |  |  | 99999 | 0.01 | 19 | 19 | 0.13 | 0.06 | 0.06 | 0.05 | 0.01 | 0 | 0.76 | 0.35 | 0.32 | 0.28 | 0.01 | 0 | 0.15 | 0.17 | 0.15 | 0.11 | 0.01 | 0 | True |  | Non Federally-Regulated | 08/22/2018 |  | 09/22/2020
Generation Brands | Element | E2RL-LO9WD****-*** | Light Emitting Diode | Inseparable Luminaire | Direct Wired | Forward Phase Cut Controls | 86 | 2738 | 0.0011 | 93 | 68 | 243 | 0.97 | Ambient | 15000 |  |  | 99999 | 0.01 | 19 | 19 | 0.13 | 0.06 | 0.06 | 0.05 | 0.01 | 0 | 0.76 | 0.35 | 0.32 | 0.28 | 0.01 | 0 | 0.15 | 0.17 | 0.15 | 0.11 | 0.01 | 0 | True |  | Non Federally-Regulated | 08/22/2018 |  | 09/22/2020
Generation Brands | Element | E2SL-LO9WD****-*** | Light Emitting Diode | Inseparable Luminaire | Direct Wired | Forward Phase Cut Controls | 86 | 2738 | 0.0011 | 93 | 68 | 243 | 0.97 | Ambient | 15000 |  |  | 99999 | 0.01 | 19 | 19 | 0.13 | 0.06 | 0.06 | 0.05 | 0.01 | 0 | 0.76 | 0.35 | 0.32 | 0.28 | 0.01 | 0 | 0.15 | 0.17 | 0.15 | 0.11 | 0.01 | 0 | True |  | Non Federally-Regulated | 08/22/2018 |  | 09/22/2020
Generation Brands | Element | E2RL-LO9WD****-**** | Light Emitting Diode | Inseparable Luminaire | Direct Wired | Forward Phase Cut Controls | 86 | 2738 | 0.0011 | 93 | 68 | 243 | 0.97 | Ambient | 15000 |  |  | 99999 | 0.01 | 19 | 19 | 0.13 | 0.06 | 0.06 | 0.05 | 0.01 | 0 | 0.76 | 0.35 | 0.32 | 0.28 | 0.01 | 0 | 0.15 | 0.17 | 0.15 | 0.11 | 0.01 | 0 | True |  | Non Federally-Regulated | 08/22/2018 |  | 09/22/2020
Generation Brands | Element | E2SL-LO9WD****-**** | Light Emitting Diode | Inseparable Luminaire | Direct Wired | Forward Phase Cut Controls | 86 | 2738 | 0.0011 | 93 | 68 | 243 | 0.97 | Ambient | 15000 |  |  | 99999 | 0.01 | 19 | 19 | 0.13 | 0.06 | 0.06 | 0.05 | 0.01 | 0 | 0.76 | 0.35 | 0.32 | 0.28 | 0.01 | 0 | 0.15 | 0.17 | 0.15 | 0.11 | 0.01 | 0 | True |  | Non Federally-Regulated | 08/22/2018 |  | 09/22/2020
Generation Brands | Element | E2RL-LO9WD****-***** | Light Emitting Diode | Inseparable Luminaire | Direct Wired | Forward Phase Cut Controls | 86 | 2738 | 0.0011 | 93 | 68 | 243 | 0.97 | Ambient | 15000 |  |  | 99999 | 0.01 | 19 | 19 | 0.13 | 0.06 | 0.06 | 0.05 | 0.01 | 0 | 0.76 | 0.35 | 0.32 | 0.28 | 0.01 | 0 | 0.15 | 0.17 | 0.15 | 0.11 | 0.01 | 0 | True |  | Non Federally-Regulated | 08/22/2018 |  | 09/22/2020
Generation Brands | Element | E2SL-LO9WD****-***** | Light Emitting Diode | Inseparable Luminaire | Direct Wired | Forward Phase Cut Controls | 86 | 2738 | 0.0011 | 93 | 68 | 243 | 0.97 | Ambient | 15000 |  |  | 99999 | 0.01 | 19 | 19 | 0.13 | 0.06 | 0.06 | 0.05 | 0.01 | 0 | 0.76 | 0.35 | 0.32 | 0.28 | 0.01 | 0 | 0.15 | 0.17 | 0.15 | 0.11 | 0.01 | 0 | True |  | Non Federally-Regulated | 08/22/2018 |  | 09/22/2020
Generation Brands | Element | E3RLF-L*9*****-***** | Light Emitting Diode | Inseparable Luminaire | Direct Wired | Forward Phase Cut Controls | 86 | 2738 | 0.0011 | 93 | 68 | 243 | 0.97 | Ambient | 15000 |  |  | 99999 | 0.01 | 19 | 19 | 0.13 | 0.06 | 0.06 | 0.05 | 0.01 | 0 | 0.76 | 0.35 | 0.32 | 0.28 | 0.01 | 0 | 0.15 | 0.17 | 0.15 | 0.11 | 0.01 | 0 | True |  | Non Federally-Regulated | 08/22/2018 |  | 09/22/2020
Generation Brands | Element | E3RFF-L*9*****-**** | Light Emitting Diode | Inseparable Luminaire | Direct Wired | Forward Phase Cut Controls | 86 | 2738 | 0.0011 | 93 | 68 | 243 | 0.97 | Ambient | 15000 |  |  | 99999 | 0.01 | 19 | 19 | 0.13 | 0.06 | 0.06 | 0.05 | 0.01 | 0 | 0.76 | 0.35 | 0.32 | 0.28 | 0.01 | 0 | 0.15 | 0.17 | 0.15 | 0.11 | 0.01 | 0 | True |  | Non Federally-Regulated | 08/22/2018 |  | 09/22/2020
Generation Brands | Element | E3RFF-L*9*****-***** | Light Emitting Diode | Inseparable Luminaire | Direct Wired | Forward Phase Cut Controls | 86 | 2738 | 0.0011 | 93 | 68 | 243 | 0.97 | Ambient | 15000 |  |  | 99999 | 0.01 | 19 | 19 | 0.13 | 0.06 | 0.06 | 0.05 | 0.01 | 0 | 0.76 | 0.35 | 0.32 | 0.28 | 0.01 | 0 | 0.15 | 0.17 | 0.15 | 0.11 | 0.01 | 0 | True |  | Non Federally-Regulated | 08/22/2018 |  | 09/22/2020
Generation Brands | Element | E3RWC-L*9*****-***** | Light Emitting Diode | Inseparable Luminaire | Direct Wired | Forward Phase Cut Controls | 86 | 2738 | 0.0011 | 93 | 68 | 243 | 0.97 | Ambient | 15000 |  |  | 99999 | 0.01 | 19 | 19 | 0.13 | 0.06 | 0.06 | 0.05 | 0.01 | 0 | 0.76 | 0.35 | 0.32 | 0.28 | 0.01 | 0 | 0.15 | 0.17 | 0.15 | 0.11 | 0.01 | 0 | True |  | Non Federally-Regulated | 08/22/2018 |  | 09/22/2020
Generation Brands | Element | E3SLF-L*9*****-**** | Light Emitting Diode | Inseparable Luminaire | Direct Wired | Forward Phase Cut Controls | 86 | 2738 | 0.0011 | 93 | 68 | 243 | 0.97 | Ambient | 15000 |  |  | 99999 | 0.01 | 19 | 19 | 0.13 | 0.06 | 0.06 | 0.05 | 0.01 | 0 | 0.76 | 0.35 | 0.32 | 0.28 | 0.01 | 0 | 0.15 | 0.17 | 0.15 | 0.11 | 0.01 | 0 | True |  | Non Federally-Regulated | 08/22/2018 |  | 09/22/2020
Generation Brands | Element | E3SLF-L*9*****-***** | Light Emitting Diode | Inseparable Luminaire | Direct Wired | Forward Phase Cut Controls | 86 | 2738 | 0.0011 | 93 | 68 | 243 | 0.97 | Ambient | 15000 |  |  | 99999 | 0.01 | 19 | 19 | 0.13 | 0.06 | 0.06 | 0.05 | 0.01 | 0 | 0.76 | 0.35 | 0.32 | 0.28 | 0.01 | 0 | 0.15 | 0.17 | 0.15 | 0.11 | 0.01 | 0 | True |  | Non Federally-Regulated | 08/22/2018 |  | 09/22/2020
Generation Brands | Element | E3SLF-*9*****-***** | Light Emitting Diode | Inseparable Luminaire | Direct Wired | Forward Phase Cut Controls | 86 | 2738 | 0.0011 | 93 | 68 | 243 | 0.97 | Ambient | 15000 |  |  | 99999 | 0.01 | 19 | 19 | 0.13 | 0.06 | 0.06 | 0.05 | 0.01 | 0 | 0.76 | 0.35 | 0.32 | 0.28 | 0.01 | 0 | 0.15 | 0.17 | 0.15 | 0.11 | 0.01 | 0 | True |  | Non Federally-Regulated | 08/22/2018 |  | 09/22/2020
Generation Brands | Element | E3SFF-L*9*****-**** | Light Emitting Diode | Inseparable Luminaire | Direct Wired | Forward Phase Cut Controls | 86 | 2738 | 0.0011 | 93 | 68 | 243 | 0.97 | Ambient | 15000 |  |  | 99999 | 0.01 | 19 | 19 | 0.13 | 0.06 | 0.06 | 0.05 | 0.01 | 0 | 0.76 | 0.35 | 0.32 | 0.28 | 0.01 | 0 | 0.15 | 0.17 | 0.15 | 0.11 | 0.01 | 0 | True |  | Non Federally-Regulated | 08/22/2018 |  | 09/22/2020
Generation Brands | Element | E3SFF-L*9*****-***** | Light Emitting Diode | Inseparable Luminaire | Direct Wired | Forward Phase Cut Controls | 86 | 2738 | 0.0011 | 93 | 68 | 243 | 0.97 | Ambient | 15000 |  |  | 99999 | 0.01 | 19 | 19 | 0.13 | 0.06 | 0.06 | 0.05 | 0.01 | 0 | 0.76 | 0.35 | 0.32 | 0.28 | 0.01 | 0 | 0.15 | 0.17 | 0.15 | 0.11 | 0.01 | 0 | True |  | Non Federally-Regulated | 08/22/2018 |  | 09/22/2020
Generation Brands | Element | E3SWC-L*9*****-**** | Light Emitting Diode | Inseparable Luminaire | Direct Wired | Forward Phase Cut Controls | 86 | 2738 | 0.0011 | 93 | 68 | 243 | 0.97 | Ambient | 15000 |  |  | 99999 | 0.01 | 19 | 19 | 0.13 | 0.06 | 0.06 | 0.05 | 0.01 | 0 | 0.76 | 0.35 | 0.32 | 0.28 | 0.01 | 0 | 0.15 | 0.17 | 0.15 | 0.11 | 0.01 | 0 | True |  | Non Federally-Regulated | 08/22/2018 |  | 09/22/2020
Generation Brands | Element | E3SWC-L*9*****-***** | Light Emitting Diode | Inseparable Luminaire | Direct Wired | Forward Phase Cut Controls | 86 | 2738 | 0.0011 | 93 | 68 | 243 | 0.97 | Ambient | 15000 |  |  | 99999 | 0.01 | 19 | 19 | 0.13 | 0.06 | 0.06 | 0.05 | 0.01 | 0 | 0.76 | 0.35 | 0.32 | 0.28 | 0.01 | 0 | 0.15 | 0.17 | 0.15 | 0.11 | 0.01 | 0 | True |  | Non Federally-Regulated | 08/22/2018 |  | 09/22/2020
Generation Brands | Element | E3RLF-XA****** | Light Emitting Diode | Inseparable Luminaire | Direct Wired | Forward Phase Cut Controls | 86 | 2738 | 0.0011 | 93 | 68 | 243 | 0.97 | Ambient | 15000 |  |  | 99999 | 0.01 | 19 | 19 | 0.13 | 0.06 | 0.06 | 0.05 | 0.01 | 0 | 0.76 | 0.35 | 0.32 | 0.28 | 0.01 | 0 | 0.15 | 0.17 | 0.15 | 0.11 | 0.01 | 0 | True |  | Non Federally-Regulated | 08/22/2018 |  | 09/22/2020
Generation Brands | Element | E3RLF-XA******-*** | Light Emitting Diode | Inseparable Luminaire | Direct Wired | Forward Phase Cut Controls | 86 | 2738 | 0.0011 | 93 | 68 | 243 | 0.97 | Ambient | 15000 |  |  | 99999 | 0.01 | 19 | 19 | 0.13 | 0.06 | 0.06 | 0.05 | 0.01 | 0 | 0.76 | 0.35 | 0.32 | 0.28 | 0.01 | 0 | 0.15 | 0.17 | 0.15 | 0.11 | 0.01 | 0 | True |  | Non Federally-Regulated | 08/22/2018 |  | 09/22/2020
Generation Brands | Element | E3RLF-XA*****-***** | Light Emitting Diode | Inseparable Luminaire | Direct Wired | Forward Phase Cut Controls | 86 | 2738 | 0.0011 | 93 | 68 | 243 | 0.97 | Ambient | 15000 |  |  | 99999 | 0.01 | 19 | 19 | 0.13 | 0.06 | 0.06 | 0.05 | 0.01 | 0 | 0.76 | 0.35 | 0.32 | 0.28 | 0.01 | 0 | 0.15 | 0.17 | 0.15 | 0.11 | 0.01 | 0 | True |  | Non Federally-Regulated | 08/22/2018 |  | 09/22/2020
Generation Brands | Element | E3RFF-XA****** | Light Emitting Diode | Inseparable Luminaire | Direct Wired | Forward Phase Cut Controls | 86 | 2738 | 0.0011 | 93 | 68 | 243 | 0.97 | Ambient | 15000 |  |  | 99999 | 0.01 | 19 | 19 | 0.13 | 0.06 | 0.06 | 0.05 | 0.01 | 0 | 0.76 | 0.35 | 0.32 | 0.28 | 0.01 | 0 | 0.15 | 0.17 | 0.15 | 0.11 | 0.01 | 0 | True |  | Non Federally-Regulated | 08/22/2018 |  | 09/22/2020
Generation Brands | Element | E3RFF-XA******-*** | Light Emitting Diode | Inseparable Luminaire | Direct Wired | Forward Phase Cut Controls | 86 | 2738 | 0.0011 | 93 | 68 | 243 | 0.97 | Ambient | 15000 |  |  | 99999 | 0.01 | 19 | 19 | 0.13 | 0.06 | 0.06 | 0.05 | 0.01 | 0 | 0.76 | 0.35 | 0.32 | 0.28 | 0.01 | 0 | 0.15 | 0.17 | 0.15 | 0.11 | 0.01 | 0 | True |  | Non Federally-Regulated | 08/22/2018 |  | 09/22/2020
Generation Brands | Element | E3RFF-XA******-**** | Light Emitting Diode | Inseparable Luminaire | Direct Wired | Forward Phase Cut Controls | 86 | 2738 | 0.0011 | 93 | 68 | 243 | 0.97 | Ambient | 15000 |  |  | 99999 | 0.01 | 19 | 19 | 0.13 | 0.06 | 0.06 | 0.05 | 0.01 | 0 | 0.76 | 0.35 | 0.32 | 0.28 | 0.01 | 0 | 0.15 | 0.17 | 0.15 | 0.11 | 0.01 | 0 | True |  | Non Federally-Regulated | 08/22/2018 |  | 09/22/2020
Generation Brands | Element | E3RFF-XA******-***** | Light Emitting Diode | Inseparable Luminaire | Direct Wired | Forward Phase Cut Controls | 86 | 2738 | 0.0011 | 93 | 68 | 243 | 0.97 | Ambient | 15000 |  |  | 99999 | 0.01 | 19 | 19 | 0.13 | 0.06 | 0.06 | 0.05 | 0.01 | 0 | 0.76 | 0.35 | 0.32 | 0.28 | 0.01 | 0 | 0.15 | 0.17 | 0.15 | 0.11 | 0.01 | 0 | True |  | Non Federally-Regulated | 08/22/2018 |  | 09/22/2020
Generation Brands | Element | E3RWC-XA****** | Light Emitting Diode | Inseparable Luminaire | Direct Wired | Forward Phase Cut Controls | 86 | 2738 | 0.0011 | 93 | 68 | 243 | 0.97 | Ambient | 15000 |  |  | 99999 | 0.01 | 19 | 19 | 0.13 | 0.06 | 0.06 | 0.05 | 0.01 | 0 | 0.76 | 0.35 | 0.32 | 0.28 | 0.01 | 0 | 0.15 | 0.17 | 0.15 | 0.11 | 0.01 | 0 | True |  | Non Federally-Regulated | 08/22/2018 |  | 09/22/2020
Generation Brands | Element | E3RWC-XA******-*** | Light Emitting Diode | Inseparable Luminaire | Direct Wired | Forward Phase Cut Controls | 86 | 2738 | 0.0011 | 93 | 68 | 243 | 0.97 | Ambient | 15000 |  |  | 99999 | 0.01 | 19 | 19 | 0.13 | 0.06 | 0.06 | 0.05 | 0.01 | 0 | 0.76 | 0.35 | 0.32 | 0.28 | 0.01 | 0 | 0.15 | 0.17 | 0.15 | 0.11 | 0.01 | 0 | True |  | Non Federally-Regulated | 08/22/2018 |  | 09/22/2020
Generation Brands | Element | E3RWC-XA******-***** | Light Emitting Diode | Inseparable Luminaire | Direct Wired | Forward Phase Cut Controls | 86 | 2738 | 0.0011 | 93 | 68 | 243 | 0.97 | Ambient | 15000 |  |  | 99999 | 0.01 | 19 | 19 | 0.13 | 0.06 | 0.06 | 0.05 | 0.01 | 0 | 0.76 | 0.35 | 0.32 | 0.28 | 0.01 | 0 | 0.15 | 0.17 | 0.15 | 0.11 | 0.01 | 0 | True |  | Non Federally-Regulated | 08/22/2018 |  | 09/22/2020
Generation Brands | Element | E3SLF-XA****** | Light Emitting Diode | Inseparable Luminaire | Direct Wired | Forward Phase Cut Controls | 86 | 2738 | 0.0011 | 93 | 68 | 243 | 0.97 | Ambient | 15000 |  |  | 99999 | 0.01 | 19 | 19 | 0.13 | 0.06 | 0.06 | 0.05 | 0.01 | 0 | 0.76 | 0.35 | 0.32 | 0.28 | 0.01 | 0 | 0.15 | 0.17 | 0.15 | 0.11 | 0.01 | 0 | True |  | Non Federally-Regulated | 08/22/2018 |  | 09/22/2020
Generation Brands | Element | E3SLF-XA******-*** | Light Emitting Diode | Inseparable Luminaire | Direct Wired | Forward Phase Cut Controls | 86 | 2738 | 0.0011 | 93 | 68 | 243 | 0.97 | Ambient | 15000 |  |  | 99999 | 0.01 | 19 | 19 | 0.13 | 0.06 | 0.06 | 0.05 | 0.01 | 0 | 0.76 | 0.35 | 0.32 | 0.28 | 0.01 | 0 | 0.15 | 0.17 | 0.15 | 0.11 | 0.01 | 0 | True |  | Non Federally-Regulated | 08/22/2018 |  | 09/22/2020
Generation Brands | Element | E3SLF-XA******-**** | Light Emitting Diode | Inseparable Luminaire | Direct Wired | Forward Phase Cut Controls | 86 | 2738 | 0.0011 | 93 | 68 | 243 | 0.97 | Ambient | 15000 |  |  | 99999 | 0.01 | 19 | 19 | 0.13 | 0.06 | 0.06 | 0.05 | 0.01 | 0 | 0.76 | 0.35 | 0.32 | 0.28 | 0.01 | 0 | 0.15 | 0.17 | 0.15 | 0.11 | 0.01 | 0 | True |  | Non Federally-Regulated | 08/22/2018 |  | 09/22/2020
Generation Brands | Element | E3SLF-XA******-***** | Light Emitting Diode | Inseparable Luminaire | Direct Wired | Forward Phase Cut Controls | 86 | 2738 | 0.0011 | 93 | 68 | 243 | 0.97 | Ambient | 15000 |  |  | 99999 | 0.01 | 19 | 19 | 0.13 | 0.06 | 0.06 | 0.05 | 0.01 | 0 | 0.76 | 0.35 | 0.32 | 0.28 | 0.01 | 0 | 0.15 | 0.17 | 0.15 | 0.11 | 0.01 | 0 | True |  | Non Federally-Regulated | 08/22/2018 |  | 09/22/2020
Generation Brands | Element | E3SFF-XA****** | Light Emitting Diode | Inseparable Luminaire | Direct Wired | Forward Phase Cut Controls | 86 | 2738 | 0.0011 | 93 | 68 | 243 | 0.97 | Ambient | 15000 |  |  | 99999 | 0.01 | 19 | 19 | 0.13 | 0.06 | 0.06 | 0.05 | 0.01 | 0 | 0.76 | 0.35 | 0.32 | 0.28 | 0.01 | 0 | 0.15 | 0.17 | 0.15 | 0.11 | 0.01 | 0 | True |  | Non Federally-Regulated | 08/22/2018 |  | 09/22/2020
Generation Brands | Element | E3SFF-XA******-*** | Light Emitting Diode | Inseparable Luminaire | Direct Wired | Forward Phase Cut Controls | 86 | 2738 | 0.0011 | 93 | 68 | 243 | 0.97 | Ambient | 15000 |  |  | 99999 | 0.01 | 19 | 19 | 0.13 | 0.06 | 0.06 | 0.05 | 0.01 | 0 | 0.76 | 0.35 | 0.32 | 0.28 | 0.01 | 0 | 0.15 | 0.17 | 0.15 | 0.11 | 0.01 | 0 | True |  | Non Federally-Regulated | 08/22/2018 |  | 09/22/2020
Generation Brands | Element | E3SFF-XA******-**** | Light Emitting Diode | Inseparable Luminaire | Direct Wired | Forward Phase Cut Controls | 86 | 2738 | 0.0011 | 93 | 68 | 243 | 0.97 | Ambient | 15000 |  |  | 99999 | 0.01 | 19 | 19 | 0.13 | 0.06 | 0.06 | 0.05 | 0.01 | 0 | 0.76 | 0.35 | 0.32 | 0.28 | 0.01 | 0 | 0.15 | 0.17 | 0.15 | 0.11 | 0.01 | 0 | True |  | Non Federally-Regulated | 08/22/2018 |  | 09/22/2020
Generation Brands | Element | E3SFF-XA******-***** | Light Emitting Diode | Inseparable Luminaire | Direct Wired | Forward Phase Cut Controls | 86 | 2738 | 0.0011 | 93 | 68 | 243 | 0.97 | Ambient | 15000 |  |  | 99999 | 0.01 | 19 | 19 | 0.13 | 0.06 | 0.06 | 0.05 | 0.01 | 0 | 0.76 | 0.35 | 0.32 | 0.28 | 0.01 | 0 | 0.15 | 0.17 | 0.15 | 0.11 | 0.01 | 0 | True |  | Non Federally-Regulated | 08/22/2018 |  | 09/22/2020
Generation Brands | Element | E3SWC-XA****** | Light Emitting Diode | Inseparable Luminaire | Direct Wired | Forward Phase Cut Controls | 86 | 2738 | 0.0011 | 93 | 68 | 243 | 0.97 | Ambient | 15000 |  |  | 99999 | 0.01 | 19 | 19 | 0.13 | 0.06 | 0.06 | 0.05 | 0.01 | 0 | 0.76 | 0.35 | 0.32 | 0.28 | 0.01 | 0 | 0.15 | 0.17 | 0.15 | 0.11 | 0.01 | 0 | True |  | Non Federally-Regulated | 08/22/2018 |  | 09/22/2020
Generation Brands | Element | E3SWC-XA******-*** | Light Emitting Diode | Inseparable Luminaire | Direct Wired | Forward Phase Cut Controls | 86 | 2738 | 0.0011 | 93 | 68 | 243 | 0.97 | Ambient | 15000 |  |  | 99999 | 0.01 | 19 | 19 | 0.13 | 0.06 | 0.06 | 0.05 | 0.01 | 0 | 0.76 | 0.35 | 0.32 | 0.28 | 0.01 | 0 | 0.15 | 0.17 | 0.15 | 0.11 | 0.01 | 0 | True |  | Non Federally-Regulated | 08/22/2018 |  | 09/22/2020
Generation Brands | Element | E3SWC-XA******-**** | Light Emitting Diode | Inseparable Luminaire | Direct Wired | Forward Phase Cut Controls | 86 | 2738 | 0.0011 | 93 | 68 | 243 | 0.97 | Ambient | 15000 |  |  | 99999 | 0.01 | 19 | 19 | 0.13 | 0.06 | 0.06 | 0.05 | 0.01 | 0 | 0.76 | 0.35 | 0.32 | 0.28 | 0.01 | 0 | 0.15 | 0.17 | 0.15 | 0.11 | 0.01 | 0 | True |  | Non Federally-Regulated | 08/22/2018 |  | 09/22/2020
Generation Brands | Element | E3SWCXA******-***** | Light Emitting Diode | Inseparable Luminaire | Direct Wired | Forward Phase Cut Controls | 86 | 2738 | 0.0011 | 93 | 68 | 243 | 0.97 | Ambient | 15000 |  |  | 99999 | 0.01 | 19 | 19 | 0.13 | 0.06 | 0.06 | 0.05 | 0.01 | 0 | 0.76 | 0.35 | 0.32 | 0.28 | 0.01 | 0 | 0.15 | 0.17 | 0.15 | 0.11 | 0.01 | 0 | True |  | Non Federally-Regulated | 08/22/2018 |  | 09/22/2020
Generation Brands | Element | E3SWC-XA******-***** | Light Emitting Diode | Inseparable Luminaire | Direct Wired | Forward Phase Cut Controls | 86 | 2738 | 0.0011 | 93 | 68 | 243 | 0.97 | Ambient | 15000 |  |  | 99999 | 0.01 | 19 | 19 | 0.13 | 0.06 | 0.06 | 0.05 | 0.01 | 0 | 0.76 | 0.35 | 0.32 | 0.28 | 0.01 | 0 | 0.15 | 0.17 | 0.15 | 0.11 | 0.01 | 0 | True |  | Non Federally-Regulated | 08/22/2018 |  | 09/22/2020
Generation Brands | Element | E3RLW-L*9***-***** | Light Emitting Diode | Inseparable Luminaire | Direct Wired | Forward Phase Cut Controls | 86 | 2738 | 0.0011 | 93 | 68 | 243 | 0.97 | Ambient | 15000 |  |  | 99999 | 0.01 | 19 | 19 | 0.13 | 0.06 | 0.06 | 0.05 | 0.01 | 0 | 0.76 | 0.35 | 0.32 | 0.28 | 0.01 | 0 | 0.15 | 0.17 | 0.15 | 0.11 | 0.01 | 0 | True |  | Non Federally-Regulated | 08/22/2018 |  | 09/22/2020
Generation Brands | Element | E3RFW-L*9***-**** | Light Emitting Diode | Inseparable Luminaire | Direct Wired | Forward Phase Cut Controls | 86 | 2738 | 0.0011 | 93 | 68 | 243 | 0.97 | Ambient | 15000 |  |  | 99999 | 0.01 | 19 | 19 | 0.13 | 0.06 | 0.06 | 0.05 | 0.01 | 0 | 0.76 | 0.35 | 0.32 | 0.28 | 0.01 | 0 | 0.15 | 0.17 | 0.15 | 0.11 | 0.01 | 0 | True |  | Non Federally-Regulated | 08/22/2018 |  | 09/22/2020
Generation Brands | Element | E3RFW-L*9***-***** | Light Emitting Diode | Inseparable Luminaire | Direct Wired | Forward Phase Cut Controls | 86 | 2738 | 0.0011 | 93 | 68 | 243 | 0.97 | Ambient | 15000 |  |  | 99999 | 0.01 | 19 | 19 | 0.13 | 0.06 | 0.06 | 0.05 | 0.01 | 0 | 0.76 | 0.35 | 0.32 | 0.28 | 0.01 | 0 | 0.15 | 0.17 | 0.15 | 0.11 | 0.01 | 0 | True |  | Non Federally-Regulated | 08/22/2018 |  | 09/22/2020
Generation Brands | Element | E3RWC-L*9***-***** | Light Emitting Diode | Inseparable Luminaire | Direct Wired | Forward Phase Cut Controls | 86 | 2738 | 0.0011 | 93 | 68 | 243 | 0.97 | Ambient | 15000 |  |  | 99999 | 0.01 | 19 | 19 | 0.13 | 0.06 | 0.06 | 0.05 | 0.01 | 0 | 0.76 | 0.35 | 0.32 | 0.28 | 0.01 | 0 | 0.15 | 0.17 | 0.15 | 0.11 | 0.01 | 0 | True |  | Non Federally-Regulated | 08/22/2018 |  | 09/22/2020
Generation Brands | Element | E3RLW-XA***-***** | Light Emitting Diode | Inseparable Luminaire | Direct Wired | Forward Phase Cut Controls | 86 | 2738 | 0.0011 | 93 | 68 | 243 | 0.97 | Ambient | 15000 |  |  | 99999 | 0.01 | 19 | 19 | 0.13 | 0.06 | 0.06 | 0.05 | 0.01 | 0 | 0.76 | 0.35 | 0.32 | 0.28 | 0.01 | 0 | 0.15 | 0.17 | 0.15 | 0.11 | 0.01 | 0 | True |  | Non Federally-Regulated | 08/22/2018 |  | 09/22/2020
Generation Brands | Element | E3RFW-XA***-**** | Light Emitting Diode | Inseparable Luminaire | Direct Wired | Forward Phase Cut Controls | 86 | 2738 | 0.0011 | 93 | 68 | 243 | 0.97 | Ambient | 15000 |  |  | 99999 | 0.01 | 19 | 19 | 0.13 | 0.06 | 0.06 | 0.05 | 0.01 | 0 | 0.76 | 0.35 | 0.32 | 0.28 | 0.01 | 0 | 0.15 | 0.17 | 0.15 | 0.11 | 0.01 | 0 | True |  | Non Federally-Regulated | 08/22/2018 |  | 09/22/2020
Generation Brands | Element | E3RFW-XA***-***** | Light Emitting Diode | Inseparable Luminaire | Direct Wired | Forward Phase Cut Controls | 86 | 2738 | 0.0011 | 93 | 68 | 243 | 0.97 | Ambient | 15000 |  |  | 99999 | 0.01 | 19 | 19 | 0.13 | 0.06 | 0.06 | 0.05 | 0.01 | 0 | 0.76 | 0.35 | 0.32 | 0.28 | 0.01 | 0 | 0.15 | 0.17 | 0.15 | 0.11 | 0.01 | 0 | True |  | Non Federally-Regulated | 08/22/2018 |  | 09/22/2020
Generation Brands | Element | E3RWCW-XA***-***** | Light Emitting Diode | Inseparable Luminaire | Direct Wired | Forward Phase Cut Controls | 86 | 2738 | 0.0011 | 93 | 68 | 243 | 0.97 | Ambient | 15000 |  |  | 99999 | 0.01 | 19 | 19 | 0.13 | 0.06 | 0.06 | 0.05 | 0.01 | 0 | 0.76 | 0.35 | 0.32 | 0.28 | 0.01 | 0 | 0.15 | 0.17 | 0.15 | 0.11 | 0.01 | 0 | True |  | Non Federally-Regulated | 08/22/2018 |  | 09/22/2020
Generation Brands | Element | E3SLW-L*9***-**** | Light Emitting Diode | Inseparable Luminaire | Direct Wired | Forward Phase Cut Controls | 86 | 2738 | 0.0011 | 93 | 68 | 243 | 0.97 | Ambient | 15000 |  |  | 99999 | 0.01 | 19 | 19 | 0.13 | 0.06 | 0.06 | 0.05 | 0.01 | 0 | 0.76 | 0.35 | 0.32 | 0.28 | 0.01 | 0 | 0.15 | 0.17 | 0.15 | 0.11 | 0.01 | 0 | True |  | Non Federally-Regulated | 08/22/2018 |  | 09/22/2020
Generation Brands | Element | E3SLW-L*9***-***** | Light Emitting Diode | Inseparable Luminaire | Direct Wired | Forward Phase Cut Controls | 86 | 2738 | 0.0011 | 93 | 68 | 243 | 0.97 | Ambient | 15000 |  |  | 99999 | 0.01 | 19 | 19 | 0.13 | 0.06 | 0.06 | 0.05 | 0.01 | 0 | 0.76 | 0.35 | 0.32 | 0.28 | 0.01 | 0 | 0.15 | 0.17 | 0.15 | 0.11 | 0.01 | 0 | True |  | Non Federally-Regulated | 08/22/2018 |  | 09/22/2020
Generation Brands | Element | E3SFW-L*9***-**** | Light Emitting Diode | Inseparable Luminaire | Direct Wired | Forward Phase Cut Controls | 86 | 2738 | 0.0011 | 93 | 68 | 243 | 0.97 | Ambient | 15000 |  |  | 99999 | 0.01 | 19 | 19 | 0.13 | 0.06 | 0.06 | 0.05 | 0.01 | 0 | 0.76 | 0.35 | 0.32 | 0.28 | 0.01 | 0 | 0.15 | 0.17 | 0.15 | 0.11 | 0.01 | 0 | True |  | Non Federally-Regulated | 08/22/2018 |  | 09/22/2020
Generation Brands | Element | E3SFW-L*9***-***** | Light Emitting Diode | Inseparable Luminaire | Direct Wired | Forward Phase Cut Controls | 86 | 2738 | 0.0011 | 93 | 68 | 243 | 0.97 | Ambient | 15000 |  |  | 99999 | 0.01 | 19 | 19 | 0.13 | 0.06 | 0.06 | 0.05 | 0.01 | 0 | 0.76 | 0.35 | 0.32 | 0.28 | 0.01 | 0 | 0.15 | 0.17 | 0.15 | 0.11 | 0.01 | 0 | True |  | Non Federally-Regulated | 08/22/2018 |  | 09/22/2020
Generation Brands | Element | E3SWC-L*9***-**** | Light Emitting Diode | Inseparable Luminaire | Direct Wired | Forward Phase Cut Controls | 86 | 2738 | 0.0011 | 93 | 68 | 243 | 0.97 | Ambient | 15000 |  |  | 99999 | 0.01 | 19 | 19 | 0.13 | 0.06 | 0.06 | 0.05 | 0.01 | 0 | 0.76 | 0.35 | 0.32 | 0.28 | 0.01 | 0 | 0.15 | 0.17 | 0.15 | 0.11 | 0.01 | 0 | True |  | Non Federally-Regulated | 08/22/2018 |  | 09/22/2020
Generation Brands | Element | E3SWC-L*9***-***** | Light Emitting Diode | Inseparable Luminaire | Direct Wired | Forward Phase Cut Controls | 86 | 2738 | 0.0011 | 93 | 68 | 243 | 0.97 | Ambient | 15000 |  |  | 99999 | 0.01 | 19 | 19 | 0.13 | 0.06 | 0.06 | 0.05 | 0.01 | 0 | 0.76 | 0.35 | 0.32 | 0.28 | 0.01 | 0 | 0.15 | 0.17 | 0.15 | 0.11 | 0.01 | 0 | True |  | Non Federally-Regulated | 08/22/2018 |  | 09/22/2020
Generation Brands | Element | E3SLW-XA***-**** | Light Emitting Diode | Inseparable Luminaire | Direct Wired | Forward Phase Cut Controls | 86 | 2738 | 0.0011 | 93 | 68 | 243 | 0.97 | Ambient | 15000 |  |  | 99999 | 0.01 | 19 | 19 | 0.13 | 0.06 | 0.06 | 0.05 | 0.01 | 0 | 0.76 | 0.35 | 0.32 | 0.28 | 0.01 | 0 | 0.15 | 0.17 | 0.15 | 0.11 | 0.01 | 0 | True |  | Non Federally-Regulated | 08/22/2018 |  | 09/22/2020
Generation Brands | Element | E3SLW-XA***-***** | Light Emitting Diode | Inseparable Luminaire | Direct Wired | Forward Phase Cut Controls | 86 | 2738 | 0.0011 | 93 | 68 | 243 | 0.97 | Ambient | 15000 |  |  | 99999 | 0.01 | 19 | 19 | 0.13 | 0.06 | 0.06 | 0.05 | 0.01 | 0 | 0.76 | 0.35 | 0.32 | 0.28 | 0.01 | 0 | 0.15 | 0.17 | 0.15 | 0.11 | 0.01 | 0 | True |  | Non Federally-Regulated | 08/22/2018 |  | 09/22/2020
Generation Brands | Element | E3SFW-XA***-**** | Light Emitting Diode | Inseparable Luminaire | Direct Wired | Forward Phase Cut Controls | 86 | 2738 | 0.0011 | 93 | 68 | 243 | 0.97 | Ambient | 15000 |  |  | 99999 | 0.01 | 19 | 19 | 0.13 | 0.06 | 0.06 | 0.05 | 0.01 | 0 | 0.76 | 0.35 | 0.32 | 0.28 | 0.01 | 0 | 0.15 | 0.17 | 0.15 | 0.11 | 0.01 | 0 | True |  | Non Federally-Regulated | 08/22/2018 |  | 09/22/2020
Generation Brands | Element | E3SFW-XA***-***** | Light Emitting Diode | Inseparable Luminaire | Direct Wired | Forward Phase Cut Controls | 86 | 2738 | 0.0011 | 93 | 68 | 243 | 0.97 | Ambient | 15000 |  |  | 99999 | 0.01 | 19 | 19 | 0.13 | 0.06 | 0.06 | 0.05 | 0.01 | 0 | 0.76 | 0.35 | 0.32 | 0.28 | 0.01 | 0 | 0.15 | 0.17 | 0.15 | 0.11 | 0.01 | 0 | True |  | Non Federally-Regulated | 08/22/2018 |  | 09/22/2020
Generation Brands | Element | E3SWCW-XA***-**** | Light Emitting Diode | Inseparable Luminaire | Direct Wired | Forward Phase Cut Controls | 86 | 2738 | 0.0011 | 93 | 68 | 243 | 0.97 | Ambient | 15000 |  |  | 99999 | 0.01 | 19 | 19 | 0.13 | 0.06 | 0.06 | 0.05 | 0.01 | 0 | 0.76 | 0.35 | 0.32 | 0.28 | 0.01 | 0 | 0.15 | 0.17 | 0.15 | 0.11 | 0.01 | 0 | True |  | Non Federally-Regulated | 08/22/2018 |  | 09/22/2020
Generation Brands | Element | E3SWCW-XA***-***** | Light Emitting Diode | Inseparable Luminaire | Direct Wired | Forward Phase Cut Controls | 86 | 2738 | 0.0011 | 93 | 68 | 243 | 0.97 | Ambient | 15000 |  |  | 99999 | 0.01 | 19 | 19 | 0.13 | 0.06 | 0.06 | 0.05 | 0.01 | 0 | 0.76 | 0.35 | 0.32 | 0.28 | 0.01 | 0 | 0.15 | 0.17 | 0.15 | 0.11 | 0.01 | 0 | True |  | Non Federally-Regulated | 08/22/2018 |  | 09/22/2020
Generation Brands | Element | E3RF-L*9***DA*-**** | Light Emitting Diode | Inseparable Luminaire | Direct Wired | Forward Phase Cut Controls | 86 | 2738 | 0.0011 | 93 | 68 | 243 | 0.97 | Ambient | 15000 |  |  | 99999 | 0.01 | 19 | 19 | 0.13 | 0.06 | 0.06 | 0.05 | 0.01 | 0 | 0.76 | 0.35 | 0.32 | 0.28 | 0.01 | 0 | 0.15 | 0.17 | 0.15 | 0.11 | 0.01 | 0 | True |  | Non Federally-Regulated | 08/22/2018 |  | 09/22/2020
Generation Brands | Element | E3RF-L*9***DA*-***** | Light Emitting Diode | Inseparable Luminaire | Direct Wired | Forward Phase Cut Controls | 86 | 2738 | 0.0011 | 93 | 68 | 243 | 0.97 | Ambient | 15000 |  |  | 99999 | 0.01 | 19 | 19 | 0.13 | 0.06 | 0.06 | 0.05 | 0.01 | 0 | 0.76 | 0.35 | 0.32 | 0.28 | 0.01 | 0 | 0.15 | 0.17 | 0.15 | 0.11 | 0.01 | 0 | True |  | Non Federally-Regulated | 08/22/2018 |  | 09/22/2020
Generation Brands | Element | E3SL-L*9***DA*-**** | Light Emitting Diode | Inseparable Luminaire | Direct Wired | Forward Phase Cut Controls | 86 | 2738 | 0.0011 | 93 | 68 | 243 | 0.97 | Ambient | 15000 |  |  | 99999 | 0.01 | 19 | 19 | 0.13 | 0.06 | 0.06 | 0.05 | 0.01 | 0 | 0.76 | 0.35 | 0.32 | 0.28 | 0.01 | 0 | 0.15 | 0.17 | 0.15 | 0.11 | 0.01 | 0 | True |  | Non Federally-Regulated | 08/22/2018 |  | 09/22/2020
Generation Brands | Element | E3SL-L*9***DA*-***** | Light Emitting Diode | Inseparable Luminaire | Direct Wired | Forward Phase Cut Controls | 86 | 2738 | 0.0011 | 93 | 68 | 243 | 0.97 | Ambient | 15000 |  |  | 99999 | 0.01 | 19 | 19 | 0.13 | 0.06 | 0.06 | 0.05 | 0.01 | 0 | 0.76 | 0.35 | 0.32 | 0.28 | 0.01 | 0 | 0.15 | 0.17 | 0.15 | 0.11 | 0.01 | 0 | True |  | Non Federally-Regulated | 08/22/2018 |  | 09/22/2020
Generation Brands | Element | E3SF-L*9***DA*-**** | Light Emitting Diode | Inseparable Luminaire | Direct Wired | Forward Phase Cut Controls | 86 | 2738 | 0.0011 | 93 | 68 | 243 | 0.97 | Ambient | 15000 |  |  | 99999 | 0.01 | 19 | 19 | 0.13 | 0.06 | 0.06 | 0.05 | 0.01 | 0 | 0.76 | 0.35 | 0.32 | 0.28 | 0.01 | 0 | 0.15 | 0.17 | 0.15 | 0.11 | 0.01 | 0 | True |  | Non Federally-Regulated | 08/22/2018 |  | 09/22/2020
Generation Brands | Element | E3SF-L*9***DA*-***** | Light Emitting Diode | Inseparable Luminaire | Direct Wired | Forward Phase Cut Controls | 86 | 2738 | 0.0011 | 93 | 68 | 243 | 0.97 | Ambient | 15000 |  |  | 99999 | 0.01 | 19 | 19 | 0.13 | 0.06 | 0.06 | 0.05 | 0.01 | 0 | 0.76 | 0.35 | 0.32 | 0.28 | 0.01 | 0 | 0.15 | 0.17 | 0.15 | 0.11 | 0.01 | 0 | True |  | Non Federally-Regulated | 08/22/2018 |  | 09/22/2020
Generation Brands | Element | E3SWC-L*9***DA-**** | Light Emitting Diode | Inseparable Luminaire | Direct Wired | Forward Phase Cut Controls | 86 | 2738 | 0.0011 | 93 | 68 | 243 | 0.97 | Ambient | 15000 |  |  | 99999 | 0.01 | 19 | 19 | 0.13 | 0.06 | 0.06 | 0.05 | 0.01 | 0 | 0.76 | 0.35 | 0.32 | 0.28 | 0.01 | 0 | 0.15 | 0.17 | 0.15 | 0.11 | 0.01 | 0 | True |  | Non Federally-Regulated | 08/22/2018 |  | 09/22/2020
Generation Brands | Element | E3SWC-L*9***DA-***** | Light Emitting Diode | Inseparable Luminaire | Direct Wired | Forward Phase Cut Controls | 86 | 2738 | 0.0011 | 93 | 68 | 243 | 0.97 | Ambient | 15000 |  |  | 99999 | 0.01 | 19 | 19 | 0.13 | 0.06 | 0.06 | 0.05 | 0.01 | 0 | 0.76 | 0.35 | 0.32 | 0.28 | 0.01 | 0 | 0.15 | 0.17 | 0.15 | 0.11 | 0.01 | 0 | True |  | Non Federally-Regulated | 08/22/2018 |  | 09/22/2020
Generation Brands | Element | E3RLF-L*9****CS | Light Emitting Diode | Inseparable Luminaire | Direct Wired | Forward Phase Cut Controls | 86 | 2738 | 0.0011 | 93 | 68 | 243 | 0.97 | Ambient | 15000 |  |  | 99999 | 0.01 | 19 | 19 | 0.13 | 0.06 | 0.06 | 0.05 | 0.01 | 0 | 0.76 | 0.35 | 0.32 | 0.28 | 0.01 | 0 | 0.15 | 0.17 | 0.15 | 0.11 | 0.01 | 0 | True |  | Non Federally-Regulated | 08/22/2018 |  | 09/22/2020
Generation Brands | Element | E3RLF-L*9****CS-*** | Light Emitting Diode | Inseparable Luminaire | Direct Wired | Forward Phase Cut Controls | 86 | 2738 | 0.0011 | 93 | 68 | 243 | 0.97 | Ambient | 15000 |  |  | 99999 | 0.01 | 19 | 19 | 0.13 | 0.06 | 0.06 | 0.05 | 0.01 | 0 | 0.76 | 0.35 | 0.32 | 0.28 | 0.01 | 0 | 0.15 | 0.17 | 0.15 | 0.11 | 0.01 | 0 | True |  | Non Federally-Regulated | 08/22/2018 |  | 09/22/2020
Generation Brands | Element | E3RFF-L*9****CS | Light Emitting Diode | Inseparable Luminaire | Direct Wired | Forward Phase Cut Controls | 86 | 2738 | 0.0011 | 93 | 68 | 243 | 0.97 | Ambient | 15000 |  |  | 99999 | 0.01 | 19 | 19 | 0.13 | 0.06 | 0.06 | 0.05 | 0.01 | 0 | 0.76 | 0.35 | 0.32 | 0.28 | 0.01 | 0 | 0.15 | 0.17 | 0.15 | 0.11 | 0.01 | 0 | True |  | Non Federally-Regulated | 08/22/2018 |  | 09/22/2020
Generation Brands | Element | E3RFF-L*9****CS-*** | Light Emitting Diode | Inseparable Luminaire | Direct Wired | Forward Phase Cut Controls | 86 | 2738 | 0.0011 | 93 | 68 | 243 | 0.97 | Ambient | 15000 |  |  | 99999 | 0.01 | 19 | 19 | 0.13 | 0.06 | 0.06 | 0.05 | 0.01 | 0 | 0.76 | 0.35 | 0.32 | 0.28 | 0.01 | 0 | 0.15 | 0.17 | 0.15 | 0.11 | 0.01 | 0 | True |  | Non Federally-Regulated | 08/22/2018 |  | 09/22/2020
Generation Brands | Element | E3RWC-L*9****CS | Light Emitting Diode | Inseparable Luminaire | Direct Wired | Forward Phase Cut Controls | 86 | 2738 | 0.0011 | 93 | 68 | 243 | 0.97 | Ambient | 15000 |  |  | 99999 | 0.01 | 19 | 19 | 0.13 | 0.06 | 0.06 | 0.05 | 0.01 | 0 | 0.76 | 0.35 | 0.32 | 0.28 | 0.01 | 0 | 0.15 | 0.17 | 0.15 | 0.11 | 0.01 | 0 | True |  | Non Federally-Regulated | 08/22/2018 |  | 09/22/2020
Generation Brands | Element | E3RWC-L*9****CS-*** | Light Emitting Diode | Inseparable Luminaire | Direct Wired | Forward Phase Cut Controls | 86 | 2738 | 0.0011 | 93 | 68 | 243 | 0.97 | Ambient | 15000 |  |  | 99999 | 0.01 | 19 | 19 | 0.13 | 0.06 | 0.06 | 0.05 | 0.01 | 0 | 0.76 | 0.35 | 0.32 | 0.28 | 0.01 | 0 | 0.15 | 0.17 | 0.15 | 0.11 | 0.01 | 0 | True |  | Non Federally-Regulated | 08/22/2018 |  | 09/22/2020
Generation Brands | Element | E3SLF-L*9****CS | Light Emitting Diode | Inseparable Luminaire | Direct Wired | Forward Phase Cut Controls | 86 | 2738 | 0.0011 | 93 | 68 | 243 | 0.97 | Ambient | 15000 |  |  | 99999 | 0.01 | 19 | 19 | 0.13 | 0.06 | 0.06 | 0.05 | 0.01 | 0 | 0.76 | 0.35 | 0.32 | 0.28 | 0.01 | 0 | 0.15 | 0.17 | 0.15 | 0.11 | 0.01 | 0 | True |  | Non Federally-Regulated | 08/22/2018 |  | 09/22/2020
Generation Brands | Element | E3SLF-L*9****CS-*** | Light Emitting Diode | Inseparable Luminaire | Direct Wired | Forward Phase Cut Controls | 86 | 2738 | 0.0011 | 93 | 68 | 243 | 0.97 | Ambient | 15000 |  |  | 99999 | 0.01 | 19 | 19 | 0.13 | 0.06 | 0.06 | 0.05 | 0.01 | 0 | 0.76 | 0.35 | 0.32 | 0.28 | 0.01 | 0 | 0.15 | 0.17 | 0.15 | 0.11 | 0.01 | 0 | True |  | Non Federally-Regulated | 08/22/2018 |  | 09/22/2020
Generation Brands | Element | E3SFF-L*9****CS | Light Emitting Diode | Inseparable Luminaire | Direct Wired | Forward Phase Cut Controls | 86 | 2738 | 0.0011 | 93 | 68 | 243 | 0.97 | Ambient | 15000 |  |  | 99999 | 0.01 | 19 | 19 | 0.13 | 0.06 | 0.06 | 0.05 | 0.01 | 0 | 0.76 | 0.35 | 0.32 | 0.28 | 0.01 | 0 | 0.15 | 0.17 | 0.15 | 0.11 | 0.01 | 0 | True |  | Non Federally-Regulated | 08/22/2018 |  | 09/22/2020
Generation Brands | Element | E3SFF-L*9****CS-*** | Light Emitting Diode | Inseparable Luminaire | Direct Wired | Forward Phase Cut Controls | 86 | 2738 | 0.0011 | 93 | 68 | 243 | 0.97 | Ambient | 15000 |  |  | 99999 | 0.01 | 19 | 19 | 0.13 | 0.06 | 0.06 | 0.05 | 0.01 | 0 | 0.76 | 0.35 | 0.32 | 0.28 | 0.01 | 0 | 0.15 | 0.17 | 0.15 | 0.11 | 0.01 | 0 | True |  | Non Federally-Regulated | 08/22/2018 |  | 09/22/2020
Generation Brands | Element | E3SWC-L*9****CS | Light Emitting Diode | Inseparable Luminaire | Direct Wired | Forward Phase Cut Controls | 86 | 2738 | 0.0011 | 93 | 68 | 243 | 0.97 | Ambient | 15000 |  |  | 99999 | 0.01 | 19 | 19 | 0.13 | 0.06 | 0.06 | 0.05 | 0.01 | 0 | 0.76 | 0.35 | 0.32 | 0.28 | 0.01 | 0 | 0.15 | 0.17 | 0.15 | 0.11 | 0.01 | 0 | True |  | Non Federally-Regulated | 08/22/2018 |  | 09/22/2020
Generation Brands | Element | E3SWC-L*9****CS-*** | Light Emitting Diode | Inseparable Luminaire | Direct Wired | Forward Phase Cut Controls | 86 | 2738 | 0.0011 | 93 | 68 | 243 | 0.97 | Ambient | 15000 |  |  | 99999 | 0.01 | 19 | 19 | 0.13 | 0.06 | 0.06 | 0.05 | 0.01 | 0 | 0.76 | 0.35 | 0.32 | 0.28 | 0.01 | 0 | 0.15 | 0.17 | 0.15 | 0.11 | 0.01 | 0 | True |  | Non Federally-Regulated | 08/22/2018 |  | 09/22/2020
Generation Brands | Element | E3RLF-L*9****US | Light Emitting Diode | Inseparable Luminaire | Direct Wired | Forward Phase Cut Controls | 86 | 2738 | 0.0011 | 93 | 68 | 243 | 0.97 | Ambient | 15000 |  |  | 99999 | 0.01 | 19 | 19 | 0.13 | 0.06 | 0.06 | 0.05 | 0.01 | 0 | 0.76 | 0.35 | 0.32 | 0.28 | 0.01 | 0 | 0.15 | 0.17 | 0.15 | 0.11 | 0.01 | 0 | True |  | Non Federally-Regulated | 08/22/2018 |  | 09/22/2020
Generation Brands | Element | E3RLF-L*9****US-*** | Light Emitting Diode | Inseparable Luminaire | Direct Wired | Forward Phase Cut Controls | 86 | 2738 | 0.0011 | 93 | 68 | 243 | 0.97 | Ambient | 15000 |  |  | 99999 | 0.01 | 19 | 19 | 0.13 | 0.06 | 0.06 | 0.05 | 0.01 | 0 | 0.76 | 0.35 | 0.32 | 0.28 | 0.01 | 0 | 0.15 | 0.17 | 0.15 | 0.11 | 0.01 | 0 | True |  | Non Federally-Regulated | 08/22/2018 |  | 09/22/2020
Generation Brands | Element | E3RFF-L*9****US | Light Emitting Diode | Inseparable Luminaire | Direct Wired | Forward Phase Cut Controls | 86 | 2738 | 0.0011 | 93 | 68 | 243 | 0.97 | Ambient | 15000 |  |  | 99999 | 0.01 | 19 | 19 | 0.13 | 0.06 | 0.06 | 0.05 | 0.01 | 0 | 0.76 | 0.35 | 0.32 | 0.28 | 0.01 | 0 | 0.15 | 0.17 | 0.15 | 0.11 | 0.01 | 0 | True |  | Non Federally-Regulated | 08/22/2018 |  | 09/22/2020
Generation Brands | Element | E3RFF-L*9****US-*** | Light Emitting Diode | Inseparable Luminaire | Direct Wired | Forward Phase Cut Controls | 86 | 2738 | 0.0011 | 93 | 68 | 243 | 0.97 | Ambient | 15000 |  |  | 99999 | 0.01 | 19 | 19 | 0.13 | 0.06 | 0.06 | 0.05 | 0.01 | 0 | 0.76 | 0.35 | 0.32 | 0.28 | 0.01 | 0 | 0.15 | 0.17 | 0.15 | 0.11 | 0.01 | 0 | True |  | Non Federally-Regulated | 08/22/2018 |  | 09/22/2020
Generation Brands | Element | E3RWC-L*9****US | Light Emitting Diode | Inseparable Luminaire | Direct Wired | Forward Phase Cut Controls | 86 | 2738 | 0.0011 | 93 | 68 | 243 | 0.97 | Ambient | 15000 |  |  | 99999 | 0.01 | 19 | 19 | 0.13 | 0.06 | 0.06 | 0.05 | 0.01 | 0 | 0.76 | 0.35 | 0.32 | 0.28 | 0.01 | 0 | 0.15 | 0.17 | 0.15 | 0.11 | 0.01 | 0 | True |  | Non Federally-Regulated | 08/22/2018 |  | 09/22/2020
Generation Brands | Element | E3RWC-L*9****US-*** | Light Emitting Diode | Inseparable Luminaire | Direct Wired | Forward Phase Cut Controls | 86 | 2738 | 0.0011 | 93 | 68 | 243 | 0.97 | Ambient | 15000 |  |  | 99999 | 0.01 | 19 | 19 | 0.13 | 0.06 | 0.06 | 0.05 | 0.01 | 0 | 0.76 | 0.35 | 0.32 | 0.28 | 0.01 | 0 | 0.15 | 0.17 | 0.15 | 0.11 | 0.01 | 0 | True |  | Non Federally-Regulated | 08/22/2018 |  | 09/22/2020
Generation Brands | Element | E3RLF-L*9****CUS | Light Emitting Diode | Inseparable Luminaire | Direct Wired | Forward Phase Cut Controls | 86 | 2738 | 0.0011 | 93 | 68 | 243 | 0.97 | Ambient | 15000 |  |  | 99999 | 0.01 | 19 | 19 | 0.13 | 0.06 | 0.06 | 0.05 | 0.01 | 0 | 0.76 | 0.35 | 0.32 | 0.28 | 0.01 | 0 | 0.15 | 0.17 | 0.15 | 0.11 | 0.01 | 0 | True |  | Non Federally-Regulated | 08/22/2018 |  | 09/22/2020
Generation Brands | Element | E3RLF-L*9****CUS-*** | Light Emitting Diode | Inseparable Luminaire | Direct Wired | Forward Phase Cut Controls | 86 | 2738 | 0.0011 | 93 | 68 | 243 | 0.97 | Ambient | 15000 |  |  | 99999 | 0.01 | 19 | 19 | 0.13 | 0.06 | 0.06 | 0.05 | 0.01 | 0 | 0.76 | 0.35 | 0.32 | 0.28 | 0.01 | 0 | 0.15 | 0.17 | 0.15 | 0.11 | 0.01 | 0 | True |  | Non Federally-Regulated | 08/22/2018 |  | 09/22/2020
Generation Brands | Element | E3RFF-L*9****CUS | Light Emitting Diode | Inseparable Luminaire | Direct Wired | Forward Phase Cut Controls | 86 | 2738 | 0.0011 | 93 | 68 | 243 | 0.97 | Ambient | 15000 |  |  | 99999 | 0.01 | 19 | 19 | 0.13 | 0.06 | 0.06 | 0.05 | 0.01 | 0 | 0.76 | 0.35 | 0.32 | 0.28 | 0.01 | 0 | 0.15 | 0.17 | 0.15 | 0.11 | 0.01 | 0 | True |  | Non Federally-Regulated | 08/22/2018 |  | 09/22/2020
Generation Brands | Element | E3RFF-L*9****CUS-*** | Light Emitting Diode | Inseparable Luminaire | Direct Wired | Forward Phase Cut Controls | 86 | 2738 | 0.0011 | 93 | 68 | 243 | 0.97 | Ambient | 15000 |  |  | 99999 | 0.01 | 19 | 19 | 0.13 | 0.06 | 0.06 | 0.05 | 0.01 | 0 | 0.76 | 0.35 | 0.32 | 0.28 | 0.01 | 0 | 0.15 | 0.17 | 0.15 | 0.11 | 0.01 | 0 | True |  | Non Federally-Regulated | 08/22/2018 |  | 09/22/2020
Generation Brands | Element | E3RWC-L*9****CUS | Light Emitting Diode | Inseparable Luminaire | Direct Wired | Forward Phase Cut Controls | 86 | 2738 | 0.0011 | 93 | 68 | 243 | 0.97 | Ambient | 15000 |  |  | 99999 | 0.01 | 19 | 19 | 0.13 | 0.06 | 0.06 | 0.05 | 0.01 | 0 | 0.76 | 0.35 | 0.32 | 0.28 | 0.01 | 0 | 0.15 | 0.17 | 0.15 | 0.11 | 0.01 | 0 | True |  | Non Federally-Regulated | 08/22/2018 |  | 09/22/2020
Generation Brands | Element | E3RWC-L*9****CUS-*** | Light Emitting Diode | Inseparable Luminaire | Direct Wired | Forward Phase Cut Controls | 86 | 2738 | 0.0011 | 93 | 68 | 243 | 0.97 | Ambient | 15000 |  |  | 99999 | 0.01 | 19 | 19 | 0.13 | 0.06 | 0.06 | 0.05 | 0.01 | 0 | 0.76 | 0.35 | 0.32 | 0.28 | 0.01 | 0 | 0.15 | 0.17 | 0.15 | 0.11 | 0.01 | 0 | True |  | Non Federally-Regulated | 08/22/2018 |  | 09/22/2020
Generation Brands | Element | E3SLF-L*9****US | Light Emitting Diode | Inseparable Luminaire | Direct Wired | Forward Phase Cut Controls | 86 | 2738 | 0.0011 | 93 | 68 | 243 | 0.97 | Ambient | 15000 |  |  | 99999 | 0.01 | 19 | 19 | 0.13 | 0.06 | 0.06 | 0.05 | 0.01 | 0 | 0.76 | 0.35 | 0.32 | 0.28 | 0.01 | 0 | 0.15 | 0.17 | 0.15 | 0.11 | 0.01 | 0 | True |  | Non Federally-Regulated | 08/22/2018 |  | 09/22/2020
Generation Brands | Element | E3SLF-L*9****US-*** | Light Emitting Diode | Inseparable Luminaire | Direct Wired | Forward Phase Cut Controls | 86 | 2738 | 0.0011 | 93 | 68 | 243 | 0.97 | Ambient | 15000 |  |  | 99999 | 0.01 | 19 | 19 | 0.13 | 0.06 | 0.06 | 0.05 | 0.01 | 0 | 0.76 | 0.35 | 0.32 | 0.28 | 0.01 | 0 | 0.15 | 0.17 | 0.15 | 0.11 | 0.01 | 0 | True |  | Non Federally-Regulated | 08/22/2018 |  | 09/22/2020
Generation Brands | Element | E3SFF-L*9****US | Light Emitting Diode | Inseparable Luminaire | Direct Wired | Forward Phase Cut Controls | 86 | 2738 | 0.0011 | 93 | 68 | 243 | 0.97 | Ambient | 15000 |  |  | 99999 | 0.01 | 19 | 19 | 0.13 | 0.06 | 0.06 | 0.05 | 0.01 | 0 | 0.76 | 0.35 | 0.32 | 0.28 | 0.01 | 0 | 0.15 | 0.17 | 0.15 | 0.11 | 0.01 | 0 | True |  | Non Federally-Regulated | 08/22/2018 |  | 09/22/2020
Generation Brands | Element | E3SFF-L*9****US-*** | Light Emitting Diode | Inseparable Luminaire | Direct Wired | Forward Phase Cut Controls | 86 | 2738 | 0.0011 | 93 | 68 | 243 | 0.97 | Ambient | 15000 |  |  | 99999 | 0.01 | 19 | 19 | 0.13 | 0.06 | 0.06 | 0.05 | 0.01 | 0 | 0.76 | 0.35 | 0.32 | 0.28 | 0.01 | 0 | 0.15 | 0.17 | 0.15 | 0.11 | 0.01 | 0 | True |  | Non Federally-Regulated | 08/22/2018 |  | 09/22/2020
Generation Brands | Element | E3SWC-L*9****US | Light Emitting Diode | Inseparable Luminaire | Direct Wired | Forward Phase Cut Controls | 86 | 2738 | 0.0011 | 93 | 68 | 243 | 0.97 | Ambient | 15000 |  |  | 99999 | 0.01 | 19 | 19 | 0.13 | 0.06 | 0.06 | 0.05 | 0.01 | 0 | 0.76 | 0.35 | 0.32 | 0.28 | 0.01 | 0 | 0.15 | 0.17 | 0.15 | 0.11 | 0.01 | 0 | True |  | Non Federally-Regulated | 08/22/2018 |  | 09/22/2020
Generation Brands | Element | E3SWC-L*9****US-*** | Light Emitting Diode | Inseparable Luminaire | Direct Wired | Forward Phase Cut Controls | 86 | 2738 | 0.0011 | 93 | 68 | 243 | 0.97 | Ambient | 15000 |  |  | 99999 | 0.01 | 19 | 19 | 0.13 | 0.06 | 0.06 | 0.05 | 0.01 | 0 | 0.76 | 0.35 | 0.32 | 0.28 | 0.01 | 0 | 0.15 | 0.17 | 0.15 | 0.11 | 0.01 | 0 | True |  | Non Federally-Regulated | 08/22/2018 |  | 09/22/2020
Generation Brands | Element | E3SLF-L*9****CUS | Light Emitting Diode | Inseparable Luminaire | Direct Wired | Forward Phase Cut Controls | 86 | 2738 | 0.0011 | 93 | 68 | 243 | 0.97 | Ambient | 15000 |  |  | 99999 | 0.01 | 19 | 19 | 0.13 | 0.06 | 0.06 | 0.05 | 0.01 | 0 | 0.76 | 0.35 | 0.32 | 0.28 | 0.01 | 0 | 0.15 | 0.17 | 0.15 | 0.11 | 0.01 | 0 | True |  | Non Federally-Regulated | 08/22/2018 |  | 09/22/2020
Generation Brands | Element | E3SLF-L*9****CUS-*** | Light Emitting Diode | Inseparable Luminaire | Direct Wired | Forward Phase Cut Controls | 86 | 2738 | 0.0011 | 93 | 68 | 243 | 0.97 | Ambient | 15000 |  |  | 99999 | 0.01 | 19 | 19 | 0.13 | 0.06 | 0.06 | 0.05 | 0.01 | 0 | 0.76 | 0.35 | 0.32 | 0.28 | 0.01 | 0 | 0.15 | 0.17 | 0.15 | 0.11 | 0.01 | 0 | True |  | Non Federally-Regulated | 08/22/2018 |  | 09/22/2020
Generation Brands | Element | E3SFF-L*9****CUS | Light Emitting Diode | Inseparable Luminaire | Direct Wired | Forward Phase Cut Controls | 86 | 2738 | 0.0011 | 93 | 68 | 243 | 0.97 | Ambient | 15000 |  |  | 99999 | 0.01 | 19 | 19 | 0.13 | 0.06 | 0.06 | 0.05 | 0.01 | 0 | 0.76 | 0.35 | 0.32 | 0.28 | 0.01 | 0 | 0.15 | 0.17 | 0.15 | 0.11 | 0.01 | 0 | True |  | Non Federally-Regulated | 08/22/2018 |  | 09/22/2020
Generation Brands | Element | E3SFF-L*9****CUS-*** | Light Emitting Diode | Inseparable Luminaire | Direct Wired | Forward Phase Cut Controls | 86 | 2738 | 0.0011 | 93 | 68 | 243 | 0.97 | Ambient | 15000 |  |  | 99999 | 0.01 | 19 | 19 | 0.13 | 0.06 | 0.06 | 0.05 | 0.01 | 0 | 0.76 | 0.35 | 0.32 | 0.28 | 0.01 | 0 | 0.15 | 0.17 | 0.15 | 0.11 | 0.01 | 0 | True |  | Non Federally-Regulated | 08/22/2018 |  | 09/22/2020
Generation Brands | Element | E3SWC-L*9****CUS | Light Emitting Diode | Inseparable Luminaire | Direct Wired | Forward Phase Cut Controls | 86 | 2738 | 0.0011 | 93 | 68 | 243 | 0.97 | Ambient | 15000 |  |  | 99999 | 0.01 | 19 | 19 | 0.13 | 0.06 | 0.06 | 0.05 | 0.01 | 0 | 0.76 | 0.35 | 0.32 | 0.28 | 0.01 | 0 | 0.15 | 0.17 | 0.15 | 0.11 | 0.01 | 0 | True |  | Non Federally-Regulated | 08/22/2018 |  | 09/22/2020
Generation Brands | Element | E3SWC-L*9****CUS-*** | Light Emitting Diode | Inseparable Luminaire | Direct Wired | Forward Phase Cut Controls | 86 | 2738 | 0.0011 | 93 | 68 | 243 | 0.97 | Ambient | 15000 |  |  | 99999 | 0.01 | 19 | 19 | 0.13 | 0.06 | 0.06 | 0.05 | 0.01 | 0 | 0.76 | 0.35 | 0.32 | 0.28 | 0.01 | 0 | 0.15 | 0.17 | 0.15 | 0.11 | 0.01 | 0 | True |  | Non Federally-Regulated | 08/22/2018 |  | 09/22/2020
Generation Brands | Element | E4RL-L*9******-**** | Light Emitting Diode | Inseparable Luminaire | Direct Wired | Forward Phase Cut Controls | 86 | 2738 | 0.0011 | 93 | 68 | 243 | 0.97 | Ambient | 15000 |  |  | 99999 | 0.01 | 19 | 19 | 0.13 | 0.06 | 0.06 | 0.05 | 0.01 | 0 | 0.76 | 0.35 | 0.32 | 0.28 | 0.01 | 0 | 0.15 | 0.17 | 0.15 | 0.11 | 0.01 | 0 | True |  | Non Federally-Regulated | 08/22/2018 |  | 09/22/2020
Generation Brands | Element | E4RL-L*9******-***** | Light Emitting Diode | Inseparable Luminaire | Direct Wired | Forward Phase Cut Controls | 86 | 2738 | 0.0011 | 93 | 68 | 243 | 0.97 | Ambient | 15000 |  |  | 99999 | 0.01 | 19 | 19 | 0.13 | 0.06 | 0.06 | 0.05 | 0.01 | 0 | 0.76 | 0.35 | 0.32 | 0.28 | 0.01 | 0 | 0.15 | 0.17 | 0.15 | 0.11 | 0.01 | 0 | True |  | Non Federally-Regulated | 08/22/2018 |  | 09/22/2020
Generation Brands | Element | E4RF-L*9******-**** | Light Emitting Diode | Inseparable Luminaire | Direct Wired | Forward Phase Cut Controls | 86 | 2738 | 0.0011 | 93 | 68 | 243 | 0.97 | Ambient | 15000 |  |  | 99999 | 0.01 | 19 | 19 | 0.13 | 0.06 | 0.06 | 0.05 | 0.01 | 0 | 0.76 | 0.35 | 0.32 | 0.28 | 0.01 | 0 | 0.15 | 0.17 | 0.15 | 0.11 | 0.01 | 0 | True |  | Non Federally-Regulated | 08/22/2018 |  | 09/22/2020
Generation Brands | Element | E4RF-L*9******-***** | Light Emitting Diode | Inseparable Luminaire | Direct Wired | Forward Phase Cut Controls | 86 | 2738 | 0.0011 | 93 | 68 | 243 | 0.97 | Ambient | 15000 |  |  | 99999 | 0.01 | 19 | 19 | 0.13 | 0.06 | 0.06 | 0.05 | 0.01 | 0 | 0.76 | 0.35 | 0.32 | 0.28 | 0.01 | 0 | 0.15 | 0.17 | 0.15 | 0.11 | 0.01 | 0 | True |  | Non Federally-Regulated | 08/22/2018 |  | 09/22/2020
Generation Brands | Element | E4RL-XA******-**** | Light Emitting Diode | Inseparable Luminaire | Direct Wired | Forward Phase Cut Controls | 86 | 2738 | 0.0011 | 93 | 68 | 243 | 0.97 | Ambient | 15000 |  |  | 99999 | 0.01 | 19 | 19 | 0.13 | 0.06 | 0.06 | 0.05 | 0.01 | 0 | 0.76 | 0.35 | 0.32 | 0.28 | 0.01 | 0 | 0.15 | 0.17 | 0.15 | 0.11 | 0.01 | 0 | True |  | Non Federally-Regulated | 08/22/2018 |  | 09/22/2020
Generation Brands | Element | E4RL-XA******-***** | Light Emitting Diode | Inseparable Luminaire | Direct Wired | Forward Phase Cut Controls | 86 | 2738 | 0.0011 | 93 | 68 | 243 | 0.97 | Ambient | 15000 |  |  | 99999 | 0.01 | 19 | 19 | 0.13 | 0.06 | 0.06 | 0.05 | 0.01 | 0 | 0.76 | 0.35 | 0.32 | 0.28 | 0.01 | 0 | 0.15 | 0.17 | 0.15 | 0.11 | 0.01 | 0 | True |  | Non Federally-Regulated | 08/22/2018 |  | 09/22/2020
Generation Brands | Element | E4RF-XA******-**** | Light Emitting Diode | Inseparable Luminaire | Direct Wired | Forward Phase Cut Controls | 86 | 2738 | 0.0011 | 93 | 68 | 243 | 0.97 | Ambient | 15000 |  |  | 99999 | 0.01 | 19 | 19 | 0.13 | 0.06 | 0.06 | 0.05 | 0.01 | 0 | 0.76 | 0.35 | 0.32 | 0.28 | 0.01 | 0 | 0.15 | 0.17 | 0.15 | 0.11 | 0.01 | 0 | True |  | Non Federally-Regulated | 08/22/2018 |  | 09/22/2020
Generation Brands | Element | E4RF-XA******-***** | Light Emitting Diode | Inseparable Luminaire | Direct Wired | Forward Phase Cut Controls | 86 | 2738 | 0.0011 | 93 | 68 | 243 | 0.97 | Ambient | 15000 |  |  | 99999 | 0.01 | 19 | 19 | 0.13 | 0.06 | 0.06 | 0.05 | 0.01 | 0 | 0.76 | 0.35 | 0.32 | 0.28 | 0.01 | 0 | 0.15 | 0.17 | 0.15 | 0.11 | 0.01 | 0 | True |  | Non Federally-Regulated | 08/22/2018 |  | 09/22/2020
Generation Brands | Element | E4SL-L*9******-**** | Light Emitting Diode | Inseparable Luminaire | Direct Wired | Forward Phase Cut Controls | 86 | 2738 | 0.0011 | 93 | 68 | 243 | 0.97 | Ambient | 15000 |  |  | 99999 | 0.01 | 19 | 19 | 0.13 | 0.06 | 0.06 | 0.05 | 0.01 | 0 | 0.76 | 0.35 | 0.32 | 0.28 | 0.01 | 0 | 0.15 | 0.17 | 0.15 | 0.11 | 0.01 | 0 | True |  | Non Federally-Regulated | 08/22/2018 |  | 09/22/2020
Generation Brands | Element | E4SL-L*9******-***** | Light Emitting Diode | Inseparable Luminaire | Direct Wired | Forward Phase Cut Controls | 86 | 2738 | 0.0011 | 93 | 68 | 243 | 0.97 | Ambient | 15000 |  |  | 99999 | 0.01 | 19 | 19 | 0.13 | 0.06 | 0.06 | 0.05 | 0.01 | 0 | 0.76 | 0.35 | 0.32 | 0.28 | 0.01 | 0 | 0.15 | 0.17 | 0.15 | 0.11 | 0.01 | 0 | True |  | Non Federally-Regulated | 08/22/2018 |  | 09/22/2020
Generation Brands | Element | E4SF-L*9******-**** | Light Emitting Diode | Inseparable Luminaire | Direct Wired | Forward Phase Cut Controls | 86 | 2738 | 0.0011 | 93 | 68 | 243 | 0.97 | Ambient | 15000 |  |  | 99999 | 0.01 | 19 | 19 | 0.13 | 0.06 | 0.06 | 0.05 | 0.01 | 0 | 0.76 | 0.35 | 0.32 | 0.28 | 0.01 | 0 | 0.15 | 0.17 | 0.15 | 0.11 | 0.01 | 0 | True |  | Non Federally-Regulated | 08/22/2018 |  | 09/22/2020
Generation Brands | Element | E4SF-L*9******-***** | Light Emitting Diode | Inseparable Luminaire | Direct Wired | Forward Phase Cut Controls | 86 | 2738 | 0.0011 | 93 | 68 | 243 | 0.97 | Ambient | 15000 |  |  | 99999 | 0.01 | 19 | 19 | 0.13 | 0.06 | 0.06 | 0.05 | 0.01 | 0 | 0.76 | 0.35 | 0.32 | 0.28 | 0.01 | 0 | 0.15 | 0.17 | 0.15 | 0.11 | 0.01 | 0 | True |  | Non Federally-Regulated | 08/22/2018 |  | 09/22/2020
Generation Brands | Element | E4SL-XA******-**** | Light Emitting Diode | Inseparable Luminaire | Direct Wired | Forward Phase Cut Controls | 86 | 2738 | 0.0011 | 93 | 68 | 243 | 0.97 | Ambient | 15000 |  |  | 99999 | 0.01 | 19 | 19 | 0.13 | 0.06 | 0.06 | 0.05 | 0.01 | 0 | 0.76 | 0.35 | 0.32 | 0.28 | 0.01 | 0 | 0.15 | 0.17 | 0.15 | 0.11 | 0.01 | 0 | True |  | Non Federally-Regulated | 08/22/2018 |  | 09/22/2020
Generation Brands | Element | E4SL-XA******-***** | Light Emitting Diode | Inseparable Luminaire | Direct Wired | Forward Phase Cut Controls | 86 | 2738 | 0.0011 | 93 | 68 | 243 | 0.97 | Ambient | 15000 |  |  | 99999 | 0.01 | 19 | 19 | 0.13 | 0.06 | 0.06 | 0.05 | 0.01 | 0 | 0.76 | 0.35 | 0.32 | 0.28 | 0.01 | 0 | 0.15 | 0.17 | 0.15 | 0.11 | 0.01 | 0 | True |  | Non Federally-Regulated | 08/22/2018 |  | 09/22/2020
Generation Brands | Element | E4SF-XA******-**** | Light Emitting Diode | Inseparable Luminaire | Direct Wired | Forward Phase Cut Controls | 86 | 2738 | 0.0011 | 93 | 68 | 243 | 0.97 | Ambient | 15000 |  |  | 99999 | 0.01 | 19 | 19 | 0.13 | 0.06 | 0.06 | 0.05 | 0.01 | 0 | 0.76 | 0.35 | 0.32 | 0.28 | 0.01 | 0 | 0.15 | 0.17 | 0.15 | 0.11 | 0.01 | 0 | True |  | Non Federally-Regulated | 08/22/2018 |  | 09/22/2020
Generation Brands | Element | E4SF-XA******-***** | Light Emitting Diode | Inseparable Luminaire | Direct Wired | Forward Phase Cut Controls | 86 | 2738 | 0.0011 | 93 | 68 | 243 | 0.97 | Ambient | 15000 |  |  | 99999 | 0.01 | 19 | 19 | 0.13 | 0.06 | 0.06 | 0.05 | 0.01 | 0 | 0.76 | 0.35 | 0.32 | 0.28 | 0.01 | 0 | 0.15 | 0.17 | 0.15 | 0.11 | 0.01 | 0 | True |  | Non Federally-Regulated | 08/22/2018 |  | 09/22/2020
Generation Brands | Element | E4RF-L*9*****CS | Light Emitting Diode | Inseparable Luminaire | Direct Wired | Forward Phase Cut Controls | 86 | 2738 | 0.0011 | 93 | 68 | 243 | 0.97 | Ambient | 15000 |  |  | 99999 | 0.01 | 19 | 19 | 0.13 | 0.06 | 0.06 | 0.05 | 0.01 | 0 | 0.76 | 0.35 | 0.32 | 0.28 | 0.01 | 0 | 0.15 | 0.17 | 0.15 | 0.11 | 0.01 | 0 | True |  | Non Federally-Regulated | 08/22/2018 |  | 09/22/2020
Generation Brands | Element | E4RF-L*9*****CS-*** | Light Emitting Diode | Inseparable Luminaire | Direct Wired | Forward Phase Cut Controls | 86 | 2738 | 0.0011 | 93 | 68 | 243 | 0.97 | Ambient | 15000 |  |  | 99999 | 0.01 | 19 | 19 | 0.13 | 0.06 | 0.06 | 0.05 | 0.01 | 0 | 0.76 | 0.35 | 0.32 | 0.28 | 0.01 | 0 | 0.15 | 0.17 | 0.15 | 0.11 | 0.01 | 0 | True |  | Non Federally-Regulated | 08/22/2018 |  | 09/22/2020
Generation Brands | Element | E4RL-L*9*****CS | Light Emitting Diode | Inseparable Luminaire | Direct Wired | Forward Phase Cut Controls | 86 | 2738 | 0.0011 | 93 | 68 | 243 | 0.97 | Ambient | 15000 |  |  | 99999 | 0.01 | 19 | 19 | 0.13 | 0.06 | 0.06 | 0.05 | 0.01 | 0 | 0.76 | 0.35 | 0.32 | 0.28 | 0.01 | 0 | 0.15 | 0.17 | 0.15 | 0.11 | 0.01 | 0 | True |  | Non Federally-Regulated | 08/22/2018 |  | 09/22/2020
Generation Brands | Element | E4RL-L*9*****CS-*** | Light Emitting Diode | Inseparable Luminaire | Direct Wired | Forward Phase Cut Controls | 86 | 2738 | 0.0011 | 93 | 68 | 243 | 0.97 | Ambient | 15000 |  |  | 99999 | 0.01 | 19 | 19 | 0.13 | 0.06 | 0.06 | 0.05 | 0.01 | 0 | 0.76 | 0.35 | 0.32 | 0.28 | 0.01 | 0 | 0.15 | 0.17 | 0.15 | 0.11 | 0.01 | 0 | True |  | Non Federally-Regulated | 08/22/2018 |  | 09/22/2020
Generation Brands | Element | E4SF-L*9*****CS | Light Emitting Diode | Inseparable Luminaire | Direct Wired | Forward Phase Cut Controls | 86 | 2738 | 0.0011 | 93 | 68 | 243 | 0.97 | Ambient | 15000 |  |  | 99999 | 0.01 | 19 | 19 | 0.13 | 0.06 | 0.06 | 0.05 | 0.01 | 0 | 0.76 | 0.35 | 0.32 | 0.28 | 0.01 | 0 | 0.15 | 0.17 | 0.15 | 0.11 | 0.01 | 0 | True |  | Non Federally-Regulated | 08/22/2018 |  | 09/22/2020
Generation Brands | Element | E4SF-L*9*****CS-*** | Light Emitting Diode | Inseparable Luminaire | Direct Wired | Forward Phase Cut Controls | 86 | 2738 | 0.0011 | 93 | 68 | 243 | 0.97 | Ambient | 15000 |  |  | 99999 | 0.01 | 19 | 19 | 0.13 | 0.06 | 0.06 | 0.05 | 0.01 | 0 | 0.76 | 0.35 | 0.32 | 0.28 | 0.01 | 0 | 0.15 | 0.17 | 0.15 | 0.11 | 0.01 | 0 | True |  | Non Federally-Regulated | 08/22/2018 |  | 09/22/2020
Generation Brands | Element | E4SL-L*9*****CS | Light Emitting Diode | Inseparable Luminaire | Direct Wired | Forward Phase Cut Controls | 86 | 2738 | 0.0011 | 93 | 68 | 243 | 0.97 | Ambient | 15000 |  |  | 99999 | 0.01 | 19 | 19 | 0.13 | 0.06 | 0.06 | 0.05 | 0.01 | 0 | 0.76 | 0.35 | 0.32 | 0.28 | 0.01 | 0 | 0.15 | 0.17 | 0.15 | 0.11 | 0.01 | 0 | True |  | Non Federally-Regulated | 08/22/2018 |  | 09/22/2020
Generation Brands | Element | E4SL-L*9*****CS-*** | Light Emitting Diode | Inseparable Luminaire | Direct Wired | Forward Phase Cut Controls | 86 | 2738 | 0.0011 | 93 | 68 | 243 | 0.97 | Ambient | 15000 |  |  | 99999 | 0.01 | 19 | 19 | 0.13 | 0.06 | 0.06 | 0.05 | 0.01 | 0 | 0.76 | 0.35 | 0.32 | 0.28 | 0.01 | 0 | 0.15 | 0.17 | 0.15 | 0.11 | 0.01 | 0 | True |  | Non Federally-Regulated | 08/22/2018 |  | 09/22/2020
Generation Brands | Element | E4RLW-L*9***-**** | Light Emitting Diode | Inseparable Luminaire | Direct Wired | Forward Phase Cut Controls | 86 | 2738 | 0.0011 | 93 | 68 | 243 | 0.97 | Ambient | 15000 |  |  | 99999 | 0.01 | 19 | 19 | 0.13 | 0.06 | 0.06 | 0.05 | 0.01 | 0 | 0.76 | 0.35 | 0.32 | 0.28 | 0.01 | 0 | 0.15 | 0.17 | 0.15 | 0.11 | 0.01 | 0 | True |  | Non Federally-Regulated | 08/22/2018 |  | 09/22/2020
Generation Brands | Element | E4RLW-L*9***-***** | Light Emitting Diode | Inseparable Luminaire | Direct Wired | Forward Phase Cut Controls | 86 | 2738 | 0.0011 | 93 | 68 | 243 | 0.97 | Ambient | 15000 |  |  | 99999 | 0.01 | 19 | 19 | 0.13 | 0.06 | 0.06 | 0.05 | 0.01 | 0 | 0.76 | 0.35 | 0.32 | 0.28 | 0.01 | 0 | 0.15 | 0.17 | 0.15 | 0.11 | 0.01 | 0 | True |  | Non Federally-Regulated | 08/22/2018 |  | 09/22/2020
Generation Brands | Element | E4RFW-L*9***-**** | Light Emitting Diode | Inseparable Luminaire | Direct Wired | Forward Phase Cut Controls | 86 | 2738 | 0.0011 | 93 | 68 | 243 | 0.97 | Ambient | 15000 |  |  | 99999 | 0.01 | 19 | 19 | 0.13 | 0.06 | 0.06 | 0.05 | 0.01 | 0 | 0.76 | 0.35 | 0.32 | 0.28 | 0.01 | 0 | 0.15 | 0.17 | 0.15 | 0.11 | 0.01 | 0 | True |  | Non Federally-Regulated | 08/22/2018 |  | 09/22/2020
Generation Brands | Element | E4RFW-L*9***-***** | Light Emitting Diode | Inseparable Luminaire | Direct Wired | Forward Phase Cut Controls | 86 | 2738 | 0.0011 | 93 | 68 | 243 | 0.97 | Ambient | 15000 |  |  | 99999 | 0.01 | 19 | 19 | 0.13 | 0.06 | 0.06 | 0.05 | 0.01 | 0 | 0.76 | 0.35 | 0.32 | 0.28 | 0.01 | 0 | 0.15 | 0.17 | 0.15 | 0.11 | 0.01 | 0 | True |  | Non Federally-Regulated | 08/22/2018 |  | 09/22/2020
Generation Brands | Element | E4RLW-XA***-**** | Light Emitting Diode | Inseparable Luminaire | Direct Wired | Forward Phase Cut Controls | 86 | 2738 | 0.0011 | 93 | 68 | 243 | 0.97 | Ambient | 15000 |  |  | 99999 | 0.01 | 19 | 19 | 0.13 | 0.06 | 0.06 | 0.05 | 0.01 | 0 | 0.76 | 0.35 | 0.32 | 0.28 | 0.01 | 0 | 0.15 | 0.17 | 0.15 | 0.11 | 0.01 | 0 | True |  | Non Federally-Regulated | 08/22/2018 |  | 09/22/2020
Generation Brands | Element | E4RLW-XA***-***** | Light Emitting Diode | Inseparable Luminaire | Direct Wired | Forward Phase Cut Controls | 86 | 2738 | 0.0011 | 93 | 68 | 243 | 0.97 | Ambient | 15000 |  |  | 99999 | 0.01 | 19 | 19 | 0.13 | 0.06 | 0.06 | 0.05 | 0.01 | 0 | 0.76 | 0.35 | 0.32 | 0.28 | 0.01 | 0 | 0.15 | 0.17 | 0.15 | 0.11 | 0.01 | 0 | True |  | Non Federally-Regulated | 08/22/2018 |  | 09/22/2020
Generation Brands | Element | E4RFW-XA***-**** | Light Emitting Diode | Inseparable Luminaire | Direct Wired | Forward Phase Cut Controls | 86 | 2738 | 0.0011 | 93 | 68 | 243 | 0.97 | Ambient | 15000 |  |  | 99999 | 0.01 | 19 | 19 | 0.13 | 0.06 | 0.06 | 0.05 | 0.01 | 0 | 0.76 | 0.35 | 0.32 | 0.28 | 0.01 | 0 | 0.15 | 0.17 | 0.15 | 0.11 | 0.01 | 0 | True |  | Non Federally-Regulated | 08/22/2018 |  | 09/22/2020
Generation Brands | Element | E4RFW-XA***-***** | Light Emitting Diode | Inseparable Luminaire | Direct Wired | Forward Phase Cut Controls | 86 | 2738 | 0.0011 | 93 | 68 | 243 | 0.97 | Ambient | 15000 |  |  | 99999 | 0.01 | 19 | 19 | 0.13 | 0.06 | 0.06 | 0.05 | 0.01 | 0 | 0.76 | 0.35 | 0.32 | 0.28 | 0.01 | 0 | 0.15 | 0.17 | 0.15 | 0.11 | 0.01 | 0 | True |  | Non Federally-Regulated | 08/22/2018 |  | 09/22/2020
Generation Brands | Element | E4SLW-L*9***-**** | Light Emitting Diode | Inseparable Luminaire | Direct Wired | Forward Phase Cut Controls | 86 | 2738 | 0.0011 | 93 | 68 | 243 | 0.97 | Ambient | 15000 |  |  | 99999 | 0.01 | 19 | 19 | 0.13 | 0.06 | 0.06 | 0.05 | 0.01 | 0 | 0.76 | 0.35 | 0.32 | 0.28 | 0.01 | 0 | 0.15 | 0.17 | 0.15 | 0.11 | 0.01 | 0 | True |  | Non Federally-Regulated | 08/22/2018 |  | 09/22/2020
Generation Brands | Element | E4SLW-L*9***-***** | Light Emitting Diode | Inseparable Luminaire | Direct Wired | Forward Phase Cut Controls | 86 | 2738 | 0.0011 | 93 | 68 | 243 | 0.97 | Ambient | 15000 |  |  | 99999 | 0.01 | 19 | 19 | 0.13 | 0.06 | 0.06 | 0.05 | 0.01 | 0 | 0.76 | 0.35 | 0.32 | 0.28 | 0.01 | 0 | 0.15 | 0.17 | 0.15 | 0.11 | 0.01 | 0 | True |  | Non Federally-Regulated | 08/22/2018 |  | 09/22/2020
Generation Brands | Element | E4SFW-L*9***-**** | Light Emitting Diode | Inseparable Luminaire | Direct Wired | Forward Phase Cut Controls | 86 | 2738 | 0.0011 | 93 | 68 | 243 | 0.97 | Ambient | 15000 |  |  | 99999 | 0.01 | 19 | 19 | 0.13 | 0.06 | 0.06 | 0.05 | 0.01 | 0 | 0.76 | 0.35 | 0.32 | 0.28 | 0.01 | 0 | 0.15 | 0.17 | 0.15 | 0.11 | 0.01 | 0 | True |  | Non Federally-Regulated | 08/22/2018 |  | 09/22/2020
Generation Brands | Element | E4SFW-L*9***-***** | Light Emitting Diode | Inseparable Luminaire | Direct Wired | Forward Phase Cut Controls | 86 | 2738 | 0.0011 | 93 | 68 | 243 | 0.97 | Ambient | 15000 |  |  | 99999 | 0.01 | 19 | 19 | 0.13 | 0.06 | 0.06 | 0.05 | 0.01 | 0 | 0.76 | 0.35 | 0.32 | 0.28 | 0.01 | 0 | 0.15 | 0.17 | 0.15 | 0.11 | 0.01 | 0 | True |  | Non Federally-Regulated | 08/22/2018 |  | 09/22/2020
Generation Brands | Element | E4SLW-XA***-**** | Light Emitting Diode | Inseparable Luminaire | Direct Wired | Forward Phase Cut Controls | 86 | 2738 | 0.0011 | 93 | 68 | 243 | 0.97 | Ambient | 15000 |  |  | 99999 | 0.01 | 19 | 19 | 0.13 | 0.06 | 0.06 | 0.05 | 0.01 | 0 | 0.76 | 0.35 | 0.32 | 0.28 | 0.01 | 0 | 0.15 | 0.17 | 0.15 | 0.11 | 0.01 | 0 | True |  | Non Federally-Regulated | 08/22/2018 |  | 09/22/2020
Generation Brands | Element | E4SLW-XA***-***** | Light Emitting Diode | Inseparable Luminaire | Direct Wired | Forward Phase Cut Controls | 86 | 2738 | 0.0011 | 93 | 68 | 243 | 0.97 | Ambient | 15000 |  |  | 99999 | 0.01 | 19 | 19 | 0.13 | 0.06 | 0.06 | 0.05 | 0.01 | 0 | 0.76 | 0.35 | 0.32 | 0.28 | 0.01 | 0 | 0.15 | 0.17 | 0.15 | 0.11 | 0.01 | 0 | True |  | Non Federally-Regulated | 08/22/2018 |  | 09/22/2020
Generation Brands | Element | E4SFW-XA***-**** | Light Emitting Diode | Inseparable Luminaire | Direct Wired | Forward Phase Cut Controls | 86 | 2738 | 0.0011 | 93 | 68 | 243 | 0.97 | Ambient | 15000 |  |  | 99999 | 0.01 | 19 | 19 | 0.13 | 0.06 | 0.06 | 0.05 | 0.01 | 0 | 0.76 | 0.35 | 0.32 | 0.28 | 0.01 | 0 | 0.15 | 0.17 | 0.15 | 0.11 | 0.01 | 0 | True |  | Non Federally-Regulated | 08/22/2018 |  | 09/22/2020
Generation Brands | Element | E4SFW-XA***-***** | Light Emitting Diode | Inseparable Luminaire | Direct Wired | Forward Phase Cut Controls | 86 | 2738 | 0.0011 | 93 | 68 | 243 | 0.97 | Ambient | 15000 |  |  | 99999 | 0.01 | 19 | 19 | 0.13 | 0.06 | 0.06 | 0.05 | 0.01 | 0 | 0.76 | 0.35 | 0.32 | 0.28 | 0.01 | 0 | 0.15 | 0.17 | 0.15 | 0.11 | 0.01 | 0 | True |  | Non Federally-Regulated | 08/22/2018 |  | 09/22/2020
Generation Brands | Tech Lighting | 700BCMLN24**-LED930 | Light Emitting Diode | Inseparable Luminaire | Direct Wired | Forward Phase Cut Controls | 88 | 3090 | 0.002 | 91 | 51 | 206 | 0.98 | Ambient | 15000 |  |  | 60000 | 0.02 | 20 | 24 | 0.8 | 0.04 | 0.03 | 0.03 | 0.01 | 0 | 0.17 | 0.21 | 0.19 | 0.16 | 0.01 | 0 | 0.47 | 0.22 | 0.2 | 0.16 | 0.01 | 0 | True |  | Non Federally-Regulated | 08/22/2018 |  | 09/22/2020
Generation Brands | Tech Lighting | 700BCMLN36**-LED931 | Light Emitting Diode | Inseparable Luminaire | Direct Wired | Forward Phase Cut Controls | 88 | 3090 | 0.002 | 91 | 51 | 206 | 0.98 | Ambient | 15000 |  |  | 60000 | 0.02 | 20 | 24 | 0.8 | 0.04 | 0.03 | 0.03 | 0.01 | 0 | 0.17 | 0.21 | 0.19 | 0.16 | 0.01 | 0 | 0.47 | 0.22 | 0.2 | 0.16 | 0.01 | 0 | True |  | Non Federally-Regulated | 08/22/2018 |  | 09/22/2020
Generation Brands | Element | E3RLF-L*WD**** | Light Emitting Diode | Inseparable Luminaire | Direct Wired | Forward Phase Cut Controls | 86 | 2738 | 0.0011 | 93 | 68 | 243 | 0.97 | Ambient | 15000 |  |  | 99999 | 0.01 | 19 | 19 | 0.13 | 0.06 | 0.06 | 0.05 | 0.01 | 0 | 0.76 | 0.35 | 0.32 | 0.28 | 0.01 | 0 | 0.15 | 0.17 | 0.15 | 0.11 | 0.01 | 0 | True |  | Non Federally-Regulated | 08/23/2018 |  | 09/22/2020
Generation Brands | Element | E3RLF-L*WD****-*** | Light Emitting Diode | Inseparable Luminaire | Direct Wired | Forward Phase Cut Controls | 86 | 2738 | 0.0011 | 93 | 68 | 243 | 0.97 | Ambient | 15000 |  |  | 99999 | 0.01 | 19 | 19 | 0.13 | 0.06 | 0.06 | 0.05 | 0.01 | 0 | 0.76 | 0.35 | 0.32 | 0.28 | 0.01 | 0 | 0.15 | 0.17 | 0.15 | 0.11 | 0.01 | 0 | True |  | Non Federally-Regulated | 08/23/2018 |  | 09/22/2020
Generation Brands | Element | E3RLF-L*WD****-***** | Light Emitting Diode | Inseparable Luminaire | Direct Wired | Forward Phase Cut Controls | 86 | 2738 | 0.0011 | 93 | 68 | 243 | 0.97 | Ambient | 15000 |  |  | 99999 | 0.01 | 19 | 19 | 0.13 | 0.06 | 0.06 | 0.05 | 0.01 | 0 | 0.76 | 0.35 | 0.32 | 0.28 | 0.01 | 0 | 0.15 | 0.17 | 0.15 | 0.11 | 0.01 | 0 | True |  | Non Federally-Regulated | 08/23/2018 |  | 09/22/2020
Generation Brands | Element | E3RFF-L*WD**** | Light Emitting Diode | Inseparable Luminaire | Direct Wired | Forward Phase Cut Controls | 86 | 2738 | 0.0011 | 93 | 68 | 243 | 0.97 | Ambient | 15000 |  |  | 99999 | 0.01 | 19 | 19 | 0.13 | 0.06 | 0.06 | 0.05 | 0.01 | 0 | 0.76 | 0.35 | 0.32 | 0.28 | 0.01 | 0 | 0.15 | 0.17 | 0.15 | 0.11 | 0.01 | 0 | True |  | Non Federally-Regulated | 08/23/2018 |  | 09/22/2020
Generation Brands | Element | E3RFF-L*WD****-*** | Light Emitting Diode | Inseparable Luminaire | Direct Wired | Forward Phase Cut Controls | 86 | 2738 | 0.0011 | 93 | 68 | 243 | 0.97 | Ambient | 15000 |  |  | 99999 | 0.01 | 19 | 19 | 0.13 | 0.06 | 0.06 | 0.05 | 0.01 | 0 | 0.76 | 0.35 | 0.32 | 0.28 | 0.01 | 0 | 0.15 | 0.17 | 0.15 | 0.11 | 0.01 | 0 | True |  | Non Federally-Regulated | 08/23/2018 |  | 09/22/2020
Generation Brands | Element | E3RFF-L*WD****-**** | Light Emitting Diode | Inseparable Luminaire | Direct Wired | Forward Phase Cut Controls | 86 | 2738 | 0.0011 | 93 | 68 | 243 | 0.97 | Ambient | 15000 |  |  | 99999 | 0.01 | 19 | 19 | 0.13 | 0.06 | 0.06 | 0.05 | 0.01 | 0 | 0.76 | 0.35 | 0.32 | 0.28 | 0.01 | 0 | 0.15 | 0.17 | 0.15 | 0.11 | 0.01 | 0 | True |  | Non Federally-Regulated | 08/23/2018 |  | 09/22/2020
Generation Brands | Element | E3RFF-L*WD****-***** | Light Emitting Diode | Inseparable Luminaire | Direct Wired | Forward Phase Cut Controls | 86 | 2738 | 0.0011 | 93 | 68 | 243 | 0.97 | Ambient | 15000 |  |  | 99999 | 0.01 | 19 | 19 | 0.13 | 0.06 | 0.06 | 0.05 | 0.01 | 0 | 0.76 | 0.35 | 0.32 | 0.28 | 0.01 | 0 | 0.15 | 0.17 | 0.15 | 0.11 | 0.01 | 0 | True |  | Non Federally-Regulated | 08/23/2018 |  | 09/22/2020
Generation Brands | Element | E3RWC-L*WD**** | Light Emitting Diode | Inseparable Luminaire | Direct Wired | Forward Phase Cut Controls | 86 | 2738 | 0.0011 | 93 | 68 | 243 | 0.97 | Ambient | 15000 |  |  | 99999 | 0.01 | 19 | 19 | 0.13 | 0.06 | 0.06 | 0.05 | 0.01 | 0 | 0.76 | 0.35 | 0.32 | 0.28 | 0.01 | 0 | 0.15 | 0.17 | 0.15 | 0.11 | 0.01 | 0 | True |  | Non Federally-Regulated | 08/23/2018 |  | 09/22/2020
Generation Brands | Element | E3RWC-L*WD****-*** | Light Emitting Diode | Inseparable Luminaire | Direct Wired | Forward Phase Cut Controls | 86 | 2738 | 0.0011 | 93 | 68 | 243 | 0.97 | Ambient | 15000 |  |  | 99999 | 0.01 | 19 | 19 | 0.13 | 0.06 | 0.06 | 0.05 | 0.01 | 0 | 0.76 | 0.35 | 0.32 | 0.28 | 0.01 | 0 | 0.15 | 0.17 | 0.15 | 0.11 | 0.01 | 0 | True |  | Non Federally-Regulated | 08/23/2018 |  | 09/22/2020
Generation Brands | Element | E3RWC-L*WD****-***** | Light Emitting Diode | Inseparable Luminaire | Direct Wired | Forward Phase Cut Controls | 86 | 2738 | 0.0011 | 93 | 68 | 243 | 0.97 | Ambient | 15000 |  |  | 99999 | 0.01 | 19 | 19 | 0.13 | 0.06 | 0.06 | 0.05 | 0.01 | 0 | 0.76 | 0.35 | 0.32 | 0.28 | 0.01 | 0 | 0.15 | 0.17 | 0.15 | 0.11 | 0.01 | 0 | True |  | Non Federally-Regulated | 08/23/2018 |  | 09/22/2020
Generation Brands | Element | E3SLF-L*WD**** | Light Emitting Diode | Inseparable Luminaire | Direct Wired | Forward Phase Cut Controls | 86 | 2738 | 0.0011 | 93 | 68 | 243 | 0.97 | Ambient | 15000 |  |  | 99999 | 0.01 | 19 | 19 | 0.13 | 0.06 | 0.06 | 0.05 | 0.01 | 0 | 0.76 | 0.35 | 0.32 | 0.28 | 0.01 | 0 | 0.15 | 0.17 | 0.15 | 0.11 | 0.01 | 0 | True |  | Non Federally-Regulated | 08/23/2018 |  | 09/22/2020
Generation Brands | Element | E3SLF-L*WD****-*** | Light Emitting Diode | Inseparable Luminaire | Direct Wired | Forward Phase Cut Controls | 86 | 2738 | 0.0011 | 93 | 68 | 243 | 0.97 | Ambient | 15000 |  |  | 99999 | 0.01 | 19 | 19 | 0.13 | 0.06 | 0.06 | 0.05 | 0.01 | 0 | 0.76 | 0.35 | 0.32 | 0.28 | 0.01 | 0 | 0.15 | 0.17 | 0.15 | 0.11 | 0.01 | 0 | True |  | Non Federally-Regulated | 08/23/2018 |  | 09/22/2020
Generation Brands | Element | E3SLF-L*WD****-**** | Light Emitting Diode | Inseparable Luminaire | Direct Wired | Forward Phase Cut Controls | 86 | 2738 | 0.0011 | 93 | 68 | 243 | 0.97 | Ambient | 15000 |  |  | 99999 | 0.01 | 19 | 19 | 0.13 | 0.06 | 0.06 | 0.05 | 0.01 | 0 | 0.76 | 0.35 | 0.32 | 0.28 | 0.01 | 0 | 0.15 | 0.17 | 0.15 | 0.11 | 0.01 | 0 | True |  | Non Federally-Regulated | 08/23/2018 |  | 09/22/2020
Generation Brands | Element | E3SLF-L*WD****-***** | Light Emitting Diode | Inseparable Luminaire | Direct Wired | Forward Phase Cut Controls | 86 | 2738 | 0.0011 | 93 | 68 | 243 | 0.97 | Ambient | 15000 |  |  | 99999 | 0.01 | 19 | 19 | 0.13 | 0.06 | 0.06 | 0.05 | 0.01 | 0 | 0.76 | 0.35 | 0.32 | 0.28 | 0.01 | 0 | 0.15 | 0.17 | 0.15 | 0.11 | 0.01 | 0 | True |  | Non Federally-Regulated | 08/23/2018 |  | 09/22/2020
Generation Brands | Element | E3SFF-L*WD**** | Light Emitting Diode | Inseparable Luminaire | Direct Wired | Forward Phase Cut Controls | 86 | 2738 | 0.0011 | 93 | 68 | 243 | 0.97 | Ambient | 15000 |  |  | 99999 | 0.01 | 19 | 19 | 0.13 | 0.06 | 0.06 | 0.05 | 0.01 | 0 | 0.76 | 0.35 | 0.32 | 0.28 | 0.01 | 0 | 0.15 | 0.17 | 0.15 | 0.11 | 0.01 | 0 | True |  | Non Federally-Regulated | 08/23/2018 |  | 09/22/2020
Generation Brands | Element | E3SFF-L*WD****-*** | Light Emitting Diode | Inseparable Luminaire | Direct Wired | Forward Phase Cut Controls | 86 | 2738 | 0.0011 | 93 | 68 | 243 | 0.97 | Ambient | 15000 |  |  | 99999 | 0.01 | 19 | 19 | 0.13 | 0.06 | 0.06 | 0.05 | 0.01 | 0 | 0.76 | 0.35 | 0.32 | 0.28 | 0.01 | 0 | 0.15 | 0.17 | 0.15 | 0.11 | 0.01 | 0 | True |  | Non Federally-Regulated | 08/23/2018 |  | 09/22/2020
Generation Brands | Element | E3SFF-L*WD****-**** | Light Emitting Diode | Inseparable Luminaire | Direct Wired | Forward Phase Cut Controls | 86 | 2738 | 0.0011 | 93 | 68 | 243 | 0.97 | Ambient | 15000 |  |  | 99999 | 0.01 | 19 | 19 | 0.13 | 0.06 | 0.06 | 0.05 | 0.01 | 0 | 0.76 | 0.35 | 0.32 | 0.28 | 0.01 | 0 | 0.15 | 0.17 | 0.15 | 0.11 | 0.01 | 0 | True |  | Non Federally-Regulated | 08/23/2018 |  | 09/22/2020
Generation Brands | Element | E3SFF-L*WD****-***** | Light Emitting Diode | Inseparable Luminaire | Direct Wired | Forward Phase Cut Controls | 86 | 2738 | 0.0011 | 93 | 68 | 243 | 0.97 | Ambient | 15000 |  |  | 99999 | 0.01 | 19 | 19 | 0.13 | 0.06 | 0.06 | 0.05 | 0.01 | 0 | 0.76 | 0.35 | 0.32 | 0.28 | 0.01 | 0 | 0.15 | 0.17 | 0.15 | 0.11 | 0.01 | 0 | True |  | Non Federally-Regulated | 08/23/2018 |  | 09/22/2020
Generation Brands | Element | E3SWC-L*WD**** | Light Emitting Diode | Inseparable Luminaire | Direct Wired | Forward Phase Cut Controls | 86 | 2738 | 0.0011 | 93 | 68 | 243 | 0.97 | Ambient | 15000 |  |  | 99999 | 0.01 | 19 | 19 | 0.13 | 0.06 | 0.06 | 0.05 | 0.01 | 0 | 0.76 | 0.35 | 0.32 | 0.28 | 0.01 | 0 | 0.15 | 0.17 | 0.15 | 0.11 | 0.01 | 0 | True |  | Non Federally-Regulated | 08/23/2018 |  | 09/22/2020
Generation Brands | Element | E3SWC-L*WD****-*** | Light Emitting Diode | Inseparable Luminaire | Direct Wired | Forward Phase Cut Controls | 86 | 2738 | 0.0011 | 93 | 68 | 243 | 0.97 | Ambient | 15000 |  |  | 99999 | 0.01 | 19 | 19 | 0.13 | 0.06 | 0.06 | 0.05 | 0.01 | 0 | 0.76 | 0.35 | 0.32 | 0.28 | 0.01 | 0 | 0.15 | 0.17 | 0.15 | 0.11 | 0.01 | 0 | True |  | Non Federally-Regulated | 08/23/2018 |  | 09/22/2020
Generation Brands | Element | E3SWC-L*WD****-**** | Light Emitting Diode | Inseparable Luminaire | Direct Wired | Forward Phase Cut Controls | 86 | 2738 | 0.0011 | 93 | 68 | 243 | 0.97 | Ambient | 15000 |  |  | 99999 | 0.01 | 19 | 19 | 0.13 | 0.06 | 0.06 | 0.05 | 0.01 | 0 | 0.76 | 0.35 | 0.32 | 0.28 | 0.01 | 0 | 0.15 | 0.17 | 0.15 | 0.11 | 0.01 | 0 | True |  | Non Federally-Regulated | 08/23/2018 |  | 09/22/2020
Generation Brands | Element | E3SWC-L*WD****-***** | Light Emitting Diode | Inseparable Luminaire | Direct Wired | Forward Phase Cut Controls | 86 | 2738 | 0.0011 | 93 | 68 | 243 | 0.97 | Ambient | 15000 |  |  | 99999 | 0.01 | 19 | 19 | 0.13 | 0.06 | 0.06 | 0.05 | 0.01 | 0 | 0.76 | 0.35 | 0.32 | 0.28 | 0.01 | 0 | 0.15 | 0.17 | 0.15 | 0.11 | 0.01 | 0 | True |  | Non Federally-Regulated | 08/23/2018 |  | 09/22/2020
Generation Brands | Element | E3RLW-L*WD* | Light Emitting Diode | Inseparable Luminaire | Direct Wired | Forward Phase Cut Controls | 86 | 2738 | 0.0011 | 93 | 68 | 243 | 0.97 | Ambient | 15000 |  |  | 99999 | 0.01 | 19 | 19 | 0.13 | 0.06 | 0.06 | 0.05 | 0.01 | 0 | 0.76 | 0.35 | 0.32 | 0.28 | 0.01 | 0 | 0.15 | 0.17 | 0.15 | 0.11 | 0.01 | 0 | True |  | Non Federally-Regulated | 08/23/2018 |  | 09/22/2020
Generation Brands | Element | E3RLW-L*WD*-*** | Light Emitting Diode | Inseparable Luminaire | Direct Wired | Forward Phase Cut Controls | 86 | 2738 | 0.0011 | 93 | 68 | 243 | 0.97 | Ambient | 15000 |  |  | 99999 | 0.01 | 19 | 19 | 0.13 | 0.06 | 0.06 | 0.05 | 0.01 | 0 | 0.76 | 0.35 | 0.32 | 0.28 | 0.01 | 0 | 0.15 | 0.17 | 0.15 | 0.11 | 0.01 | 0 | True |  | Non Federally-Regulated | 08/23/2018 |  | 09/22/2020
Generation Brands | Element | E3RLW-L*WD*-***** | Light Emitting Diode | Inseparable Luminaire | Direct Wired | Forward Phase Cut Controls | 86 | 2738 | 0.0011 | 93 | 68 | 243 | 0.97 | Ambient | 15000 |  |  | 99999 | 0.01 | 19 | 19 | 0.13 | 0.06 | 0.06 | 0.05 | 0.01 | 0 | 0.76 | 0.35 | 0.32 | 0.28 | 0.01 | 0 | 0.15 | 0.17 | 0.15 | 0.11 | 0.01 | 0 | True |  | Non Federally-Regulated | 08/23/2018 |  | 09/22/2020
Generation Brands | Element | E3RFW-L*WD* | Light Emitting Diode | Inseparable Luminaire | Direct Wired | Forward Phase Cut Controls | 86 | 2738 | 0.0011 | 93 | 68 | 243 | 0.97 | Ambient | 15000 |  |  | 99999 | 0.01 | 19 | 19 | 0.13 | 0.06 | 0.06 | 0.05 | 0.01 | 0 | 0.76 | 0.35 | 0.32 | 0.28 | 0.01 | 0 | 0.15 | 0.17 | 0.15 | 0.11 | 0.01 | 0 | True |  | Non Federally-Regulated | 08/23/2018 |  | 09/22/2020
Generation Brands | Element | E3RFW-L*WD*-*** | Light Emitting Diode | Inseparable Luminaire | Direct Wired | Forward Phase Cut Controls | 86 | 2738 | 0.0011 | 93 | 68 | 243 | 0.97 | Ambient | 15000 |  |  | 99999 | 0.01 | 19 | 19 | 0.13 | 0.06 | 0.06 | 0.05 | 0.01 | 0 | 0.76 | 0.35 | 0.32 | 0.28 | 0.01 | 0 | 0.15 | 0.17 | 0.15 | 0.11 | 0.01 | 0 | True |  | Non Federally-Regulated | 08/23/2018 |  | 09/22/2020
Generation Brands | Element | E3RFW-L*WD*-**** | Light Emitting Diode | Inseparable Luminaire | Direct Wired | Forward Phase Cut Controls | 86 | 2738 | 0.0011 | 93 | 68 | 243 | 0.97 | Ambient | 15000 |  |  | 99999 | 0.01 | 19 | 19 | 0.13 | 0.06 | 0.06 | 0.05 | 0.01 | 0 | 0.76 | 0.35 | 0.32 | 0.28 | 0.01 | 0 | 0.15 | 0.17 | 0.15 | 0.11 | 0.01 | 0 | True |  | Non Federally-Regulated | 08/23/2018 |  | 09/22/2020
Generation Brands | Element | E3RFW-L*WD*-***** | Light Emitting Diode | Inseparable Luminaire | Direct Wired | Forward Phase Cut Controls | 86 | 2738 | 0.0011 | 93 | 68 | 243 | 0.97 | Ambient | 15000 |  |  | 99999 | 0.01 | 19 | 19 | 0.13 | 0.06 | 0.06 | 0.05 | 0.01 | 0 | 0.76 | 0.35 | 0.32 | 0.28 | 0.01 | 0 | 0.15 | 0.17 | 0.15 | 0.11 | 0.01 | 0 | True |  | Non Federally-Regulated | 08/23/2018 |  | 09/22/2020
Generation Brands | Element | E3RWCW-L*WD* | Light Emitting Diode | Inseparable Luminaire | Direct Wired | Forward Phase Cut Controls | 86 | 2738 | 0.0011 | 93 | 68 | 243 | 0.97 | Ambient | 15000 |  |  | 99999 | 0.01 | 19 | 19 | 0.13 | 0.06 | 0.06 | 0.05 | 0.01 | 0 | 0.76 | 0.35 | 0.32 | 0.28 | 0.01 | 0 | 0.15 | 0.17 | 0.15 | 0.11 | 0.01 | 0 | True |  | Non Federally-Regulated | 08/23/2018 |  | 09/22/2020
Generation Brands | Element | E3RWCW-L*WD*-*** | Light Emitting Diode | Inseparable Luminaire | Direct Wired | Forward Phase Cut Controls | 86 | 2738 | 0.0011 | 93 | 68 | 243 | 0.97 | Ambient | 15000 |  |  | 99999 | 0.01 | 19 | 19 | 0.13 | 0.06 | 0.06 | 0.05 | 0.01 | 0 | 0.76 | 0.35 | 0.32 | 0.28 | 0.01 | 0 | 0.15 | 0.17 | 0.15 | 0.11 | 0.01 | 0 | True |  | Non Federally-Regulated | 08/23/2018 |  | 09/22/2020
Generation Brands | Element | E3RWCW-L*WD*-***** | Light Emitting Diode | Inseparable Luminaire | Direct Wired | Forward Phase Cut Controls | 86 | 2738 | 0.0011 | 93 | 68 | 243 | 0.97 | Ambient | 15000 |  |  | 99999 | 0.01 | 19 | 19 | 0.13 | 0.06 | 0.06 | 0.05 | 0.01 | 0 | 0.76 | 0.35 | 0.32 | 0.28 | 0.01 | 0 | 0.15 | 0.17 | 0.15 | 0.11 | 0.01 | 0 | True |  | Non Federally-Regulated | 08/23/2018 |  | 09/22/2020
Generation Brands | Element | E3SLW-L*WD* | Light Emitting Diode | Inseparable Luminaire | Direct Wired | Forward Phase Cut Controls | 86 | 2738 | 0.0011 | 93 | 68 | 243 | 0.97 | Ambient | 15000 |  |  | 99999 | 0.01 | 19 | 19 | 0.13 | 0.06 | 0.06 | 0.05 | 0.01 | 0 | 0.76 | 0.35 | 0.32 | 0.28 | 0.01 | 0 | 0.15 | 0.17 | 0.15 | 0.11 | 0.01 | 0 | True |  | Non Federally-Regulated | 08/23/2018 |  | 09/22/2020
Generation Brands | Element | E3SLW-L*WD*-*** | Light Emitting Diode | Inseparable Luminaire | Direct Wired | Forward Phase Cut Controls | 86 | 2738 | 0.0011 | 93 | 68 | 243 | 0.97 | Ambient | 15000 |  |  | 99999 | 0.01 | 19 | 19 | 0.13 | 0.06 | 0.06 | 0.05 | 0.01 | 0 | 0.76 | 0.35 | 0.32 | 0.28 | 0.01 | 0 | 0.15 | 0.17 | 0.15 | 0.11 | 0.01 | 0 | True |  | Non Federally-Regulated | 08/23/2018 |  | 09/22/2020
Generation Brands | Element | E3SLW-L*WD*-**** | Light Emitting Diode | Inseparable Luminaire | Direct Wired | Forward Phase Cut Controls | 86 | 2738 | 0.0011 | 93 | 68 | 243 | 0.97 | Ambient | 15000 |  |  | 99999 | 0.01 | 19 | 19 | 0.13 | 0.06 | 0.06 | 0.05 | 0.01 | 0 | 0.76 | 0.35 | 0.32 | 0.28 | 0.01 | 0 | 0.15 | 0.17 | 0.15 | 0.11 | 0.01 | 0 | True |  | Non Federally-Regulated | 08/23/2018 |  | 09/22/2020
Generation Brands | Element | E3SLW-L*WD*-***** | Light Emitting Diode | Inseparable Luminaire | Direct Wired | Forward Phase Cut Controls | 86 | 2738 | 0.0011 | 93 | 68 | 243 | 0.97 | Ambient | 15000 |  |  | 99999 | 0.01 | 19 | 19 | 0.13 | 0.06 | 0.06 | 0.05 | 0.01 | 0 | 0.76 | 0.35 | 0.32 | 0.28 | 0.01 | 0 | 0.15 | 0.17 | 0.15 | 0.11 | 0.01 | 0 | True |  | Non Federally-Regulated | 08/23/2018 |  | 09/22/2020
Generation Brands | Element | E3SFW-L*WD* | Light Emitting Diode | Inseparable Luminaire | Direct Wired | Forward Phase Cut Controls | 86 | 2738 | 0.0011 | 93 | 68 | 243 | 0.97 | Ambient | 15000 |  |  | 99999 | 0.01 | 19 | 19 | 0.13 | 0.06 | 0.06 | 0.05 | 0.01 | 0 | 0.76 | 0.35 | 0.32 | 0.28 | 0.01 | 0 | 0.15 | 0.17 | 0.15 | 0.11 | 0.01 | 0 | True |  | Non Federally-Regulated | 08/23/2018 |  | 09/22/2020
Generation Brands | Element | E3SFW-L*WD*-*** | Light Emitting Diode | Inseparable Luminaire | Direct Wired | Forward Phase Cut Controls | 86 | 2738 | 0.0011 | 93 | 68 | 243 | 0.97 | Ambient | 15000 |  |  | 99999 | 0.01 | 19 | 19 | 0.13 | 0.06 | 0.06 | 0.05 | 0.01 | 0 | 0.76 | 0.35 | 0.32 | 0.28 | 0.01 | 0 | 0.15 | 0.17 | 0.15 | 0.11 | 0.01 | 0 | True |  | Non Federally-Regulated | 08/23/2018 |  | 09/22/2020
Generation Brands | Element | E3SFW-L*WD*-**** | Light Emitting Diode | Inseparable Luminaire | Direct Wired | Forward Phase Cut Controls | 86 | 2738 | 0.0011 | 93 | 68 | 243 | 0.97 | Ambient | 15000 |  |  | 99999 | 0.01 | 19 | 19 | 0.13 | 0.06 | 0.06 | 0.05 | 0.01 | 0 | 0.76 | 0.35 | 0.32 | 0.28 | 0.01 | 0 | 0.15 | 0.17 | 0.15 | 0.11 | 0.01 | 0 | True |  | Non Federally-Regulated | 08/23/2018 |  | 09/22/2020
Generation Brands | Element | E3SFW-L*WD*-***** | Light Emitting Diode | Inseparable Luminaire | Direct Wired | Forward Phase Cut Controls | 86 | 2738 | 0.0011 | 93 | 68 | 243 | 0.97 | Ambient | 15000 |  |  | 99999 | 0.01 | 19 | 19 | 0.13 | 0.06 | 0.06 | 0.05 | 0.01 | 0 | 0.76 | 0.35 | 0.32 | 0.28 | 0.01 | 0 | 0.15 | 0.17 | 0.15 | 0.11 | 0.01 | 0 | True |  | Non Federally-Regulated | 08/23/2018 |  | 09/22/2020
Generation Brands | Element | E3SWCW-L*WD* | Light Emitting Diode | Inseparable Luminaire | Direct Wired | Forward Phase Cut Controls | 86 | 2738 | 0.0011 | 93 | 68 | 243 | 0.97 | Ambient | 15000 |  |  | 99999 | 0.01 | 19 | 19 | 0.13 | 0.06 | 0.06 | 0.05 | 0.01 | 0 | 0.76 | 0.35 | 0.32 | 0.28 | 0.01 | 0 | 0.15 | 0.17 | 0.15 | 0.11 | 0.01 | 0 | True |  | Non Federally-Regulated | 08/23/2018 |  | 09/22/2020
Generation Brands | Element | E3SWCW-L*WD*-*** | Light Emitting Diode | Inseparable Luminaire | Direct Wired | Forward Phase Cut Controls | 86 | 2738 | 0.0011 | 93 | 68 | 243 | 0.97 | Ambient | 15000 |  |  | 99999 | 0.01 | 19 | 19 | 0.13 | 0.06 | 0.06 | 0.05 | 0.01 | 0 | 0.76 | 0.35 | 0.32 | 0.28 | 0.01 | 0 | 0.15 | 0.17 | 0.15 | 0.11 | 0.01 | 0 | True |  | Non Federally-Regulated | 08/23/2018 |  | 09/22/2020
Generation Brands | Element | E3SWCW-L*WD*-**** | Light Emitting Diode | Inseparable Luminaire | Direct Wired | Forward Phase Cut Controls | 86 | 2738 | 0.0011 | 93 | 68 | 243 | 0.97 | Ambient | 15000 |  |  | 99999 | 0.01 | 19 | 19 | 0.13 | 0.06 | 0.06 | 0.05 | 0.01 | 0 | 0.76 | 0.35 | 0.32 | 0.28 | 0.01 | 0 | 0.15 | 0.17 | 0.15 | 0.11 | 0.01 | 0 | True |  | Non Federally-Regulated | 08/23/2018 |  | 09/22/2020
Generation Brands | Element | E3SWCW-L*WD*-***** | Light Emitting Diode | Inseparable Luminaire | Direct Wired | Forward Phase Cut Controls | 86 | 2738 | 0.0011 | 93 | 68 | 243 | 0.97 | Ambient | 15000 |  |  | 99999 | 0.01 | 19 | 19 | 0.13 | 0.06 | 0.06 | 0.05 | 0.01 | 0 | 0.76 | 0.35 | 0.32 | 0.28 | 0.01 | 0 | 0.15 | 0.17 | 0.15 | 0.11 | 0.01 | 0 | True |  | Non Federally-Regulated | 08/23/2018 |  | 09/22/2020
Generation Brands | Element | E3RL-L*WD*DA* | Light Emitting Diode | Inseparable Luminaire | Direct Wired | Forward Phase Cut Controls | 86 | 2738 | 0.0011 | 93 | 68 | 243 | 0.97 | Ambient | 15000 |  |  | 99999 | 0.01 | 19 | 19 | 0.13 | 0.06 | 0.06 | 0.05 | 0.01 | 0 | 0.76 | 0.35 | 0.32 | 0.28 | 0.01 | 0 | 0.15 | 0.17 | 0.15 | 0.11 | 0.01 | 0 | True |  | Non Federally-Regulated | 08/23/2018 |  | 09/22/2020
Generation Brands | Element | E3RL-L*WD*DA*-*** | Light Emitting Diode | Inseparable Luminaire | Direct Wired | Forward Phase Cut Controls | 86 | 2738 | 0.0011 | 93 | 68 | 243 | 0.97 | Ambient | 15000 |  |  | 99999 | 0.01 | 19 | 19 | 0.13 | 0.06 | 0.06 | 0.05 | 0.01 | 0 | 0.76 | 0.35 | 0.32 | 0.28 | 0.01 | 0 | 0.15 | 0.17 | 0.15 | 0.11 | 0.01 | 0 | True |  | Non Federally-Regulated | 08/23/2018 |  | 09/22/2020
Generation Brands | Element | E3RL-L*WD*DA*-***** | Light Emitting Diode | Inseparable Luminaire | Direct Wired | Forward Phase Cut Controls | 86 | 2738 | 0.0011 | 93 | 68 | 243 | 0.97 | Ambient | 15000 |  |  | 99999 | 0.01 | 19 | 19 | 0.13 | 0.06 | 0.06 | 0.05 | 0.01 | 0 | 0.76 | 0.35 | 0.32 | 0.28 | 0.01 | 0 | 0.15 | 0.17 | 0.15 | 0.11 | 0.01 | 0 | True |  | Non Federally-Regulated | 08/23/2018 |  | 09/22/2020
Generation Brands | Element | E3RF-L*WD*DA* | Light Emitting Diode | Inseparable Luminaire | Direct Wired | Forward Phase Cut Controls | 86 | 2738 | 0.0011 | 93 | 68 | 243 | 0.97 | Ambient | 15000 |  |  | 99999 | 0.01 | 19 | 19 | 0.13 | 0.06 | 0.06 | 0.05 | 0.01 | 0 | 0.76 | 0.35 | 0.32 | 0.28 | 0.01 | 0 | 0.15 | 0.17 | 0.15 | 0.11 | 0.01 | 0 | True |  | Non Federally-Regulated | 08/23/2018 |  | 09/22/2020
Generation Brands | Element | E3RF-L*WD*DA*-*** | Light Emitting Diode | Inseparable Luminaire | Direct Wired | Forward Phase Cut Controls | 86 | 2738 | 0.0011 | 93 | 68 | 243 | 0.97 | Ambient | 15000 |  |  | 99999 | 0.01 | 19 | 19 | 0.13 | 0.06 | 0.06 | 0.05 | 0.01 | 0 | 0.76 | 0.35 | 0.32 | 0.28 | 0.01 | 0 | 0.15 | 0.17 | 0.15 | 0.11 | 0.01 | 0 | True |  | Non Federally-Regulated | 08/23/2018 |  | 09/22/2020
Generation Brands | Element | E3RF-L*WD*DA*-**** | Light Emitting Diode | Inseparable Luminaire | Direct Wired | Forward Phase Cut Controls | 86 | 2738 | 0.0011 | 93 | 68 | 243 | 0.97 | Ambient | 15000 |  |  | 99999 | 0.01 | 19 | 19 | 0.13 | 0.06 | 0.06 | 0.05 | 0.01 | 0 | 0.76 | 0.35 | 0.32 | 0.28 | 0.01 | 0 | 0.15 | 0.17 | 0.15 | 0.11 | 0.01 | 0 | True |  | Non Federally-Regulated | 08/23/2018 |  | 09/22/2020
Generation Brands | Element | E3RF-L*WD*DA*-***** | Light Emitting Diode | Inseparable Luminaire | Direct Wired | Forward Phase Cut Controls | 86 | 2738 | 0.0011 | 93 | 68 | 243 | 0.97 | Ambient | 15000 |  |  | 99999 | 0.01 | 19 | 19 | 0.13 | 0.06 | 0.06 | 0.05 | 0.01 | 0 | 0.76 | 0.35 | 0.32 | 0.28 | 0.01 | 0 | 0.15 | 0.17 | 0.15 | 0.11 | 0.01 | 0 | True |  | Non Federally-Regulated | 08/23/2018 |  | 09/22/2020
Generation Brands | Element | E3RWC-L*WD*DA* | Light Emitting Diode | Inseparable Luminaire | Direct Wired | Forward Phase Cut Controls | 86 | 2738 | 0.0011 | 93 | 68 | 243 | 0.97 | Ambient | 15000 |  |  | 99999 | 0.01 | 19 | 19 | 0.13 | 0.06 | 0.06 | 0.05 | 0.01 | 0 | 0.76 | 0.35 | 0.32 | 0.28 | 0.01 | 0 | 0.15 | 0.17 | 0.15 | 0.11 | 0.01 | 0 | True |  | Non Federally-Regulated | 08/23/2018 |  | 09/22/2020
Generation Brands | Element | E3RWC-L*WD*DA*-*** | Light Emitting Diode | Inseparable Luminaire | Direct Wired | Forward Phase Cut Controls | 86 | 2738 | 0.0011 | 93 | 68 | 243 | 0.97 | Ambient | 15000 |  |  | 99999 | 0.01 | 19 | 19 | 0.13 | 0.06 | 0.06 | 0.05 | 0.01 | 0 | 0.76 | 0.35 | 0.32 | 0.28 | 0.01 | 0 | 0.15 | 0.17 | 0.15 | 0.11 | 0.01 | 0 | True |  | Non Federally-Regulated | 08/23/2018 |  | 09/22/2020
Generation Brands | Element | E3RWC-L*WD*DA*-***** | Light Emitting Diode | Inseparable Luminaire | Direct Wired | Forward Phase Cut Controls | 86 | 2738 | 0.0011 | 93 | 68 | 243 | 0.97 | Ambient | 15000 |  |  | 99999 | 0.01 | 19 | 19 | 0.13 | 0.06 | 0.06 | 0.05 | 0.01 | 0 | 0.76 | 0.35 | 0.32 | 0.28 | 0.01 | 0 | 0.15 | 0.17 | 0.15 | 0.11 | 0.01 | 0 | True |  | Non Federally-Regulated | 08/23/2018 |  | 09/22/2020
Generation Brands | Element | E3SL-L*WD*DA* | Light Emitting Diode | Inseparable Luminaire | Direct Wired | Forward Phase Cut Controls | 86 | 2738 | 0.0011 | 93 | 68 | 243 | 0.97 | Ambient | 15000 |  |  | 99999 | 0.01 | 19 | 19 | 0.13 | 0.06 | 0.06 | 0.05 | 0.01 | 0 | 0.76 | 0.35 | 0.32 | 0.28 | 0.01 | 0 | 0.15 | 0.17 | 0.15 | 0.11 | 0.01 | 0 | True |  | Non Federally-Regulated | 08/23/2018 |  | 09/22/2020
Generation Brands | Element | E3SL-L*WD*DA*-*** | Light Emitting Diode | Inseparable Luminaire | Direct Wired | Forward Phase Cut Controls | 86 | 2738 | 0.0011 | 93 | 68 | 243 | 0.97 | Ambient | 15000 |  |  | 99999 | 0.01 | 19 | 19 | 0.13 | 0.06 | 0.06 | 0.05 | 0.01 | 0 | 0.76 | 0.35 | 0.32 | 0.28 | 0.01 | 0 | 0.15 | 0.17 | 0.15 | 0.11 | 0.01 | 0 | True |  | Non Federally-Regulated | 08/23/2018 |  | 09/22/2020
Generation Brands | Element | E3SL-L*WD*DA*-**** | Light Emitting Diode | Inseparable Luminaire | Direct Wired | Forward Phase Cut Controls | 86 | 2738 | 0.0011 | 93 | 68 | 243 | 0.97 | Ambient | 15000 |  |  | 99999 | 0.01 | 19 | 19 | 0.13 | 0.06 | 0.06 | 0.05 | 0.01 | 0 | 0.76 | 0.35 | 0.32 | 0.28 | 0.01 | 0 | 0.15 | 0.17 | 0.15 | 0.11 | 0.01 | 0 | True |  | Non Federally-Regulated | 08/23/2018 |  | 09/22/2020
Generation Brands | Element | E3SL-L*WD*DA*-***** | Light Emitting Diode | Inseparable Luminaire | Direct Wired | Forward Phase Cut Controls | 86 | 2738 | 0.0011 | 93 | 68 | 243 | 0.97 | Ambient | 15000 |  |  | 99999 | 0.01 | 19 | 19 | 0.13 | 0.06 | 0.06 | 0.05 | 0.01 | 0 | 0.76 | 0.35 | 0.32 | 0.28 | 0.01 | 0 | 0.15 | 0.17 | 0.15 | 0.11 | 0.01 | 0 | True |  | Non Federally-Regulated | 08/23/2018 |  | 09/22/2020
Generation Brands | Element | E3SF-L*WD*DA* | Light Emitting Diode | Inseparable Luminaire | Direct Wired | Forward Phase Cut Controls | 86 | 2738 | 0.0011 | 93 | 68 | 243 | 0.97 | Ambient | 15000 |  |  | 99999 | 0.01 | 19 | 19 | 0.13 | 0.06 | 0.06 | 0.05 | 0.01 | 0 | 0.76 | 0.35 | 0.32 | 0.28 | 0.01 | 0 | 0.15 | 0.17 | 0.15 | 0.11 | 0.01 | 0 | True |  | Non Federally-Regulated | 08/23/2018 |  | 09/22/2020
Generation Brands | Element | E3SF-L*WD*DA*-*** | Light Emitting Diode | Inseparable Luminaire | Direct Wired | Forward Phase Cut Controls | 86 | 2738 | 0.0011 | 93 | 68 | 243 | 0.97 | Ambient | 15000 |  |  | 99999 | 0.01 | 19 | 19 | 0.13 | 0.06 | 0.06 | 0.05 | 0.01 | 0 | 0.76 | 0.35 | 0.32 | 0.28 | 0.01 | 0 | 0.15 | 0.17 | 0.15 | 0.11 | 0.01 | 0 | True |  | Non Federally-Regulated | 08/23/2018 |  | 09/22/2020
Generation Brands | Element | E3SF-L*WD*DA*-**** | Light Emitting Diode | Inseparable Luminaire | Direct Wired | Forward Phase Cut Controls | 86 | 2738 | 0.0011 | 93 | 68 | 243 | 0.97 | Ambient | 15000 |  |  | 99999 | 0.01 | 19 | 19 | 0.13 | 0.06 | 0.06 | 0.05 | 0.01 | 0 | 0.76 | 0.35 | 0.32 | 0.28 | 0.01 | 0 | 0.15 | 0.17 | 0.15 | 0.11 | 0.01 | 0 | True |  | Non Federally-Regulated | 08/23/2018 |  | 09/22/2020
Generation Brands | Element | E3SF-L*WD*DA*-***** | Light Emitting Diode | Inseparable Luminaire | Direct Wired | Forward Phase Cut Controls | 86 | 2738 | 0.0011 | 93 | 68 | 243 | 0.97 | Ambient | 15000 |  |  | 99999 | 0.01 | 19 | 19 | 0.13 | 0.06 | 0.06 | 0.05 | 0.01 | 0 | 0.76 | 0.35 | 0.32 | 0.28 | 0.01 | 0 | 0.15 | 0.17 | 0.15 | 0.11 | 0.01 | 0 | True |  | Non Federally-Regulated | 08/23/2018 |  | 09/22/2020
Generation Brands | Element | E3SWC-L*WD*DA* | Light Emitting Diode | Inseparable Luminaire | Direct Wired | Forward Phase Cut Controls | 86 | 2738 | 0.0011 | 93 | 68 | 243 | 0.97 | Ambient | 15000 |  |  | 99999 | 0.01 | 19 | 19 | 0.13 | 0.06 | 0.06 | 0.05 | 0.01 | 0 | 0.76 | 0.35 | 0.32 | 0.28 | 0.01 | 0 | 0.15 | 0.17 | 0.15 | 0.11 | 0.01 | 0 | True |  | Non Federally-Regulated | 08/23/2018 |  | 09/22/2020
Generation Brands | Element | E3SWC-L*WD*DA*-*** | Light Emitting Diode | Inseparable Luminaire | Direct Wired | Forward Phase Cut Controls | 86 | 2738 | 0.0011 | 93 | 68 | 243 | 0.97 | Ambient | 15000 |  |  | 99999 | 0.01 | 19 | 19 | 0.13 | 0.06 | 0.06 | 0.05 | 0.01 | 0 | 0.76 | 0.35 | 0.32 | 0.28 | 0.01 | 0 | 0.15 | 0.17 | 0.15 | 0.11 | 0.01 | 0 | True |  | Non Federally-Regulated | 08/23/2018 |  | 09/22/2020
Generation Brands | Element | E3SWC-L*WD*DA*-**** | Light Emitting Diode | Inseparable Luminaire | Direct Wired | Forward Phase Cut Controls | 86 | 2738 | 0.0011 | 93 | 68 | 243 | 0.97 | Ambient | 15000 |  |  | 99999 | 0.01 | 19 | 19 | 0.13 | 0.06 | 0.06 | 0.05 | 0.01 | 0 | 0.76 | 0.35 | 0.32 | 0.28 | 0.01 | 0 | 0.15 | 0.17 | 0.15 | 0.11 | 0.01 | 0 | True |  | Non Federally-Regulated | 08/23/2018 |  | 09/22/2020
Generation Brands | Element | E3SWC-L*WD*DA*-***** | Light Emitting Diode | Inseparable Luminaire | Direct Wired | Forward Phase Cut Controls | 86 | 2738 | 0.0011 | 93 | 68 | 243 | 0.97 | Ambient | 15000 |  |  | 99999 | 0.01 | 19 | 19 | 0.13 | 0.06 | 0.06 | 0.05 | 0.01 | 0 | 0.76 | 0.35 | 0.32 | 0.28 | 0.01 | 0 | 0.15 | 0.17 | 0.15 | 0.11 | 0.01 | 0 | True |  | Non Federally-Regulated | 08/23/2018 |  | 09/22/2020
Generation Brands | Element | E3RWC-L*WD*DA*-**** | Light Emitting Diode | Inseparable Luminaire | Direct Wired | Forward Phase Cut Controls | 86 | 2738 | 0.0011 | 93 | 68 | 243 | 0.97 | Ambient | 15000 |  |  | 99999 | 0.01 | 19 | 19 | 0.13 | 0.06 | 0.06 | 0.05 | 0.01 | 0 | 0.76 | 0.35 | 0.32 | 0.28 | 0.01 | 0 | 0.15 | 0.17 | 0.15 | 0.11 | 0.01 | 0 | True |  | Non Federally-Regulated | 08/23/2018 |  | 09/22/2020
Generation Brands | Element | E3RLF-L*WD**S | Light Emitting Diode | Inseparable Luminaire | Direct Wired | Forward Phase Cut Controls | 86 | 2738 | 0.0011 | 93 | 68 | 243 | 0.97 | Ambient | 15000 |  |  | 99999 | 0.01 | 19 | 19 | 0.13 | 0.06 | 0.06 | 0.05 | 0.01 | 0 | 0.76 | 0.35 | 0.32 | 0.28 | 0.01 | 0 | 0.15 | 0.17 | 0.15 | 0.11 | 0.01 | 0 | True |  | Non Federally-Regulated | 08/23/2018 |  | 09/22/2020
Generation Brands | Element | E3RLF-L*WD**S-*** | Light Emitting Diode | Inseparable Luminaire | Direct Wired | Forward Phase Cut Controls | 86 | 2738 | 0.0011 | 93 | 68 | 243 | 0.97 | Ambient | 15000 |  |  | 99999 | 0.01 | 19 | 19 | 0.13 | 0.06 | 0.06 | 0.05 | 0.01 | 0 | 0.76 | 0.35 | 0.32 | 0.28 | 0.01 | 0 | 0.15 | 0.17 | 0.15 | 0.11 | 0.01 | 0 | True |  | Non Federally-Regulated | 08/23/2018 |  | 09/22/2020
Generation Brands | Element | E3RFF-L*WD**S | Light Emitting Diode | Inseparable Luminaire | Direct Wired | Forward Phase Cut Controls | 86 | 2738 | 0.0011 | 93 | 68 | 243 | 0.97 | Ambient | 15000 |  |  | 99999 | 0.01 | 19 | 19 | 0.13 | 0.06 | 0.06 | 0.05 | 0.01 | 0 | 0.76 | 0.35 | 0.32 | 0.28 | 0.01 | 0 | 0.15 | 0.17 | 0.15 | 0.11 | 0.01 | 0 | True |  | Non Federally-Regulated | 08/23/2018 |  | 09/22/2020
Generation Brands | Element | E3RFF-L*WD**S-*** | Light Emitting Diode | Inseparable Luminaire | Direct Wired | Forward Phase Cut Controls | 86 | 2738 | 0.0011 | 93 | 68 | 243 | 0.97 | Ambient | 15000 |  |  | 99999 | 0.01 | 19 | 19 | 0.13 | 0.06 | 0.06 | 0.05 | 0.01 | 0 | 0.76 | 0.35 | 0.32 | 0.28 | 0.01 | 0 | 0.15 | 0.17 | 0.15 | 0.11 | 0.01 | 0 | True |  | Non Federally-Regulated | 08/23/2018 |  | 09/22/2020
Generation Brands | Element | E3RWC-L*WD**S | Light Emitting Diode | Inseparable Luminaire | Direct Wired | Forward Phase Cut Controls | 86 | 2738 | 0.0011 | 93 | 68 | 243 | 0.97 | Ambient | 15000 |  |  | 99999 | 0.01 | 19 | 19 | 0.13 | 0.06 | 0.06 | 0.05 | 0.01 | 0 | 0.76 | 0.35 | 0.32 | 0.28 | 0.01 | 0 | 0.15 | 0.17 | 0.15 | 0.11 | 0.01 | 0 | True |  | Non Federally-Regulated | 08/23/2018 |  | 09/22/2020
Generation Brands | Element | E3RWC-L*WD**S-*** | Light Emitting Diode | Inseparable Luminaire | Direct Wired | Forward Phase Cut Controls | 86 | 2738 | 0.0011 | 93 | 68 | 243 | 0.97 | Ambient | 15000 |  |  | 99999 | 0.01 | 19 | 19 | 0.13 | 0.06 | 0.06 | 0.05 | 0.01 | 0 | 0.76 | 0.35 | 0.32 | 0.28 | 0.01 | 0 | 0.15 | 0.17 | 0.15 | 0.11 | 0.01 | 0 | True |  | Non Federally-Regulated | 08/23/2018 |  | 09/22/2020
Generation Brands | Element | E3SLF-L*WD**S | Light Emitting Diode | Inseparable Luminaire | Direct Wired | Forward Phase Cut Controls | 86 | 2738 | 0.0011 | 93 | 68 | 243 | 0.97 | Ambient | 15000 |  |  | 99999 | 0.01 | 19 | 19 | 0.13 | 0.06 | 0.06 | 0.05 | 0.01 | 0 | 0.76 | 0.35 | 0.32 | 0.28 | 0.01 | 0 | 0.15 | 0.17 | 0.15 | 0.11 | 0.01 | 0 | True |  | Non Federally-Regulated | 08/23/2018 |  | 09/22/2020
Generation Brands | Element | E3SLF-L*WD**S-*** | Light Emitting Diode | Inseparable Luminaire | Direct Wired | Forward Phase Cut Controls | 86 | 2738 | 0.0011 | 93 | 68 | 243 | 0.97 | Ambient | 15000 |  |  | 99999 | 0.01 | 19 | 19 | 0.13 | 0.06 | 0.06 | 0.05 | 0.01 | 0 | 0.76 | 0.35 | 0.32 | 0.28 | 0.01 | 0 | 0.15 | 0.17 | 0.15 | 0.11 | 0.01 | 0 | True |  | Non Federally-Regulated | 08/23/2018 |  | 09/22/2020
Generation Brands | Element | E3SFF-L*WD**S | Light Emitting Diode | Inseparable Luminaire | Direct Wired | Forward Phase Cut Controls | 86 | 2738 | 0.0011 | 93 | 68 | 243 | 0.97 | Ambient | 15000 |  |  | 99999 | 0.01 | 19 | 19 | 0.13 | 0.06 | 0.06 | 0.05 | 0.01 | 0 | 0.76 | 0.35 | 0.32 | 0.28 | 0.01 | 0 | 0.15 | 0.17 | 0.15 | 0.11 | 0.01 | 0 | True |  | Non Federally-Regulated | 08/23/2018 |  | 09/22/2020
Generation Brands | Element | E3SFF-L*WD**S-*** | Light Emitting Diode | Inseparable Luminaire | Direct Wired | Forward Phase Cut Controls | 86 | 2738 | 0.0011 | 93 | 68 | 243 | 0.97 | Ambient | 15000 |  |  | 99999 | 0.01 | 19 | 19 | 0.13 | 0.06 | 0.06 | 0.05 | 0.01 | 0 | 0.76 | 0.35 | 0.32 | 0.28 | 0.01 | 0 | 0.15 | 0.17 | 0.15 | 0.11 | 0.01 | 0 | True |  | Non Federally-Regulated | 08/23/2018 |  | 09/22/2020
Generation Brands | Element | E3SWC-L*WD**S | Light Emitting Diode | Inseparable Luminaire | Direct Wired | Forward Phase Cut Controls | 86 | 2738 | 0.0011 | 93 | 68 | 243 | 0.97 | Ambient | 15000 |  |  | 99999 | 0.01 | 19 | 19 | 0.13 | 0.06 | 0.06 | 0.05 | 0.01 | 0 | 0.76 | 0.35 | 0.32 | 0.28 | 0.01 | 0 | 0.15 | 0.17 | 0.15 | 0.11 | 0.01 | 0 | True |  | Non Federally-Regulated | 08/23/2018 |  | 09/22/2020
Generation Brands | Element | E3SWC-L*WD**S-*** | Light Emitting Diode | Inseparable Luminaire | Direct Wired | Forward Phase Cut Controls | 86 | 2738 | 0.0011 | 93 | 68 | 243 | 0.97 | Ambient | 15000 |  |  | 99999 | 0.01 | 19 | 19 | 0.13 | 0.06 | 0.06 | 0.05 | 0.01 | 0 | 0.76 | 0.35 | 0.32 | 0.28 | 0.01 | 0 | 0.15 | 0.17 | 0.15 | 0.11 | 0.01 | 0 | True |  | Non Federally-Regulated | 08/23/2018 |  | 09/22/2020
Generation Brands | Element | E3RLF-L*WD**CS | Light Emitting Diode | Inseparable Luminaire | Direct Wired | Forward Phase Cut Controls | 86 | 2738 | 0.0011 | 93 | 68 | 243 | 0.97 | Ambient | 15000 |  |  | 99999 | 0.01 | 19 | 19 | 0.13 | 0.06 | 0.06 | 0.05 | 0.01 | 0 | 0.76 | 0.35 | 0.32 | 0.28 | 0.01 | 0 | 0.15 | 0.17 | 0.15 | 0.11 | 0.01 | 0 | True |  | Non Federally-Regulated | 08/23/2018 |  | 09/22/2020
Generation Brands | Element | E3RLF-L*WD**CS-*** | Light Emitting Diode | Inseparable Luminaire | Direct Wired | Forward Phase Cut Controls | 86 | 2738 | 0.0011 | 93 | 68 | 243 | 0.97 | Ambient | 15000 |  |  | 99999 | 0.01 | 19 | 19 | 0.13 | 0.06 | 0.06 | 0.05 | 0.01 | 0 | 0.76 | 0.35 | 0.32 | 0.28 | 0.01 | 0 | 0.15 | 0.17 | 0.15 | 0.11 | 0.01 | 0 | True |  | Non Federally-Regulated | 08/23/2018 |  | 09/22/2020
Generation Brands | Element | E3RFF-L*WD**CS | Light Emitting Diode | Inseparable Luminaire | Direct Wired | Forward Phase Cut Controls | 86 | 2738 | 0.0011 | 93 | 68 | 243 | 0.97 | Ambient | 15000 |  |  | 99999 | 0.01 | 19 | 19 | 0.13 | 0.06 | 0.06 | 0.05 | 0.01 | 0 | 0.76 | 0.35 | 0.32 | 0.28 | 0.01 | 0 | 0.15 | 0.17 | 0.15 | 0.11 | 0.01 | 0 | True |  | Non Federally-Regulated | 08/23/2018 |  | 09/22/2020
Generation Brands | Element | E3RFF-L*WD**CS-*** | Light Emitting Diode | Inseparable Luminaire | Direct Wired | Forward Phase Cut Controls | 86 | 2738 | 0.0011 | 93 | 68 | 243 | 0.97 | Ambient | 15000 |  |  | 99999 | 0.01 | 19 | 19 | 0.13 | 0.06 | 0.06 | 0.05 | 0.01 | 0 | 0.76 | 0.35 | 0.32 | 0.28 | 0.01 | 0 | 0.15 | 0.17 | 0.15 | 0.11 | 0.01 | 0 | True |  | Non Federally-Regulated | 08/23/2018 |  | 09/22/2020
Generation Brands | Element | E3RWC-L*WD**CS | Light Emitting Diode | Inseparable Luminaire | Direct Wired | Forward Phase Cut Controls | 86 | 2738 | 0.0011 | 93 | 68 | 243 | 0.97 | Ambient | 15000 |  |  | 99999 | 0.01 | 19 | 19 | 0.13 | 0.06 | 0.06 | 0.05 | 0.01 | 0 | 0.76 | 0.35 | 0.32 | 0.28 | 0.01 | 0 | 0.15 | 0.17 | 0.15 | 0.11 | 0.01 | 0 | True |  | Non Federally-Regulated | 08/23/2018 |  | 09/22/2020
Generation Brands | Element | E3RWC-L*WD**CS-*** | Light Emitting Diode | Inseparable Luminaire | Direct Wired | Forward Phase Cut Controls | 86 | 2738 | 0.0011 | 93 | 68 | 243 | 0.97 | Ambient | 15000 |  |  | 99999 | 0.01 | 19 | 19 | 0.13 | 0.06 | 0.06 | 0.05 | 0.01 | 0 | 0.76 | 0.35 | 0.32 | 0.28 | 0.01 | 0 | 0.15 | 0.17 | 0.15 | 0.11 | 0.01 | 0 | True |  | Non Federally-Regulated | 08/23/2018 |  | 09/22/2020
Generation Brands | Element | E3SLF-L*WD**CS | Light Emitting Diode | Inseparable Luminaire | Direct Wired | Forward Phase Cut Controls | 86 | 2738 | 0.0011 | 93 | 68 | 243 | 0.97 | Ambient | 15000 |  |  | 99999 | 0.01 | 19 | 19 | 0.13 | 0.06 | 0.06 | 0.05 | 0.01 | 0 | 0.76 | 0.35 | 0.32 | 0.28 | 0.01 | 0 | 0.15 | 0.17 | 0.15 | 0.11 | 0.01 | 0 | True |  | Non Federally-Regulated | 08/23/2018 |  | 09/22/2020
Generation Brands | Element | E3SLF-L*WD**CS-*** | Light Emitting Diode | Inseparable Luminaire | Direct Wired | Forward Phase Cut Controls | 86 | 2738 | 0.0011 | 93 | 68 | 243 | 0.97 | Ambient | 15000 |  |  | 99999 | 0.01 | 19 | 19 | 0.13 | 0.06 | 0.06 | 0.05 | 0.01 | 0 | 0.76 | 0.35 | 0.32 | 0.28 | 0.01 | 0 | 0.15 | 0.17 | 0.15 | 0.11 | 0.01 | 0 | True |  | Non Federally-Regulated | 08/23/2018 |  | 09/22/2020
Generation Brands | Element | E3SFF-L*WD**CS | Light Emitting Diode | Inseparable Luminaire | Direct Wired | Forward Phase Cut Controls | 86 | 2738 | 0.0011 | 93 | 68 | 243 | 0.97 | Ambient | 15000 |  |  | 99999 | 0.01 | 19 | 19 | 0.13 | 0.06 | 0.06 | 0.05 | 0.01 | 0 | 0.76 | 0.35 | 0.32 | 0.28 | 0.01 | 0 | 0.15 | 0.17 | 0.15 | 0.11 | 0.01 | 0 | True |  | Non Federally-Regulated | 08/23/2018 |  | 09/22/2020
Generation Brands | Element | E3SFF-L*WD**CS-*** | Light Emitting Diode | Inseparable Luminaire | Direct Wired | Forward Phase Cut Controls | 86 | 2738 | 0.0011 | 93 | 68 | 243 | 0.97 | Ambient | 15000 |  |  | 99999 | 0.01 | 19 | 19 | 0.13 | 0.06 | 0.06 | 0.05 | 0.01 | 0 | 0.76 | 0.35 | 0.32 | 0.28 | 0.01 | 0 | 0.15 | 0.17 | 0.15 | 0.11 | 0.01 | 0 | True |  | Non Federally-Regulated | 08/23/2018 |  | 09/22/2020
Generation Brands | Element | E3SWC-L*WD**CS | Light Emitting Diode | Inseparable Luminaire | Direct Wired | Forward Phase Cut Controls | 86 | 2738 | 0.0011 | 93 | 68 | 243 | 0.97 | Ambient | 15000 |  |  | 99999 | 0.01 | 19 | 19 | 0.13 | 0.06 | 0.06 | 0.05 | 0.01 | 0 | 0.76 | 0.35 | 0.32 | 0.28 | 0.01 | 0 | 0.15 | 0.17 | 0.15 | 0.11 | 0.01 | 0 | True |  | Non Federally-Regulated | 08/23/2018 |  | 09/22/2020
Generation Brands | Element | E3SWC-L*WD**CS-*** | Light Emitting Diode | Inseparable Luminaire | Direct Wired | Forward Phase Cut Controls | 86 | 2738 | 0.0011 | 93 | 68 | 243 | 0.97 | Ambient | 15000 |  |  | 99999 | 0.01 | 19 | 19 | 0.13 | 0.06 | 0.06 | 0.05 | 0.01 | 0 | 0.76 | 0.35 | 0.32 | 0.28 | 0.01 | 0 | 0.15 | 0.17 | 0.15 | 0.11 | 0.01 | 0 | True |  | Non Federally-Regulated | 08/23/2018 |  | 09/22/2020
Generation Brands | Element | E3RLF-L*WD**US | Light Emitting Diode | Inseparable Luminaire | Direct Wired | Forward Phase Cut Controls | 86 | 2738 | 0.0011 | 93 | 68 | 243 | 0.97 | Ambient | 15000 |  |  | 99999 | 0.01 | 19 | 19 | 0.13 | 0.06 | 0.06 | 0.05 | 0.01 | 0 | 0.76 | 0.35 | 0.32 | 0.28 | 0.01 | 0 | 0.15 | 0.17 | 0.15 | 0.11 | 0.01 | 0 | True |  | Non Federally-Regulated | 08/23/2018 |  | 09/22/2020
Generation Brands | Element | E3RLF-L*WD**US-*** | Light Emitting Diode | Inseparable Luminaire | Direct Wired | Forward Phase Cut Controls | 86 | 2738 | 0.0011 | 93 | 68 | 243 | 0.97 | Ambient | 15000 |  |  | 99999 | 0.01 | 19 | 19 | 0.13 | 0.06 | 0.06 | 0.05 | 0.01 | 0 | 0.76 | 0.35 | 0.32 | 0.28 | 0.01 | 0 | 0.15 | 0.17 | 0.15 | 0.11 | 0.01 | 0 | True |  | Non Federally-Regulated | 08/23/2018 |  | 09/22/2020
Generation Brands | Element | E3RFF-L*WD**US | Light Emitting Diode | Inseparable Luminaire | Direct Wired | Forward Phase Cut Controls | 86 | 2738 | 0.0011 | 93 | 68 | 243 | 0.97 | Ambient | 15000 |  |  | 99999 | 0.01 | 19 | 19 | 0.13 | 0.06 | 0.06 | 0.05 | 0.01 | 0 | 0.76 | 0.35 | 0.32 | 0.28 | 0.01 | 0 | 0.15 | 0.17 | 0.15 | 0.11 | 0.01 | 0 | True |  | Non Federally-Regulated | 08/23/2018 |  | 09/22/2020
Generation Brands | Element | E3RFF-L*WD**US-*** | Light Emitting Diode | Inseparable Luminaire | Direct Wired | Forward Phase Cut Controls | 86 | 2738 | 0.0011 | 93 | 68 | 243 | 0.97 | Ambient | 15000 |  |  | 99999 | 0.01 | 19 | 19 | 0.13 | 0.06 | 0.06 | 0.05 | 0.01 | 0 | 0.76 | 0.35 | 0.32 | 0.28 | 0.01 | 0 | 0.15 | 0.17 | 0.15 | 0.11 | 0.01 | 0 | True |  | Non Federally-Regulated | 08/23/2018 |  | 09/22/2020
Generation Brands | Element | E3RWC-L*WD**US | Light Emitting Diode | Inseparable Luminaire | Direct Wired | Forward Phase Cut Controls | 86 | 2738 | 0.0011 | 93 | 68 | 243 | 0.97 | Ambient | 15000 |  |  | 99999 | 0.01 | 19 | 19 | 0.13 | 0.06 | 0.06 | 0.05 | 0.01 | 0 | 0.76 | 0.35 | 0.32 | 0.28 | 0.01 | 0 | 0.15 | 0.17 | 0.15 | 0.11 | 0.01 | 0 | True |  | Non Federally-Regulated | 08/23/2018 |  | 09/22/2020
Generation Brands | Element | E3RWC-L*WD**US-*** | Light Emitting Diode | Inseparable Luminaire | Direct Wired | Forward Phase Cut Controls | 86 | 2738 | 0.0011 | 93 | 68 | 243 | 0.97 | Ambient | 15000 |  |  | 99999 | 0.01 | 19 | 19 | 0.13 | 0.06 | 0.06 | 0.05 | 0.01 | 0 | 0.76 | 0.35 | 0.32 | 0.28 | 0.01 | 0 | 0.15 | 0.17 | 0.15 | 0.11 | 0.01 | 0 | True |  | Non Federally-Regulated | 08/23/2018 |  | 09/22/2020
Generation Brands | Element | E3SLF-L*WD**US | Light Emitting Diode | Inseparable Luminaire | Direct Wired | Forward Phase Cut Controls | 86 | 2738 | 0.0011 | 93 | 68 | 243 | 0.97 | Ambient | 15000 |  |  | 99999 | 0.01 | 19 | 19 | 0.13 | 0.06 | 0.06 | 0.05 | 0.01 | 0 | 0.76 | 0.35 | 0.32 | 0.28 | 0.01 | 0 | 0.15 | 0.17 | 0.15 | 0.11 | 0.01 | 0 | True |  | Non Federally-Regulated | 08/23/2018 |  | 09/22/2020
Generation Brands | Element | E3SLF-L*WD**US-*** | Light Emitting Diode | Inseparable Luminaire | Direct Wired | Forward Phase Cut Controls | 86 | 2738 | 0.0011 | 93 | 68 | 243 | 0.97 | Ambient | 15000 |  |  | 99999 | 0.01 | 19 | 19 | 0.13 | 0.06 | 0.06 | 0.05 | 0.01 | 0 | 0.76 | 0.35 | 0.32 | 0.28 | 0.01 | 0 | 0.15 | 0.17 | 0.15 | 0.11 | 0.01 | 0 | True |  | Non Federally-Regulated | 08/23/2018 |  | 09/22/2020
Generation Brands | Element | E3SFF-L*WD**US | Light Emitting Diode | Inseparable Luminaire | Direct Wired | Forward Phase Cut Controls | 86 | 2738 | 0.0011 | 93 | 68 | 243 | 0.97 | Ambient | 15000 |  |  | 99999 | 0.01 | 19 | 19 | 0.13 | 0.06 | 0.06 | 0.05 | 0.01 | 0 | 0.76 | 0.35 | 0.32 | 0.28 | 0.01 | 0 | 0.15 | 0.17 | 0.15 | 0.11 | 0.01 | 0 | True |  | Non Federally-Regulated | 08/23/2018 |  | 09/22/2020
Generation Brands | Element | E3SFF-L*WD**US-*** | Light Emitting Diode | Inseparable Luminaire | Direct Wired | Forward Phase Cut Controls | 86 | 2738 | 0.0011 | 93 | 68 | 243 | 0.97 | Ambient | 15000 |  |  | 99999 | 0.01 | 19 | 19 | 0.13 | 0.06 | 0.06 | 0.05 | 0.01 | 0 | 0.76 | 0.35 | 0.32 | 0.28 | 0.01 | 0 | 0.15 | 0.17 | 0.15 | 0.11 | 0.01 | 0 | True |  | Non Federally-Regulated | 08/23/2018 |  | 09/22/2020
Generation Brands | Element | E3SWC-L*WD**US | Light Emitting Diode | Inseparable Luminaire | Direct Wired | Forward Phase Cut Controls | 86 | 2738 | 0.0011 | 93 | 68 | 243 | 0.97 | Ambient | 15000 |  |  | 99999 | 0.01 | 19 | 19 | 0.13 | 0.06 | 0.06 | 0.05 | 0.01 | 0 | 0.76 | 0.35 | 0.32 | 0.28 | 0.01 | 0 | 0.15 | 0.17 | 0.15 | 0.11 | 0.01 | 0 | True |  | Non Federally-Regulated | 08/23/2018 |  | 09/22/2020
Generation Brands | Element | E3SWC-L*WD**US-*** | Light Emitting Diode | Inseparable Luminaire | Direct Wired | Forward Phase Cut Controls | 86 | 2738 | 0.0011 | 93 | 68 | 243 | 0.97 | Ambient | 15000 |  |  | 99999 | 0.01 | 19 | 19 | 0.13 | 0.06 | 0.06 | 0.05 | 0.01 | 0 | 0.76 | 0.35 | 0.32 | 0.28 | 0.01 | 0 | 0.15 | 0.17 | 0.15 | 0.11 | 0.01 | 0 | True |  | Non Federally-Regulated | 08/23/2018 |  | 09/22/2020
Generation Brands | Element | E3RLF-L*WD**CUS | Light Emitting Diode | Inseparable Luminaire | Direct Wired | Forward Phase Cut Controls | 86 | 2738 | 0.0011 | 93 | 68 | 243 | 0.97 | Ambient | 15000 |  |  | 99999 | 0.01 | 19 | 19 | 0.13 | 0.06 | 0.06 | 0.05 | 0.01 | 0 | 0.76 | 0.35 | 0.32 | 0.28 | 0.01 | 0 | 0.15 | 0.17 | 0.15 | 0.11 | 0.01 | 0 | True |  | Non Federally-Regulated | 08/23/2018 |  | 09/22/2020
Generation Brands | Element | E3RLF-L*WD**CUS-*** | Light Emitting Diode | Inseparable Luminaire | Direct Wired | Forward Phase Cut Controls | 86 | 2738 | 0.0011 | 93 | 68 | 243 | 0.97 | Ambient | 15000 |  |  | 99999 | 0.01 | 19 | 19 | 0.13 | 0.06 | 0.06 | 0.05 | 0.01 | 0 | 0.76 | 0.35 | 0.32 | 0.28 | 0.01 | 0 | 0.15 | 0.17 | 0.15 | 0.11 | 0.01 | 0 | True |  | Non Federally-Regulated | 08/23/2018 |  | 09/22/2020
Generation Brands | Element | E3RFF-L*WD**CUS | Light Emitting Diode | Inseparable Luminaire | Direct Wired | Forward Phase Cut Controls | 86 | 2738 | 0.0011 | 93 | 68 | 243 | 0.97 | Ambient | 15000 |  |  | 99999 | 0.01 | 19 | 19 | 0.13 | 0.06 | 0.06 | 0.05 | 0.01 | 0 | 0.76 | 0.35 | 0.32 | 0.28 | 0.01 | 0 | 0.15 | 0.17 | 0.15 | 0.11 | 0.01 | 0 | True |  | Non Federally-Regulated | 08/23/2018 |  | 09/22/2020
Generation Brands | Element | E3RFF-L*WD**CUS-*** | Light Emitting Diode | Inseparable Luminaire | Direct Wired | Forward Phase Cut Controls | 86 | 2738 | 0.0011 | 93 | 68 | 243 | 0.97 | Ambient | 15000 |  |  | 99999 | 0.01 | 19 | 19 | 0.13 | 0.06 | 0.06 | 0.05 | 0.01 | 0 | 0.76 | 0.35 | 0.32 | 0.28 | 0.01 | 0 | 0.15 | 0.17 | 0.15 | 0.11 | 0.01 | 0 | True |  | Non Federally-Regulated | 08/23/2018 |  | 09/22/2020
Generation Brands | Element | E3RWC-L*WD**CUS | Light Emitting Diode | Inseparable Luminaire | Direct Wired | Forward Phase Cut Controls | 86 | 2738 | 0.0011 | 93 | 68 | 243 | 0.97 | Ambient | 15000 |  |  | 99999 | 0.01 | 19 | 19 | 0.13 | 0.06 | 0.06 | 0.05 | 0.01 | 0 | 0.76 | 0.35 | 0.32 | 0.28 | 0.01 | 0 | 0.15 | 0.17 | 0.15 | 0.11 | 0.01 | 0 | True |  | Non Federally-Regulated | 08/23/2018 |  | 09/22/2020
Generation Brands | Element | E3RWC-L*WD**CUS-*** | Light Emitting Diode | Inseparable Luminaire | Direct Wired | Forward Phase Cut Controls | 86 | 2738 | 0.0011 | 93 | 68 | 243 | 0.97 | Ambient | 15000 |  |  | 99999 | 0.01 | 19 | 19 | 0.13 | 0.06 | 0.06 | 0.05 | 0.01 | 0 | 0.76 | 0.35 | 0.32 | 0.28 | 0.01 | 0 | 0.15 | 0.17 | 0.15 | 0.11 | 0.01 | 0 | True |  | Non Federally-Regulated | 08/23/2018 |  | 09/22/2020
Generation Brands | Element | E3SLF-L*WD**CUS | Light Emitting Diode | Inseparable Luminaire | Direct Wired | Forward Phase Cut Controls | 86 | 2738 | 0.0011 | 93 | 68 | 243 | 0.97 | Ambient | 15000 |  |  | 99999 | 0.01 | 19 | 19 | 0.13 | 0.06 | 0.06 | 0.05 | 0.01 | 0 | 0.76 | 0.35 | 0.32 | 0.28 | 0.01 | 0 | 0.15 | 0.17 | 0.15 | 0.11 | 0.01 | 0 | True |  | Non Federally-Regulated | 08/23/2018 |  | 09/22/2020
Generation Brands | Element | E3SLF-L*WD**CUS-*** | Light Emitting Diode | Inseparable Luminaire | Direct Wired | Forward Phase Cut Controls | 86 | 2738 | 0.0011 | 93 | 68 | 243 | 0.97 | Ambient | 15000 |  |  | 99999 | 0.01 | 19 | 19 | 0.13 | 0.06 | 0.06 | 0.05 | 0.01 | 0 | 0.76 | 0.35 | 0.32 | 0.28 | 0.01 | 0 | 0.15 | 0.17 | 0.15 | 0.11 | 0.01 | 0 | True |  | Non Federally-Regulated | 08/23/2018 |  | 09/22/2020
Generation Brands | Element | E3SFF-L*WD**CUS | Light Emitting Diode | Inseparable Luminaire | Direct Wired | Forward Phase Cut Controls | 86 | 2738 | 0.0011 | 93 | 68 | 243 | 0.97 | Ambient | 15000 |  |  | 99999 | 0.01 | 19 | 19 | 0.13 | 0.06 | 0.06 | 0.05 | 0.01 | 0 | 0.76 | 0.35 | 0.32 | 0.28 | 0.01 | 0 | 0.15 | 0.17 | 0.15 | 0.11 | 0.01 | 0 | True |  | Non Federally-Regulated | 08/23/2018 |  | 09/22/2020
Generation Brands | Element | E3SFF-L*WD**CUS-*** | Light Emitting Diode | Inseparable Luminaire | Direct Wired | Forward Phase Cut Controls | 86 | 2738 | 0.0011 | 93 | 68 | 243 | 0.97 | Ambient | 15000 |  |  | 99999 | 0.01 | 19 | 19 | 0.13 | 0.06 | 0.06 | 0.05 | 0.01 | 0 | 0.76 | 0.35 | 0.32 | 0.28 | 0.01 | 0 | 0.15 | 0.17 | 0.15 | 0.11 | 0.01 | 0 | True |  | Non Federally-Regulated | 08/23/2018 |  | 09/22/2020
Generation Brands | Element | E3SWC-L*WD**CUS | Light Emitting Diode | Inseparable Luminaire | Direct Wired | Forward Phase Cut Controls | 86 | 2738 | 0.0011 | 93 | 68 | 243 | 0.97 | Ambient | 15000 |  |  | 99999 | 0.01 | 19 | 19 | 0.13 | 0.06 | 0.06 | 0.05 | 0.01 | 0 | 0.76 | 0.35 | 0.32 | 0.28 | 0.01 | 0 | 0.15 | 0.17 | 0.15 | 0.11 | 0.01 | 0 | True |  | Non Federally-Regulated | 08/23/2018 |  | 09/22/2020
Generation Brands | Element | E3SWC-L*WD**CUS-*** | Light Emitting Diode | Inseparable Luminaire | Direct Wired | Forward Phase Cut Controls | 86 | 2738 | 0.0011 | 93 | 68 | 243 | 0.97 | Ambient | 15000 |  |  | 99999 | 0.01 | 19 | 19 | 0.13 | 0.06 | 0.06 | 0.05 | 0.01 | 0 | 0.76 | 0.35 | 0.32 | 0.28 | 0.01 | 0 | 0.15 | 0.17 | 0.15 | 0.11 | 0.01 | 0 | True |  | Non Federally-Regulated | 08/23/2018 |  | 09/22/2020
Generation Brands | Element | E4RL-L*WD****** | Light Emitting Diode | Inseparable Luminaire | Direct Wired | Forward Phase Cut Controls | 86 | 2738 | 0.0011 | 93 | 68 | 243 | 0.97 | Ambient | 15000 |  |  | 99999 | 0.01 | 19 | 19 | 0.13 | 0.06 | 0.06 | 0.05 | 0.01 | 0 | 0.76 | 0.35 | 0.32 | 0.28 | 0.01 | 0 | 0.15 | 0.17 | 0.15 | 0.11 | 0.01 | 0 | True |  | Non Federally-Regulated | 08/23/2018 |  | 09/22/2020
Generation Brands | Element | E4RL-L*WD******-*** | Light Emitting Diode | Inseparable Luminaire | Direct Wired | Forward Phase Cut Controls | 86 | 2738 | 0.0011 | 93 | 68 | 243 | 0.97 | Ambient | 15000 |  |  | 99999 | 0.01 | 19 | 19 | 0.13 | 0.06 | 0.06 | 0.05 | 0.01 | 0 | 0.76 | 0.35 | 0.32 | 0.28 | 0.01 | 0 | 0.15 | 0.17 | 0.15 | 0.11 | 0.01 | 0 | True |  | Non Federally-Regulated | 08/23/2018 |  | 09/22/2020
Generation Brands | Element | E4RL-L*WD******-**** | Light Emitting Diode | Inseparable Luminaire | Direct Wired | Forward Phase Cut Controls | 86 | 2738 | 0.0011 | 93 | 68 | 243 | 0.97 | Ambient | 15000 |  |  | 99999 | 0.01 | 19 | 19 | 0.13 | 0.06 | 0.06 | 0.05 | 0.01 | 0 | 0.76 | 0.35 | 0.32 | 0.28 | 0.01 | 0 | 0.15 | 0.17 | 0.15 | 0.11 | 0.01 | 0 | True |  | Non Federally-Regulated | 08/23/2018 |  | 09/22/2020
Generation Brands | Element | E4RL-L*WD******-***** | Light Emitting Diode | Inseparable Luminaire | Direct Wired | Forward Phase Cut Controls | 86 | 2738 | 0.0011 | 93 | 68 | 243 | 0.97 | Ambient | 15000 |  |  | 99999 | 0.01 | 19 | 19 | 0.13 | 0.06 | 0.06 | 0.05 | 0.01 | 0 | 0.76 | 0.35 | 0.32 | 0.28 | 0.01 | 0 | 0.15 | 0.17 | 0.15 | 0.11 | 0.01 | 0 | True |  | Non Federally-Regulated | 08/23/2018 |  | 09/22/2020
Generation Brands | Element | E4RF-L*WD****** | Light Emitting Diode | Inseparable Luminaire | Direct Wired | Forward Phase Cut Controls | 86 | 2738 | 0.0011 | 93 | 68 | 243 | 0.97 | Ambient | 15000 |  |  | 99999 | 0.01 | 19 | 19 | 0.13 | 0.06 | 0.06 | 0.05 | 0.01 | 0 | 0.76 | 0.35 | 0.32 | 0.28 | 0.01 | 0 | 0.15 | 0.17 | 0.15 | 0.11 | 0.01 | 0 | True |  | Non Federally-Regulated | 08/23/2018 |  | 09/22/2020
Generation Brands | Element | E4RF-L*WD******-*** | Light Emitting Diode | Inseparable Luminaire | Direct Wired | Forward Phase Cut Controls | 86 | 2738 | 0.0011 | 93 | 68 | 243 | 0.97 | Ambient | 15000 |  |  | 99999 | 0.01 | 19 | 19 | 0.13 | 0.06 | 0.06 | 0.05 | 0.01 | 0 | 0.76 | 0.35 | 0.32 | 0.28 | 0.01 | 0 | 0.15 | 0.17 | 0.15 | 0.11 | 0.01 | 0 | True |  | Non Federally-Regulated | 08/23/2018 |  | 09/22/2020
Generation Brands | Element | E4RF-L*WD******-**** | Light Emitting Diode | Inseparable Luminaire | Direct Wired | Forward Phase Cut Controls | 86 | 2738 | 0.0011 | 93 | 68 | 243 | 0.97 | Ambient | 15000 |  |  | 99999 | 0.01 | 19 | 19 | 0.13 | 0.06 | 0.06 | 0.05 | 0.01 | 0 | 0.76 | 0.35 | 0.32 | 0.28 | 0.01 | 0 | 0.15 | 0.17 | 0.15 | 0.11 | 0.01 | 0 | True |  | Non Federally-Regulated | 08/23/2018 |  | 09/22/2020
Generation Brands | Element | E4RF-L*WD******-***** | Light Emitting Diode | Inseparable Luminaire | Direct Wired | Forward Phase Cut Controls | 86 | 2738 | 0.0011 | 93 | 68 | 243 | 0.97 | Ambient | 15000 |  |  | 99999 | 0.01 | 19 | 19 | 0.13 | 0.06 | 0.06 | 0.05 | 0.01 | 0 | 0.76 | 0.35 | 0.32 | 0.28 | 0.01 | 0 | 0.15 | 0.17 | 0.15 | 0.11 | 0.01 | 0 | True |  | Non Federally-Regulated | 08/23/2018 |  | 09/22/2020
Generation Brands | Element | E4SL-L*WD****** | Light Emitting Diode | Inseparable Luminaire | Direct Wired | Forward Phase Cut Controls | 86 | 2738 | 0.0011 | 93 | 68 | 243 | 0.97 | Ambient | 15000 |  |  | 99999 | 0.01 | 19 | 19 | 0.13 | 0.06 | 0.06 | 0.05 | 0.01 | 0 | 0.76 | 0.35 | 0.32 | 0.28 | 0.01 | 0 | 0.15 | 0.17 | 0.15 | 0.11 | 0.01 | 0 | True |  | Non Federally-Regulated | 08/23/2018 |  | 09/22/2020
Generation Brands | Element | E4SL-L*WD******-*** | Light Emitting Diode | Inseparable Luminaire | Direct Wired | Forward Phase Cut Controls | 86 | 2738 | 0.0011 | 93 | 68 | 243 | 0.97 | Ambient | 15000 |  |  | 99999 | 0.01 | 19 | 19 | 0.13 | 0.06 | 0.06 | 0.05 | 0.01 | 0 | 0.76 | 0.35 | 0.32 | 0.28 | 0.01 | 0 | 0.15 | 0.17 | 0.15 | 0.11 | 0.01 | 0 | True |  | Non Federally-Regulated | 08/23/2018 |  | 09/22/2020
Generation Brands | Element | E4SL-L*WD******-**** | Light Emitting Diode | Inseparable Luminaire | Direct Wired | Forward Phase Cut Controls | 86 | 2738 | 0.0011 | 93 | 68 | 243 | 0.97 | Ambient | 15000 |  |  | 99999 | 0.01 | 19 | 19 | 0.13 | 0.06 | 0.06 | 0.05 | 0.01 | 0 | 0.76 | 0.35 | 0.32 | 0.28 | 0.01 | 0 | 0.15 | 0.17 | 0.15 | 0.11 | 0.01 | 0 | True |  | Non Federally-Regulated | 08/23/2018 |  | 09/22/2020
Generation Brands | Element | E4SL-L*WD******-***** | Light Emitting Diode | Inseparable Luminaire | Direct Wired | Forward Phase Cut Controls | 86 | 2738 | 0.0011 | 93 | 68 | 243 | 0.97 | Ambient | 15000 |  |  | 99999 | 0.01 | 19 | 19 | 0.13 | 0.06 | 0.06 | 0.05 | 0.01 | 0 | 0.76 | 0.35 | 0.32 | 0.28 | 0.01 | 0 | 0.15 | 0.17 | 0.15 | 0.11 | 0.01 | 0 | True |  | Non Federally-Regulated | 08/23/2018 |  | 09/22/2020
Generation Brands | Element | E4SF-L*WD****** | Light Emitting Diode | Inseparable Luminaire | Direct Wired | Forward Phase Cut Controls | 86 | 2738 | 0.0011 | 93 | 68 | 243 | 0.97 | Ambient | 15000 |  |  | 99999 | 0.01 | 19 | 19 | 0.13 | 0.06 | 0.06 | 0.05 | 0.01 | 0 | 0.76 | 0.35 | 0.32 | 0.28 | 0.01 | 0 | 0.15 | 0.17 | 0.15 | 0.11 | 0.01 | 0 | True |  | Non Federally-Regulated | 08/23/2018 |  | 09/22/2020
Generation Brands | Element | E4SF-L*WD******-*** | Light Emitting Diode | Inseparable Luminaire | Direct Wired | Forward Phase Cut Controls | 86 | 2738 | 0.0011 | 93 | 68 | 243 | 0.97 | Ambient | 15000 |  |  | 99999 | 0.01 | 19 | 19 | 0.13 | 0.06 | 0.06 | 0.05 | 0.01 | 0 | 0.76 | 0.35 | 0.32 | 0.28 | 0.01 | 0 | 0.15 | 0.17 | 0.15 | 0.11 | 0.01 | 0 | True |  | Non Federally-Regulated | 08/23/2018 |  | 09/22/2020
Generation Brands | Element | E4SF-L*WD******-**** | Light Emitting Diode | Inseparable Luminaire | Direct Wired | Forward Phase Cut Controls | 86 | 2738 | 0.0011 | 93 | 68 | 243 | 0.97 | Ambient | 15000 |  |  | 99999 | 0.01 | 19 | 19 | 0.13 | 0.06 | 0.06 | 0.05 | 0.01 | 0 | 0.76 | 0.35 | 0.32 | 0.28 | 0.01 | 0 | 0.15 | 0.17 | 0.15 | 0.11 | 0.01 | 0 | True |  | Non Federally-Regulated | 08/23/2018 |  | 09/22/2020
Generation Brands | Element | E4SF-L*WD******-***** | Light Emitting Diode | Inseparable Luminaire | Direct Wired | Forward Phase Cut Controls | 86 | 2738 | 0.0011 | 93 | 68 | 243 | 0.97 | Ambient | 15000 |  |  | 99999 | 0.01 | 19 | 19 | 0.13 | 0.06 | 0.06 | 0.05 | 0.01 | 0 | 0.76 | 0.35 | 0.32 | 0.28 | 0.01 | 0 | 0.15 | 0.17 | 0.15 | 0.11 | 0.01 | 0 | True |  | Non Federally-Regulated | 08/23/2018 |  | 09/22/2020
Generation Brands | Element | E4RF-L*WD***CS | Light Emitting Diode | Inseparable Luminaire | Direct Wired | Forward Phase Cut Controls | 86 | 2738 | 0.0011 | 93 | 68 | 243 | 0.97 | Ambient | 15000 |  |  | 99999 | 0.01 | 19 | 19 | 0.13 | 0.06 | 0.06 | 0.05 | 0.01 | 0 | 0.76 | 0.35 | 0.32 | 0.28 | 0.01 | 0 | 0.15 | 0.17 | 0.15 | 0.11 | 0.01 | 0 | True |  | Non Federally-Regulated | 08/23/2018 |  | 09/22/2020
Generation Brands | Element | E4RF-L*WD***CS-*** | Light Emitting Diode | Inseparable Luminaire | Direct Wired | Forward Phase Cut Controls | 86 | 2738 | 0.0011 | 93 | 68 | 243 | 0.97 | Ambient | 15000 |  |  | 99999 | 0.01 | 19 | 19 | 0.13 | 0.06 | 0.06 | 0.05 | 0.01 | 0 | 0.76 | 0.35 | 0.32 | 0.28 | 0.01 | 0 | 0.15 | 0.17 | 0.15 | 0.11 | 0.01 | 0 | True |  | Non Federally-Regulated | 08/23/2018 |  | 09/22/2020
Generation Brands | Element | E4RL-L*WD***CS | Light Emitting Diode | Inseparable Luminaire | Direct Wired | Forward Phase Cut Controls | 86 | 2738 | 0.0011 | 93 | 68 | 243 | 0.97 | Ambient | 15000 |  |  | 99999 | 0.01 | 19 | 19 | 0.13 | 0.06 | 0.06 | 0.05 | 0.01 | 0 | 0.76 | 0.35 | 0.32 | 0.28 | 0.01 | 0 | 0.15 | 0.17 | 0.15 | 0.11 | 0.01 | 0 | True |  | Non Federally-Regulated | 08/23/2018 |  | 09/22/2020
Generation Brands | Element | E4RL-L*WD***CS-*** | Light Emitting Diode | Inseparable Luminaire | Direct Wired | Forward Phase Cut Controls | 86 | 2738 | 0.0011 | 93 | 68 | 243 | 0.97 | Ambient | 15000 |  |  | 99999 | 0.01 | 19 | 19 | 0.13 | 0.06 | 0.06 | 0.05 | 0.01 | 0 | 0.76 | 0.35 | 0.32 | 0.28 | 0.01 | 0 | 0.15 | 0.17 | 0.15 | 0.11 | 0.01 | 0 | True |  | Non Federally-Regulated | 08/23/2018 |  | 09/22/2020
Generation Brands | Element | E4SF-L*WD***CS | Light Emitting Diode | Inseparable Luminaire | Direct Wired | Forward Phase Cut Controls | 86 | 2738 | 0.0011 | 93 | 68 | 243 | 0.97 | Ambient | 15000 |  |  | 99999 | 0.01 | 19 | 19 | 0.13 | 0.06 | 0.06 | 0.05 | 0.01 | 0 | 0.76 | 0.35 | 0.32 | 0.28 | 0.01 | 0 | 0.15 | 0.17 | 0.15 | 0.11 | 0.01 | 0 | True |  | Non Federally-Regulated | 08/23/2018 |  | 09/22/2020
Generation Brands | Element | E4SF-L*WD***CS-*** | Light Emitting Diode | Inseparable Luminaire | Direct Wired | Forward Phase Cut Controls | 86 | 2738 | 0.0011 | 93 | 68 | 243 | 0.97 | Ambient | 15000 |  |  | 99999 | 0.01 | 19 | 19 | 0.13 | 0.06 | 0.06 | 0.05 | 0.01 | 0 | 0.76 | 0.35 | 0.32 | 0.28 | 0.01 | 0 | 0.15 | 0.17 | 0.15 | 0.11 | 0.01 | 0 | True |  | Non Federally-Regulated | 08/23/2018 |  | 09/22/2020
Generation Brands | Element | E4SL-L*WD***CS | Light Emitting Diode | Inseparable Luminaire | Direct Wired | Forward Phase Cut Controls | 86 | 2738 | 0.0011 | 93 | 68 | 243 | 0.97 | Ambient | 15000 |  |  | 99999 | 0.01 | 19 | 19 | 0.13 | 0.06 | 0.06 | 0.05 | 0.01 | 0 | 0.76 | 0.35 | 0.32 | 0.28 | 0.01 | 0 | 0.15 | 0.17 | 0.15 | 0.11 | 0.01 | 0 | True |  | Non Federally-Regulated | 08/23/2018 |  | 09/22/2020
Generation Brands | Element | E4SL-L*WD***CS-*** | Light Emitting Diode | Inseparable Luminaire | Direct Wired | Forward Phase Cut Controls | 86 | 2738 | 0.0011 | 93 | 68 | 243 | 0.97 | Ambient | 15000 |  |  | 99999 | 0.01 | 19 | 19 | 0.13 | 0.06 | 0.06 | 0.05 | 0.01 | 0 | 0.76 | 0.35 | 0.32 | 0.28 | 0.01 | 0 | 0.15 | 0.17 | 0.15 | 0.11 | 0.01 | 0 | True |  | Non Federally-Regulated | 08/23/2018 |  | 09/22/2020
Generation Brands | Element | E4RLW-L*WD* | Light Emitting Diode | Inseparable Luminaire | Direct Wired | Forward Phase Cut Controls | 86 | 2738 | 0.0011 | 93 | 68 | 243 | 0.97 | Ambient | 15000 |  |  | 99999 | 0.01 | 19 | 19 | 0.13 | 0.06 | 0.06 | 0.05 | 0.01 | 0 | 0.76 | 0.35 | 0.32 | 0.28 | 0.01 | 0 | 0.15 | 0.17 | 0.15 | 0.11 | 0.01 | 0 | True |  | Non Federally-Regulated | 08/23/2018 |  | 09/22/2020
Generation Brands | Element | E4RLW-L*WD*-*** | Light Emitting Diode | Inseparable Luminaire | Direct Wired | Forward Phase Cut Controls | 86 | 2738 | 0.0011 | 93 | 68 | 243 | 0.97 | Ambient | 15000 |  |  | 99999 | 0.01 | 19 | 19 | 0.13 | 0.06 | 0.06 | 0.05 | 0.01 | 0 | 0.76 | 0.35 | 0.32 | 0.28 | 0.01 | 0 | 0.15 | 0.17 | 0.15 | 0.11 | 0.01 | 0 | True |  | Non Federally-Regulated | 08/23/2018 |  | 09/22/2020
Generation Brands | Element | E4RLW-L*WD*-**** | Light Emitting Diode | Inseparable Luminaire | Direct Wired | Forward Phase Cut Controls | 86 | 2738 | 0.0011 | 93 | 68 | 243 | 0.97 | Ambient | 15000 |  |  | 99999 | 0.01 | 19 | 19 | 0.13 | 0.06 | 0.06 | 0.05 | 0.01 | 0 | 0.76 | 0.35 | 0.32 | 0.28 | 0.01 | 0 | 0.15 | 0.17 | 0.15 | 0.11 | 0.01 | 0 | True |  | Non Federally-Regulated | 08/23/2018 |  | 09/22/2020
Generation Brands | Element | E4RLW-L*WD*-***** | Light Emitting Diode | Inseparable Luminaire | Direct Wired | Forward Phase Cut Controls | 86 | 2738 | 0.0011 | 93 | 68 | 243 | 0.97 | Ambient | 15000 |  |  | 99999 | 0.01 | 19 | 19 | 0.13 | 0.06 | 0.06 | 0.05 | 0.01 | 0 | 0.76 | 0.35 | 0.32 | 0.28 | 0.01 | 0 | 0.15 | 0.17 | 0.15 | 0.11 | 0.01 | 0 | True |  | Non Federally-Regulated | 08/23/2018 |  | 09/22/2020
Generation Brands | Element | E4RFW-L*WD* | Light Emitting Diode | Inseparable Luminaire | Direct Wired | Forward Phase Cut Controls | 86 | 2738 | 0.0011 | 93 | 68 | 243 | 0.97 | Ambient | 15000 |  |  | 99999 | 0.01 | 19 | 19 | 0.13 | 0.06 | 0.06 | 0.05 | 0.01 | 0 | 0.76 | 0.35 | 0.32 | 0.28 | 0.01 | 0 | 0.15 | 0.17 | 0.15 | 0.11 | 0.01 | 0 | True |  | Non Federally-Regulated | 08/23/2018 |  | 09/22/2020
Generation Brands | Element | E4RFW-L*WD*-*** | Light Emitting Diode | Inseparable Luminaire | Direct Wired | Forward Phase Cut Controls | 86 | 2738 | 0.0011 | 93 | 68 | 243 | 0.97 | Ambient | 15000 |  |  | 99999 | 0.01 | 19 | 19 | 0.13 | 0.06 | 0.06 | 0.05 | 0.01 | 0 | 0.76 | 0.35 | 0.32 | 0.28 | 0.01 | 0 | 0.15 | 0.17 | 0.15 | 0.11 | 0.01 | 0 | True |  | Non Federally-Regulated | 08/23/2018 |  | 09/22/2020
Generation Brands | Element | E4RFW-L*WD*-**** | Light Emitting Diode | Inseparable Luminaire | Direct Wired | Forward Phase Cut Controls | 86 | 2738 | 0.0011 | 93 | 68 | 243 | 0.97 | Ambient | 15000 |  |  | 99999 | 0.01 | 19 | 19 | 0.13 | 0.06 | 0.06 | 0.05 | 0.01 | 0 | 0.76 | 0.35 | 0.32 | 0.28 | 0.01 | 0 | 0.15 | 0.17 | 0.15 | 0.11 | 0.01 | 0 | True |  | Non Federally-Regulated | 08/23/2018 |  | 09/22/2020
Generation Brands | Element | E4RFW-L*WD*-***** | Light Emitting Diode | Inseparable Luminaire | Direct Wired | Forward Phase Cut Controls | 86 | 2738 | 0.0011 | 93 | 68 | 243 | 0.97 | Ambient | 15000 |  |  | 99999 | 0.01 | 19 | 19 | 0.13 | 0.06 | 0.06 | 0.05 | 0.01 | 0 | 0.76 | 0.35 | 0.32 | 0.28 | 0.01 | 0 | 0.15 | 0.17 | 0.15 | 0.11 | 0.01 | 0 | True |  | Non Federally-Regulated | 08/23/2018 |  | 09/22/2020
Generation Brands | Element | E4SLW-L*WD* | Light Emitting Diode | Inseparable Luminaire | Direct Wired | Forward Phase Cut Controls | 86 | 2738 | 0.0011 | 93 | 68 | 243 | 0.97 | Ambient | 15000 |  |  | 99999 | 0.01 | 19 | 19 | 0.13 | 0.06 | 0.06 | 0.05 | 0.01 | 0 | 0.76 | 0.35 | 0.32 | 0.28 | 0.01 | 0 | 0.15 | 0.17 | 0.15 | 0.11 | 0.01 | 0 | True |  | Non Federally-Regulated | 08/23/2018 |  | 09/22/2020
Generation Brands | Element | E4SLW-L*WD*-*** | Light Emitting Diode | Inseparable Luminaire | Direct Wired | Forward Phase Cut Controls | 86 | 2738 | 0.0011 | 93 | 68 | 243 | 0.97 | Ambient | 15000 |  |  | 99999 | 0.01 | 19 | 19 | 0.13 | 0.06 | 0.06 | 0.05 | 0.01 | 0 | 0.76 | 0.35 | 0.32 | 0.28 | 0.01 | 0 | 0.15 | 0.17 | 0.15 | 0.11 | 0.01 | 0 | True |  | Non Federally-Regulated | 08/23/2018 |  | 09/22/2020
Generation Brands | Element | E4SLW-L*WD*-**** | Light Emitting Diode | Inseparable Luminaire | Direct Wired | Forward Phase Cut Controls | 86 | 2738 | 0.0011 | 93 | 68 | 243 | 0.97 | Ambient | 15000 |  |  | 99999 | 0.01 | 19 | 19 | 0.13 | 0.06 | 0.06 | 0.05 | 0.01 | 0 | 0.76 | 0.35 | 0.32 | 0.28 | 0.01 | 0 | 0.15 | 0.17 | 0.15 | 0.11 | 0.01 | 0 | True |  | Non Federally-Regulated | 08/23/2018 |  | 09/22/2020
Generation Brands | Element | E4SLW-L*WD*-***** | Light Emitting Diode | Inseparable Luminaire | Direct Wired | Forward Phase Cut Controls | 86 | 2738 | 0.0011 | 93 | 68 | 243 | 0.97 | Ambient | 15000 |  |  | 99999 | 0.01 | 19 | 19 | 0.13 | 0.06 | 0.06 | 0.05 | 0.01 | 0 | 0.76 | 0.35 | 0.32 | 0.28 | 0.01 | 0 | 0.15 | 0.17 | 0.15 | 0.11 | 0.01 | 0 | True |  | Non Federally-Regulated | 08/23/2018 |  | 09/22/2020
Generation Brands | Element | E4SFW-L*WD* | Light Emitting Diode | Inseparable Luminaire | Direct Wired | Forward Phase Cut Controls | 86 | 2738 | 0.0011 | 93 | 68 | 243 | 0.97 | Ambient | 15000 |  |  | 99999 | 0.01 | 19 | 19 | 0.13 | 0.06 | 0.06 | 0.05 | 0.01 | 0 | 0.76 | 0.35 | 0.32 | 0.28 | 0.01 | 0 | 0.15 | 0.17 | 0.15 | 0.11 | 0.01 | 0 | True |  | Non Federally-Regulated | 08/23/2018 |  | 09/22/2020
Generation Brands | Element | E4SFW-L*WD*-*** | Light Emitting Diode | Inseparable Luminaire | Direct Wired | Forward Phase Cut Controls | 86 | 2738 | 0.0011 | 93 | 68 | 243 | 0.97 | Ambient | 15000 |  |  | 99999 | 0.01 | 19 | 19 | 0.13 | 0.06 | 0.06 | 0.05 | 0.01 | 0 | 0.76 | 0.35 | 0.32 | 0.28 | 0.01 | 0 | 0.15 | 0.17 | 0.15 | 0.11 | 0.01 | 0 | True |  | Non Federally-Regulated | 08/23/2018 |  | 09/22/2020
Generation Brands | Element | E4SFW-L*WD*-**** | Light Emitting Diode | Inseparable Luminaire | Direct Wired | Forward Phase Cut Controls | 86 | 2738 | 0.0011 | 93 | 68 | 243 | 0.97 | Ambient | 15000 |  |  | 99999 | 0.01 | 19 | 19 | 0.13 | 0.06 | 0.06 | 0.05 | 0.01 | 0 | 0.76 | 0.35 | 0.32 | 0.28 | 0.01 | 0 | 0.15 | 0.17 | 0.15 | 0.11 | 0.01 | 0 | True |  | Non Federally-Regulated | 08/23/2018 |  | 09/22/2020
Generation Brands | Element | E4SFW-L*WD*-***** | Light Emitting Diode | Inseparable Luminaire | Direct Wired | Forward Phase Cut Controls | 86 | 2738 | 0.0011 | 93 | 68 | 243 | 0.97 | Ambient | 15000 |  |  | 99999 | 0.01 | 19 | 19 | 0.13 | 0.06 | 0.06 | 0.05 | 0.01 | 0 | 0.76 | 0.35 | 0.32 | 0.28 | 0.01 | 0 | 0.15 | 0.17 | 0.15 | 0.11 | 0.01 | 0 | True |  | Non Federally-Regulated | 08/23/2018 |  | 09/22/2020
Generation Brands | LBL | LP1039**LEDWD | Light Emitting Diode | Light Engine | Direct Wired | Forward Phase Cut Controls | 85 | 2958 | 0.0004 | 91 | 58 | 45 | 0.94 | Elevated | 36000 | 0.942 | 1 |  | 0.01 | 22 | 23 | 0.03 | 0.05 | 0.04 | 0 | 0 | 0 | 0.28 | 0.26 | 0.23 | 0.02 | 0 | 0 | 0.22 | 0.08 | 0.07 | 0.06 | 0 | 0 | True |  | Non Federally-Regulated | 09/05/2018 |  | 09/22/2020
Generation Brands | LBL | WS1040**LEDWD | Light Emitting Diode | Light Engine | Direct Wired | Forward Phase Cut Controls | 85 | 2958 | 0.0004 | 91 | 58 | 45 | 0.94 | Elevated | 36000 | 0.942 | 1 |  | 0.01 | 22 | 23 | 0.03 | 0.05 | 0.04 | 0 | 0 | 0 | 0.28 | 0.26 | 0.23 | 0.02 | 0 | 0 | 0.22 | 0.08 | 0.07 | 0.06 | 0 | 0 | True |  | Non Federally-Regulated | 09/05/2018 |  | 09/22/2020
Generation Brands | Tech Lighting | 700TDKRY*-LEDWD | Light Emitting Diode | Light Engine | Direct Wired | Forward Phase Cut Controls | 85 | 2958 | 0.0004 | 91 | 58 | 45 | 0.94 | Elevated | 36000 | 0.942 | 1 |  | 0.01 | 22 | 23 | 0.03 | 0.05 | 0.04 | 0 | 0 | 0 | 0.28 | 0.26 | 0.23 | 0.02 | 0 | 0 | 0.22 | 0.08 | 0.07 | 0.06 | 0 | 0 | True |  | Non Federally-Regulated | 09/05/2018 |  | 09/22/2020
Generation Brands | Tech Lighting | 700WSKRY*-LEDWD | Light Emitting Diode | Light Engine | Direct Wired | Forward Phase Cut Controls | 85 | 2958 | 0.0004 | 91 | 58 | 45 | 0.94 | Elevated | 36000 | 0.942 | 1 |  | 0.01 | 22 | 23 | 0.03 | 0.05 | 0.04 | 0 | 0 | 0 | 0.28 | 0.26 | 0.23 | 0.02 | 0 | 0 | 0.22 | 0.08 | 0.07 | 0.06 | 0 | 0 | True |  | Non Federally-Regulated | 09/05/2018 |  | 09/22/2020
Generation Brands | Element | E2RF-LO9WD**** | Light Emitting Diode | Inseparable Luminaire | Direct Wired | Forward Phase Cut Controls | 86 | 2738 | 0.0011 | 93 | 68 | 243 | 0.97 | Ambient | 15000 |  |  | 99999 | 0.01 | 19 | 19 | 0.13 | 0.06 | 0.06 | 0.05 | 0.01 | 0 | 0.76 | 0.35 | 0.32 | 0.28 | 0.01 | 0 | 0.15 | 0.17 | 0.15 | 0.11 | 0.01 | 0 | True |  | Non Federally-Regulated | 09/26/2018 |  | 09/22/2020
Generation Brands | Element | E2RF-LO9WD****-*** | Light Emitting Diode | Inseparable Luminaire | Direct Wired | Forward Phase Cut Controls | 86 | 2738 | 0.0011 | 93 | 68 | 243 | 0.97 | Ambient | 15000 |  |  | 99999 | 0.01 | 19 | 19 | 0.13 | 0.06 | 0.06 | 0.05 | 0.01 | 0 | 0.76 | 0.35 | 0.32 | 0.28 | 0.01 | 0 | 0.15 | 0.17 | 0.15 | 0.11 | 0.01 | 0 | True |  | Non Federally-Regulated | 09/26/2018 |  | 09/22/2020
Generation Brands | Element | E2RF-LO9WD****-**** | Light Emitting Diode | Inseparable Luminaire | Direct Wired | Forward Phase Cut Controls | 86 | 2738 | 0.0011 | 93 | 68 | 243 | 0.97 | Ambient | 15000 |  |  | 99999 | 0.01 | 19 | 19 | 0.13 | 0.06 | 0.06 | 0.05 | 0.01 | 0 | 0.76 | 0.35 | 0.32 | 0.28 | 0.01 | 0 | 0.15 | 0.17 | 0.15 | 0.11 | 0.01 | 0 | True |  | Non Federally-Regulated | 09/26/2018 |  | 09/22/2020
Generation Brands | Element | E2RF-LO9WD****-***** | Light Emitting Diode | Inseparable Luminaire | Direct Wired | Forward Phase Cut Controls | 86 | 2738 | 0.0011 | 93 | 68 | 243 | 0.97 | Ambient | 15000 |  |  | 99999 | 0.01 | 19 | 19 | 0.13 | 0.06 | 0.06 | 0.05 | 0.01 | 0 | 0.76 | 0.35 | 0.32 | 0.28 | 0.01 | 0 | 0.15 | 0.17 | 0.15 | 0.11 | 0.01 | 0 | True |  | Non Federally-Regulated | 09/26/2018 |  | 09/22/2020
Generation Brands | Element | E2SF-LO9WD**** | Light Emitting Diode | Inseparable Luminaire | Direct Wired | Forward Phase Cut Controls | 86 | 2738 | 0.0011 | 93 | 68 | 243 | 0.97 | Ambient | 15000 |  |  | 99999 | 0.01 | 19 | 19 | 0.13 | 0.06 | 0.06 | 0.05 | 0.01 | 0 | 0.76 | 0.35 | 0.32 | 0.28 | 0.01 | 0 | 0.15 | 0.17 | 0.15 | 0.11 | 0.01 | 0 | True |  | Non Federally-Regulated | 09/26/2018 |  | 09/22/2020
Generation Brands | Element | E2SF-LO9WD****-*** | Light Emitting Diode | Inseparable Luminaire | Direct Wired | Forward Phase Cut Controls | 86 | 2738 | 0.0011 | 93 | 68 | 243 | 0.97 | Ambient | 15000 |  |  | 99999 | 0.01 | 19 | 19 | 0.13 | 0.06 | 0.06 | 0.05 | 0.01 | 0 | 0.76 | 0.35 | 0.32 | 0.28 | 0.01 | 0 | 0.15 | 0.17 | 0.15 | 0.11 | 0.01 | 0 | True |  | Non Federally-Regulated | 09/26/2018 |  | 09/22/2020
Generation Brands | Element | E2SF-LO9WD****-**** | Light Emitting Diode | Inseparable Luminaire | Direct Wired | Forward Phase Cut Controls | 86 | 2738 | 0.0011 | 93 | 68 | 243 | 0.97 | Ambient | 15000 |  |  | 99999 | 0.01 | 19 | 19 | 0.13 | 0.06 | 0.06 | 0.05 | 0.01 | 0 | 0.76 | 0.35 | 0.32 | 0.28 | 0.01 | 0 | 0.15 | 0.17 | 0.15 | 0.11 | 0.01 | 0 | True |  | Non Federally-Regulated | 09/26/2018 |  | 09/22/2020
Generation Brands | Element | E2SF-LO9WD****-***** | Light Emitting Diode | Inseparable Luminaire | Direct Wired | Forward Phase Cut Controls | 86 | 2738 | 0.0011 | 93 | 68 | 243 | 0.97 | Ambient | 15000 |  |  | 99999 | 0.01 | 19 | 19 | 0.13 | 0.06 | 0.06 | 0.05 | 0.01 | 0 | 0.76 | 0.35 | 0.32 | 0.28 | 0.01 | 0 | 0.15 | 0.17 | 0.15 | 0.11 | 0.01 | 0 | True |  | Non Federally-Regulated | 09/26/2018 |  | 09/22/2020
Generation Brands | Element | E2RT-L*9****** | Light Emitting Diode | Inseparable Luminaire | Direct Wired | Forward Phase Cut Controls | 86 | 2738 | 0.0011 | 93 | 68 | 243 | 0.97 | Ambient | 15000 |  |  | 99999 | 0.01 | 19 | 19 | 0.13 | 0.06 | 0.06 | 0.05 | 0.01 | 0 | 0.76 | 0.35 | 0.32 | 0.28 | 0.01 | 0 | 0.15 | 0.17 | 0.15 | 0.11 | 0.01 | 0 | True |  | Non Federally-Regulated | 09/26/2018 |  | 09/22/2020
Generation Brands | Element | E2RT-L*9******-*** | Light Emitting Diode | Inseparable Luminaire | Direct Wired | Forward Phase Cut Controls | 86 | 2738 | 0.0011 | 93 | 68 | 243 | 0.97 | Ambient | 15000 |  |  | 99999 | 0.01 | 19 | 19 | 0.13 | 0.06 | 0.06 | 0.05 | 0.01 | 0 | 0.76 | 0.35 | 0.32 | 0.28 | 0.01 | 0 | 0.15 | 0.17 | 0.15 | 0.11 | 0.01 | 0 | True |  | Non Federally-Regulated | 09/26/2018 |  | 09/22/2020
Generation Brands | Element | E2RT-L*9******-**** | Light Emitting Diode | Inseparable Luminaire | Direct Wired | Forward Phase Cut Controls | 86 | 2738 | 0.0011 | 93 | 68 | 243 | 0.97 | Ambient | 15000 |  |  | 99999 | 0.01 | 19 | 19 | 0.13 | 0.06 | 0.06 | 0.05 | 0.01 | 0 | 0.76 | 0.35 | 0.32 | 0.28 | 0.01 | 0 | 0.15 | 0.17 | 0.15 | 0.11 | 0.01 | 0 | True |  | Non Federally-Regulated | 09/26/2018 |  | 09/22/2020
Generation Brands | Element | E2RT-L*9******-***** | Light Emitting Diode | Inseparable Luminaire | Direct Wired | Forward Phase Cut Controls | 86 | 2738 | 0.0011 | 93 | 68 | 243 | 0.97 | Ambient | 15000 |  |  | 99999 | 0.01 | 19 | 19 | 0.13 | 0.06 | 0.06 | 0.05 | 0.01 | 0 | 0.76 | 0.35 | 0.32 | 0.28 | 0.01 | 0 | 0.15 | 0.17 | 0.15 | 0.11 | 0.01 | 0 | True |  | Non Federally-Regulated | 09/26/2018 |  | 09/22/2020
Generation Brands | Element | E2RT-LO9WD**** | Light Emitting Diode | Inseparable Luminaire | Direct Wired | Forward Phase Cut Controls | 86 | 2738 | 0.0011 | 93 | 68 | 243 | 0.97 | Ambient | 15000 |  |  | 99999 | 0.01 | 19 | 19 | 0.13 | 0.06 | 0.06 | 0.05 | 0.01 | 0 | 0.76 | 0.35 | 0.32 | 0.28 | 0.01 | 0 | 0.15 | 0.17 | 0.15 | 0.11 | 0.01 | 0 | True |  | Non Federally-Regulated | 09/26/2018 |  | 09/22/2020
Generation Brands | Element | E2RT-LO9WD****-*** | Light Emitting Diode | Inseparable Luminaire | Direct Wired | Forward Phase Cut Controls | 86 | 2738 | 0.0011 | 93 | 68 | 243 | 0.97 | Ambient | 15000 |  |  | 99999 | 0.01 | 19 | 19 | 0.13 | 0.06 | 0.06 | 0.05 | 0.01 | 0 | 0.76 | 0.35 | 0.32 | 0.28 | 0.01 | 0 | 0.15 | 0.17 | 0.15 | 0.11 | 0.01 | 0 | True |  | Non Federally-Regulated | 09/26/2018 |  | 09/22/2020
Generation Brands | Element | E2RT-LO9WD****-**** | Light Emitting Diode | Inseparable Luminaire | Direct Wired | Forward Phase Cut Controls | 86 | 2738 | 0.0011 | 93 | 68 | 243 | 0.97 | Ambient | 15000 |  |  | 99999 | 0.01 | 19 | 19 | 0.13 | 0.06 | 0.06 | 0.05 | 0.01 | 0 | 0.76 | 0.35 | 0.32 | 0.28 | 0.01 | 0 | 0.15 | 0.17 | 0.15 | 0.11 | 0.01 | 0 | True |  | Non Federally-Regulated | 09/26/2018 |  | 09/22/2020
Generation Brands | Element | E2RT-LO9WD****-***** | Light Emitting Diode | Inseparable Luminaire | Direct Wired | Forward Phase Cut Controls | 86 | 2738 | 0.0011 | 93 | 68 | 243 | 0.97 | Ambient | 15000 |  |  | 99999 | 0.01 | 19 | 19 | 0.13 | 0.06 | 0.06 | 0.05 | 0.01 | 0 | 0.76 | 0.35 | 0.32 | 0.28 | 0.01 | 0 | 0.15 | 0.17 | 0.15 | 0.11 | 0.01 | 0 | True |  | Non Federally-Regulated | 09/26/2018 |  | 09/22/2020
Generation Brands | Element | E2ST-L*9****** | Light Emitting Diode | Inseparable Luminaire | Direct Wired | Forward Phase Cut Controls | 86 | 2738 | 0.0011 | 93 | 68 | 243 | 0.97 | Ambient | 15000 |  |  | 99999 | 0.01 | 19 | 19 | 0.13 | 0.06 | 0.06 | 0.05 | 0.01 | 0 | 0.76 | 0.35 | 0.32 | 0.28 | 0.01 | 0 | 0.15 | 0.17 | 0.15 | 0.11 | 0.01 | 0 | True |  | Non Federally-Regulated | 09/26/2018 |  | 09/22/2020
Generation Brands | Element | E2ST-L*9******-*** | Light Emitting Diode | Inseparable Luminaire | Direct Wired | Forward Phase Cut Controls | 86 | 2738 | 0.0011 | 93 | 68 | 243 | 0.97 | Ambient | 15000 |  |  | 99999 | 0.01 | 19 | 19 | 0.13 | 0.06 | 0.06 | 0.05 | 0.01 | 0 | 0.76 | 0.35 | 0.32 | 0.28 | 0.01 | 0 | 0.15 | 0.17 | 0.15 | 0.11 | 0.01 | 0 | True |  | Non Federally-Regulated | 09/26/2018 |  | 09/22/2020
Generation Brands | Element | E2ST-L*9******-**** | Light Emitting Diode | Inseparable Luminaire | Direct Wired | Forward Phase Cut Controls | 86 | 2738 | 0.0011 | 93 | 68 | 243 | 0.97 | Ambient | 15000 |  |  | 99999 | 0.01 | 19 | 19 | 0.13 | 0.06 | 0.06 | 0.05 | 0.01 | 0 | 0.76 | 0.35 | 0.32 | 0.28 | 0.01 | 0 | 0.15 | 0.17 | 0.15 | 0.11 | 0.01 | 0 | True |  | Non Federally-Regulated | 09/26/2018 |  | 09/22/2020
Generation Brands | Element | E2ST-L*9******-***** | Light Emitting Diode | Inseparable Luminaire | Direct Wired | Forward Phase Cut Controls | 86 | 2738 | 0.0011 | 93 | 68 | 243 | 0.97 | Ambient | 15000 |  |  | 99999 | 0.01 | 19 | 19 | 0.13 | 0.06 | 0.06 | 0.05 | 0.01 | 0 | 0.76 | 0.35 | 0.32 | 0.28 | 0.01 | 0 | 0.15 | 0.17 | 0.15 | 0.11 | 0.01 | 0 | True |  | Non Federally-Regulated | 09/26/2018 |  | 09/22/2020
Generation Brands | Element | E2ST-LO9WD**** | Light Emitting Diode | Inseparable Luminaire | Direct Wired | Forward Phase Cut Controls | 86 | 2738 | 0.0011 | 93 | 68 | 243 | 0.97 | Ambient | 15000 |  |  | 99999 | 0.01 | 19 | 19 | 0.13 | 0.06 | 0.06 | 0.05 | 0.01 | 0 | 0.76 | 0.35 | 0.32 | 0.28 | 0.01 | 0 | 0.15 | 0.17 | 0.15 | 0.11 | 0.01 | 0 | True |  | Non Federally-Regulated | 09/26/2018 |  | 09/22/2020
Generation Brands | Element | E2ST-LO9WD****-*** | Light Emitting Diode | Inseparable Luminaire | Direct Wired | Forward Phase Cut Controls | 86 | 2738 | 0.0011 | 93 | 68 | 243 | 0.97 | Ambient | 15000 |  |  | 99999 | 0.01 | 19 | 19 | 0.13 | 0.06 | 0.06 | 0.05 | 0.01 | 0 | 0.76 | 0.35 | 0.32 | 0.28 | 0.01 | 0 | 0.15 | 0.17 | 0.15 | 0.11 | 0.01 | 0 | True |  | Non Federally-Regulated | 09/26/2018 |  | 09/22/2020
Generation Brands | Element | E2ST-LO9WD****-**** | Light Emitting Diode | Inseparable Luminaire | Direct Wired | Forward Phase Cut Controls | 86 | 2738 | 0.0011 | 93 | 68 | 243 | 0.97 | Ambient | 15000 |  |  | 99999 | 0.01 | 19 | 19 | 0.13 | 0.06 | 0.06 | 0.05 | 0.01 | 0 | 0.76 | 0.35 | 0.32 | 0.28 | 0.01 | 0 | 0.15 | 0.17 | 0.15 | 0.11 | 0.01 | 0 | True |  | Non Federally-Regulated | 09/26/2018 |  | 09/22/2020
Generation Brands | Element | E2ST-LO9WD****-***** | Light Emitting Diode | Inseparable Luminaire | Direct Wired | Forward Phase Cut Controls | 86 | 2738 | 0.0011 | 93 | 68 | 243 | 0.97 | Ambient | 15000 |  |  | 99999 | 0.01 | 19 | 19 | 0.13 | 0.06 | 0.06 | 0.05 | 0.01 | 0 | 0.76 | 0.35 | 0.32 | 0.28 | 0.01 | 0 | 0.15 | 0.17 | 0.15 | 0.11 | 0.01 | 0 | True |  | Non Federally-Regulated | 09/26/2018 |  | 09/22/2020
Generation Brands | Tech Lighting | 700CNDR19*-LEDWD | Light Emitting Diode | Light Engine | Direct Wired | Forward Phase Cut Controls | 85 | 2958 | 0.0004 | 91 | 58 | 45 | 0.94 | Elevated | 36000 | 0.942 | 1 |  | 0.01 | 22 | 23 | 0.03 | 0.05 | 0.04 | 0 | 0 | 0 | 0.28 | 0.26 | 0.23 | 0.02 | 0 | 0 | 0.22 | 0.08 | 0.07 | 0.06 | 0 | 0 | True |  | Non Federally-Regulated | 10/01/2018 |  | 09/22/2020
Generation Brands | Tech Lighting | 700CNDR29*-LEDWD | Light Emitting Diode | Light Engine | Direct Wired | Forward Phase Cut Controls | 85 | 2958 | 0.0004 | 91 | 58 | 45 | 0.94 | Elevated | 36000 | 0.942 | 1 |  | 0.01 | 22 | 23 | 0.03 | 0.05 | 0.04 | 0 | 0 | 0 | 0.28 | 0.26 | 0.23 | 0.02 | 0 | 0 | 0.22 | 0.08 | 0.07 | 0.06 | 0 | 0 | True |  | Non Federally-Regulated | 10/01/2018 |  | 09/22/2020
Generation Brands | Tech Lighting | 700CNDR34*-LEDWD | Light Emitting Diode | Light Engine | Direct Wired | Forward Phase Cut Controls | 85 | 2958 | 0.0004 | 91 | 58 | 45 | 0.94 | Elevated | 36000 | 0.942 | 1 |  | 0.01 | 22 | 23 | 0.03 | 0.05 | 0.04 | 0 | 0 | 0 | 0.28 | 0.26 | 0.23 | 0.02 | 0 | 0 | 0.22 | 0.08 | 0.07 | 0.06 | 0 | 0 | True |  | Non Federally-Regulated | 10/01/2018 |  | 09/22/2020
Generation Brands | LBL | CH946**LEDWD | Light Emitting Diode | Light Engine | Direct Wired | Forward Phase Cut Controls | 85 | 2958 | 0.0004 | 91 | 58 | 45 | 0.94 | Elevated | 36000 | 0.942 | 1 |  | 0.01 | 22 | 23 | 0.03 | 0.05 | 0.04 | 0 | 0 | 0 | 0.28 | 0.26 | 0.23 | 0.02 | 0 | 0 | 0.22 | 0.08 | 0.07 | 0.06 | 0 | 0 | True |  | Non Federally-Regulated | 10/01/2018 |  | 09/22/2020
Generation Brands | LBL | CH947**LEDWD | Light Emitting Diode | Light Engine | Direct Wired | Forward Phase Cut Controls | 85 | 2958 | 0.0004 | 91 | 58 | 45 | 0.94 | Elevated | 36000 | 0.942 | 1 |  | 0.01 | 22 | 23 | 0.03 | 0.05 | 0.04 | 0 | 0 | 0 | 0.28 | 0.26 | 0.23 | 0.02 | 0 | 0 | 0.22 | 0.08 | 0.07 | 0.06 | 0 | 0 | True |  | Non Federally-Regulated | 10/01/2018 |  | 09/22/2020
Generation Brands | LBL | CH948**LEDWD | Light Emitting Diode | Light Engine | Direct Wired | Forward Phase Cut Controls | 85 | 2958 | 0.0004 | 91 | 58 | 45 | 0.94 | Elevated | 36000 | 0.942 | 1 |  | 0.01 | 22 | 23 | 0.03 | 0.05 | 0.04 | 0 | 0 | 0 | 0.28 | 0.26 | 0.23 | 0.02 | 0 | 0 | 0.22 | 0.08 | 0.07 | 0.06 | 0 | 0 | True |  | Non Federally-Regulated | 10/01/2018 |  | 09/22/2020
Generation Brands | LBL | WS1067**LEDWDW | Light Emitting Diode | Light Engine | Direct Wired | Forward Phase Cut Controls | 85 | 2958 | 0.0004 | 91 | 58 | 45 | 0.94 | Elevated | 36000 | 0.942 | 1 |  | 0.01 | 22 | 23 | 0.03 | 0.05 | 0.04 | 0 | 0 | 0 | 0.28 | 0.26 | 0.23 | 0.02 | 0 | 0 | 0.22 | 0.08 | 0.07 | 0.06 | 0 | 0 | True |  | Non Federally-Regulated | 10/01/2018 |  | 09/22/2020
Generation Brands | LBL | WS1068**LEDWDW | Light Emitting Diode | Light Engine | Direct Wired | Forward Phase Cut Controls | 85 | 2958 | 0.0004 | 91 | 58 | 45 | 0.94 | Elevated | 36000 | 0.942 | 1 |  | 0.01 | 22 | 23 | 0.03 | 0.05 | 0.04 | 0 | 0 | 0 | 0.28 | 0.26 | 0.23 | 0.02 | 0 | 0 | 0.22 | 0.08 | 0.07 | 0.06 | 0 | 0 | True |  | Non Federally-Regulated | 10/01/2018 |  | 09/22/2020
Generation Brands | Tech Lighting | 700BCDBS**-LED930 | Light Emitting Diode | Inseparable Luminaire | Direct Wired | Forward Phase Cut Controls | 77 | 3057 | 0.0008 | 92 | 64 | 166 | 0.99 | Ambient | 99999 |  |  | 99999 | 0.02 | 20 | 23 | 0.91 | 0.02 | 0.01 | 0 | 0 | 0 | 0.99 | 0.07 | 0.04 | 0.02 | 0.01 | 0.01 | 0.99 | 0.99 | 0.6 | 0.39 | 0.29 | 0.16 | True |  | Non Federally-Regulated | 10/01/2018 |  | 09/22/2020
Generation Brands | Tech Lighting | 700LSCRS*-LED | Light Emitting Diode | Inseparable Luminaire | Direct Wired | Forward Phase Cut Controls | 84 | 3120 | 0.0019 | 92 | 53 | 205 | 0.98 | Ambient | 60000 |  |  | 60000 | 0.02 | 19 | 23 | 0.02 | 0.02 | 0.01 | 0.01 | 0 | 0 | 0.25 | 0.09 | 0.07 | 0.06 | 0 | 0 | 0.86 | 0.14 | 0.1 | 0.07 | 0.01 | 0 | True |  | Non Federally-Regulated | 10/01/2018 |  | 09/22/2020
Generation Brands | Tech Lighting | 700BCKMD**-LED930 | Light Emitting Diode | Inseparable Luminaire | Direct Wired | Forward Phase Cut Controls | 62 | 2917 | 0.0015 | 92 | 56 | 262 | 0.99 | Ambient | 60000 |  |  | 60000 | 0.01 | 18 | 19 | 0.23 | 0 | 0 | 0 | 0 | 0 | 0.99 | 0.03 | 0.01 | 0.01 | 0 | 0 | 0.99 | 0.07 | 0.04 | 0.03 | 0.02 | 0.02 | True |  | Non Federally-Regulated | 10/01/2018 |  | 09/22/2020
Generation Brands | Tech Lighting | 700BCOKO**-LED930 | Light Emitting Diode | Inseparable Luminaire | Direct Wired | Forward Phase Cut Controls | 77 | 3057 | 0.0008 | 92 | 64 | 166 | 0.99 | Ambient | 99999 |  |  | 99999 | 0.02 | 20 | 23 | 0.91 | 0.02 | 0.01 | 0 | 0 | 0 | 0.99 | 0.07 | 0.04 | 0.02 | 0.01 | 0.01 | 0.99 | 0.99 | 0.6 | 0.39 | 0.29 | 0.16 | True |  | Non Federally-Regulated | 10/01/2018 |  | 09/22/2020
Generation Brands | Element | EDIH5** | Light Emitting Diode | Inseparable Luminaire | Direct Wired | Forward Phase Cut Controls | 100 | 2729 | 0.0004 | 94 | 64 | 329 | 0.98 | Ambient | 15000 |  |  | 93000 | 0.02 | 16 | 16 | 0.31 | 0.02 | 0.02 | 0.01 | 0 | 0 | 0.22 | 0.07 | 0.06 | 0.04 | 0 | 0 | 0.65 | 0.13 | 0.09 | 0.07 | 0 | 0 | True |  | Non Federally-Regulated | 10/16/2018 |  | 09/22/2020
Generation Brands | Element | EDIH5**-**** | Light Emitting Diode | Inseparable Luminaire | Direct Wired | Forward Phase Cut Controls | 100 | 2729 | 0.0004 | 94 | 64 | 329 | 0.98 | Ambient | 15000 |  |  | 93000 | 0.02 | 16 | 16 | 0.31 | 0.02 | 0.02 | 0.01 | 0 | 0 | 0.22 | 0.07 | 0.06 | 0.04 | 0 | 0 | 0.65 | 0.13 | 0.09 | 0.07 | 0 | 0 | True |  | Non Federally-Regulated | 10/16/2018 |  | 09/22/2020
Generation Brands | Element | EDIH5**-***** | Light Emitting Diode | Inseparable Luminaire | Direct Wired | Forward Phase Cut Controls | 100 | 2729 | 0.0004 | 94 | 64 | 329 | 0.98 | Ambient | 15000 |  |  | 93000 | 0.02 | 16 | 16 | 0.31 | 0.02 | 0.02 | 0.01 | 0 | 0 | 0.22 | 0.07 | 0.06 | 0.04 | 0 | 0 | 0.65 | 0.13 | 0.09 | 0.07 | 0 | 0 | True |  | Non Federally-Regulated | 10/16/2018 |  | 09/22/2020
Generation Brands | Element | EDIH8** | Light Emitting Diode | Inseparable Luminaire | Direct Wired | Forward Phase Cut Controls | 100 | 2729 | 0.0004 | 94 | 64 | 329 | 0.98 | Ambient | 15000 |  |  | 93000 | 0.02 | 16 | 16 | 0.31 | 0.02 | 0.02 | 0.01 | 0 | 0 | 0.22 | 0.07 | 0.06 | 0.04 | 0 | 0 | 0.65 | 0.13 | 0.09 | 0.07 | 0 | 0 | True |  | Non Federally-Regulated | 10/16/2018 |  | 09/22/2020
Generation Brands | Element | EDIH8**-**** | Light Emitting Diode | Inseparable Luminaire | Direct Wired | Forward Phase Cut Controls | 100 | 2729 | 0.0004 | 94 | 64 | 329 | 0.98 | Ambient | 15000 |  |  | 93000 | 0.02 | 16 | 16 | 0.31 | 0.02 | 0.02 | 0.01 | 0 | 0 | 0.22 | 0.07 | 0.06 | 0.04 | 0 | 0 | 0.65 | 0.13 | 0.09 | 0.07 | 0 | 0 | True |  | Non Federally-Regulated | 10/16/2018 |  | 09/22/2020
Generation Brands | Element | EDIH8**-***** | Light Emitting Diode | Inseparable Luminaire | Direct Wired | Forward Phase Cut Controls | 100 | 2729 | 0.0004 | 94 | 64 | 329 | 0.98 | Ambient | 15000 |  |  | 93000 | 0.02 | 16 | 16 | 0.31 | 0.02 | 0.02 | 0.01 | 0 | 0 | 0.22 | 0.07 | 0.06 | 0.04 | 0 | 0 | 0.65 | 0.13 | 0.09 | 0.07 | 0 | 0 | True |  | Non Federally-Regulated | 10/16/2018 |  | 09/22/2020
Generation Brands | Element | EDIH12** | Light Emitting Diode | Inseparable Luminaire | Direct Wired | Forward Phase Cut Controls | 100 | 2729 | 0.0004 | 94 | 64 | 329 | 0.98 | Ambient | 15000 |  |  | 93000 | 0.02 | 16 | 16 | 0.31 | 0.02 | 0.02 | 0.01 | 0 | 0 | 0.22 | 0.07 | 0.06 | 0.04 | 0 | 0 | 0.65 | 0.13 | 0.09 | 0.07 | 0 | 0 | True |  | Non Federally-Regulated | 10/16/2018 |  | 09/22/2020
Generation Brands | Element | EDIH12**-**** | Light Emitting Diode | Inseparable Luminaire | Direct Wired | Forward Phase Cut Controls | 100 | 2729 | 0.0004 | 94 | 64 | 329 | 0.98 | Ambient | 15000 |  |  | 93000 | 0.02 | 16 | 16 | 0.31 | 0.02 | 0.02 | 0.01 | 0 | 0 | 0.22 | 0.07 | 0.06 | 0.04 | 0 | 0 | 0.65 | 0.13 | 0.09 | 0.07 | 0 | 0 | True |  | Non Federally-Regulated | 10/16/2018 |  | 09/22/2020
Generation Brands | Element | EDIH12**-***** | Light Emitting Diode | Inseparable Luminaire | Direct Wired | Forward Phase Cut Controls | 100 | 2729 | 0.0004 | 94 | 64 | 329 | 0.98 | Ambient | 15000 |  |  | 93000 | 0.02 | 16 | 16 | 0.31 | 0.02 | 0.02 | 0.01 | 0 | 0 | 0.22 | 0.07 | 0.06 | 0.04 | 0 | 0 | 0.65 | 0.13 | 0.09 | 0.07 | 0 | 0 | True |  | Non Federally-Regulated | 10/16/2018 |  | 09/22/2020
Generation Brands | Element | EDIK5******** | Light Emitting Diode | Inseparable Luminaire | Direct Wired | Forward Phase Cut Controls | 100 | 2729 | 0.0004 | 94 | 64 | 329 | 0.98 | Ambient | 15000 |  |  | 93000 | 0.02 | 16 | 16 | 0.31 | 0.02 | 0.02 | 0.01 | 0 | 0 | 0.22 | 0.07 | 0.06 | 0.04 | 0 | 0 | 0.65 | 0.13 | 0.09 | 0.07 | 0 | 0 | True |  | Non Federally-Regulated | 10/16/2018 |  | 09/22/2020
Generation Brands | Element | EDIK8******** | Light Emitting Diode | Inseparable Luminaire | Direct Wired | Forward Phase Cut Controls | 100 | 2729 | 0.0004 | 94 | 64 | 329 | 0.98 | Ambient | 15000 |  |  | 93000 | 0.02 | 16 | 16 | 0.31 | 0.02 | 0.02 | 0.01 | 0 | 0 | 0.22 | 0.07 | 0.06 | 0.04 | 0 | 0 | 0.65 | 0.13 | 0.09 | 0.07 | 0 | 0 | True |  | Non Federally-Regulated | 10/16/2018 |  | 09/22/2020
Generation Brands | Element | EDIK12******** | Light Emitting Diode | Inseparable Luminaire | Direct Wired | Forward Phase Cut Controls | 100 | 2729 | 0.0004 | 94 | 64 | 329 | 0.98 | Ambient | 15000 |  |  | 93000 | 0.02 | 16 | 16 | 0.31 | 0.02 | 0.02 | 0.01 | 0 | 0 | 0.22 | 0.07 | 0.06 | 0.04 | 0 | 0 | 0.65 | 0.13 | 0.09 | 0.07 | 0 | 0 | True |  | Non Federally-Regulated | 10/16/2018 |  | 09/22/2020
Generation Brands | Ambiance Lighting Systems | 910000-** | Light Emitting Diode | Inseparable Luminaire | Direct Wired | Forward Phase Cut Controls | 55 | 2752 | 0.0011 | 93 | 61 | 332 | 0.96 | Ambient | 15000 |  |  | 36000 | 0.04 | 17 | 17 | 0.12 | 0.08 | 0.07 | 0.07 | 0 | 0 | 0.16 | 0.12 | 0.12 | 0.09 | 0 | 0 | 0.4 | 0.07 | 0.07 | 0.05 | 0.01 | 0 | True |  | Non Federally-Regulated | 10/16/2018 |  | 09/22/2020
Generation Brands | Ambiance Lighting Systems | 910000-*** | Light Emitting Diode | Inseparable Luminaire | Direct Wired | Forward Phase Cut Controls | 55 | 2752 | 0.0011 | 93 | 61 | 332 | 0.96 | Ambient | 15000 |  |  | 36000 | 0.04 | 17 | 17 | 0.12 | 0.08 | 0.07 | 0.07 | 0 | 0 | 0.16 | 0.12 | 0.12 | 0.09 | 0 | 0 | 0.4 | 0.07 | 0.07 | 0.05 | 0.01 | 0 | True |  | Non Federally-Regulated | 10/16/2018 |  | 09/22/2020
Generation Brands | Ambiance Lighting Systems | 910001-** | Light Emitting Diode | Inseparable Luminaire | Direct Wired | Forward Phase Cut Controls | 55 | 2958 | 0.0011 | 93 | 61 | 332 | 0.96 | Ambient | 15000 |  |  | 36000 | 0.04 | 17 | 17 | 0.12 | 0.08 | 0.07 | 0.07 | 0 | 0 | 0.16 | 0.12 | 0.12 | 0.09 | 0 | 0 | 0.4 | 0.07 | 0.07 | 0.05 | 0.01 | 0 | True |  | Non Federally-Regulated | 10/16/2018 |  | 09/22/2020
Generation Brands | Ambiance Lighting Systems | 910001-*** | Light Emitting Diode | Inseparable Luminaire | Direct Wired | Forward Phase Cut Controls | 55 | 2958 | 0.0011 | 93 | 61 | 332 | 0.96 | Ambient | 15000 |  |  | 36000 | 0.04 | 17 | 17 | 0.12 | 0.08 | 0.07 | 0.07 | 0 | 0 | 0.16 | 0.12 | 0.12 | 0.09 | 0 | 0 | 0.4 | 0.07 | 0.07 | 0.05 | 0.01 | 0 | True |  | Non Federally-Regulated | 10/16/2018 |  | 09/22/2020
Generation Brands | Ambiance Lighting Systems | 910002-** | Light Emitting Diode | Inseparable Luminaire | Direct Wired | Forward Phase Cut Controls | 55 | 2752 | 0.0011 | 93 | 61 | 332 | 0.96 | Ambient | 15000 |  |  | 36000 | 0.04 | 17 | 17 | 0.12 | 0.08 | 0.07 | 0.07 | 0 | 0 | 0.16 | 0.12 | 0.12 | 0.09 | 0 | 0 | 0.4 | 0.07 | 0.07 | 0.05 | 0.01 | 0 | True |  | Non Federally-Regulated | 10/16/2018 |  | 09/22/2020
Generation Brands | Ambiance Lighting Systems | 910002-*** | Light Emitting Diode | Inseparable Luminaire | Direct Wired | Forward Phase Cut Controls | 55 | 2752 | 0.0011 | 93 | 61 | 332 | 0.96 | Ambient | 15000 |  |  | 36000 | 0.04 | 17 | 17 | 0.12 | 0.08 | 0.07 | 0.07 | 0 | 0 | 0.16 | 0.12 | 0.12 | 0.09 | 0 | 0 | 0.4 | 0.07 | 0.07 | 0.05 | 0.01 | 0 | True |  | Non Federally-Regulated | 10/16/2018 |  | 09/22/2020
Generation Brands | Ambiance Lighting Systems | 910003-** | Light Emitting Diode | Inseparable Luminaire | Direct Wired | Forward Phase Cut Controls | 55 | 2958 | 0.0011 | 93 | 61 | 332 | 0.96 | Ambient | 15000 |  |  | 36000 | 0.04 | 17 | 17 | 0.12 | 0.08 | 0.07 | 0.07 | 0 | 0 | 0.16 | 0.12 | 0.12 | 0.09 | 0 | 0 | 0.4 | 0.07 | 0.07 | 0.05 | 0.01 | 0 | True |  | Non Federally-Regulated | 10/16/2018 |  | 09/22/2020
Generation Brands | Ambiance Lighting Systems | 910003-*** | Light Emitting Diode | Inseparable Luminaire | Direct Wired | Forward Phase Cut Controls | 55 | 2958 | 0.0011 | 93 | 61 | 332 | 0.96 | Ambient | 15000 |  |  | 36000 | 0.04 | 17 | 17 | 0.12 | 0.08 | 0.07 | 0.07 | 0 | 0 | 0.16 | 0.12 | 0.12 | 0.09 | 0 | 0 | 0.4 | 0.07 | 0.07 | 0.05 | 0.01 | 0 | True |  | Non Federally-Regulated | 10/16/2018 |  | 09/22/2020
Generation Brands | Ambiance Lighting Systems | 910004-** | Light Emitting Diode | Inseparable Luminaire | Direct Wired | Forward Phase Cut Controls | 59 | 2733 | 0.0016 | 93 | 63 | 480 | 0.99 | Ambient | 15000 |  |  | 36000 | 0.01 | 17 | 17 | 0.38 | 0.19 | 0.18 | 0.17 | 0.05 | 0.01 | 0.47 | 0.28 | 0.28 | 0.23 | 0.06 | 0.02 | 0.11 | 0.09 | 0.09 | 0.07 | 0.01 | 0.01 | True |  | Non Federally-Regulated | 10/16/2018 |  | 09/22/2020
Generation Brands | Ambiance Lighting Systems | 910004-*** | Light Emitting Diode | Inseparable Luminaire | Direct Wired | Forward Phase Cut Controls | 59 | 2733 | 0.0016 | 93 | 63 | 480 | 0.99 | Ambient | 15000 |  |  | 36000 | 0.01 | 17 | 17 | 0.38 | 0.19 | 0.18 | 0.17 | 0.05 | 0.01 | 0.47 | 0.28 | 0.28 | 0.23 | 0.06 | 0.02 | 0.11 | 0.09 | 0.09 | 0.07 | 0.01 | 0.01 | True |  | Non Federally-Regulated | 10/16/2018 |  | 09/22/2020
Generation Brands | Ambiance Lighting Systems | 910005-** | Light Emitting Diode | Inseparable Luminaire | Direct Wired | Forward Phase Cut Controls | 59 | 2938 | 0.0016 | 93 | 63 | 480 | 0.99 | Ambient | 15000 |  |  | 36000 | 0.01 | 17 | 17 | 0.38 | 0.19 | 0.18 | 0.17 | 0.05 | 0.01 | 0.47 | 0.28 | 0.28 | 0.23 | 0.06 | 0.02 | 0.11 | 0.09 | 0.09 | 0.07 | 0.01 | 0.01 | True |  | Non Federally-Regulated | 10/16/2018 |  | 09/22/2020
Generation Brands | Ambiance Lighting Systems | 910005-*** | Light Emitting Diode | Inseparable Luminaire | Direct Wired | Forward Phase Cut Controls | 59 | 2938 | 0.0016 | 93 | 63 | 480 | 0.99 | Ambient | 15000 |  |  | 36000 | 0.01 | 17 | 17 | 0.38 | 0.19 | 0.18 | 0.17 | 0.05 | 0.01 | 0.47 | 0.28 | 0.28 | 0.23 | 0.06 | 0.02 | 0.11 | 0.09 | 0.09 | 0.07 | 0.01 | 0.01 | True |  | Non Federally-Regulated | 10/16/2018 |  | 09/22/2020
Generation Brands | Ambiance Lighting Systems | 910006-** | Light Emitting Diode | Inseparable Luminaire | Direct Wired | Forward Phase Cut Controls | 53 | 2743 | 0.0018 | 93 | 62 | 472 | 0.98 | Ambient | 15000 |  |  | 36000 | 0.02 | 19 | 19 | 0.4 | 0.16 | 0.15 | 0.15 | 0.02 | 0 | 0.34 | 0.24 | 0.24 | 0.2 | 0.06 | 0.02 | 0.16 | 0.09 | 0.09 | 0.07 | 0.01 | 0 | True |  | Non Federally-Regulated | 10/16/2018 |  | 09/22/2020
Generation Brands | Ambiance Lighting Systems | 910006-*** | Light Emitting Diode | Inseparable Luminaire | Direct Wired | Forward Phase Cut Controls | 53 | 2743 | 0.0018 | 93 | 62 | 472 | 0.98 | Ambient | 15000 |  |  | 36000 | 0.02 | 19 | 19 | 0.4 | 0.16 | 0.15 | 0.15 | 0.02 | 0 | 0.34 | 0.24 | 0.24 | 0.2 | 0.06 | 0.02 | 0.16 | 0.09 | 0.09 | 0.07 | 0.01 | 0 | True |  | Non Federally-Regulated | 10/16/2018 |  | 09/22/2020
Generation Brands | Ambiance Lighting Systems | 910007-** | Light Emitting Diode | Inseparable Luminaire | Direct Wired | Forward Phase Cut Controls | 53 | 2948 | 0.0018 | 93 | 62 | 472 | 0.98 | Ambient | 15000 |  |  | 36000 | 0.02 | 19 | 19 | 0.4 | 0.16 | 0.15 | 0.15 | 0.02 | 0 | 0.34 | 0.24 | 0.24 | 0.2 | 0.06 | 0.02 | 0.16 | 0.09 | 0.09 | 0.07 | 0.01 | 0 | True |  | Non Federally-Regulated | 10/16/2018 |  | 09/22/2020
Generation Brands | Ambiance Lighting Systems | 910007-*** | Light Emitting Diode | Inseparable Luminaire | Direct Wired | Forward Phase Cut Controls | 53 | 2948 | 0.0018 | 93 | 62 | 472 | 0.98 | Ambient | 15000 |  |  | 36000 | 0.02 | 19 | 19 | 0.4 | 0.16 | 0.15 | 0.15 | 0.02 | 0 | 0.34 | 0.24 | 0.24 | 0.2 | 0.06 | 0.02 | 0.16 | 0.09 | 0.09 | 0.07 | 0.01 | 0 | True |  | Non Federally-Regulated | 10/16/2018 |  | 09/22/2020
Generation Brands | Ambiance Lighting Systems | 910008-** | Light Emitting Diode | Inseparable Luminaire | Direct Wired | Forward Phase Cut Controls | 53 | 2743 | 0.0018 | 93 | 62 | 472 | 0.98 | Ambient | 15000 |  |  | 36000 | 0.02 | 19 | 19 | 0.4 | 0.16 | 0.15 | 0.15 | 0.02 | 0 | 0.34 | 0.24 | 0.24 | 0.2 | 0.06 | 0.02 | 0.16 | 0.09 | 0.09 | 0.07 | 0.01 | 0 | True |  | Non Federally-Regulated | 10/16/2018 |  | 09/22/2020
Generation Brands | Ambiance Lighting Systems | 910008-*** | Light Emitting Diode | Inseparable Luminaire | Direct Wired | Forward Phase Cut Controls | 53 | 2743 | 0.0018 | 93 | 62 | 472 | 0.98 | Ambient | 15000 |  |  | 36000 | 0.02 | 19 | 19 | 0.4 | 0.16 | 0.15 | 0.15 | 0.02 | 0 | 0.34 | 0.24 | 0.24 | 0.2 | 0.06 | 0.02 | 0.16 | 0.09 | 0.09 | 0.07 | 0.01 | 0 | True |  | Non Federally-Regulated | 10/16/2018 |  | 09/22/2020
Generation Brands | Ambiance Lighting Systems | 910009-** | Light Emitting Diode | Inseparable Luminaire | Direct Wired | Forward Phase Cut Controls | 53 | 2948 | 0.0018 | 93 | 62 | 472 | 0.98 | Ambient | 15000 |  |  | 36000 | 0.02 | 19 | 19 | 0.4 | 0.16 | 0.15 | 0.15 | 0.02 | 0 | 0.34 | 0.24 | 0.24 | 0.2 | 0.06 | 0.02 | 0.16 | 0.09 | 0.09 | 0.07 | 0.01 | 0 | True |  | Non Federally-Regulated | 10/16/2018 |  | 09/22/2020
Generation Brands | Ambiance Lighting Systems | 910009-*** | Light Emitting Diode | Inseparable Luminaire | Direct Wired | Forward Phase Cut Controls | 53 | 2948 | 0.0018 | 93 | 62 | 472 | 0.98 | Ambient | 15000 |  |  | 36000 | 0.02 | 19 | 19 | 0.4 | 0.16 | 0.15 | 0.15 | 0.02 | 0 | 0.34 | 0.24 | 0.24 | 0.2 | 0.06 | 0.02 | 0.16 | 0.09 | 0.09 | 0.07 | 0.01 | 0 | True |  | Non Federally-Regulated | 10/16/2018 |  | 09/22/2020
Generation Brands | Element | E3RLF-L*WD*** | Light Emitting Diode | Inseparable Luminaire | Direct Wired | Forward Phase Cut Controls | 86 | 2738 | 0.0011 | 93 | 68 | 243 | 0.97 | Ambient | 15000 |  |  | 99999 | 0.01 | 19 | 19 | 0.13 | 0.06 | 0.06 | 0.05 | 0.01 | 0 | 0.76 | 0.35 | 0.32 | 0.28 | 0.01 | 0 | 0.15 | 0.17 | 0.15 | 0.11 | 0.01 | 0 | True |  | Non Federally-Regulated | 10/16/2018 |  | 09/22/2020
Generation Brands | Element | E3RLF-L*WD***-*** | Light Emitting Diode | Inseparable Luminaire | Direct Wired | Forward Phase Cut Controls | 86 | 2738 | 0.0011 | 93 | 68 | 243 | 0.97 | Ambient | 15000 |  |  | 99999 | 0.01 | 19 | 19 | 0.13 | 0.06 | 0.06 | 0.05 | 0.01 | 0 | 0.76 | 0.35 | 0.32 | 0.28 | 0.01 | 0 | 0.15 | 0.17 | 0.15 | 0.11 | 0.01 | 0 | True |  | Non Federally-Regulated | 10/16/2018 |  | 09/22/2020
Generation Brands | Element | E3RLF-L*WD***-**** | Light Emitting Diode | Inseparable Luminaire | Direct Wired | Forward Phase Cut Controls | 86 | 2738 | 0.0011 | 93 | 68 | 243 | 0.97 | Ambient | 15000 |  |  | 99999 | 0.01 | 19 | 19 | 0.13 | 0.06 | 0.06 | 0.05 | 0.01 | 0 | 0.76 | 0.35 | 0.32 | 0.28 | 0.01 | 0 | 0.15 | 0.17 | 0.15 | 0.11 | 0.01 | 0 | True |  | Non Federally-Regulated | 10/16/2018 |  | 09/22/2020
Generation Brands | Element | E3RLF-L*WD***-***** | Light Emitting Diode | Inseparable Luminaire | Direct Wired | Forward Phase Cut Controls | 86 | 2738 | 0.0011 | 93 | 68 | 243 | 0.97 | Ambient | 15000 |  |  | 99999 | 0.01 | 19 | 19 | 0.13 | 0.06 | 0.06 | 0.05 | 0.01 | 0 | 0.76 | 0.35 | 0.32 | 0.28 | 0.01 | 0 | 0.15 | 0.17 | 0.15 | 0.11 | 0.01 | 0 | True |  | Non Federally-Regulated | 10/16/2018 |  | 09/22/2020
Generation Brands | Element | E3RFF-L*WD*** | Light Emitting Diode | Inseparable Luminaire | Direct Wired | Forward Phase Cut Controls | 86 | 2738 | 0.0011 | 93 | 68 | 243 | 0.97 | Ambient | 15000 |  |  | 99999 | 0.01 | 19 | 19 | 0.13 | 0.06 | 0.06 | 0.05 | 0.01 | 0 | 0.76 | 0.35 | 0.32 | 0.28 | 0.01 | 0 | 0.15 | 0.17 | 0.15 | 0.11 | 0.01 | 0 | True |  | Non Federally-Regulated | 10/16/2018 |  | 09/22/2020
Generation Brands | Element | E3RFF-L*WD***-*** | Light Emitting Diode | Inseparable Luminaire | Direct Wired | Forward Phase Cut Controls | 86 | 2738 | 0.0011 | 93 | 68 | 243 | 0.97 | Ambient | 15000 |  |  | 99999 | 0.01 | 19 | 19 | 0.13 | 0.06 | 0.06 | 0.05 | 0.01 | 0 | 0.76 | 0.35 | 0.32 | 0.28 | 0.01 | 0 | 0.15 | 0.17 | 0.15 | 0.11 | 0.01 | 0 | True |  | Non Federally-Regulated | 10/16/2018 |  | 09/22/2020
Generation Brands | Element | E3RFF-L*WD***-**** | Light Emitting Diode | Inseparable Luminaire | Direct Wired | Forward Phase Cut Controls | 86 | 2738 | 0.0011 | 93 | 68 | 243 | 0.97 | Ambient | 15000 |  |  | 99999 | 0.01 | 19 | 19 | 0.13 | 0.06 | 0.06 | 0.05 | 0.01 | 0 | 0.76 | 0.35 | 0.32 | 0.28 | 0.01 | 0 | 0.15 | 0.17 | 0.15 | 0.11 | 0.01 | 0 | True |  | Non Federally-Regulated | 10/16/2018 |  | 09/22/2020
Generation Brands | Element | E3RFF-L*WD***-***** | Light Emitting Diode | Inseparable Luminaire | Direct Wired | Forward Phase Cut Controls | 86 | 2738 | 0.0011 | 93 | 68 | 243 | 0.97 | Ambient | 15000 |  |  | 99999 | 0.01 | 19 | 19 | 0.13 | 0.06 | 0.06 | 0.05 | 0.01 | 0 | 0.76 | 0.35 | 0.32 | 0.28 | 0.01 | 0 | 0.15 | 0.17 | 0.15 | 0.11 | 0.01 | 0 | True |  | Non Federally-Regulated | 10/16/2018 |  | 09/22/2020
Generation Brands | Element | E3RWC-L*WD*** | Light Emitting Diode | Inseparable Luminaire | Direct Wired | Forward Phase Cut Controls | 86 | 2738 | 0.0011 | 93 | 68 | 243 | 0.97 | Ambient | 15000 |  |  | 99999 | 0.01 | 19 | 19 | 0.13 | 0.06 | 0.06 | 0.05 | 0.01 | 0 | 0.76 | 0.35 | 0.32 | 0.28 | 0.01 | 0 | 0.15 | 0.17 | 0.15 | 0.11 | 0.01 | 0 | True |  | Non Federally-Regulated | 10/16/2018 |  | 09/22/2020
Generation Brands | Element | E3RWC-L*WD***-*** | Light Emitting Diode | Inseparable Luminaire | Direct Wired | Forward Phase Cut Controls | 86 | 2738 | 0.0011 | 93 | 68 | 243 | 0.97 | Ambient | 15000 |  |  | 99999 | 0.01 | 19 | 19 | 0.13 | 0.06 | 0.06 | 0.05 | 0.01 | 0 | 0.76 | 0.35 | 0.32 | 0.28 | 0.01 | 0 | 0.15 | 0.17 | 0.15 | 0.11 | 0.01 | 0 | True |  | Non Federally-Regulated | 10/16/2018 |  | 09/22/2020
Generation Brands | Element | E3RWC-L*WD***-**** | Light Emitting Diode | Inseparable Luminaire | Direct Wired | Forward Phase Cut Controls | 86 | 2738 | 0.0011 | 93 | 68 | 243 | 0.97 | Ambient | 15000 |  |  | 99999 | 0.01 | 19 | 19 | 0.13 | 0.06 | 0.06 | 0.05 | 0.01 | 0 | 0.76 | 0.35 | 0.32 | 0.28 | 0.01 | 0 | 0.15 | 0.17 | 0.15 | 0.11 | 0.01 | 0 | True |  | Non Federally-Regulated | 10/16/2018 |  | 09/22/2020
Generation Brands | Element | E3RWC-L*WD***-***** | Light Emitting Diode | Inseparable Luminaire | Direct Wired | Forward Phase Cut Controls | 86 | 2738 | 0.0011 | 93 | 68 | 243 | 0.97 | Ambient | 15000 |  |  | 99999 | 0.01 | 19 | 19 | 0.13 | 0.06 | 0.06 | 0.05 | 0.01 | 0 | 0.76 | 0.35 | 0.32 | 0.28 | 0.01 | 0 | 0.15 | 0.17 | 0.15 | 0.11 | 0.01 | 0 | True |  | Non Federally-Regulated | 10/16/2018 |  | 09/22/2020
Generation Brands | Element | E3SLF-L*WD*** | Light Emitting Diode | Inseparable Luminaire | Direct Wired | Forward Phase Cut Controls | 86 | 2738 | 0.0011 | 93 | 68 | 243 | 0.97 | Ambient | 15000 |  |  | 99999 | 0.01 | 19 | 19 | 0.13 | 0.06 | 0.06 | 0.05 | 0.01 | 0 | 0.76 | 0.35 | 0.32 | 0.28 | 0.01 | 0 | 0.15 | 0.17 | 0.15 | 0.11 | 0.01 | 0 | True |  | Non Federally-Regulated | 10/16/2018 |  | 09/22/2020
Generation Brands | Element | E3SLF-L*WD***-*** | Light Emitting Diode | Inseparable Luminaire | Direct Wired | Forward Phase Cut Controls | 86 | 2738 | 0.0011 | 93 | 68 | 243 | 0.97 | Ambient | 15000 |  |  | 99999 | 0.01 | 19 | 19 | 0.13 | 0.06 | 0.06 | 0.05 | 0.01 | 0 | 0.76 | 0.35 | 0.32 | 0.28 | 0.01 | 0 | 0.15 | 0.17 | 0.15 | 0.11 | 0.01 | 0 | True |  | Non Federally-Regulated | 10/16/2018 |  | 09/22/2020
Generation Brands | Element | E3SLF-L*WD***-**** | Light Emitting Diode | Inseparable Luminaire | Direct Wired | Forward Phase Cut Controls | 86 | 2738 | 0.0011 | 93 | 68 | 243 | 0.97 | Ambient | 15000 |  |  | 99999 | 0.01 | 19 | 19 | 0.13 | 0.06 | 0.06 | 0.05 | 0.01 | 0 | 0.76 | 0.35 | 0.32 | 0.28 | 0.01 | 0 | 0.15 | 0.17 | 0.15 | 0.11 | 0.01 | 0 | True |  | Non Federally-Regulated | 10/16/2018 |  | 09/22/2020
Generation Brands | Element | E3SLF-L*WD***-***** | Light Emitting Diode | Inseparable Luminaire | Direct Wired | Forward Phase Cut Controls | 86 | 2738 | 0.0011 | 93 | 68 | 243 | 0.97 | Ambient | 15000 |  |  | 99999 | 0.01 | 19 | 19 | 0.13 | 0.06 | 0.06 | 0.05 | 0.01 | 0 | 0.76 | 0.35 | 0.32 | 0.28 | 0.01 | 0 | 0.15 | 0.17 | 0.15 | 0.11 | 0.01 | 0 | True |  | Non Federally-Regulated | 10/16/2018 |  | 09/22/2020
Generation Brands | Element | E3SFF-L*WD*** | Light Emitting Diode | Inseparable Luminaire | Direct Wired | Forward Phase Cut Controls | 86 | 2738 | 0.0011 | 93 | 68 | 243 | 0.97 | Ambient | 15000 |  |  | 99999 | 0.01 | 19 | 19 | 0.13 | 0.06 | 0.06 | 0.05 | 0.01 | 0 | 0.76 | 0.35 | 0.32 | 0.28 | 0.01 | 0 | 0.15 | 0.17 | 0.15 | 0.11 | 0.01 | 0 | True |  | Non Federally-Regulated | 10/16/2018 |  | 09/22/2020
Generation Brands | Element | E3SFF-L*WD***-*** | Light Emitting Diode | Inseparable Luminaire | Direct Wired | Forward Phase Cut Controls | 86 | 2738 | 0.0011 | 93 | 68 | 243 | 0.97 | Ambient | 15000 |  |  | 99999 | 0.01 | 19 | 19 | 0.13 | 0.06 | 0.06 | 0.05 | 0.01 | 0 | 0.76 | 0.35 | 0.32 | 0.28 | 0.01 | 0 | 0.15 | 0.17 | 0.15 | 0.11 | 0.01 | 0 | True |  | Non Federally-Regulated | 10/16/2018 |  | 09/22/2020
Generation Brands | Element | E3SFF-L*WD***-**** | Light Emitting Diode | Inseparable Luminaire | Direct Wired | Forward Phase Cut Controls | 86 | 2738 | 0.0011 | 93 | 68 | 243 | 0.97 | Ambient | 15000 |  |  | 99999 | 0.01 | 19 | 19 | 0.13 | 0.06 | 0.06 | 0.05 | 0.01 | 0 | 0.76 | 0.35 | 0.32 | 0.28 | 0.01 | 0 | 0.15 | 0.17 | 0.15 | 0.11 | 0.01 | 0 | True |  | Non Federally-Regulated | 10/16/2018 |  | 09/22/2020
Generation Brands | Element | E3SFF-L*WD***-***** | Light Emitting Diode | Inseparable Luminaire | Direct Wired | Forward Phase Cut Controls | 86 | 2738 | 0.0011 | 93 | 68 | 243 | 0.97 | Ambient | 15000 |  |  | 99999 | 0.01 | 19 | 19 | 0.13 | 0.06 | 0.06 | 0.05 | 0.01 | 0 | 0.76 | 0.35 | 0.32 | 0.28 | 0.01 | 0 | 0.15 | 0.17 | 0.15 | 0.11 | 0.01 | 0 | True |  | Non Federally-Regulated | 10/16/2018 |  | 09/22/2020
Generation Brands | Element | E3SWC-L*WD*** | Light Emitting Diode | Inseparable Luminaire | Direct Wired | Forward Phase Cut Controls | 86 | 2738 | 0.0011 | 93 | 68 | 243 | 0.97 | Ambient | 15000 |  |  | 99999 | 0.01 | 19 | 19 | 0.13 | 0.06 | 0.06 | 0.05 | 0.01 | 0 | 0.76 | 0.35 | 0.32 | 0.28 | 0.01 | 0 | 0.15 | 0.17 | 0.15 | 0.11 | 0.01 | 0 | True |  | Non Federally-Regulated | 10/16/2018 |  | 09/22/2020
Generation Brands | Element | E3SWC-L*WD***-*** | Light Emitting Diode | Inseparable Luminaire | Direct Wired | Forward Phase Cut Controls | 86 | 2738 | 0.0011 | 93 | 68 | 243 | 0.97 | Ambient | 15000 |  |  | 99999 | 0.01 | 19 | 19 | 0.13 | 0.06 | 0.06 | 0.05 | 0.01 | 0 | 0.76 | 0.35 | 0.32 | 0.28 | 0.01 | 0 | 0.15 | 0.17 | 0.15 | 0.11 | 0.01 | 0 | True |  | Non Federally-Regulated | 10/16/2018 |  | 09/22/2020
Generation Brands | Element | E3SWC-L*WD***-**** | Light Emitting Diode | Inseparable Luminaire | Direct Wired | Forward Phase Cut Controls | 86 | 2738 | 0.0011 | 93 | 68 | 243 | 0.97 | Ambient | 15000 |  |  | 99999 | 0.01 | 19 | 19 | 0.13 | 0.06 | 0.06 | 0.05 | 0.01 | 0 | 0.76 | 0.35 | 0.32 | 0.28 | 0.01 | 0 | 0.15 | 0.17 | 0.15 | 0.11 | 0.01 | 0 | True |  | Non Federally-Regulated | 10/16/2018 |  | 09/22/2020
Generation Brands | Element | E3SWC-L*WD***-***** | Light Emitting Diode | Inseparable Luminaire | Direct Wired | Forward Phase Cut Controls | 86 | 2738 | 0.0011 | 93 | 68 | 243 | 0.97 | Ambient | 15000 |  |  | 99999 | 0.01 | 19 | 19 | 0.13 | 0.06 | 0.06 | 0.05 | 0.01 | 0 | 0.76 | 0.35 | 0.32 | 0.28 | 0.01 | 0 | 0.15 | 0.17 | 0.15 | 0.11 | 0.01 | 0 | True |  | Non Federally-Regulated | 10/16/2018 |  | 09/22/2020
Generation Brands | Monte Carlo | 5DIC52***D-V1 | Light Emitting Diode | Inseparable Luminaire | Quick Connect | Forward Phase Cut Controls | 81 | 2830 | 0.0017 | 91 | 55 | 340 | 0.97 | Ambient | 36000 |  |  | 46667 | 0.1 | 16 | 16 | 0.02 | 0.02 | 0.01 | 0.01 | 0 | 0 | 0.26 | 0.09 | 0.08 | 0.06 | 0 | 0 | 0.94 | 0.46 | 0.22 | 0.12 | 0.05 | 0.02 | True |  | Non Federally-Regulated | 10/23/2018 |  | 09/22/2020
Generation Brands | Monte Carlo | 5DIO52***D | Light Emitting Diode | Inseparable Luminaire | Quick Connect | Forward Phase Cut Controls | 81 | 2830 | 0.0017 | 91 | 55 | 340 | 0.97 | Ambient | 36000 |  |  | 46667 | 0.1 | 16 | 16 | 0.02 | 0.02 | 0.01 | 0.01 | 0 | 0 | 0.26 | 0.09 | 0.08 | 0.06 | 0 | 0 | 0.94 | 0.46 | 0.22 | 0.12 | 0.05 | 0.02 | True |  | Non Federally-Regulated | 10/23/2018 |  | 09/22/2020
Generation Brands | Monte Carlo | 5DIC52***D | Light Emitting Diode | Inseparable Luminaire | Quick Connect | Forward Phase Cut Controls | 81 | 2830 | 0.0017 | 91 | 55 | 340 | 0.97 | Ambient | 36000 |  |  | 46667 | 0.1 | 16 | 16 | 0.02 | 0.02 | 0.01 | 0.01 | 0 | 0 | 0.26 | 0.09 | 0.08 | 0.06 | 0 | 0 | 0.94 | 0.46 | 0.22 | 0.12 | 0.05 | 0.02 | True |  | Non Federally-Regulated | 10/23/2018 |  | 09/22/2020
Generation Brands | Element | EDIF6RRF***** | Light Emitting Diode | Inseparable Luminaire | Direct Wired | Forward Phase Cut Controls | 100 | 2729 | 0.0004 | 94 | 64 | 329 | 0.98 | Ambient | 15000 |  |  | 93000 | 0.02 | 16 | 16 | 0.31 | 0.02 | 0.02 | 0.01 | 0 | 0 | 0.22 | 0.07 | 0.06 | 0.04 | 0 | 0 | 0.65 | 0.13 | 0.09 | 0.07 | 0 | 0 | True |  | Non Federally-Regulated | 10/29/2018 |  | 09/22/2020
Generation Brands | Element | EDIF6RRF**** | Light Emitting Diode | Inseparable Luminaire | Direct Wired | Forward Phase Cut Controls | 100 | 2729 | 0.0004 | 94 | 64 | 329 | 0.98 | Ambient | 15000 |  |  | 93000 | 0.02 | 16 | 16 | 0.31 | 0.02 | 0.02 | 0.01 | 0 | 0 | 0.22 | 0.07 | 0.06 | 0.04 | 0 | 0 | 0.65 | 0.13 | 0.09 | 0.07 | 0 | 0 | True |  | Non Federally-Regulated | 10/29/2018 |  | 09/22/2020
Generation Brands | Element | EN3R-LH9***** | Light Emitting Diode | Inseparable Luminaire | Direct Wired | Forward Phase Cut Controls | 81 | 2723 | 0.0007 | 92 | 68 | 304 | 0.98 | Ambient | 15000 |  |  | 55000 | 0.01 | 17 | 17 | 0.09 | 0.03 | 0.03 | 0.02 | 0 | 0 | 0.7 | 0.17 | 0.16 | 0.14 | 0 | 0 | 0.52 | 0.08 | 0.05 | 0.03 | 0.01 | 0 | True |  | Non Federally-Regulated | 10/29/2018 |  | 09/22/2020
Generation Brands | Element | EN3S-LH9***** | Light Emitting Diode | Inseparable Luminaire | Direct Wired | Forward Phase Cut Controls | 81 | 2723 | 0.0007 | 92 | 68 | 304 | 0.98 | Ambient | 15000 |  |  | 55000 | 0.01 | 17 | 17 | 0.09 | 0.03 | 0.03 | 0.02 | 0 | 0 | 0.7 | 0.17 | 0.16 | 0.14 | 0 | 0 | 0.52 | 0.08 | 0.05 | 0.03 | 0.01 | 0 | True |  | Non Federally-Regulated | 10/29/2018 |  | 09/22/2020
Generation Brands | Element | EMO930*** | Light Emitting Diode | Inseparable Luminaire | Direct Wired | Forward Phase Cut Controls | 60 | 3117 | 0.0008 | 92 | 65 | 252 | 0.98 | Ambient | 15000 |  |  | 99999 | 0.01 | 17 | 17 | 0.18 | 0.02 | 0.01 | 0.01 | 0 | 0 | 0.92 | 0.14 | 0.12 | 0.1 | 0 | 0 | 0.92 | 0.27 | 0.12 | 0.06 | 0.02 | 0.01 | True |  | Non Federally-Regulated | 10/29/2018 |  | 09/22/2020
Generation Brands | Element | EMO927**** | Light Emitting Diode | Inseparable Luminaire | Direct Wired | Forward Phase Cut Controls | 60 | 3117 | 0.0008 | 92 | 65 | 252 | 0.98 | Ambient | 15000 |  |  | 99999 | 0.01 | 17 | 17 | 0.18 | 0.02 | 0.01 | 0.01 | 0 | 0 | 0.92 | 0.14 | 0.12 | 0.1 | 0 | 0 | 0.92 | 0.27 | 0.12 | 0.06 | 0.02 | 0.01 | True |  | Non Federally-Regulated | 10/29/2018 |  | 09/22/2020
Generation Brands | Element | EMO927*** | Light Emitting Diode | Inseparable Luminaire | Direct Wired | Forward Phase Cut Controls | 60 | 3117 | 0.0008 | 92 | 65 | 252 | 0.98 | Ambient | 15000 |  |  | 99999 | 0.01 | 17 | 17 | 0.18 | 0.02 | 0.01 | 0.01 | 0 | 0 | 0.92 | 0.14 | 0.12 | 0.1 | 0 | 0 | 0.92 | 0.27 | 0.12 | 0.06 | 0.02 | 0.01 | True |  | Non Federally-Regulated | 10/29/2018 |  | 09/22/2020
Generation Brands | Element | EMO935**** | Light Emitting Diode | Inseparable Luminaire | Direct Wired | Forward Phase Cut Controls | 60 | 3117 | 0.0008 | 92 | 65 | 252 | 0.98 | Ambient | 15000 |  |  | 99999 | 0.01 | 17 | 17 | 0.18 | 0.02 | 0.01 | 0.01 | 0 | 0 | 0.92 | 0.14 | 0.12 | 0.1 | 0 | 0 | 0.92 | 0.27 | 0.12 | 0.06 | 0.02 | 0.01 | True |  | Non Federally-Regulated | 10/29/2018 |  | 09/22/2020
Generation Brands | Element | EMO935*** | Light Emitting Diode | Inseparable Luminaire | Direct Wired | Forward Phase Cut Controls | 60 | 3117 | 0.0008 | 92 | 65 | 252 | 0.98 | Ambient | 15000 |  |  | 99999 | 0.01 | 17 | 17 | 0.18 | 0.02 | 0.01 | 0.01 | 0 | 0 | 0.92 | 0.14 | 0.12 | 0.1 | 0 | 0 | 0.92 | 0.27 | 0.12 | 0.06 | 0.02 | 0.01 | True |  | Non Federally-Regulated | 10/29/2018 |  | 09/22/2020
Generation Brands | Element | EMT930*** | Light Emitting Diode | Inseparable Luminaire | Direct Wired | Forward Phase Cut Controls | 60 | 3117 | 0.0008 | 92 | 65 | 252 | 0.98 | Ambient | 15000 |  |  | 99999 | 0.01 | 17 | 17 | 0.18 | 0.02 | 0.01 | 0.01 | 0 | 0 | 0.92 | 0.14 | 0.12 | 0.1 | 0 | 0 | 0.92 | 0.27 | 0.12 | 0.06 | 0.02 | 0.01 | True |  | Non Federally-Regulated | 10/29/2018 |  | 09/22/2020
Generation Brands | Element | EMT927**** | Light Emitting Diode | Inseparable Luminaire | Direct Wired | Forward Phase Cut Controls | 60 | 3117 | 0.0008 | 92 | 65 | 252 | 0.98 | Ambient | 15000 |  |  | 99999 | 0.01 | 17 | 17 | 0.18 | 0.02 | 0.01 | 0.01 | 0 | 0 | 0.92 | 0.14 | 0.12 | 0.1 | 0 | 0 | 0.92 | 0.27 | 0.12 | 0.06 | 0.02 | 0.01 | True |  | Non Federally-Regulated | 10/29/2018 |  | 09/22/2020
Generation Brands | Element | EMT927*** | Light Emitting Diode | Inseparable Luminaire | Direct Wired | Forward Phase Cut Controls | 60 | 3117 | 0.0008 | 92 | 65 | 252 | 0.98 | Ambient | 15000 |  |  | 99999 | 0.01 | 17 | 17 | 0.18 | 0.02 | 0.01 | 0.01 | 0 | 0 | 0.92 | 0.14 | 0.12 | 0.1 | 0 | 0 | 0.92 | 0.27 | 0.12 | 0.06 | 0.02 | 0.01 | True |  | Non Federally-Regulated | 10/29/2018 |  | 09/22/2020
Generation Brands | Element | EMT935**** | Light Emitting Diode | Inseparable Luminaire | Direct Wired | Forward Phase Cut Controls | 60 | 3117 | 0.0008 | 92 | 65 | 252 | 0.98 | Ambient | 15000 |  |  | 99999 | 0.01 | 17 | 17 | 0.18 | 0.02 | 0.01 | 0.01 | 0 | 0 | 0.92 | 0.14 | 0.12 | 0.1 | 0 | 0 | 0.92 | 0.27 | 0.12 | 0.06 | 0.02 | 0.01 | True |  | Non Federally-Regulated | 10/29/2018 |  | 09/22/2020
Generation Brands | Element | EMT935*** | Light Emitting Diode | Inseparable Luminaire | Direct Wired | Forward Phase Cut Controls | 60 | 3117 | 0.0008 | 92 | 65 | 252 | 0.98 | Ambient | 15000 |  |  | 99999 | 0.01 | 17 | 17 | 0.18 | 0.02 | 0.01 | 0.01 | 0 | 0 | 0.92 | 0.14 | 0.12 | 0.1 | 0 | 0 | 0.92 | 0.27 | 0.12 | 0.06 | 0.02 | 0.01 | True |  | Non Federally-Regulated | 10/29/2018 |  | 09/22/2020
Generation Brands | Element | RLS34****9******1 | Light Emitting Diode | Inseparable Luminaire | Direct Wired | Forward Phase Cut Controls | 90 | 2639 | 0.0026 | 94 | 63 | 226 | 0.98 | Ambient | 15000 |  |  | 60000 | 0.01 | 14 | 14 | 0.22 | 0.02 | 0.01 | 0.01 | 0 | 0 | 0.62 | 0.1 | 0.09 | 0.08 | 0 | 0 | 0.62 | 0.1 | 0.06 | 0.04 | 0 | 0 | True |  | Non Federally-Regulated | 11/09/2018 |  | 09/22/2020
Generation Brands | Element | RLS34****9*******1 | Light Emitting Diode | Inseparable Luminaire | Direct Wired | Forward Phase Cut Controls | 90 | 2639 | 0.0026 | 94 | 63 | 226 | 0.98 | Ambient | 15000 |  |  | 60000 | 0.01 | 14 | 14 | 0.22 | 0.02 | 0.01 | 0.01 | 0 | 0 | 0.62 | 0.1 | 0.09 | 0.08 | 0 | 0 | 0.62 | 0.1 | 0.06 | 0.04 | 0 | 0 | True |  | Non Federally-Regulated | 11/09/2018 |  | 09/22/2020
Generation Brands | Element | RLS34****9********1 | Light Emitting Diode | Inseparable Luminaire | Direct Wired | Forward Phase Cut Controls | 90 | 2639 | 0.0026 | 94 | 63 | 226 | 0.98 | Ambient | 15000 |  |  | 60000 | 0.01 | 14 | 14 | 0.22 | 0.02 | 0.01 | 0.01 | 0 | 0 | 0.62 | 0.1 | 0.09 | 0.08 | 0 | 0 | 0.62 | 0.1 | 0.06 | 0.04 | 0 | 0 | True |  | Non Federally-Regulated | 11/09/2018 |  | 09/22/2020
Generation Brands | Element | RLS36****9******1 | Light Emitting Diode | Inseparable Luminaire | Direct Wired | Forward Phase Cut Controls | 90 | 2639 | 0.0026 | 94 | 63 | 226 | 0.98 | Ambient | 15000 |  |  | 60000 | 0.01 | 14 | 14 | 0.22 | 0.02 | 0.01 | 0.01 | 0 | 0 | 0.62 | 0.1 | 0.09 | 0.08 | 0 | 0 | 0.62 | 0.1 | 0.06 | 0.04 | 0 | 0 | True |  | Non Federally-Regulated | 11/09/2018 |  | 09/22/2020
Generation Brands | Element | RLS36****9*******1 | Light Emitting Diode | Inseparable Luminaire | Direct Wired | Forward Phase Cut Controls | 90 | 2639 | 0.0026 | 94 | 63 | 226 | 0.98 | Ambient | 15000 |  |  | 60000 | 0.01 | 14 | 14 | 0.22 | 0.02 | 0.01 | 0.01 | 0 | 0 | 0.62 | 0.1 | 0.09 | 0.08 | 0 | 0 | 0.62 | 0.1 | 0.06 | 0.04 | 0 | 0 | True |  | Non Federally-Regulated | 11/09/2018 |  | 09/22/2020
Generation Brands | Element | RLS36****9********1 | Light Emitting Diode | Inseparable Luminaire | Direct Wired | Forward Phase Cut Controls | 90 | 2639 | 0.0026 | 94 | 63 | 226 | 0.98 | Ambient | 15000 |  |  | 60000 | 0.01 | 14 | 14 | 0.22 | 0.02 | 0.01 | 0.01 | 0 | 0 | 0.62 | 0.1 | 0.09 | 0.08 | 0 | 0 | 0.62 | 0.1 | 0.06 | 0.04 | 0 | 0 | True |  | Non Federally-Regulated | 11/09/2018 |  | 09/22/2020
Generation Brands | Element | RLS38****9******1 | Light Emitting Diode | Inseparable Luminaire | Direct Wired | Forward Phase Cut Controls | 90 | 2639 | 0.0026 | 94 | 63 | 226 | 0.98 | Ambient | 15000 |  |  | 60000 | 0.01 | 14 | 14 | 0.22 | 0.02 | 0.01 | 0.01 | 0 | 0 | 0.62 | 0.1 | 0.09 | 0.08 | 0 | 0 | 0.62 | 0.1 | 0.06 | 0.04 | 0 | 0 | True |  | Non Federally-Regulated | 11/09/2018 |  | 09/22/2020
Generation Brands | Element | RLS38****9*******1 | Light Emitting Diode | Inseparable Luminaire | Direct Wired | Forward Phase Cut Controls | 90 | 2639 | 0.0026 | 94 | 63 | 226 | 0.98 | Ambient | 15000 |  |  | 60000 | 0.01 | 14 | 14 | 0.22 | 0.02 | 0.01 | 0.01 | 0 | 0 | 0.62 | 0.1 | 0.09 | 0.08 | 0 | 0 | 0.62 | 0.1 | 0.06 | 0.04 | 0 | 0 | True |  | Non Federally-Regulated | 11/09/2018 |  | 09/22/2020
Generation Brands | Element | RLS38****9********1 | Light Emitting Diode | Inseparable Luminaire | Direct Wired | Forward Phase Cut Controls | 90 | 2639 | 0.0026 | 94 | 63 | 226 | 0.98 | Ambient | 15000 |  |  | 60000 | 0.01 | 14 | 14 | 0.22 | 0.02 | 0.01 | 0.01 | 0 | 0 | 0.62 | 0.1 | 0.09 | 0.08 | 0 | 0 | 0.62 | 0.1 | 0.06 | 0.04 | 0 | 0 | True |  | Non Federally-Regulated | 11/09/2018 |  | 09/22/2020
Generation Brands | Element | RLS3L***9******1 | Light Emitting Diode | Inseparable Luminaire | Direct Wired | Forward Phase Cut Controls | 90 | 2639 | 0.0026 | 94 | 63 | 226 | 0.98 | Ambient | 15000 |  |  | 60000 | 0.01 | 14 | 14 | 0.22 | 0.02 | 0.01 | 0.01 | 0 | 0 | 0.62 | 0.1 | 0.09 | 0.08 | 0 | 0 | 0.62 | 0.1 | 0.06 | 0.04 | 0 | 0 | True |  | Non Federally-Regulated | 11/09/2018 |  | 09/22/2020
Generation Brands | Element | RLS3L***9*******1 | Light Emitting Diode | Inseparable Luminaire | Direct Wired | Forward Phase Cut Controls | 90 | 2639 | 0.0026 | 94 | 63 | 226 | 0.98 | Ambient | 15000 |  |  | 60000 | 0.01 | 14 | 14 | 0.22 | 0.02 | 0.01 | 0.01 | 0 | 0 | 0.62 | 0.1 | 0.09 | 0.08 | 0 | 0 | 0.62 | 0.1 | 0.06 | 0.04 | 0 | 0 | True |  | Non Federally-Regulated | 11/09/2018 |  | 09/22/2020
Generation Brands | Element | RLS3L***9********1 | Light Emitting Diode | Inseparable Luminaire | Direct Wired | Forward Phase Cut Controls | 90 | 2639 | 0.0026 | 94 | 63 | 226 | 0.98 | Ambient | 15000 |  |  | 60000 | 0.01 | 14 | 14 | 0.22 | 0.02 | 0.01 | 0.01 | 0 | 0 | 0.62 | 0.1 | 0.09 | 0.08 | 0 | 0 | 0.62 | 0.1 | 0.06 | 0.04 | 0 | 0 | True |  | Non Federally-Regulated | 11/09/2018 |  | 09/22/2020
Generation Brands | Element | RLS3LPF***9******1 | Light Emitting Diode | Inseparable Luminaire | Direct Wired | Forward Phase Cut Controls | 90 | 2639 | 0.0026 | 94 | 63 | 226 | 0.98 | Ambient | 15000 |  |  | 60000 | 0.01 | 14 | 14 | 0.22 | 0.02 | 0.01 | 0.01 | 0 | 0 | 0.62 | 0.1 | 0.09 | 0.08 | 0 | 0 | 0.62 | 0.1 | 0.06 | 0.04 | 0 | 0 | True |  | Non Federally-Regulated | 11/09/2018 |  | 09/22/2020
Generation Brands | Element | RLS3LPF***9*******1 | Light Emitting Diode | Inseparable Luminaire | Direct Wired | Forward Phase Cut Controls | 90 | 2639 | 0.0026 | 94 | 63 | 226 | 0.98 | Ambient | 15000 |  |  | 60000 | 0.01 | 14 | 14 | 0.22 | 0.02 | 0.01 | 0.01 | 0 | 0 | 0.62 | 0.1 | 0.09 | 0.08 | 0 | 0 | 0.62 | 0.1 | 0.06 | 0.04 | 0 | 0 | True |  | Non Federally-Regulated | 11/09/2018 |  | 09/22/2020
Generation Brands | Element | RLS3LPF***9********1 | Light Emitting Diode | Inseparable Luminaire | Direct Wired | Forward Phase Cut Controls | 90 | 2639 | 0.0026 | 94 | 63 | 226 | 0.98 | Ambient | 15000 |  |  | 60000 | 0.01 | 14 | 14 | 0.22 | 0.02 | 0.01 | 0.01 | 0 | 0 | 0.62 | 0.1 | 0.09 | 0.08 | 0 | 0 | 0.62 | 0.1 | 0.06 | 0.04 | 0 | 0 | True |  | Non Federally-Regulated | 11/09/2018 |  | 09/22/2020
Generation Brands | Element | RLS3WTC***9******1 | Light Emitting Diode | Inseparable Luminaire | Direct Wired | Forward Phase Cut Controls | 90 | 2639 | 0.0026 | 94 | 63 | 226 | 0.98 | Ambient | 15000 |  |  | 60000 | 0.01 | 14 | 14 | 0.22 | 0.02 | 0.01 | 0.01 | 0 | 0 | 0.62 | 0.1 | 0.09 | 0.08 | 0 | 0 | 0.62 | 0.1 | 0.06 | 0.04 | 0 | 0 | True |  | Non Federally-Regulated | 11/09/2018 |  | 09/22/2020
Generation Brands | Element | RLS3WTC***9*******1 | Light Emitting Diode | Inseparable Luminaire | Direct Wired | Forward Phase Cut Controls | 90 | 2639 | 0.0026 | 94 | 63 | 226 | 0.98 | Ambient | 15000 |  |  | 60000 | 0.01 | 14 | 14 | 0.22 | 0.02 | 0.01 | 0.01 | 0 | 0 | 0.62 | 0.1 | 0.09 | 0.08 | 0 | 0 | 0.62 | 0.1 | 0.06 | 0.04 | 0 | 0 | True |  | Non Federally-Regulated | 11/09/2018 |  | 09/22/2020
Generation Brands | Element | RLS3WTC***9********1 | Light Emitting Diode | Inseparable Luminaire | Direct Wired | Forward Phase Cut Controls | 90 | 2639 | 0.0026 | 94 | 63 | 226 | 0.98 | Ambient | 15000 |  |  | 60000 | 0.01 | 14 | 14 | 0.22 | 0.02 | 0.01 | 0.01 | 0 | 0 | 0.62 | 0.1 | 0.09 | 0.08 | 0 | 0 | 0.62 | 0.1 | 0.06 | 0.04 | 0 | 0 | True |  | Non Federally-Regulated | 11/09/2018 |  | 09/22/2020
Generation Brands | Element | FLS34**9*** | Light Emitting Diode | Inseparable Luminaire | Direct Wired | Forward Phase Cut Controls | 90 | 2639 | 0.0026 | 94 | 63 | 226 | 0.98 | Ambient | 15000 |  |  | 60000 | 0.01 | 14 | 14 | 0.22 | 0.02 | 0.01 | 0.01 | 0 | 0 | 0.62 | 0.1 | 0.09 | 0.08 | 0 | 0 | 0.62 | 0.1 | 0.06 | 0.04 | 0 | 0 | True |  | Non Federally-Regulated | 11/09/2018 |  | 09/22/2020
Generation Brands | Element | FLS34**9******* | Light Emitting Diode | Inseparable Luminaire | Direct Wired | Forward Phase Cut Controls | 90 | 2639 | 0.0026 | 94 | 63 | 226 | 0.98 | Ambient | 15000 |  |  | 60000 | 0.01 | 14 | 14 | 0.22 | 0.02 | 0.01 | 0.01 | 0 | 0 | 0.62 | 0.1 | 0.09 | 0.08 | 0 | 0 | 0.62 | 0.1 | 0.06 | 0.04 | 0 | 0 | True |  | Non Federally-Regulated | 11/09/2018 |  | 09/22/2020
Generation Brands | Element | FLS34**9******** | Light Emitting Diode | Inseparable Luminaire | Direct Wired | Forward Phase Cut Controls | 90 | 2639 | 0.0026 | 94 | 63 | 226 | 0.98 | Ambient | 15000 |  |  | 60000 | 0.01 | 14 | 14 | 0.22 | 0.02 | 0.01 | 0.01 | 0 | 0 | 0.62 | 0.1 | 0.09 | 0.08 | 0 | 0 | 0.62 | 0.1 | 0.06 | 0.04 | 0 | 0 | True |  | Non Federally-Regulated | 11/09/2018 |  | 09/22/2020
Generation Brands | Element | FLS36**9*** | Light Emitting Diode | Inseparable Luminaire | Direct Wired | Forward Phase Cut Controls | 90 | 2639 | 0.0026 | 94 | 63 | 226 | 0.98 | Ambient | 15000 |  |  | 60000 | 0.01 | 14 | 14 | 0.22 | 0.02 | 0.01 | 0.01 | 0 | 0 | 0.62 | 0.1 | 0.09 | 0.08 | 0 | 0 | 0.62 | 0.1 | 0.06 | 0.04 | 0 | 0 | True |  | Non Federally-Regulated | 11/09/2018 |  | 09/22/2020
Generation Brands | Element | FLS36**9******* | Light Emitting Diode | Inseparable Luminaire | Direct Wired | Forward Phase Cut Controls | 90 | 2639 | 0.0026 | 94 | 63 | 226 | 0.98 | Ambient | 15000 |  |  | 60000 | 0.01 | 14 | 14 | 0.22 | 0.02 | 0.01 | 0.01 | 0 | 0 | 0.62 | 0.1 | 0.09 | 0.08 | 0 | 0 | 0.62 | 0.1 | 0.06 | 0.04 | 0 | 0 | True |  | Non Federally-Regulated | 11/09/2018 |  | 09/22/2020
Generation Brands | Element | FLS36**9******** | Light Emitting Diode | Inseparable Luminaire | Direct Wired | Forward Phase Cut Controls | 90 | 2639 | 0.0026 | 94 | 63 | 226 | 0.98 | Ambient | 15000 |  |  | 60000 | 0.01 | 14 | 14 | 0.22 | 0.02 | 0.01 | 0.01 | 0 | 0 | 0.62 | 0.1 | 0.09 | 0.08 | 0 | 0 | 0.62 | 0.1 | 0.06 | 0.04 | 0 | 0 | True |  | Non Federally-Regulated | 11/09/2018 |  | 09/22/2020
Generation Brands | Element | FLS38**9*** | Light Emitting Diode | Inseparable Luminaire | Direct Wired | Forward Phase Cut Controls | 90 | 2639 | 0.0026 | 94 | 63 | 226 | 0.98 | Ambient | 15000 |  |  | 60000 | 0.01 | 14 | 14 | 0.22 | 0.02 | 0.01 | 0.01 | 0 | 0 | 0.62 | 0.1 | 0.09 | 0.08 | 0 | 0 | 0.62 | 0.1 | 0.06 | 0.04 | 0 | 0 | True |  | Non Federally-Regulated | 11/09/2018 |  | 09/22/2020
Generation Brands | Element | FLS38**9******* | Light Emitting Diode | Inseparable Luminaire | Direct Wired | Forward Phase Cut Controls | 90 | 2639 | 0.0026 | 94 | 63 | 226 | 0.98 | Ambient | 15000 |  |  | 60000 | 0.01 | 14 | 14 | 0.22 | 0.02 | 0.01 | 0.01 | 0 | 0 | 0.62 | 0.1 | 0.09 | 0.08 | 0 | 0 | 0.62 | 0.1 | 0.06 | 0.04 | 0 | 0 | True |  | Non Federally-Regulated | 11/09/2018 |  | 09/22/2020
Generation Brands | Element | FLS38**9******** | Light Emitting Diode | Inseparable Luminaire | Direct Wired | Forward Phase Cut Controls | 90 | 2639 | 0.0026 | 94 | 63 | 226 | 0.98 | Ambient | 15000 |  |  | 60000 | 0.01 | 14 | 14 | 0.22 | 0.02 | 0.01 | 0.01 | 0 | 0 | 0.62 | 0.1 | 0.09 | 0.08 | 0 | 0 | 0.62 | 0.1 | 0.06 | 0.04 | 0 | 0 | True |  | Non Federally-Regulated | 11/09/2018 |  | 09/22/2020
Generation Brands | Element | FLS34**9***-EM | Light Emitting Diode | Inseparable Luminaire | Direct Wired | Forward Phase Cut Controls | 90 | 2639 | 0.0026 | 94 | 63 | 226 | 0.98 | Ambient | 15000 |  |  | 60000 | 0.01 | 14 | 14 | 0.22 | 0.02 | 0.01 | 0.01 | 0 | 0 | 0.62 | 0.1 | 0.09 | 0.08 | 0 | 0 | 0.62 | 0.1 | 0.06 | 0.04 | 0 | 0 | True |  | Non Federally-Regulated | 11/09/2018 |  | 09/22/2020
Generation Brands | Element | FLS34**9*******-EM | Light Emitting Diode | Inseparable Luminaire | Direct Wired | Forward Phase Cut Controls | 90 | 2639 | 0.0026 | 94 | 63 | 226 | 0.98 | Ambient | 15000 |  |  | 60000 | 0.01 | 14 | 14 | 0.22 | 0.02 | 0.01 | 0.01 | 0 | 0 | 0.62 | 0.1 | 0.09 | 0.08 | 0 | 0 | 0.62 | 0.1 | 0.06 | 0.04 | 0 | 0 | True |  | Non Federally-Regulated | 11/09/2018 |  | 09/22/2020
Generation Brands | Element | FLS34**9********-EM | Light Emitting Diode | Inseparable Luminaire | Direct Wired | Forward Phase Cut Controls | 90 | 2639 | 0.0026 | 94 | 63 | 226 | 0.98 | Ambient | 15000 |  |  | 60000 | 0.01 | 14 | 14 | 0.22 | 0.02 | 0.01 | 0.01 | 0 | 0 | 0.62 | 0.1 | 0.09 | 0.08 | 0 | 0 | 0.62 | 0.1 | 0.06 | 0.04 | 0 | 0 | True |  | Non Federally-Regulated | 11/09/2018 |  | 09/22/2020
Generation Brands | Element | FLS36**9***-EM | Light Emitting Diode | Inseparable Luminaire | Direct Wired | Forward Phase Cut Controls | 90 | 2639 | 0.0026 | 94 | 63 | 226 | 0.98 | Ambient | 15000 |  |  | 60000 | 0.01 | 14 | 14 | 0.22 | 0.02 | 0.01 | 0.01 | 0 | 0 | 0.62 | 0.1 | 0.09 | 0.08 | 0 | 0 | 0.62 | 0.1 | 0.06 | 0.04 | 0 | 0 | True |  | Non Federally-Regulated | 11/09/2018 |  | 09/22/2020
Generation Brands | Element | FLS36**9*******-EM | Light Emitting Diode | Inseparable Luminaire | Direct Wired | Forward Phase Cut Controls | 90 | 2639 | 0.0026 | 94 | 63 | 226 | 0.98 | Ambient | 15000 |  |  | 60000 | 0.01 | 14 | 14 | 0.22 | 0.02 | 0.01 | 0.01 | 0 | 0 | 0.62 | 0.1 | 0.09 | 0.08 | 0 | 0 | 0.62 | 0.1 | 0.06 | 0.04 | 0 | 0 | True |  | Non Federally-Regulated | 11/09/2018 |  | 09/22/2020
Generation Brands | Element | FLS36**9********-EM | Light Emitting Diode | Inseparable Luminaire | Direct Wired | Forward Phase Cut Controls | 90 | 2639 | 0.0026 | 94 | 63 | 226 | 0.98 | Ambient | 15000 |  |  | 60000 | 0.01 | 14 | 14 | 0.22 | 0.02 | 0.01 | 0.01 | 0 | 0 | 0.62 | 0.1 | 0.09 | 0.08 | 0 | 0 | 0.62 | 0.1 | 0.06 | 0.04 | 0 | 0 | True |  | Non Federally-Regulated | 11/09/2018 |  | 09/22/2020
Generation Brands | Element | FLS38**9***-EM | Light Emitting Diode | Inseparable Luminaire | Direct Wired | Forward Phase Cut Controls | 90 | 2639 | 0.0026 | 94 | 63 | 226 | 0.98 | Ambient | 15000 |  |  | 60000 | 0.01 | 14 | 14 | 0.22 | 0.02 | 0.01 | 0.01 | 0 | 0 | 0.62 | 0.1 | 0.09 | 0.08 | 0 | 0 | 0.62 | 0.1 | 0.06 | 0.04 | 0 | 0 | True |  | Non Federally-Regulated | 11/09/2018 |  | 09/22/2020
Generation Brands | Element | FLS38**9*******-EM | Light Emitting Diode | Inseparable Luminaire | Direct Wired | Forward Phase Cut Controls | 90 | 2639 | 0.0026 | 94 | 63 | 226 | 0.98 | Ambient | 15000 |  |  | 60000 | 0.01 | 14 | 14 | 0.22 | 0.02 | 0.01 | 0.01 | 0 | 0 | 0.62 | 0.1 | 0.09 | 0.08 | 0 | 0 | 0.62 | 0.1 | 0.06 | 0.04 | 0 | 0 | True |  | Non Federally-Regulated | 11/09/2018 |  | 09/22/2020
Generation Brands | Element | FLS38**9********-EM | Light Emitting Diode | Inseparable Luminaire | Direct Wired | Forward Phase Cut Controls | 90 | 2639 | 0.0026 | 94 | 63 | 226 | 0.98 | Ambient | 15000 |  |  | 60000 | 0.01 | 14 | 14 | 0.22 | 0.02 | 0.01 | 0.01 | 0 | 0 | 0.62 | 0.1 | 0.09 | 0.08 | 0 | 0 | 0.62 | 0.1 | 0.06 | 0.04 | 0 | 0 | True |  | Non Federally-Regulated | 11/09/2018 |  | 09/22/2020
Generation Brands | Element | FLS3L**9*** | Light Emitting Diode | Inseparable Luminaire | Direct Wired | Forward Phase Cut Controls | 90 | 2639 | 0.0026 | 94 | 63 | 226 | 0.98 | Ambient | 15000 |  |  | 60000 | 0.01 | 14 | 14 | 0.22 | 0.02 | 0.01 | 0.01 | 0 | 0 | 0.62 | 0.1 | 0.09 | 0.08 | 0 | 0 | 0.62 | 0.1 | 0.06 | 0.04 | 0 | 0 | True |  | Non Federally-Regulated | 11/09/2018 |  | 09/22/2020
Generation Brands | Element | FLS3L**9******* | Light Emitting Diode | Inseparable Luminaire | Direct Wired | Forward Phase Cut Controls | 90 | 2639 | 0.0026 | 94 | 63 | 226 | 0.98 | Ambient | 15000 |  |  | 60000 | 0.01 | 14 | 14 | 0.22 | 0.02 | 0.01 | 0.01 | 0 | 0 | 0.62 | 0.1 | 0.09 | 0.08 | 0 | 0 | 0.62 | 0.1 | 0.06 | 0.04 | 0 | 0 | True |  | Non Federally-Regulated | 11/09/2018 |  | 09/22/2020
Generation Brands | Element | FLS3L**9******** | Light Emitting Diode | Inseparable Luminaire | Direct Wired | Forward Phase Cut Controls | 90 | 2639 | 0.0026 | 94 | 63 | 226 | 0.98 | Ambient | 15000 |  |  | 60000 | 0.01 | 14 | 14 | 0.22 | 0.02 | 0.01 | 0.01 | 0 | 0 | 0.62 | 0.1 | 0.09 | 0.08 | 0 | 0 | 0.62 | 0.1 | 0.06 | 0.04 | 0 | 0 | True |  | Non Federally-Regulated | 11/09/2018 |  | 09/22/2020
Generation Brands | Element | SLS34******9*** | Light Emitting Diode | Inseparable Luminaire | Direct Wired | Forward Phase Cut Controls | 90 | 2639 | 0.0026 | 94 | 63 | 226 | 0.98 | Ambient | 15000 |  |  | 60000 | 0.01 | 14 | 14 | 0.22 | 0.02 | 0.01 | 0.01 | 0 | 0 | 0.62 | 0.1 | 0.09 | 0.08 | 0 | 0 | 0.62 | 0.1 | 0.06 | 0.04 | 0 | 0 | True |  | Non Federally-Regulated | 11/09/2018 |  | 09/22/2020
Generation Brands | Element | SLS34******9******* | Light Emitting Diode | Inseparable Luminaire | Direct Wired | Forward Phase Cut Controls | 90 | 2639 | 0.0026 | 94 | 63 | 226 | 0.98 | Ambient | 15000 |  |  | 60000 | 0.01 | 14 | 14 | 0.22 | 0.02 | 0.01 | 0.01 | 0 | 0 | 0.62 | 0.1 | 0.09 | 0.08 | 0 | 0 | 0.62 | 0.1 | 0.06 | 0.04 | 0 | 0 | True |  | Non Federally-Regulated | 11/09/2018 |  | 09/22/2020
Generation Brands | Element | SLS34******9******** | Light Emitting Diode | Inseparable Luminaire | Direct Wired | Forward Phase Cut Controls | 90 | 2639 | 0.0026 | 94 | 63 | 226 | 0.98 | Ambient | 15000 |  |  | 60000 | 0.01 | 14 | 14 | 0.22 | 0.02 | 0.01 | 0.01 | 0 | 0 | 0.62 | 0.1 | 0.09 | 0.08 | 0 | 0 | 0.62 | 0.1 | 0.06 | 0.04 | 0 | 0 | True |  | Non Federally-Regulated | 11/09/2018 |  | 09/22/2020
Generation Brands | Element | SLS36******9*** | Light Emitting Diode | Inseparable Luminaire | Direct Wired | Forward Phase Cut Controls | 90 | 2639 | 0.0026 | 94 | 63 | 226 | 0.98 | Ambient | 15000 |  |  | 60000 | 0.01 | 14 | 14 | 0.22 | 0.02 | 0.01 | 0.01 | 0 | 0 | 0.62 | 0.1 | 0.09 | 0.08 | 0 | 0 | 0.62 | 0.1 | 0.06 | 0.04 | 0 | 0 | True |  | Non Federally-Regulated | 11/09/2018 |  | 09/22/2020
Generation Brands | Element | SLS36******9******* | Light Emitting Diode | Inseparable Luminaire | Direct Wired | Forward Phase Cut Controls | 90 | 2639 | 0.0026 | 94 | 63 | 226 | 0.98 | Ambient | 15000 |  |  | 60000 | 0.01 | 14 | 14 | 0.22 | 0.02 | 0.01 | 0.01 | 0 | 0 | 0.62 | 0.1 | 0.09 | 0.08 | 0 | 0 | 0.62 | 0.1 | 0.06 | 0.04 | 0 | 0 | True |  | Non Federally-Regulated | 11/09/2018 |  | 09/22/2020
Generation Brands | Element | SLS36******9******** | Light Emitting Diode | Inseparable Luminaire | Direct Wired | Forward Phase Cut Controls | 90 | 2639 | 0.0026 | 94 | 63 | 226 | 0.98 | Ambient | 15000 |  |  | 60000 | 0.01 | 14 | 14 | 0.22 | 0.02 | 0.01 | 0.01 | 0 | 0 | 0.62 | 0.1 | 0.09 | 0.08 | 0 | 0 | 0.62 | 0.1 | 0.06 | 0.04 | 0 | 0 | True |  | Non Federally-Regulated | 11/09/2018 |  | 09/22/2020
Generation Brands | Element | SLS38******9*** | Light Emitting Diode | Inseparable Luminaire | Direct Wired | Forward Phase Cut Controls | 90 | 2639 | 0.0026 | 94 | 63 | 226 | 0.98 | Ambient | 15000 |  |  | 60000 | 0.01 | 14 | 14 | 0.22 | 0.02 | 0.01 | 0.01 | 0 | 0 | 0.62 | 0.1 | 0.09 | 0.08 | 0 | 0 | 0.62 | 0.1 | 0.06 | 0.04 | 0 | 0 | True |  | Non Federally-Regulated | 11/09/2018 |  | 09/22/2020
Generation Brands | Element | SLS38******9******* | Light Emitting Diode | Inseparable Luminaire | Direct Wired | Forward Phase Cut Controls | 90 | 2639 | 0.0026 | 94 | 63 | 226 | 0.98 | Ambient | 15000 |  |  | 60000 | 0.01 | 14 | 14 | 0.22 | 0.02 | 0.01 | 0.01 | 0 | 0 | 0.62 | 0.1 | 0.09 | 0.08 | 0 | 0 | 0.62 | 0.1 | 0.06 | 0.04 | 0 | 0 | True |  | Non Federally-Regulated | 11/09/2018 |  | 09/22/2020
Generation Brands | Element | SLS38******9******** | Light Emitting Diode | Inseparable Luminaire | Direct Wired | Forward Phase Cut Controls | 90 | 2639 | 0.0026 | 94 | 63 | 226 | 0.98 | Ambient | 15000 |  |  | 60000 | 0.01 | 14 | 14 | 0.22 | 0.02 | 0.01 | 0.01 | 0 | 0 | 0.62 | 0.1 | 0.09 | 0.08 | 0 | 0 | 0.62 | 0.1 | 0.06 | 0.04 | 0 | 0 | True |  | Non Federally-Regulated | 11/09/2018 |  | 09/22/2020
Generation Brands | Element | SLS34******9***-EM | Light Emitting Diode | Inseparable Luminaire | Direct Wired | Forward Phase Cut Controls | 90 | 2639 | 0.0026 | 94 | 63 | 226 | 0.98 | Ambient | 15000 |  |  | 60000 | 0.01 | 14 | 14 | 0.22 | 0.02 | 0.01 | 0.01 | 0 | 0 | 0.62 | 0.1 | 0.09 | 0.08 | 0 | 0 | 0.62 | 0.1 | 0.06 | 0.04 | 0 | 0 | True |  | Non Federally-Regulated | 11/09/2018 |  | 09/22/2020
Generation Brands | Element | SLS34******9*******-EM | Light Emitting Diode | Inseparable Luminaire | Direct Wired | Forward Phase Cut Controls | 90 | 2639 | 0.0026 | 94 | 63 | 226 | 0.98 | Ambient | 15000 |  |  | 60000 | 0.01 | 14 | 14 | 0.22 | 0.02 | 0.01 | 0.01 | 0 | 0 | 0.62 | 0.1 | 0.09 | 0.08 | 0 | 0 | 0.62 | 0.1 | 0.06 | 0.04 | 0 | 0 | True |  | Non Federally-Regulated | 11/09/2018 |  | 09/22/2020
Generation Brands | Element | SLS34******9********-EM | Light Emitting Diode | Inseparable Luminaire | Direct Wired | Forward Phase Cut Controls | 90 | 2639 | 0.0026 | 94 | 63 | 226 | 0.98 | Ambient | 15000 |  |  | 60000 | 0.01 | 14 | 14 | 0.22 | 0.02 | 0.01 | 0.01 | 0 | 0 | 0.62 | 0.1 | 0.09 | 0.08 | 0 | 0 | 0.62 | 0.1 | 0.06 | 0.04 | 0 | 0 | True |  | Non Federally-Regulated | 11/09/2018 |  | 09/22/2020
Generation Brands | Element | SLS36******9***-EM | Light Emitting Diode | Inseparable Luminaire | Direct Wired | Forward Phase Cut Controls | 90 | 2639 | 0.0026 | 94 | 63 | 226 | 0.98 | Ambient | 15000 |  |  | 60000 | 0.01 | 14 | 14 | 0.22 | 0.02 | 0.01 | 0.01 | 0 | 0 | 0.62 | 0.1 | 0.09 | 0.08 | 0 | 0 | 0.62 | 0.1 | 0.06 | 0.04 | 0 | 0 | True |  | Non Federally-Regulated | 11/09/2018 |  | 09/22/2020
Generation Brands | Element | SLS36******9*******-EM | Light Emitting Diode | Inseparable Luminaire | Direct Wired | Forward Phase Cut Controls | 90 | 2639 | 0.0026 | 94 | 63 | 226 | 0.98 | Ambient | 15000 |  |  | 60000 | 0.01 | 14 | 14 | 0.22 | 0.02 | 0.01 | 0.01 | 0 | 0 | 0.62 | 0.1 | 0.09 | 0.08 | 0 | 0 | 0.62 | 0.1 | 0.06 | 0.04 | 0 | 0 | True |  | Non Federally-Regulated | 11/09/2018 |  | 09/22/2020
Generation Brands | Element | SLS36******9********-EM | Light Emitting Diode | Inseparable Luminaire | Direct Wired | Forward Phase Cut Controls | 90 | 2639 | 0.0026 | 94 | 63 | 226 | 0.98 | Ambient | 15000 |  |  | 60000 | 0.01 | 14 | 14 | 0.22 | 0.02 | 0.01 | 0.01 | 0 | 0 | 0.62 | 0.1 | 0.09 | 0.08 | 0 | 0 | 0.62 | 0.1 | 0.06 | 0.04 | 0 | 0 | True |  | Non Federally-Regulated | 11/09/2018 |  | 09/22/2020
Generation Brands | Element | SLS38******9***-EM | Light Emitting Diode | Inseparable Luminaire | Direct Wired | Forward Phase Cut Controls | 90 | 2639 | 0.0026 | 94 | 63 | 226 | 0.98 | Ambient | 15000 |  |  | 60000 | 0.01 | 14 | 14 | 0.22 | 0.02 | 0.01 | 0.01 | 0 | 0 | 0.62 | 0.1 | 0.09 | 0.08 | 0 | 0 | 0.62 | 0.1 | 0.06 | 0.04 | 0 | 0 | True |  | Non Federally-Regulated | 11/09/2018 |  | 09/22/2020
Generation Brands | Element | SLS38******9*******-EM | Light Emitting Diode | Inseparable Luminaire | Direct Wired | Forward Phase Cut Controls | 90 | 2639 | 0.0026 | 94 | 63 | 226 | 0.98 | Ambient | 15000 |  |  | 60000 | 0.01 | 14 | 14 | 0.22 | 0.02 | 0.01 | 0.01 | 0 | 0 | 0.62 | 0.1 | 0.09 | 0.08 | 0 | 0 | 0.62 | 0.1 | 0.06 | 0.04 | 0 | 0 | True |  | Non Federally-Regulated | 11/09/2018 |  | 09/22/2020
Generation Brands | Element | SLS38******9********-EM | Light Emitting Diode | Inseparable Luminaire | Direct Wired | Forward Phase Cut Controls | 90 | 2639 | 0.0026 | 94 | 63 | 226 | 0.98 | Ambient | 15000 |  |  | 60000 | 0.01 | 14 | 14 | 0.22 | 0.02 | 0.01 | 0.01 | 0 | 0 | 0.62 | 0.1 | 0.09 | 0.08 | 0 | 0 | 0.62 | 0.1 | 0.06 | 0.04 | 0 | 0 | True |  | Non Federally-Regulated | 11/09/2018 |  | 09/22/2020
Generation Brands | Element | SLS3L******9*** | Light Emitting Diode | Inseparable Luminaire | Direct Wired | Forward Phase Cut Controls | 90 | 2639 | 0.0026 | 94 | 63 | 226 | 0.98 | Ambient | 15000 |  |  | 60000 | 0.01 | 14 | 14 | 0.22 | 0.02 | 0.01 | 0.01 | 0 | 0 | 0.62 | 0.1 | 0.09 | 0.08 | 0 | 0 | 0.62 | 0.1 | 0.06 | 0.04 | 0 | 0 | True |  | Non Federally-Regulated | 11/09/2018 |  | 09/22/2020
Generation Brands | Element | SLS3L******9******* | Light Emitting Diode | Inseparable Luminaire | Direct Wired | Forward Phase Cut Controls | 90 | 2639 | 0.0026 | 94 | 63 | 226 | 0.98 | Ambient | 15000 |  |  | 60000 | 0.01 | 14 | 14 | 0.22 | 0.02 | 0.01 | 0.01 | 0 | 0 | 0.62 | 0.1 | 0.09 | 0.08 | 0 | 0 | 0.62 | 0.1 | 0.06 | 0.04 | 0 | 0 | True |  | Non Federally-Regulated | 11/09/2018 |  | 09/22/2020
Generation Brands | Element | SLS3L******9******** | Light Emitting Diode | Inseparable Luminaire | Direct Wired | Forward Phase Cut Controls | 90 | 2639 | 0.0026 | 94 | 63 | 226 | 0.98 | Ambient | 15000 |  |  | 60000 | 0.01 | 14 | 14 | 0.22 | 0.02 | 0.01 | 0.01 | 0 | 0 | 0.62 | 0.1 | 0.09 | 0.08 | 0 | 0 | 0.62 | 0.1 | 0.06 | 0.04 | 0 | 0 | True |  | Non Federally-Regulated | 11/09/2018 |  | 09/22/2020
Generation Brands | Element | RLS14***9******** | Light Emitting Diode | Inseparable Luminaire | Direct Wired | Forward Phase Cut Controls | 90 | 2639 | 0.0026 | 94 | 63 | 226 | 0.98 | Ambient | 15000 |  |  | 60000 | 0.01 | 14 | 14 | 0.22 | 0.02 | 0.01 | 0.01 | 0 | 0 | 0.62 | 0.1 | 0.09 | 0.08 | 0 | 0 | 0.62 | 0.1 | 0.06 | 0.04 | 0 | 0 | True |  | Non Federally-Regulated | 11/09/2018 |  | 09/22/2020
Generation Brands | Element | RLS14***9********* | Light Emitting Diode | Inseparable Luminaire | Direct Wired | Forward Phase Cut Controls | 90 | 2639 | 0.0026 | 94 | 63 | 226 | 0.98 | Ambient | 15000 |  |  | 60000 | 0.01 | 14 | 14 | 0.22 | 0.02 | 0.01 | 0.01 | 0 | 0 | 0.62 | 0.1 | 0.09 | 0.08 | 0 | 0 | 0.62 | 0.1 | 0.06 | 0.04 | 0 | 0 | True |  | Non Federally-Regulated | 11/09/2018 |  | 09/22/2020
Generation Brands | Element | RLS16***9******** | Light Emitting Diode | Inseparable Luminaire | Direct Wired | Forward Phase Cut Controls | 90 | 2639 | 0.0026 | 94 | 63 | 226 | 0.98 | Ambient | 15000 |  |  | 60000 | 0.01 | 14 | 14 | 0.22 | 0.02 | 0.01 | 0.01 | 0 | 0 | 0.62 | 0.1 | 0.09 | 0.08 | 0 | 0 | 0.62 | 0.1 | 0.06 | 0.04 | 0 | 0 | True |  | Non Federally-Regulated | 11/09/2018 |  | 09/22/2020
Generation Brands | Element | RLS16***9********* | Light Emitting Diode | Inseparable Luminaire | Direct Wired | Forward Phase Cut Controls | 90 | 2639 | 0.0026 | 94 | 63 | 226 | 0.98 | Ambient | 15000 |  |  | 60000 | 0.01 | 14 | 14 | 0.22 | 0.02 | 0.01 | 0.01 | 0 | 0 | 0.62 | 0.1 | 0.09 | 0.08 | 0 | 0 | 0.62 | 0.1 | 0.06 | 0.04 | 0 | 0 | True |  | Non Federally-Regulated | 11/09/2018 |  | 09/22/2020
Generation Brands | Element | RLS18***9******** | Light Emitting Diode | Inseparable Luminaire | Direct Wired | Forward Phase Cut Controls | 90 | 2639 | 0.0026 | 94 | 63 | 226 | 0.98 | Ambient | 15000 |  |  | 60000 | 0.01 | 14 | 14 | 0.22 | 0.02 | 0.01 | 0.01 | 0 | 0 | 0.62 | 0.1 | 0.09 | 0.08 | 0 | 0 | 0.62 | 0.1 | 0.06 | 0.04 | 0 | 0 | True |  | Non Federally-Regulated | 11/09/2018 |  | 09/22/2020
Generation Brands | Element | RLS18***9********* | Light Emitting Diode | Inseparable Luminaire | Direct Wired | Forward Phase Cut Controls | 90 | 2639 | 0.0026 | 94 | 63 | 226 | 0.98 | Ambient | 15000 |  |  | 60000 | 0.01 | 14 | 14 | 0.22 | 0.02 | 0.01 | 0.01 | 0 | 0 | 0.62 | 0.1 | 0.09 | 0.08 | 0 | 0 | 0.62 | 0.1 | 0.06 | 0.04 | 0 | 0 | True |  | Non Federally-Regulated | 11/09/2018 |  | 09/22/2020
Generation Brands | Element | RLS14L***9******** | Light Emitting Diode | Inseparable Luminaire | Direct Wired | Forward Phase Cut Controls | 90 | 2639 | 0.0026 | 94 | 63 | 226 | 0.98 | Ambient | 15000 |  |  | 60000 | 0.01 | 14 | 14 | 0.22 | 0.02 | 0.01 | 0.01 | 0 | 0 | 0.62 | 0.1 | 0.09 | 0.08 | 0 | 0 | 0.62 | 0.1 | 0.06 | 0.04 | 0 | 0 | True |  | Non Federally-Regulated | 11/09/2018 |  | 09/22/2020
Generation Brands | Element | RLS14L***9********* | Light Emitting Diode | Inseparable Luminaire | Direct Wired | Forward Phase Cut Controls | 90 | 2639 | 0.0026 | 94 | 63 | 226 | 0.98 | Ambient | 15000 |  |  | 60000 | 0.01 | 14 | 14 | 0.22 | 0.02 | 0.01 | 0.01 | 0 | 0 | 0.62 | 0.1 | 0.09 | 0.08 | 0 | 0 | 0.62 | 0.1 | 0.06 | 0.04 | 0 | 0 | True |  | Non Federally-Regulated | 11/09/2018 |  | 09/22/2020
Generation Brands | Element | RLS1L***9******** | Light Emitting Diode | Inseparable Luminaire | Direct Wired | Forward Phase Cut Controls | 90 | 2639 | 0.0026 | 94 | 63 | 226 | 0.98 | Ambient | 15000 |  |  | 60000 | 0.01 | 14 | 14 | 0.22 | 0.02 | 0.01 | 0.01 | 0 | 0 | 0.62 | 0.1 | 0.09 | 0.08 | 0 | 0 | 0.62 | 0.1 | 0.06 | 0.04 | 0 | 0 | True |  | Non Federally-Regulated | 11/09/2018 |  | 09/22/2020
Generation Brands | Element | RLS1L***9********* | Light Emitting Diode | Inseparable Luminaire | Direct Wired | Forward Phase Cut Controls | 90 | 2639 | 0.0026 | 94 | 63 | 226 | 0.98 | Ambient | 15000 |  |  | 60000 | 0.01 | 14 | 14 | 0.22 | 0.02 | 0.01 | 0.01 | 0 | 0 | 0.62 | 0.1 | 0.09 | 0.08 | 0 | 0 | 0.62 | 0.1 | 0.06 | 0.04 | 0 | 0 | True |  | Non Federally-Regulated | 11/09/2018 |  | 09/22/2020
Generation Brands | Element | RLS1WTC***9******** | Light Emitting Diode | Inseparable Luminaire | Direct Wired | Forward Phase Cut Controls | 90 | 2639 | 0.0026 | 94 | 63 | 226 | 0.98 | Ambient | 15000 |  |  | 60000 | 0.01 | 14 | 14 | 0.22 | 0.02 | 0.01 | 0.01 | 0 | 0 | 0.62 | 0.1 | 0.09 | 0.08 | 0 | 0 | 0.62 | 0.1 | 0.06 | 0.04 | 0 | 0 | True |  | Non Federally-Regulated | 11/09/2018 |  | 09/22/2020
Generation Brands | Element | RLS1WTC***9********* | Light Emitting Diode | Inseparable Luminaire | Direct Wired | Forward Phase Cut Controls | 90 | 2639 | 0.0026 | 94 | 63 | 226 | 0.98 | Ambient | 15000 |  |  | 60000 | 0.01 | 14 | 14 | 0.22 | 0.02 | 0.01 | 0.01 | 0 | 0 | 0.62 | 0.1 | 0.09 | 0.08 | 0 | 0 | 0.62 | 0.1 | 0.06 | 0.04 | 0 | 0 | True |  | Non Federally-Regulated | 11/09/2018 |  | 09/22/2020
Generation Brands | Element | FLS14*9******* | Light Emitting Diode | Inseparable Luminaire | Direct Wired | Forward Phase Cut Controls | 90 | 2639 | 0.0026 | 94 | 63 | 226 | 0.98 | Ambient | 15000 |  |  | 60000 | 0.01 | 14 | 14 | 0.22 | 0.02 | 0.01 | 0.01 | 0 | 0 | 0.62 | 0.1 | 0.09 | 0.08 | 0 | 0 | 0.62 | 0.1 | 0.06 | 0.04 | 0 | 0 | True |  | Non Federally-Regulated | 11/09/2018 |  | 09/22/2020
Generation Brands | Element | FLS14*9******** | Light Emitting Diode | Inseparable Luminaire | Direct Wired | Forward Phase Cut Controls | 90 | 2639 | 0.0026 | 94 | 63 | 226 | 0.98 | Ambient | 15000 |  |  | 60000 | 0.01 | 14 | 14 | 0.22 | 0.02 | 0.01 | 0.01 | 0 | 0 | 0.62 | 0.1 | 0.09 | 0.08 | 0 | 0 | 0.62 | 0.1 | 0.06 | 0.04 | 0 | 0 | True |  | Non Federally-Regulated | 11/09/2018 |  | 09/22/2020
Generation Brands | Element | FLS16*9******* | Light Emitting Diode | Inseparable Luminaire | Direct Wired | Forward Phase Cut Controls | 90 | 2639 | 0.0026 | 94 | 63 | 226 | 0.98 | Ambient | 15000 |  |  | 60000 | 0.01 | 14 | 14 | 0.22 | 0.02 | 0.01 | 0.01 | 0 | 0 | 0.62 | 0.1 | 0.09 | 0.08 | 0 | 0 | 0.62 | 0.1 | 0.06 | 0.04 | 0 | 0 | True |  | Non Federally-Regulated | 11/09/2018 |  | 09/22/2020
Generation Brands | Element | FLS16*9******** | Light Emitting Diode | Inseparable Luminaire | Direct Wired | Forward Phase Cut Controls | 90 | 2639 | 0.0026 | 94 | 63 | 226 | 0.98 | Ambient | 15000 |  |  | 60000 | 0.01 | 14 | 14 | 0.22 | 0.02 | 0.01 | 0.01 | 0 | 0 | 0.62 | 0.1 | 0.09 | 0.08 | 0 | 0 | 0.62 | 0.1 | 0.06 | 0.04 | 0 | 0 | True |  | Non Federally-Regulated | 11/09/2018 |  | 09/22/2020
Generation Brands | Element | FLS18*9******* | Light Emitting Diode | Inseparable Luminaire | Direct Wired | Forward Phase Cut Controls | 90 | 2639 | 0.0026 | 94 | 63 | 226 | 0.98 | Ambient | 15000 |  |  | 60000 | 0.01 | 14 | 14 | 0.22 | 0.02 | 0.01 | 0.01 | 0 | 0 | 0.62 | 0.1 | 0.09 | 0.08 | 0 | 0 | 0.62 | 0.1 | 0.06 | 0.04 | 0 | 0 | True |  | Non Federally-Regulated | 11/09/2018 |  | 09/22/2020
Generation Brands | Element | FLS18*9******** | Light Emitting Diode | Inseparable Luminaire | Direct Wired | Forward Phase Cut Controls | 90 | 2639 | 0.0026 | 94 | 63 | 226 | 0.98 | Ambient | 15000 |  |  | 60000 | 0.01 | 14 | 14 | 0.22 | 0.02 | 0.01 | 0.01 | 0 | 0 | 0.62 | 0.1 | 0.09 | 0.08 | 0 | 0 | 0.62 | 0.1 | 0.06 | 0.04 | 0 | 0 | True |  | Non Federally-Regulated | 11/09/2018 |  | 09/22/2020
Generation Brands | Element | FLS14*9*******EM | Light Emitting Diode | Inseparable Luminaire | Direct Wired | Forward Phase Cut Controls | 90 | 2639 | 0.0026 | 94 | 63 | 226 | 0.98 | Ambient | 15000 |  |  | 60000 | 0.01 | 14 | 14 | 0.22 | 0.02 | 0.01 | 0.01 | 0 | 0 | 0.62 | 0.1 | 0.09 | 0.08 | 0 | 0 | 0.62 | 0.1 | 0.06 | 0.04 | 0 | 0 | True |  | Non Federally-Regulated | 11/09/2018 |  | 09/22/2020
Generation Brands | Element | FLS14*9********EM | Light Emitting Diode | Inseparable Luminaire | Direct Wired | Forward Phase Cut Controls | 90 | 2639 | 0.0026 | 94 | 63 | 226 | 0.98 | Ambient | 15000 |  |  | 60000 | 0.01 | 14 | 14 | 0.22 | 0.02 | 0.01 | 0.01 | 0 | 0 | 0.62 | 0.1 | 0.09 | 0.08 | 0 | 0 | 0.62 | 0.1 | 0.06 | 0.04 | 0 | 0 | True |  | Non Federally-Regulated | 11/09/2018 |  | 09/22/2020
Generation Brands | Element | FLS16*9*******EM | Light Emitting Diode | Inseparable Luminaire | Direct Wired | Forward Phase Cut Controls | 90 | 2639 | 0.0026 | 94 | 63 | 226 | 0.98 | Ambient | 15000 |  |  | 60000 | 0.01 | 14 | 14 | 0.22 | 0.02 | 0.01 | 0.01 | 0 | 0 | 0.62 | 0.1 | 0.09 | 0.08 | 0 | 0 | 0.62 | 0.1 | 0.06 | 0.04 | 0 | 0 | True |  | Non Federally-Regulated | 11/09/2018 |  | 09/22/2020
Generation Brands | Element | FLS16*9********EM | Light Emitting Diode | Inseparable Luminaire | Direct Wired | Forward Phase Cut Controls | 90 | 2639 | 0.0026 | 94 | 63 | 226 | 0.98 | Ambient | 15000 |  |  | 60000 | 0.01 | 14 | 14 | 0.22 | 0.02 | 0.01 | 0.01 | 0 | 0 | 0.62 | 0.1 | 0.09 | 0.08 | 0 | 0 | 0.62 | 0.1 | 0.06 | 0.04 | 0 | 0 | True |  | Non Federally-Regulated | 11/09/2018 |  | 09/22/2020
Generation Brands | Element | FLS18*9*******EM | Light Emitting Diode | Inseparable Luminaire | Direct Wired | Forward Phase Cut Controls | 90 | 2639 | 0.0026 | 94 | 63 | 226 | 0.98 | Ambient | 15000 |  |  | 60000 | 0.01 | 14 | 14 | 0.22 | 0.02 | 0.01 | 0.01 | 0 | 0 | 0.62 | 0.1 | 0.09 | 0.08 | 0 | 0 | 0.62 | 0.1 | 0.06 | 0.04 | 0 | 0 | True |  | Non Federally-Regulated | 11/09/2018 |  | 09/22/2020
Generation Brands | Element | FLS18*9********EM | Light Emitting Diode | Inseparable Luminaire | Direct Wired | Forward Phase Cut Controls | 90 | 2639 | 0.0026 | 94 | 63 | 226 | 0.98 | Ambient | 15000 |  |  | 60000 | 0.01 | 14 | 14 | 0.22 | 0.02 | 0.01 | 0.01 | 0 | 0 | 0.62 | 0.1 | 0.09 | 0.08 | 0 | 0 | 0.62 | 0.1 | 0.06 | 0.04 | 0 | 0 | True |  | Non Federally-Regulated | 11/09/2018 |  | 09/22/2020
Generation Brands | Element | FLS1L*9******* | Light Emitting Diode | Inseparable Luminaire | Direct Wired | Forward Phase Cut Controls | 90 | 2639 | 0.0026 | 94 | 63 | 226 | 0.98 | Ambient | 15000 |  |  | 60000 | 0.01 | 14 | 14 | 0.22 | 0.02 | 0.01 | 0.01 | 0 | 0 | 0.62 | 0.1 | 0.09 | 0.08 | 0 | 0 | 0.62 | 0.1 | 0.06 | 0.04 | 0 | 0 | True |  | Non Federally-Regulated | 11/09/2018 |  | 09/22/2020
Generation Brands | Element | FLS1L*9******** | Light Emitting Diode | Inseparable Luminaire | Direct Wired | Forward Phase Cut Controls | 90 | 2639 | 0.0026 | 94 | 63 | 226 | 0.98 | Ambient | 15000 |  |  | 60000 | 0.01 | 14 | 14 | 0.22 | 0.02 | 0.01 | 0.01 | 0 | 0 | 0.62 | 0.1 | 0.09 | 0.08 | 0 | 0 | 0.62 | 0.1 | 0.06 | 0.04 | 0 | 0 | True |  | Non Federally-Regulated | 11/09/2018 |  | 09/22/2020
Generation Brands | Element | SLS1L******9******* | Light Emitting Diode | Inseparable Luminaire | Direct Wired | Forward Phase Cut Controls | 90 | 2639 | 0.0026 | 94 | 63 | 226 | 0.98 | Ambient | 15000 |  |  | 60000 | 0.01 | 14 | 14 | 0.22 | 0.02 | 0.01 | 0.01 | 0 | 0 | 0.62 | 0.1 | 0.09 | 0.08 | 0 | 0 | 0.62 | 0.1 | 0.06 | 0.04 | 0 | 0 | True |  | Non Federally-Regulated | 11/09/2018 |  | 09/22/2020
Generation Brands | Element | SLS1L******9******** | Light Emitting Diode | Inseparable Luminaire | Direct Wired | Forward Phase Cut Controls | 90 | 2639 | 0.0026 | 94 | 63 | 226 | 0.98 | Ambient | 15000 |  |  | 60000 | 0.01 | 14 | 14 | 0.22 | 0.02 | 0.01 | 0.01 | 0 | 0 | 0.62 | 0.1 | 0.09 | 0.08 | 0 | 0 | 0.62 | 0.1 | 0.06 | 0.04 | 0 | 0 | True |  | Non Federally-Regulated | 11/09/2018 |  | 09/22/2020
Generation Brands | Element | SLS1L******9********* | Light Emitting Diode | Inseparable Luminaire | Direct Wired | Forward Phase Cut Controls | 90 | 2639 | 0.0026 | 94 | 63 | 226 | 0.98 | Ambient | 15000 |  |  | 60000 | 0.01 | 14 | 14 | 0.22 | 0.02 | 0.01 | 0.01 | 0 | 0 | 0.62 | 0.1 | 0.09 | 0.08 | 0 | 0 | 0.62 | 0.1 | 0.06 | 0.04 | 0 | 0 | True |  | Non Federally-Regulated | 11/09/2018 |  | 09/22/2020
Generation Brands | Element | SLS1L******9********** | Light Emitting Diode | Inseparable Luminaire | Direct Wired | Forward Phase Cut Controls | 90 | 2639 | 0.0026 | 94 | 63 | 226 | 0.98 | Ambient | 15000 |  |  | 60000 | 0.01 | 14 | 14 | 0.22 | 0.02 | 0.01 | 0.01 | 0 | 0 | 0.62 | 0.1 | 0.09 | 0.08 | 0 | 0 | 0.62 | 0.1 | 0.06 | 0.04 | 0 | 0 | True |  | Non Federally-Regulated | 11/09/2018 |  | 09/22/2020
Generation Brands | Element | SLS14******9******* | Light Emitting Diode | Inseparable Luminaire | Direct Wired | Forward Phase Cut Controls | 90 | 2639 | 0.0026 | 94 | 63 | 226 | 0.98 | Ambient | 15000 |  |  | 60000 | 0.01 | 14 | 14 | 0.22 | 0.02 | 0.01 | 0.01 | 0 | 0 | 0.62 | 0.1 | 0.09 | 0.08 | 0 | 0 | 0.62 | 0.1 | 0.06 | 0.04 | 0 | 0 | True |  | Non Federally-Regulated | 11/09/2018 |  | 09/22/2020
Generation Brands | Element | SLS14******9******** | Light Emitting Diode | Inseparable Luminaire | Direct Wired | Forward Phase Cut Controls | 90 | 2639 | 0.0026 | 94 | 63 | 226 | 0.98 | Ambient | 15000 |  |  | 60000 | 0.01 | 14 | 14 | 0.22 | 0.02 | 0.01 | 0.01 | 0 | 0 | 0.62 | 0.1 | 0.09 | 0.08 | 0 | 0 | 0.62 | 0.1 | 0.06 | 0.04 | 0 | 0 | True |  | Non Federally-Regulated | 11/09/2018 |  | 09/22/2020
Generation Brands | Element | SLS16******9******* | Light Emitting Diode | Inseparable Luminaire | Direct Wired | Forward Phase Cut Controls | 90 | 2639 | 0.0026 | 94 | 63 | 226 | 0.98 | Ambient | 15000 |  |  | 60000 | 0.01 | 14 | 14 | 0.22 | 0.02 | 0.01 | 0.01 | 0 | 0 | 0.62 | 0.1 | 0.09 | 0.08 | 0 | 0 | 0.62 | 0.1 | 0.06 | 0.04 | 0 | 0 | True |  | Non Federally-Regulated | 11/09/2018 |  | 09/22/2020
Generation Brands | Element | SLS16******9******** | Light Emitting Diode | Inseparable Luminaire | Direct Wired | Forward Phase Cut Controls | 90 | 2639 | 0.0026 | 94 | 63 | 226 | 0.98 | Ambient | 15000 |  |  | 60000 | 0.01 | 14 | 14 | 0.22 | 0.02 | 0.01 | 0.01 | 0 | 0 | 0.62 | 0.1 | 0.09 | 0.08 | 0 | 0 | 0.62 | 0.1 | 0.06 | 0.04 | 0 | 0 | True |  | Non Federally-Regulated | 11/09/2018 |  | 09/22/2020
Generation Brands | Element | SLS18******9******* | Light Emitting Diode | Inseparable Luminaire | Direct Wired | Forward Phase Cut Controls | 90 | 2639 | 0.0026 | 94 | 63 | 226 | 0.98 | Ambient | 15000 |  |  | 60000 | 0.01 | 14 | 14 | 0.22 | 0.02 | 0.01 | 0.01 | 0 | 0 | 0.62 | 0.1 | 0.09 | 0.08 | 0 | 0 | 0.62 | 0.1 | 0.06 | 0.04 | 0 | 0 | True |  | Non Federally-Regulated | 11/09/2018 |  | 09/22/2020
Generation Brands | Element | SLS18******9******** | Light Emitting Diode | Inseparable Luminaire | Direct Wired | Forward Phase Cut Controls | 90 | 2639 | 0.0026 | 94 | 63 | 226 | 0.98 | Ambient | 15000 |  |  | 60000 | 0.01 | 14 | 14 | 0.22 | 0.02 | 0.01 | 0.01 | 0 | 0 | 0.62 | 0.1 | 0.09 | 0.08 | 0 | 0 | 0.62 | 0.1 | 0.06 | 0.04 | 0 | 0 | True |  | Non Federally-Regulated | 11/09/2018 |  | 09/22/2020
Generation Brands | Element | SLS14******9*******EM | Light Emitting Diode | Inseparable Luminaire | Direct Wired | Forward Phase Cut Controls | 90 | 2639 | 0.0026 | 94 | 63 | 226 | 0.98 | Ambient | 15000 |  |  | 60000 | 0.01 | 14 | 14 | 0.22 | 0.02 | 0.01 | 0.01 | 0 | 0 | 0.62 | 0.1 | 0.09 | 0.08 | 0 | 0 | 0.62 | 0.1 | 0.06 | 0.04 | 0 | 0 | True |  | Non Federally-Regulated | 11/09/2018 |  | 09/22/2020
Generation Brands | Element | SLS14******9********EM | Light Emitting Diode | Inseparable Luminaire | Direct Wired | Forward Phase Cut Controls | 90 | 2639 | 0.0026 | 94 | 63 | 226 | 0.98 | Ambient | 15000 |  |  | 60000 | 0.01 | 14 | 14 | 0.22 | 0.02 | 0.01 | 0.01 | 0 | 0 | 0.62 | 0.1 | 0.09 | 0.08 | 0 | 0 | 0.62 | 0.1 | 0.06 | 0.04 | 0 | 0 | True |  | Non Federally-Regulated | 11/09/2018 |  | 09/22/2020
Generation Brands | Element | SLS16******9*******EM | Light Emitting Diode | Inseparable Luminaire | Direct Wired | Forward Phase Cut Controls | 90 | 2639 | 0.0026 | 94 | 63 | 226 | 0.98 | Ambient | 15000 |  |  | 60000 | 0.01 | 14 | 14 | 0.22 | 0.02 | 0.01 | 0.01 | 0 | 0 | 0.62 | 0.1 | 0.09 | 0.08 | 0 | 0 | 0.62 | 0.1 | 0.06 | 0.04 | 0 | 0 | True |  | Non Federally-Regulated | 11/09/2018 |  | 09/22/2020
Generation Brands | Element | SLS16******9********EM | Light Emitting Diode | Inseparable Luminaire | Direct Wired | Forward Phase Cut Controls | 90 | 2639 | 0.0026 | 94 | 63 | 226 | 0.98 | Ambient | 15000 |  |  | 60000 | 0.01 | 14 | 14 | 0.22 | 0.02 | 0.01 | 0.01 | 0 | 0 | 0.62 | 0.1 | 0.09 | 0.08 | 0 | 0 | 0.62 | 0.1 | 0.06 | 0.04 | 0 | 0 | True |  | Non Federally-Regulated | 11/09/2018 |  | 09/22/2020
Generation Brands | Element | SLS18******9*******EM | Light Emitting Diode | Inseparable Luminaire | Direct Wired | Forward Phase Cut Controls | 90 | 2639 | 0.0026 | 94 | 63 | 226 | 0.98 | Ambient | 15000 |  |  | 60000 | 0.01 | 14 | 14 | 0.22 | 0.02 | 0.01 | 0.01 | 0 | 0 | 0.62 | 0.1 | 0.09 | 0.08 | 0 | 0 | 0.62 | 0.1 | 0.06 | 0.04 | 0 | 0 | True |  | Non Federally-Regulated | 11/09/2018 |  | 09/22/2020
Generation Brands | Element | SLS18******9********EM | Light Emitting Diode | Inseparable Luminaire | Direct Wired | Forward Phase Cut Controls | 90 | 2639 | 0.0026 | 94 | 63 | 226 | 0.98 | Ambient | 15000 |  |  | 60000 | 0.01 | 14 | 14 | 0.22 | 0.02 | 0.01 | 0.01 | 0 | 0 | 0.62 | 0.1 | 0.09 | 0.08 | 0 | 0 | 0.62 | 0.1 | 0.06 | 0.04 | 0 | 0 | True |  | Non Federally-Regulated | 11/09/2018 |  | 09/22/2020
Generation Brands | Tech Lighting | 700LSPRLX*-LED930 | Light Emitting Diode | Inseparable Luminaire | Direct Wired | Forward Phase Cut Controls | 62 | 2969 | 0.0002 | 92 | 60 | 286 | 0.98 | Elevated | 52000 |  |  | 52000 | 0.01 | 19 | 19 | 0.46 | 0.2 | 0.19 | 0.19 | 0 | 0 | 0.99 | 0.29 | 0.28 | 0.22 | 0.02 | 0 | 0.99 | 0.17 | 0.14 | 0.09 | 0.01 | 0.01 | True |  | Non Federally-Regulated | 11/15/2018 |  | 09/22/2020
Generation Brands | Tech Lighting | 700WSLEX**-LED | Light Emitting Diode | Inseparable Luminaire | Direct Wired | Forward Phase Cut Controls | 113 | 2707 | 0.0011 | 93 | 59 | 225 | 0.99 | Ambient | 48000 |  |  | 48000 | 0.01 | 16 | 23 | 0.23 | 0.01 | 0 | 0 | 0 | 0 | 0.24 | 0 | 0 | 0 | 0 | 0 | 0.39 | 0.03 | 0.02 | 0.01 | 0.01 | 0.01 | True |  | Non Federally-Regulated | 12/01/2018 |  | 09/22/2020
Generation Brands | Tech Lighting | 700TDLRKS**-LED | Light Emitting Diode | Inseparable Luminaire | Direct Wired | Forward Phase Cut Controls | 113 | 2707 | 0.0011 | 93 | 59 | 225 | 0.99 | Ambient | 48000 |  |  | 48000 | 0.01 | 16 | 23 | 0.23 | 0.01 | 0 | 0 | 0 | 0 | 0.24 | 0 | 0 | 0 | 0 | 0 | 0.39 | 0.03 | 0.02 | 0.01 | 0.01 | 0.01 | True |  | Non Federally-Regulated | 12/01/2018 |  | 09/22/2020
Generation Brands | Tech Lighting | 700WSJXN**-LED | Light Emitting Diode | Inseparable Luminaire | Direct Wired | Forward Phase Cut Controls | 113 | 2707 | 0.0011 | 93 | 59 | 225 | 0.99 | Ambient | 48000 |  |  | 48000 | 0.01 | 16 | 23 | 0.23 | 0.01 | 0 | 0 | 0 | 0 | 0.24 | 0 | 0 | 0 | 0 | 0 | 0.39 | 0.03 | 0.02 | 0.01 | 0.01 | 0.01 | True |  | Non Federally-Regulated | 12/01/2018 |  | 09/22/2020
Generation Brands | Tech Lighting | 700WSRVL**-LED | Light Emitting Diode | Inseparable Luminaire | Direct Wired | Forward Phase Cut Controls | 100 | 2713 | 0.0012 | 93 | 55 | 247 | 0.99 | Ambient | 48000 |  |  | 48000 | 0.01 | 17 | 17 | 0.38 | 0.01 | 0 | 0 | 0 | 0 | 0.03 | 0.03 | 0.01 | 0.01 | 0 | 0 | 0.99 | 0.54 | 0.32 | 0.21 | 0.13 | 0.08 | True |  | Non Federally-Regulated | 12/01/2018 |  | 09/22/2020
Generation Brands | Tech Lighting | 700WSCOR**-LED | Light Emitting Diode | Inseparable Luminaire | Direct Wired | Forward Phase Cut Controls | 100 | 2713 | 0.0012 | 93 | 55 | 247 | 0.99 | Ambient | 48000 |  |  | 48000 | 0.01 | 17 | 17 | 0.38 | 0.01 | 0 | 0 | 0 | 0 | 0.03 | 0.03 | 0.01 | 0.01 | 0 | 0 | 0.99 | 0.54 | 0.32 | 0.21 | 0.13 | 0.08 | True |  | Non Federally-Regulated | 12/01/2018 |  | 09/22/2020
Generation Brands | Tech Lighting | 700UCGLY9**W | Light Emitting Diode | Inseparable Luminaire | Direct Wired | Forward Phase Cut Controls | 63 | 2692 | 0.0028 | 93 | 61 | 384 | 0.99 | Ambient | 15000 |  |  | 52000 | 0.01 | 14 | 15 | 0.19 | 0.19 | 0.18 | 0.18 | 0.06 | 0.02 | 0.27 | 0.26 | 0.27 | 0.21 | 0.09 | 0.03 | 0.2 | 0.1 | 0.09 | 0.07 | 0.02 | 0.01 | True |  | Non Federally-Regulated | 12/01/2018 |  | 09/22/2020
Generation Brands | Tech Lighting | 700UCGLY9***W | Light Emitting Diode | Inseparable Luminaire | Direct Wired | Forward Phase Cut Controls | 63 | 2692 | 0.0028 | 93 | 61 | 384 | 0.99 | Ambient | 15000 |  |  | 52000 | 0.01 | 14 | 15 | 0.19 | 0.19 | 0.18 | 0.18 | 0.06 | 0.02 | 0.27 | 0.26 | 0.27 | 0.21 | 0.09 | 0.03 | 0.2 | 0.1 | 0.09 | 0.07 | 0.02 | 0.01 | True |  | Non Federally-Regulated | 12/01/2018 |  | 09/22/2020
Generation Brands | Tech Lighting | 700UCGLY9****W | Light Emitting Diode | Inseparable Luminaire | Direct Wired | Forward Phase Cut Controls | 63 | 2692 | 0.0028 | 93 | 61 | 384 | 0.99 | Ambient | 15000 |  |  | 52000 | 0.01 | 14 | 15 | 0.19 | 0.19 | 0.18 | 0.18 | 0.06 | 0.02 | 0.27 | 0.26 | 0.27 | 0.21 | 0.09 | 0.03 | 0.2 | 0.1 | 0.09 | 0.07 | 0.02 | 0.01 | True |  | Non Federally-Regulated | 12/01/2018 |  | 09/22/2020
Generation Brands | Tech Lighting | 700BCMLN****-LED9** | Light Emitting Diode | Inseparable Luminaire | Direct Wired | Forward Phase Cut Controls | 88 | 3090 | 0.002 | 91 | 51 | 206 | 0.98 | Ambient | 15000 |  |  | 60000 | 0.02 | 20 | 24 | 0.8 | 0.04 | 0.03 | 0.03 | 0.01 | 0 | 0.17 | 0.21 | 0.19 | 0.16 | 0.01 | 0 | 0.47 | 0.22 | 0.2 | 0.16 | 0.01 | 0 | True |  | Non Federally-Regulated | 12/01/2018 |  | 09/22/2020
Generation Brands | Tech Lighting | 700LSBIZA*-LED*** | Light Emitting Diode | Inseparable Luminaire | Direct Wired | Forward Phase Cut Controls | 84 | 3120 | 0.0019 | 92 | 53 | 205 | 0.98 | Ambient | 60000 |  |  | 60000 | 0.02 | 19 | 23 | 0.02 | 0.02 | 0.01 | 0.01 | 0 | 0 | 0.25 | 0.09 | 0.07 | 0.06 | 0 | 0 | 0.86 | 0.14 | 0.1 | 0.07 | 0.01 | 0 | True |  | Non Federally-Regulated | 12/01/2018 |  | 09/22/2020
Generation Brands | LBL | BA823****CLED | Light Emitting Diode | Inseparable Luminaire | Direct Wired | Forward Phase Cut Controls | 88 | 3090 | 0.002 | 91 | 51 | 206 | 0.98 | Ambient | 15000 |  |  | 60000 | 0.02 | 20 | 24 | 0.8 | 0.04 | 0.03 | 0.03 | 0.01 | 0 | 0.17 | 0.21 | 0.19 | 0.16 | 0.01 | 0 | 0.47 | 0.22 | 0.2 | 0.16 | 0.01 | 0 | True |  | Non Federally-Regulated | 12/01/2018 |  | 09/22/2020
Generation Brands | LBL | BA1008****LED9** | Light Emitting Diode | Inseparable Luminaire | Direct Wired | Forward Phase Cut Controls | 88 | 3090 | 0.002 | 91 | 51 | 206 | 0.98 | Ambient | 15000 |  |  | 60000 | 0.02 | 20 | 24 | 0.8 | 0.04 | 0.03 | 0.03 | 0.01 | 0 | 0.17 | 0.21 | 0.19 | 0.16 | 0.01 | 0 | 0.47 | 0.22 | 0.2 | 0.16 | 0.01 | 0 | True |  | Non Federally-Regulated | 12/01/2018 |  | 09/22/2020
Generation Brands | LBL | BA1009****LED9** | Light Emitting Diode | Inseparable Luminaire | Direct Wired | Forward Phase Cut Controls | 88 | 3090 | 0.002 | 91 | 51 | 206 | 0.98 | Ambient | 15000 |  |  | 60000 | 0.02 | 20 | 24 | 0.8 | 0.04 | 0.03 | 0.03 | 0.01 | 0 | 0.17 | 0.21 | 0.19 | 0.16 | 0.01 | 0 | 0.47 | 0.22 | 0.2 | 0.16 | 0.01 | 0 | True |  | Non Federally-Regulated | 12/01/2018 |  | 09/22/2020
Generation Brands | Tech Lighting | 700BCSTLE***-LED9** | Light Emitting Diode | Inseparable Luminaire | Direct Wired | Forward Phase Cut Controls | 88 | 3090 | 0.002 | 91 | 51 | 206 | 0.98 | Ambient | 15000 |  |  | 60000 | 0.02 | 20 | 24 | 0.8 | 0.04 | 0.03 | 0.03 | 0.01 | 0 | 0.17 | 0.21 | 0.19 | 0.16 | 0.01 | 0 | 0.47 | 0.22 | 0.2 | 0.16 | 0.01 | 0 | True |  | Non Federally-Regulated | 12/01/2018 |  | 09/22/2020
Generation Brands | Tech Lighting | 700HEX24**-LED9** | Light Emitting Diode | Inseparable Luminaire | Direct Wired | Forward Phase Cut Controls | 84 | 2719 | 0.0021 | 92 | 57 | 42 | 0.98 | Ambient | 50000 |  |  | 50000 | 0.02 | 15 | 15 | 0.09 | 0.07 | 0.06 | 0.05 | 0 | 0 | 0.51 | 0.23 | 0.21 | 0.19 | 0.16 | 0 | 0.16 | 0.35 | 0.26 | 0.2 | 0.07 | 0.02 | True |  | Non Federally-Regulated | 12/01/2018 |  | 09/22/2020
Generation Brands | Tech Lighting | 700HEX36**-LED9** | Light Emitting Diode | Inseparable Luminaire | Direct Wired | Forward Phase Cut Controls | 90 | 2718 | 0.002 | 93 | 59 | 93 | 0.98 | Elevated | 48000 |  |  | 48000 | 0.02 | 16 | 16 | 0.13 | 0.02 | 0.01 | 0.01 | 0.01 | 0 | 0.15 | 0.08 | 0.07 | 0.06 | 0.05 | 0 | 0.83 | 0.25 | 0.17 | 0.12 | 0.09 | 0.02 | True |  | Non Federally-Regulated | 12/01/2018 |  | 09/22/2020
Generation Brands | Tech Lighting | 700FMPLR***-LED9** | Light Emitting Diode | Inseparable Luminaire | Direct Wired | Forward Phase Cut Controls | 60 | 2717 | 0.0015 | 92 | 59 | 238 | 0.99 | Ambient | 99999 |  |  | 99999 | 0.01 | 19 | 19 | 0.86 | 0.03 | 0.02 | 0.01 | 0 | 0 | 0.99 | 0.17 | 0.11 | 0.06 | 0.04 | 0.02 | 0.99 | 0.99 | 0.99 | 0.94 | 0.53 | 0.36 | True |  | Non Federally-Regulated | 12/01/2018 |  | 09/22/2020
Generation Brands | Tech Lighting | 700BCPET24*-LED9** | Light Emitting Diode | Inseparable Luminaire | Direct Wired | Forward Phase Cut Controls | 63 | 3049 | 0.0015 | 91 | 53 | 169 | 0.99 | Ambient | 15000 |  |  | 59000 | 0.01 | 20 | 20 | 0.29 | 0.02 | 0.01 | 0 | 0 | 0 | 0.99 | 0.11 | 0.05 | 0.03 | 0.02 | 0.01 | 0.99 | 0.14 | 0.07 | 0.05 | 0.03 | 0.01 | True |  | Non Federally-Regulated | 12/12/2018 |  | 09/22/2020
Generation Brands | Tech Lighting | 700BCPET36*-LED9** | Light Emitting Diode | Inseparable Luminaire | Direct Wired | Forward Phase Cut Controls | 58 | 2983 | 0.0015 | 91 | 51 | 160 | 0.99 | Ambient | 15000 |  |  | 59000 | 0.01 | 22 | 24 | 0.56 | 0.02 | 0.01 | 0 | 0 | 0 | 0.99 | 0.09 | 0.05 | 0.03 | 0.02 | 0.01 | 0.99 | 0.99 | 0.62 | 0.34 | 0.25 | 0.17 | True |  | Non Federally-Regulated | 12/12/2018 |  | 09/22/2020
Generation Brands | Tech Lighting | 700WSTMB*-LED9** | Light Emitting Diode | Inseparable Luminaire | Direct Wired | Forward Phase Cut Controls | 65 | 3003 | 0.0025 | 94 | 70 | 182 | 0.98 | Ambient | 15000 |  |  | 54000 | 0.01 | 18 | 19 | 0.28 | 0.02 | 0 | 0 | 0 | 0 | 0.64 | 0 | 0 | 0 | 0 | 0 | 0.28 | 0.01 | 0.01 | 0 | 0 | 0 | True |  | Non Federally-Regulated | 12/12/2018 |  | 09/22/2020
Generation Brands | Tech Lighting | 700TDTMBP*-LED9** | Light Emitting Diode | Inseparable Luminaire | Direct Wired | Forward Phase Cut Controls | 65 | 3003 | 0.0025 | 94 | 70 | 182 | 0.98 | Ambient | 15000 |  |  | 54000 | 0.01 | 18 | 19 | 0.28 | 0.02 | 0 | 0 | 0 | 0 | 0.64 | 0 | 0 | 0 | 0 | 0 | 0.28 | 0.01 | 0.01 | 0 | 0 | 0 | True |  | Non Federally-Regulated | 12/12/2018 |  | 09/22/2020
Generation Brands | Tech Lighting | 700LSTMB*-LED9** | Light Emitting Diode | Inseparable Luminaire | Direct Wired | Forward Phase Cut Controls | 66 | 3075 | 0.0017 | 93 | 69 | 159 | 0.99 | Ambient | 15000 |  |  | 54000 | 0.01 | 21 | 23 | 0.12 | 0 | 0 | 0 | 0 | 0 | 0.64 | 0.03 | 0.01 | 0.1 | 0 | 0 | 0.99 | 0.06 | 0.03 | 0.02 | 0.01 | 0.01 | True |  | Non Federally-Regulated | 12/12/2018 |  | 09/22/2020
Generation Brands | Tech Lighting | 700FMFIN**-LED*** | Light Emitting Diode | Inseparable Luminaire | Direct Wired | Forward Phase Cut Controls | 51 | 2981 | 0.0008 | 93 | 66 | 346 | 0.99 | Ambient | 15000 |  |  | 54000 | 0.02 | 17 | 18 | 0.1 | 0 | 0 | 0 | 0 | 0 | 0.99 | 0.13 | 0.03 | 0.03 | 0.01 | 0 | 0.99 | 0.33 | 0.13 | 0.09 | 0.05 | 0.03 | True |  | Non Federally-Regulated | 12/12/2018 |  | 09/22/2020
Generation Brands | Tech Lighting | 700FMFINF**-LED*** | Light Emitting Diode | Inseparable Luminaire | Direct Wired | Forward Phase Cut Controls | 51 | 2981 | 0.0008 | 93 | 66 | 346 | 0.99 | Ambient | 15000 |  |  | 54000 | 0.02 | 17 | 18 | 0.1 | 0 | 0 | 0 | 0 | 0 | 0.99 | 0.13 | 0.03 | 0.03 | 0.01 | 0 | 0.99 | 0.33 | 0.13 | 0.09 | 0.05 | 0.03 | True |  | Non Federally-Regulated | 12/12/2018 |  | 09/22/2020
Generation Brands | Tech Lighting | 700BOD30*-LED*** | Light Emitting Diode | Inseparable Luminaire | Direct Wired | Forward Phase Cut Controls | 75 | 2987 | 0.0009 | 93 | 65 | 340 | 0.99 | Ambient | 15000 |  |  | 54000 | 0.02 | 19 | 19 | 0.85 | 0.01 | 0.01 | 0 | 0 | 0 | 0.99 | 0.07 | 0.04 | 0.03 | 0.01 | 0.01 | 0.99 | 0.19 | 0.11 | 0.09 | 0.08 | 0.06 | True |  | Non Federally-Regulated | 12/12/2018 |  | 09/22/2020
Generation Brands | Tech Lighting | 700LSBLT**-LED9** | Light Emitting Diode | Inseparable Luminaire | Direct Wired | Forward Phase Cut Controls | 72 | 2966 | 0.0027 | 93 | 67 | 202 | 0.99 | Ambient | 54000 |  |  | 54000 | 0.01 | 16 | 17 | 0.04 | 0 | 0 | 0 | 0 | 0 | 0.2 | 0.01 | 0 | 0 | 0 | 0 | 0.3 | 0.05 | 0.04 | 0.04 | 0.03 | 0.01 | True |  | Non Federally-Regulated | 02/26/2019 |  | 09/22/2020
Generation Brands | Tech Lighting | 700CNDR***-LEDWD | Light Emitting Diode | Light Engine | Direct Wired | Forward Phase Cut Controls | 85 | 2958 | 0.0004 | 91 | 58 | 45 | 0.94 | Elevated | 36000 | 0.942 | 1 |  | 0.01 | 22 | 23 | 0.03 | 0.05 | 0.04 | 0 | 0 | 0 | 0.28 | 0.26 | 0.23 | 0.02 | 0 | 0 | 0.22 | 0.08 | 0.07 | 0.06 | 0 | 0 | True |  | Non Federally-Regulated | 02/26/2019 |  | 09/22/2020
Generation Brands | Tech Lighting | 700BCDBS***-LED9** | Light Emitting Diode | Inseparable Luminaire | Direct Wired | Forward Phase Cut Controls | 77 | 3057 | 0.0008 | 92 | 64 | 166 | 0.99 | Ambient | 99999 |  |  | 99999 | 0.01 | 20 | 23 | 0.91 | 0.02 | 0.01 | 0 | 0 | 0 | 0.99 | 0.07 | 0.04 | 0.02 | 0.01 | 0.01 | 0.99 | 0.99 | 0.6 | 0.39 | 0.29 | 0.16 | True |  | Non Federally-Regulated | 02/26/2019 |  | 09/22/2020
Generation Brands | Tech Lighting | 700BCKMD***-LED9** | Light Emitting Diode | Inseparable Luminaire | Direct Wired | Forward Phase Cut Controls | 62 | 2917 | 0.0015 | 92 | 56 | 262 | 0.99 | Ambient | 60000 |  |  | 60000 | 0.01 | 18 | 19 | 0.23 | 0 | 0 | 0 | 0 | 0 | 0.99 | 0.03 | 0.01 | 0.01 | 0 | 0 | 0.99 | 0.07 | 0.04 | 0.03 | 0.02 | 0.02 | True |  | Non Federally-Regulated | 02/26/2019 |  | 09/22/2020
Generation Brands | Tech Lighting | 700BCJXN25**-LED*** | Light Emitting Diode | Inseparable Luminaire | Direct Wired | Forward Phase Cut Controls | 61 | 3058 | 0.0011 | 95 | 73 | 352 | 0.99 | Ambient | 60000 |  |  | 60000 | 0.03 | 20 | 19 | 0.1 | 0 | 0 | 0 | 0 | 0 | 0.99 | 0.09 | 0.03 | 0.03 | 0.02 | 0.01 | 0.99 | 0.07 | 0.03 | 0.02 | 0.01 | 0.01 | True |  | Non Federally-Regulated | 02/26/2019 |  | 09/22/2020
Generation Brands | Tech Lighting | 700BCALD**-LED*** | Light Emitting Diode | Inseparable Luminaire | Direct Wired | Forward Phase Cut Controls | 104 | 2725 | 0.0004 | 94 | 68 | 223 | 0.99 | Ambient | 48000 |  |  | 48000 | 0.01 | 19 | 19 | 0.32 | 0.05 | 0.02 | 0.01 | 0 | 0 | 0.08 | 0.01 | 0 | 0 | 0 | 0 | 0.99 | 0.34 | 0.16 | 0.08 | 0.04 | 0.01 | True |  | Non Federally-Regulated | 02/26/2019 |  | 09/22/2020
Generation Brands | Tech Lighting | 700TDMULFM***-LED*** | Light Emitting Diode | Inseparable Luminaire | Direct Wired | Forward Phase Cut Controls | 59 | 3021 | 0.0027 | 94 | 68 | 202 | 0.99 | Ambient | 54000 |  |  | 54000 | 0.01 | 17 | 17 | 0.02 | 0 | 0 | 0 | 0 | 0 | 0.03 | 0.01 | 0.01 | 0.01 | 0.01 | 0.01 | 0.11 | 0.01 | 0.01 | 0 | 0 | 0 | True |  | Non Federally-Regulated | 02/26/2019 |  | 09/22/2020
Generation Brands | Tech Lighting | 700FMCTC***-LED** | Light Emitting Diode | Light Engine | Direct Wired | Forward Phase Cut Controls | 85 | 2958 | 0.0004 | 91 | 58 | 45 | 0.94 | Elevated | 36000 | 0.942 | 1 |  | 0.01 | 22 | 23 | 0.03 | 0.05 | 0.04 | 0 | 0 | 0 | 0.28 | 0.26 | 0.23 | 0.02 | 0 | 0 | 0.22 | 0.08 | 0.07 | 0.06 | 0 | 0 | True |  | Non Federally-Regulated | 02/26/2019 |  | 09/22/2020
Generation Brands | Tech Lighting | 700FMCTC****-LED** | Light Emitting Diode | Light Engine | Direct Wired | Forward Phase Cut Controls | 85 | 2958 | 0.0004 | 91 | 58 | 45 | 0.94 | Elevated | 36000 | 0.942 | 1 |  | 0.01 | 22 | 23 | 0.03 | 0.05 | 0.04 | 0 | 0 | 0 | 0.28 | 0.26 | 0.23 | 0.02 | 0 | 0 | 0.22 | 0.08 | 0.07 | 0.06 | 0 | 0 | True |  | Non Federally-Regulated | 02/26/2019 |  | 09/22/2020
Generation Brands | Tech Lighting | BA823****LED | Light Emitting Diode | Inseparable Luminaire | Direct Wired | Forward Phase Cut Controls | 88 | 3090 | 0.002 | 91 | 51 | 206 | 0.98 | Ambient | 15000 |  |  | 60000 | 0.02 | 20 | 24 | 0.8 | 0.04 | 0.03 | 0.03 | 0.01 | 0 | 0.17 | 0.21 | 0.19 | 0.16 | 0.01 | 0 | 0.47 | 0.22 | 0.2 | 0.16 | 0.01 | 0 | True |  | Non Federally-Regulated | 02/26/2019 |  | 09/22/2020
Generation Brands | Sea Gull Lighting | 14540S-** | Light Emitting Diode | Inseparable Luminaire | Direct Wired | Forward Phase Cut Controls | 65 | 2950 | 0.001 | 94 | 68 | 76 | 0.94 | Ambient | 54000 |  |  | 54000 | 0.05 | 16 | 16 | 0.17 | 0.17 | 0.16 | 0.14 | 0 | 0 | 0.22 | 0.22 | 0.22 | 0.16 | 0 | 0 | 0.16 | 0.19 | 0.17 | 0.12 | 0.01 | 0.01 | True |  | Non Federally-Regulated | 02/26/2019 |  | 09/22/2020
Generation Brands | Sea Gull Lighting | 14916RD-** | Light Emitting Diode | Inseparable Luminaire | Direct Wired | Forward Phase Cut Controls | 57 | 2932 | 0.001 | 93 | 65 | 182 | 0.91 | Ambient | 54000 |  |  | 54000 | 0.05 | 16 | 16 | 0.02 | 0.01 | 0.01 | 0.01 | 0 | 0 | 0.03 | 0.03 | 0.03 | 0.02 | 0 | 0 | 0.07 | 0.06 | 0.06 | 0.04 | 0 | 0 | True |  | Non Federally-Regulated | 02/26/2019 |  | 09/22/2020
Generation Brands | Tech Lighting | 700LSDBS*-LED9** | Light Emitting Diode | Inseparable Luminaire | Direct Wired | Forward Phase Cut Controls | 64 | 3100 | 0.0002 | 94 | 79 | 212 | 0.99 | Ambient | 54000 |  |  | 54000 | 0.01 | 18 | 18 | 0.99 | 0.07 | 0.03 | 0.02 | 0.01 | 0.01 | 0.99 | 0.04 | 0.02 | 0.01 | 0 | 0 | 0.99 | 0.48 | 0.29 | 0.17 | 0.12 | 0.07 | True |  | Non Federally-Regulated | 03/21/2019 |  | 09/22/2020
Generation Brands | Tech Lighting | 700FMTNR*12*-LED9** | Light Emitting Diode | Inseparable Luminaire | Direct Wired | Forward Phase Cut Controls | 75 | 2955 | 0.003 | 92 | 57 | 396 | 0.98 | Ambient | 51000 |  |  | 51000 | 0.01 | 19 | 17 | 0.47 | 0.19 | 0.18 | 0.17 | 0.01 | 0 | 0.99 | 0.23 | 0.55 | 0.17 | 0.01 | 0 | 0.99 | 0.08 | 0.06 | 0.04 | 0.01 | 0 | True |  | Non Federally-Regulated | 03/21/2019 |  | 09/22/2020
Generation Brands | Tech Lighting | 700FMTNR*10*-LED9** | Light Emitting Diode | Inseparable Luminaire | Direct Wired | Forward Phase Cut Controls | 62 | 2971 | 0.0032 | 93 | 60 | 495 | 0.99 | Ambient | 52000 |  |  | 52000 | 0.01 | 18 | 17 | 0.34 | 0.15 | 0.14 | 0.14 | 0.01 | 0 | 0.99 | 0.24 | 0.23 | 0.18 | 0.01 | 0 | 0.99 | 0.99 | 0.99 | 0.67 | 0.53 | 0.35 | True |  | Non Federally-Regulated | 03/21/2019 |  | 09/22/2020
Generation Brands | Tech Lighting | 700FMTNR*9*-LED9** | Light Emitting Diode | Inseparable Luminaire | Direct Wired | Forward Phase Cut Controls | 68 | 2959 | 0.0032 | 92 | 60 | 450 | 0.98 | Ambient | 52000 |  |  | 52000 | 0.02 | 18 | 18 | 0.28 | 0.13 | 0.13 | 0.12 | 0 | 0 | 0.26 | 0.2 | 0.2 | 0.16 | 0 | 0 | 0.43 | 0.09 | 0.08 | 0.06 | 0 | 0 | True |  | Non Federally-Regulated | 03/21/2019 |  | 09/22/2020
Generation Brands | Tech Lighting | 700FMAMB**-LED930 | Light Emitting Diode | Light Engine | Direct Wired | Forward Phase Cut Controls | 85 | 2958 | 0.0004 | 91 | 58 | 45 | 0.94 | Elevated | 36000 | 0.942 | 1 |  | 0.01 | 22 | 23 | 0.03 | 0.05 | 0.04 | 0 | 0 | 0 | 0.28 | 0.26 | 0.23 | 0.02 | 0 | 0 | 0.22 | 0.08 | 0.07 | 0.06 | 0 | 0 | True |  | Non Federally-Regulated | 03/21/2019 |  | 09/22/2020
Generation Brands | Tech Lighting | 700WSVOT**-LED*** | Light Emitting Diode | Inseparable Luminaire | Direct Wired | Forward Phase Cut Controls | 78 | 2992 | 0.0017 | 94 | 69 | 320 | 0.98 | Ambient | 54000 |  |  | 54000 | 0.01 | 19 | 19 | 0.46 | 0.01 | 0.01 | 0 | 0 | 0 | 0.34 | 0.03 | 0.03 | 0.03 | 0 | 0 | 0.45 | 0 | 0.01 | 0.01 | 0 | 0 | True |  | Non Federally-Regulated | 03/22/2019 |  | 09/22/2020
Generation Brands | Tech Lighting | 700WSCAFE**-LED9** | Light Emitting Diode | Inseparable Luminaire | Direct Wired | Forward Phase Cut Controls | 78 | 2992 | 0.0017 | 94 | 69 | 320 | 0.98 | Ambient | 54000 |  |  | 54000 | 0.01 | 19 | 19 | 0.46 | 0.01 | 0.01 | 0 | 0 | 0 | 0.34 | 0.03 | 0.03 | 0.03 | 0 | 0 | 0.45 | 0 | 0.01 | 0.01 | 0 | 0 | True |  | Non Federally-Regulated | 03/22/2019 |  | 09/22/2020
Generation Brands | Tech Lighting | 700TDPLNP**-LEDWD | Light Emitting Diode | Light Engine | Direct Wired | Forward Phase Cut Controls | 85 | 2958 | 0.0004 | 91 | 58 | 45 | 0.94 | Elevated | 36000 | 0.942 | 1 |  | 0.01 | 22 | 23 | 0.03 | 0.05 | 0.04 | 0 | 0 | 0 | 0.28 | 0.26 | 0.23 | 0.02 | 0 | 0 | 0.22 | 0.08 | 0.07 | 0.06 | 0 | 0 | True |  | Non Federally-Regulated | 04/11/2019 |  | 09/22/2020
Generation Brands | Tech Lighting | 700BCSIB**-LED9**A | Light Emitting Diode | Inseparable Luminaire | Direct Wired | Forward Phase Cut Controls | 89 | 3035 | 0.0023 | 94 | 82 | 353 | 0.99 | Ambient | 48000 |  |  | 48000 | 0.02 | 19 | 21 | 0.37 | 0.01 | 0.01 | 0.01 | 0 | 0 | 0.27 | 0.03 | 0.03 | 0.02 | 0 | 0 | 0.14 | 0.08 | 0.06 | 0.04 | 0 | 0 | True |  | Non Federally-Regulated | 04/11/2019 |  | 09/22/2020
Generation Brands | Sea Gull Lighting | 49274S-** | Light Emitting Diode | Inseparable Luminaire | Direct Wired | Forward Phase Cut Controls | 55 | 2752 | 0.0011 | 93 | 61 | 332 | 0.96 | Ambient | 15000 |  |  | 36000 | 0.04 | 17 | 17 | 0.12 | 0.08 | 0.07 | 0.07 | 0 | 0 | 0.16 | 0.12 | 0.12 | 0.09 | 0 | 0 | 0.4 | 0.07 | 0.07 | 0.05 | 0.01 | 0 | True |  | Non Federally-Regulated | 04/19/2019 |  | 09/22/2020
Generation Brands | Sea Gull Lighting | 49274S-*** | Light Emitting Diode | Inseparable Luminaire | Direct Wired | Forward Phase Cut Controls | 55 | 2752 | 0.0011 | 93 | 61 | 332 | 0.96 | Ambient | 15000 |  |  | 36000 | 0.04 | 17 | 17 | 0.12 | 0.08 | 0.07 | 0.07 | 0 | 0 | 0.16 | 0.12 | 0.12 | 0.09 | 0 | 0 | 0.4 | 0.07 | 0.07 | 0.05 | 0.01 | 0 | True |  | Non Federally-Regulated | 04/19/2019 |  | 09/22/2020
Generation Brands | Sea Gull Lighting | 49374S-** | Light Emitting Diode | Inseparable Luminaire | Direct Wired | Forward Phase Cut Controls | 55 | 2958 | 0.0011 | 93 | 61 | 332 | 0.96 | Ambient | 15000 |  |  | 36000 | 0.04 | 17 | 17 | 0.12 | 0.08 | 0.07 | 0.07 | 0 | 0 | 0.16 | 0.12 | 0.12 | 0.09 | 0 | 0 | 0.4 | 0.07 | 0.07 | 0.05 | 0.01 | 0 | True |  | Non Federally-Regulated | 04/19/2019 |  | 09/22/2020
Generation Brands | Sea Gull Lighting | 49374S-*** | Light Emitting Diode | Inseparable Luminaire | Direct Wired | Forward Phase Cut Controls | 55 | 2958 | 0.0011 | 93 | 61 | 332 | 0.96 | Ambient | 15000 |  |  | 36000 | 0.04 | 17 | 17 | 0.12 | 0.08 | 0.07 | 0.07 | 0 | 0 | 0.16 | 0.12 | 0.12 | 0.09 | 0 | 0 | 0.4 | 0.07 | 0.07 | 0.05 | 0.01 | 0 | True |  | Non Federally-Regulated | 04/19/2019 |  | 09/22/2020
Generation Brands | Sea Gull Lighting | 49275S-** | Light Emitting Diode | Inseparable Luminaire | Direct Wired | Forward Phase Cut Controls | 55 | 2752 | 0.0011 | 93 | 61 | 332 | 0.96 | Ambient | 15000 |  |  | 36000 | 0.04 | 17 | 17 | 0.12 | 0.08 | 0.07 | 0.07 | 0 | 0 | 0.16 | 0.12 | 0.12 | 0.09 | 0 | 0 | 0.4 | 0.07 | 0.07 | 0.05 | 0.01 | 0 | True |  | Non Federally-Regulated | 04/19/2019 |  | 09/22/2020
Generation Brands | Sea Gull Lighting | 49275S-*** | Light Emitting Diode | Inseparable Luminaire | Direct Wired | Forward Phase Cut Controls | 55 | 2752 | 0.0011 | 93 | 61 | 332 | 0.96 | Ambient | 15000 |  |  | 36000 | 0.04 | 17 | 17 | 0.12 | 0.08 | 0.07 | 0.07 | 0 | 0 | 0.16 | 0.12 | 0.12 | 0.09 | 0 | 0 | 0.4 | 0.07 | 0.07 | 0.05 | 0.01 | 0 | True |  | Non Federally-Regulated | 04/19/2019 |  | 09/22/2020
Generation Brands | Sea Gull Lighting | 49375S-** | Light Emitting Diode | Inseparable Luminaire | Direct Wired | Forward Phase Cut Controls | 55 | 2958 | 0.0011 | 93 | 61 | 332 | 0.96 | Ambient | 15000 |  |  | 36000 | 0.04 | 17 | 17 | 0.12 | 0.08 | 0.07 | 0.07 | 0 | 0 | 0.16 | 0.12 | 0.12 | 0.09 | 0 | 0 | 0.4 | 0.07 | 0.07 | 0.05 | 0.01 | 0 | True |  | Non Federally-Regulated | 04/19/2019 |  | 09/22/2020
Generation Brands | Sea Gull Lighting | 49375S-*** | Light Emitting Diode | Inseparable Luminaire | Direct Wired | Forward Phase Cut Controls | 55 | 2958 | 0.0011 | 93 | 61 | 332 | 0.96 | Ambient | 15000 |  |  | 36000 | 0.04 | 17 | 17 | 0.12 | 0.08 | 0.07 | 0.07 | 0 | 0 | 0.16 | 0.12 | 0.12 | 0.09 | 0 | 0 | 0.4 | 0.07 | 0.07 | 0.05 | 0.01 | 0 | True |  | Non Federally-Regulated | 04/19/2019 |  | 09/22/2020
Generation Brands | Sea Gull Lighting | 49276S-** | Light Emitting Diode | Inseparable Luminaire | Direct Wired | Forward Phase Cut Controls | 59 | 2733 | 0.0016 | 93 | 63 | 480 | 0.99 | Ambient | 15000 |  |  | 36000 | 0.01 | 17 | 17 | 0.38 | 0.19 | 0.18 | 0.17 | 0.05 | 0.01 | 0.47 | 0.28 | 0.28 | 0.23 | 0.06 | 0.02 | 0.11 | 0.09 | 0.09 | 0.07 | 0.01 | 0.01 | True |  | Non Federally-Regulated | 04/19/2019 |  | 09/22/2020
Generation Brands | Sea Gull Lighting | 49276S-*** | Light Emitting Diode | Inseparable Luminaire | Direct Wired | Forward Phase Cut Controls | 59 | 2733 | 0.0016 | 93 | 63 | 480 | 0.99 | Ambient | 15000 |  |  | 36000 | 0.01 | 17 | 17 | 0.38 | 0.19 | 0.18 | 0.17 | 0.05 | 0.01 | 0.47 | 0.28 | 0.28 | 0.23 | 0.06 | 0.02 | 0.11 | 0.09 | 0.09 | 0.07 | 0.01 | 0.01 | True |  | Non Federally-Regulated | 04/19/2019 |  | 09/22/2020
Generation Brands | Sea Gull Lighting | 49376S-** | Light Emitting Diode | Inseparable Luminaire | Direct Wired | Forward Phase Cut Controls | 59 | 2938 | 0.0016 | 93 | 63 | 480 | 0.99 | Ambient | 15000 |  |  | 36000 | 0.01 | 17 | 17 | 0.38 | 0.19 | 0.18 | 0.17 | 0.05 | 0.01 | 0.47 | 0.28 | 0.28 | 0.23 | 0.06 | 0.02 | 0.11 | 0.09 | 0.09 | 0.07 | 0.01 | 0.01 | True |  | Non Federally-Regulated | 04/19/2019 |  | 09/22/2020
Generation Brands | Sea Gull Lighting | 49376S-*** | Light Emitting Diode | Inseparable Luminaire | Direct Wired | Forward Phase Cut Controls | 59 | 2938 | 0.0016 | 93 | 63 | 480 | 0.99 | Ambient | 15000 |  |  | 36000 | 0.01 | 17 | 17 | 0.38 | 0.19 | 0.18 | 0.17 | 0.05 | 0.01 | 0.47 | 0.28 | 0.28 | 0.23 | 0.06 | 0.02 | 0.11 | 0.09 | 0.09 | 0.07 | 0.01 | 0.01 | True |  | Non Federally-Regulated | 04/19/2019 |  | 09/22/2020
Generation Brands | Sea Gull Lighting | 49277S-** | Light Emitting Diode | Inseparable Luminaire | Direct Wired | Forward Phase Cut Controls | 53 | 2743 | 0.0018 | 93 | 62 | 472 | 0.98 | Ambient | 15000 |  |  | 36000 | 0.02 | 19 | 19 | 0.4 | 0.16 | 0.15 | 0.15 | 0.02 | 0 | 0.34 | 0.24 | 0.24 | 0.2 | 0.06 | 0.02 | 0.16 | 0.09 | 0.09 | 0.07 | 0.01 | 0 | True |  | Non Federally-Regulated | 04/19/2019 |  | 09/22/2020
Generation Brands | Sea Gull Lighting | 49277S-*** | Light Emitting Diode | Inseparable Luminaire | Direct Wired | Forward Phase Cut Controls | 53 | 2743 | 0.0018 | 93 | 62 | 472 | 0.98 | Ambient | 15000 |  |  | 36000 | 0.02 | 19 | 19 | 0.4 | 0.16 | 0.15 | 0.15 | 0.02 | 0 | 0.34 | 0.24 | 0.24 | 0.2 | 0.06 | 0.02 | 0.16 | 0.09 | 0.09 | 0.07 | 0.01 | 0 | True |  | Non Federally-Regulated | 04/19/2019 |  | 09/22/2020
Generation Brands | Sea Gull Lighting | 49377S-** | Light Emitting Diode | Inseparable Luminaire | Direct Wired | Forward Phase Cut Controls | 53 | 2948 | 0.0018 | 93 | 62 | 472 | 0.98 | Ambient | 15000 |  |  | 36000 | 0.02 | 19 | 19 | 0.4 | 0.16 | 0.15 | 0.15 | 0.02 | 0 | 0.34 | 0.24 | 0.24 | 0.2 | 0.06 | 0.02 | 0.16 | 0.09 | 0.09 | 0.07 | 0.01 | 0 | True |  | Non Federally-Regulated | 04/19/2019 |  | 09/22/2020
Generation Brands | Sea Gull Lighting | 49377S-*** | Light Emitting Diode | Inseparable Luminaire | Direct Wired | Forward Phase Cut Controls | 53 | 2948 | 0.0018 | 93 | 62 | 472 | 0.98 | Ambient | 15000 |  |  | 36000 | 0.02 | 19 | 19 | 0.4 | 0.16 | 0.15 | 0.15 | 0.02 | 0 | 0.34 | 0.24 | 0.24 | 0.2 | 0.06 | 0.02 | 0.16 | 0.09 | 0.09 | 0.07 | 0.01 | 0 | True |  | Non Federally-Regulated | 04/19/2019 |  | 09/22/2020
Generation Brands | Sea Gull Lighting | 49278S-** | Light Emitting Diode | Inseparable Luminaire | Direct Wired | Forward Phase Cut Controls | 53 | 2743 | 0.0018 | 93 | 62 | 472 | 0.98 | Ambient | 15000 |  |  | 36000 | 0.02 | 19 | 19 | 0.4 | 0.16 | 0.15 | 0.15 | 0.02 | 0 | 0.34 | 0.24 | 0.24 | 0.2 | 0.06 | 0.02 | 0.16 | 0.09 | 0.09 | 0.07 | 0.01 | 0 | True |  | Non Federally-Regulated | 04/19/2019 |  | 09/22/2020
Generation Brands | Sea Gull Lighting | 49278S-*** | Light Emitting Diode | Inseparable Luminaire | Direct Wired | Forward Phase Cut Controls | 53 | 2743 | 0.0018 | 93 | 62 | 472 | 0.98 | Ambient | 15000 |  |  | 36000 | 0.02 | 19 | 19 | 0.4 | 0.16 | 0.15 | 0.15 | 0.02 | 0 | 0.34 | 0.24 | 0.24 | 0.2 | 0.06 | 0.02 | 0.16 | 0.09 | 0.09 | 0.07 | 0.01 | 0 | True |  | Non Federally-Regulated | 04/19/2019 |  | 09/22/2020
Generation Brands | Sea Gull Lighting | 49378S-** | Light Emitting Diode | Inseparable Luminaire | Direct Wired | Forward Phase Cut Controls | 53 | 2948 | 0.0018 | 93 | 62 | 472 | 0.98 | Ambient | 15000 |  |  | 36000 | 0.02 | 19 | 19 | 0.4 | 0.16 | 0.15 | 0.15 | 0.02 | 0 | 0.34 | 0.24 | 0.24 | 0.2 | 0.06 | 0.02 | 0.16 | 0.09 | 0.09 | 0.07 | 0.01 | 0 | True |  | Non Federally-Regulated | 04/19/2019 |  | 09/22/2020
Generation Brands | Sea Gull Lighting | 49378S-*** | Light Emitting Diode | Inseparable Luminaire | Direct Wired | Forward Phase Cut Controls | 53 | 2948 | 0.0018 | 93 | 62 | 472 | 0.98 | Ambient | 15000 |  |  | 36000 | 0.02 | 19 | 19 | 0.4 | 0.16 | 0.15 | 0.15 | 0.02 | 0 | 0.34 | 0.24 | 0.24 | 0.2 | 0.06 | 0.02 | 0.16 | 0.09 | 0.09 | 0.07 | 0.01 | 0 | True |  | Non Federally-Regulated | 04/19/2019 |  | 09/22/2020
Generation Brands | Tech Lighting | 700FMMAN****-LED | Light Emitting Diode | Inseparable Luminaire | Direct Wired | Forward Phase Cut Controls | 89 | 2745 | 0.0007 | 92 | 52 | 250 | 0.99 | Ambient | 54000 |  |  | 54000 | 0.01 | 16 | 16 | 0.09 | 0 | 0 | 0 | 0 | 0 | 0.05 | 0 | 0 | 0 | 0 | 0 | 0.13 | 0.01 | 0.01 | 0.01 | 0 | 0 | True |  | Non Federally-Regulated | 05/03/2019 |  | 09/22/2020
Generation Brands | Tech Lighting | 700BCLUF****-LED9** | Light Emitting Diode | Inseparable Luminaire | Direct Wired | Forward Phase Cut Controls | 88 | 3090 | 0.002 | 91 | 51 | 206 | 0.98 | Ambient | 15000 |  |  | 60000 | 0.02 | 20 | 24 | 0.8 | 0.04 | 0.03 | 0.03 | 0.01 | 0 | 0.17 | 0.21 | 0.19 | 0.16 | 0.01 | 0 | 0.47 | 0.22 | 0.2 | 0.16 | 0.01 | 0 | True |  | Non Federally-Regulated | 05/03/2019 |  | 09/22/2020
Generation Brands | Tech Lighting | 700FMCASD**-LED*** | Light Emitting Diode | Inseparable Luminaire | Direct Wired | Forward Phase Cut Controls | 89 | 2745 | 0.0007 | 92 | 52 | 250 | 0.99 | Ambient | 54000 |  |  | 54000 | 0.01 | 16 | 16 | 0.09 | 0 | 0 | 0 | 0 | 0 | 0.05 | 0 | 0 | 0 | 0 | 0 | 0.13 | 0.01 | 0.01 | 0.01 | 0 | 0 | True |  | Non Federally-Regulated | 05/03/2019 |  | 09/22/2020
Generation Brands | Tech Lighting | 700WSKEN*-LED*** | Light Emitting Diode | Inseparable Luminaire | Direct Wired | Forward Phase Cut Controls | 75 | 3011 | 0.0011 | 94 | 72 | 324 | 0.98 | Ambient | 54000 |  |  | 54000 | 0.01 | 19 | 19 | 0.41 | 0.01 | 0 | 0 | 0 | 0 | 0.29 | 0.05 | 0.02 | 0.02 | 0 | 0 | 0.62 | 0.07 | 0.03 | 0.02 | 0.01 | 0.01 | True |  | Non Federally-Regulated | 05/10/2019 |  | 09/22/2020
Generation Brands | Tech Lighting | 700PHT***-LED9**A | Light Emitting Diode | Inseparable Luminaire | Direct Wired | Forward Phase Cut Controls | 60 | 3117 | 0.0008 | 92 | 65 | 252 | 0.98 | Ambient | 15000 |  |  | 99999 | 0.01 | 17 | 17 | 0.18 | 0.02 | 0.01 | 0.01 | 0 | 0 | 0.92 | 0.14 | 0.14 | 0.14 | 0 | 0 | 0.92 | 0.27 | 0.12 | 0.06 | 0.02 | 0.01 | True |  | Non Federally-Regulated | 06/18/2019 |  | 09/22/2020
Generation Brands | Tech Lighting | 700BCLYK12*-LED9** | Light Emitting Diode | Inseparable Luminaire | Direct Wired | Forward Phase Cut Controls | 88 | 3090 | 0.002 | 91 | 51 | 206 | 0.98 | Ambient | 15000 |  |  | 60000 | 0.02 | 20 | 24 | 0.8 | 0.04 | 0.03 | 0.03 | 0.01 | 0 | 0.17 | 0.21 | 0.19 | 0.16 | 0.01 | 0 | 0.47 | 0.22 | 0.2 | 0.16 | 0.01 | 0 | True |  | Non Federally-Regulated | 06/18/2019 |  | 09/22/2020
Generation Brands | Element | E3RLW-9**-* | Light Emitting Diode | Inseparable Luminaire | Direct Wired | Forward Phase Cut Controls | 86 | 2738 | 0.0011 | 93 | 68 | 243 | 0.97 | Ambient | 15000 |  |  | 99999 | 0.01 | 19 | 19 | 0.13 | 0.06 | 0.06 | 0.05 | 0.01 | 0 | 0.76 | 0.35 | 0.32 | 0.28 | 0.01 | 0 | 0.15 | 0.17 | 0.15 | 0.11 | 0.01 | 0 | True |  | Non Federally-Regulated | 07/17/2019 |  | 09/22/2020
Generation Brands | Element | E3RFW-9**-* | Light Emitting Diode | Inseparable Luminaire | Direct Wired | Forward Phase Cut Controls | 86 | 2738 | 0.0011 | 93 | 68 | 243 | 0.97 | Ambient | 15000 |  |  | 99999 | 0.01 | 19 | 19 | 0.13 | 0.06 | 0.06 | 0.05 | 0.01 | 0 | 0.76 | 0.35 | 0.32 | 0.28 | 0.01 | 0 | 0.15 | 0.17 | 0.15 | 0.11 | 0.01 | 0 | True |  | Non Federally-Regulated | 07/17/2019 |  | 09/22/2020
Generation Brands | Element | E3RF**W-9**-* | Light Emitting Diode | Inseparable Luminaire | Direct Wired | Forward Phase Cut Controls | 86 | 2738 | 0.0011 | 93 | 68 | 243 | 0.97 | Ambient | 15000 |  |  | 99999 | 0.01 | 19 | 19 | 0.13 | 0.06 | 0.06 | 0.05 | 0.01 | 0 | 0.76 | 0.35 | 0.32 | 0.28 | 0.01 | 0 | 0.15 | 0.17 | 0.15 | 0.11 | 0.01 | 0 | True |  | Non Federally-Regulated | 07/17/2019 |  | 09/22/2020
Generation Brands | Element | E3RLW-WD-* | Light Emitting Diode | Inseparable Luminaire | Direct Wired | Forward Phase Cut Controls | 86 | 2738 | 0.0011 | 93 | 68 | 243 | 0.97 | Ambient | 15000 |  |  | 99999 | 0.01 | 19 | 19 | 0.13 | 0.06 | 0.06 | 0.05 | 0.01 | 0 | 0.76 | 0.35 | 0.32 | 0.28 | 0.01 | 0 | 0.15 | 0.17 | 0.15 | 0.11 | 0.01 | 0 | True |  | Non Federally-Regulated | 07/17/2019 |  | 09/22/2020
Generation Brands | Element | E3RFW-WD-* | Light Emitting Diode | Inseparable Luminaire | Direct Wired | Forward Phase Cut Controls | 86 | 2738 | 0.0011 | 93 | 68 | 243 | 0.97 | Ambient | 15000 |  |  | 99999 | 0.01 | 19 | 19 | 0.13 | 0.06 | 0.06 | 0.05 | 0.01 | 0 | 0.76 | 0.35 | 0.32 | 0.28 | 0.01 | 0 | 0.15 | 0.17 | 0.15 | 0.11 | 0.01 | 0 | True |  | Non Federally-Regulated | 07/17/2019 |  | 09/22/2020
Generation Brands | Element | E3RF**W-WD-* | Light Emitting Diode | Inseparable Luminaire | Direct Wired | Forward Phase Cut Controls | 86 | 2738 | 0.0011 | 93 | 68 | 243 | 0.97 | Ambient | 15000 |  |  | 99999 | 0.01 | 19 | 19 | 0.13 | 0.06 | 0.06 | 0.05 | 0.01 | 0 | 0.76 | 0.35 | 0.32 | 0.28 | 0.01 | 0 | 0.15 | 0.17 | 0.15 | 0.11 | 0.01 | 0 | True |  | Non Federally-Regulated | 07/17/2019 |  | 09/22/2020
Generation Brands | Element | E4RLW-9**-* | Light Emitting Diode | Inseparable Luminaire | Direct Wired | Forward Phase Cut Controls | 86 | 2738 | 0.0011 | 93 | 68 | 243 | 0.97 | Ambient | 15000 |  |  | 99999 | 0.01 | 19 | 19 | 0.13 | 0.06 | 0.06 | 0.05 | 0.01 | 0 | 0.76 | 0.35 | 0.32 | 0.28 | 0.01 | 0 | 0.15 | 0.17 | 0.15 | 0.11 | 0.01 | 0 | True |  | Non Federally-Regulated | 07/17/2019 |  | 09/22/2020
Generation Brands | Element | E4RFW-9**-* | Light Emitting Diode | Inseparable Luminaire | Direct Wired | Forward Phase Cut Controls | 86 | 2738 | 0.0011 | 93 | 68 | 243 | 0.97 | Ambient | 15000 |  |  | 99999 | 0.01 | 19 | 19 | 0.13 | 0.06 | 0.06 | 0.05 | 0.01 | 0 | 0.76 | 0.35 | 0.32 | 0.28 | 0.01 | 0 | 0.15 | 0.17 | 0.15 | 0.11 | 0.01 | 0 | True |  | Non Federally-Regulated | 07/17/2019 |  | 09/22/2020
Generation Brands | Element | E4RLW-WD-* | Light Emitting Diode | Inseparable Luminaire | Direct Wired | Forward Phase Cut Controls | 86 | 2738 | 0.0011 | 93 | 68 | 243 | 0.97 | Ambient | 15000 |  |  | 99999 | 0.01 | 19 | 19 | 0.13 | 0.06 | 0.06 | 0.05 | 0.01 | 0 | 0.76 | 0.35 | 0.32 | 0.28 | 0.01 | 0 | 0.15 | 0.17 | 0.15 | 0.11 | 0.01 | 0 | True |  | Non Federally-Regulated | 07/17/2019 |  | 09/22/2020
Generation Brands | Element | E4RFW-WD-* | Light Emitting Diode | Inseparable Luminaire | Direct Wired | Forward Phase Cut Controls | 86 | 2738 | 0.0011 | 93 | 68 | 243 | 0.97 | Ambient | 15000 |  |  | 99999 | 0.01 | 19 | 19 | 0.13 | 0.06 | 0.06 | 0.05 | 0.01 | 0 | 0.76 | 0.35 | 0.32 | 0.28 | 0.01 | 0 | 0.15 | 0.17 | 0.15 | 0.11 | 0.01 | 0 | True |  | Non Federally-Regulated | 07/17/2019 |  | 09/22/2020
Generation Brands | Element | E4SLW-9**-* | Light Emitting Diode | Inseparable Luminaire | Direct Wired | Forward Phase Cut Controls | 86 | 2738 | 0.0011 | 93 | 68 | 243 | 0.97 | Ambient | 15000 |  |  | 99999 | 0.01 | 19 | 19 | 0.13 | 0.06 | 0.06 | 0.05 | 0.01 | 0 | 0.76 | 0.35 | 0.32 | 0.28 | 0.01 | 0 | 0.15 | 0.17 | 0.15 | 0.11 | 0.01 | 0 | True |  | Non Federally-Regulated | 07/17/2019 |  | 09/22/2020
Generation Brands | Element | E4SFW-9**-* | Light Emitting Diode | Inseparable Luminaire | Direct Wired | Forward Phase Cut Controls | 86 | 2738 | 0.0011 | 93 | 68 | 243 | 0.97 | Ambient | 15000 |  |  | 99999 | 0.01 | 19 | 19 | 0.13 | 0.06 | 0.06 | 0.05 | 0.01 | 0 | 0.76 | 0.35 | 0.32 | 0.28 | 0.01 | 0 | 0.15 | 0.17 | 0.15 | 0.11 | 0.01 | 0 | True |  | Non Federally-Regulated | 07/17/2019 |  | 09/22/2020
Generation Brands | Element | E4SLW-WD-* | Light Emitting Diode | Inseparable Luminaire | Direct Wired | Forward Phase Cut Controls | 86 | 2738 | 0.0011 | 93 | 68 | 243 | 0.97 | Ambient | 15000 |  |  | 99999 | 0.01 | 19 | 19 | 0.13 | 0.06 | 0.06 | 0.05 | 0.01 | 0 | 0.76 | 0.35 | 0.32 | 0.28 | 0.01 | 0 | 0.15 | 0.17 | 0.15 | 0.11 | 0.01 | 0 | True |  | Non Federally-Regulated | 07/17/2019 |  | 09/22/2020
Generation Brands | Element | E4SFW-WD-* | Light Emitting Diode | Inseparable Luminaire | Direct Wired | Forward Phase Cut Controls | 86 | 2738 | 0.0011 | 93 | 68 | 243 | 0.97 | Ambient | 15000 |  |  | 99999 | 0.01 | 19 | 19 | 0.13 | 0.06 | 0.06 | 0.05 | 0.01 | 0 | 0.76 | 0.35 | 0.32 | 0.28 | 0.01 | 0 | 0.15 | 0.17 | 0.15 | 0.11 | 0.01 | 0 | True |  | Non Federally-Regulated | 07/17/2019 |  | 09/22/2020
Generation Brands | Tech Lighting | 700GRC***-LED9** | Light Emitting Diode | Inseparable Luminaire | Direct Wired | Forward Phase Cut Controls | 75 | 2964 | 0.0004 | 90 | 50 | 247 | 0.99 | Ambient | 54000 |  |  | 54000 | 0.02 | 2 | 2 | 0.33 | 0.11 | 0.07 | 0.04 | 0.01 | 0.01 | 0.99 | 0.45 | 0.33 | 0.24 | 0.17 | 0.13 | 0.99 | 0.3 | 0.19 | 0.14 | 0.11 | 0.09 | True |  | Non Federally-Regulated | 07/30/2019 |  | 09/22/2020
Generation Brands | Tech Lighting | 700GRC****-LED9** | Light Emitting Diode | Inseparable Luminaire | Direct Wired | Forward Phase Cut Controls | 75 | 2964 | 0.0004 | 90 | 50 | 247 | 0.99 | Ambient | 54000 |  |  | 54000 | 0.02 | 2 | 2 | 0.33 | 0.11 | 0.07 | 0.04 | 0.01 | 0.01 | 0.99 | 0.45 | 0.33 | 0.24 | 0.17 | 0.13 | 0.99 | 0.3 | 0.19 | 0.14 | 0.11 | 0.09 | True |  | Non Federally-Regulated | 07/30/2019 |  | 09/22/2020
Generation Brands | Tech Lighting | 700BCDEN***-LED | Light Emitting Diode | Inseparable Luminaire | Direct Wired | Forward Phase Cut Controls | 88 | 3090 | 0.002 | 91 | 51 | 206 | 0.98 | Ambient | 15000 |  | 1 | 60000 | 0.02 | 20 | 24 | 0.8 | 0.04 | 0.03 | 0.03 | 0.01 | 0 | 0.17 | 0.21 | 0.19 | 0.16 | 0.01 | 0 | 0.47 | 0.22 | 0.2 | 0.16 | 0.01 | 0 | True | False | Non Federally-Regulated | 08/23/2019 |  | 09/22/2020
Generation Brands | Tech Lighting | 700FIA***-LED9**A | Light Emitting Diode | Inseparable Luminaire | Direct Wired | Forward Phase Cut Controls | 75 | 2964 | 0.0004 | 90 | 50 | 247 | 0.99 | Ambient | 54000 |  | 1 | 54000 | 0.02 | 2 | 2 | 0.33 | 0.11 | 0.07 | 0.04 | 0.01 | 0.01 | 0.99 | 0.45 | 0.33 | 0.24 | 0.17 | 0.13 | 0.99 | 0.3 | 0.19 | 0.14 | 0.11 | 0.09 | True | False | Non Federally-Regulated | 08/23/2019 |  | 09/22/2020
Generation Brands | Tech Lighting | 700LSESN**-LED9** | Light Emitting Diode | Inseparable Luminaire | Direct Wired | Forward Phase Cut Controls | 54 | 3006 | 0.0023 | 93 | 65 | 36 | 0.99 | Ambient | 54000 |  | 1 | 54000 | 0.03 | 18 | 18 | 0.48 | 0.02 | 0.01 | 0.01 | 0 | 0 | 0.99 | 0.17 | 0.08 | 0.06 | 0.02 | 0.02 | 0.99 | 0.23 | 0.14 | 0.1 | 0.07 | 0.06 | True | False | Non Federally-Regulated | 08/23/2019 |  | 09/22/2020
Generation Brands | Tech Lighting | 700WSFNA**-LED | Light Emitting Diode | Inseparable Luminaire | Direct Wired | Forward Phase Cut Controls | 100 | 2713 | 0.0012 | 93 | 55 | 247 | 0.99 | Ambient | 48000 |  | 1 | 48000 | 0.01 | 17 | 17 | 0.38 | 0.01 | 0 | 0 | 0 | 0 | 0.03 | 0.03 | 0.01 | 0.01 | 0 | 0 | 0.99 | 0.54 | 0.32 | 0.21 | 0.13 | 0.08 | True | False | Non Federally-Regulated | 09/25/2019 |  | 09/22/2020
Generation Brands | Tech Lighting | 700BCELI12*-LED**A | Light Emitting Diode | Inseparable Luminaire | Direct Wired | Forward Phase Cut Controls | 88 | 3090 | 0.002 | 91 | 51 | 206 | 0.98 | Ambient | 15000 |  | 1 | 60000 | 0.02 | 20 | 24 | 0.8 | 0.04 | 0.03 | 0.03 | 0.01 | 0 | 0.17 | 0.21 | 0.19 | 0.16 | 0.01 | 0 | 0.47 | 0.22 | 0.2 | 0.16 | 0.01 | 0 | True | False | Non Federally-Regulated | 10/30/2019 |  | 09/22/2020
Generation Brands | Tech Lighting | 700BCELI***-LED9** | Light Emitting Diode | Inseparable Luminaire | Direct Wired | Forward Phase Cut Controls | 88 | 3090 | 0.002 | 91 | 51 | 206 | 0.98 | Ambient | 15000 |  | 1 | 60000 | 0.02 | 20 | 24 | 0.8 | 0.04 | 0.03 | 0.03 | 0.01 | 0 | 0.17 | 0.21 | 0.19 | 0.16 | 0.01 | 0 | 0.47 | 0.22 | 0.2 | 0.16 | 0.01 | 0 | True | False | Non Federally-Regulated | 10/30/2019 |  | 09/22/2020
Generation Brands | Tech Lighting | 700WSJNI13xx-LED930 | Light Emitting Diode | Light Engine | Direct Wired | Forward Phase Cut Controls | 90.3 | 3117 | 0.0007 | 94 | 74 | 226 | 0.99 | Ambient | 15000 |  | 1 | 25000 | 0.08 | 14 | 14 | 0.2 | 0.03 | 0.02 | 0.02 | 0.01 | 0.01 | 0.23 | 0.09 | 0.08 | 0.07 | 0.05 | 0.01 | 0.6 | 0.11 | 0.07 | 0.06 | 0.01 | 0.01 | True | False | Non Federally-Regulated | 12/13/2019 |  | 09/22/2020
Generation Brands | Tech Lighting | 700WSJNI16xx-LED930 | Light Emitting Diode | Light Engine | Direct Wired | Forward Phase Cut Controls | 90.3 | 3117 | 0.0007 | 94 | 74 | 226 | 0.99 | Ambient | 15000 |  | 1 | 25000 | 0.08 | 14 | 14 | 0.2 | 0.03 | 0.02 | 0.02 | 0.01 | 0.01 | 0.23 | 0.09 | 0.08 | 0.07 | 0.05 | 0.01 | 0.6 | 0.11 | 0.07 | 0.06 | 0.01 | 0.01 | True | False | Non Federally-Regulated | 12/13/2019 |  | 09/22/2020
Generation Brands | Tech Lighting | 700WSJNI20xx-LED930 | Light Emitting Diode | Light Engine | Direct Wired | Forward Phase Cut Controls | 90.3 | 3117 | 0.0007 | 94 | 74 | 226 | 0.99 | Ambient | 15000 |  | 1 | 25000 | 0.08 | 14 | 14 | 0.2 | 0.03 | 0.02 | 0.02 | 0.01 | 0.01 | 0.23 | 0.09 | 0.08 | 0.07 | 0.05 | 0.01 | 0.6 | 0.11 | 0.07 | 0.06 | 0.01 | 0.01 | True | False | Non Federally-Regulated | 12/13/2019 |  | 09/22/2020
Generation Brands | Tech Lighting | 700FMJNIx-LED930 | Light Emitting Diode | Light Engine | Direct Wired | Forward Phase Cut Controls | 90.3 | 3117 | 0.0007 | 94 | 74 | 226 | 0.99 | Ambient | 15000 |  | 1 | 25000 | 0.08 | 14 | 14 | 0.2 | 0.03 | 0.02 | 0.02 | 0.01 | 0.01 | 0.23 | 0.09 | 0.08 | 0.07 | 0.05 | 0.01 | 0.6 | 0.11 | 0.07 | 0.06 | 0.01 | 0.01 | True | False | Non Federally-Regulated | 12/13/2019 |  | 09/22/2020
Generation Brands | Tech Lighting | 700TDJNIx-LED930 | Light Emitting Diode | Light Engine | Direct Wired | Forward Phase Cut Controls | 90.3 | 3117 | 0.0007 | 94 | 74 | 226 | 0.99 | Ambient | 15000 |  | 1 | 25000 | 0.08 | 14 | 14 | 0.2 | 0.03 | 0.02 | 0.02 | 0.01 | 0.01 | 0.23 | 0.09 | 0.08 | 0.07 | 0.05 | 0.01 | 0.6 | 0.11 | 0.07 | 0.06 | 0.01 | 0.01 | True | False | Non Federally-Regulated | 12/13/2019 |  | 09/22/2020
Generation Brands | Tech Lighting | 700BCLUFR14*-LED9** | Light Emitting Diode | Light Engine | Direct Wired | Forward Phase Cut Controls | 88.2 | 3117 | 0.0028 | 93 | 60 | 242 | 0.99 | Elevated | 15000 |  | 1 | 60000 | 0.01 | 15 | 15 | 0.33 | 0.01 | 0.01 | 0.01 | 0.01 | 0.01 | 1 | 0.06 | 0.04 | 0.03 | 0.02 | 0.01 | 1 | 0.99 | 0.69 | 0.49 | 0.44 | 0.33 | True | False | Non Federally-Regulated | 12/13/2019 |  | 09/22/2020
Generation Brands | Tech Lighting | 700BCLUFS14*-LED9** | Light Emitting Diode | Light Engine | Direct Wired | Forward Phase Cut Controls | 88.2 | 3117 | 0.0028 | 93 | 60 | 242 | 0.99 | Elevated | 15000 |  | 1 | 60000 | 0.01 | 15 | 15 | 0.33 | 0.01 | 0.01 | 0.01 | 0.01 | 0.01 | 1 | 0.06 | 0.04 | 0.03 | 0.02 | 0.01 | 1 | 0.99 | 0.69 | 0.49 | 0.44 | 0.33 | True | False | Non Federally-Regulated | 12/13/2019 |  | 09/22/2020
Generation Brands | Tech Lighting | 700LSDES48**-LED92730 | Light Emitting Diode | Inseparable Luminaire | Direct Wired | Forward Phase Cut Controls | 75.3 | 2987 | 0.0009 | 93 | 65 | 340 | 0.99 | Ambient | 54000 |  | 1 | 54000 | 0.03 | 19 | 19 | 0.85 | 0.01 | 0.01 | 0.01 | 0.01 | 0.01 | 1 | 0.08 | 0.05 | 0.04 | 0.02 | 0.01 | 1 | 0.2 | 0.11 | 0.1 | 0.08 | 0.07 | True | False | Non Federally-Regulated | 01/10/2020 |  | 09/22/2020
Generation Brands | Tech Lighting | 700LSDES72**-LED92730 | Light Emitting Diode | Inseparable Luminaire | Direct Wired | Forward Phase Cut Controls | 75.3 | 2987 | 0.0009 | 93 | 65 | 340 | 0.99 | Ambient | 54000 |  | 1 | 54000 | 0.03 | 19 | 19 | 0.85 | 0.01 | 0.01 | 0.01 | 0.01 | 0.01 | 1 | 0.08 | 0.05 | 0.04 | 0.02 | 0.01 | 1 | 0.2 | 0.11 | 0.1 | 0.08 | 0.07 | True | False | Non Federally-Regulated | 01/10/2020 |  | 09/22/2020
Generation Brands | Tech Lighting | 700LSDES96**-LED92730 | Light Emitting Diode | Inseparable Luminaire | Direct Wired | Forward Phase Cut Controls | 75.3 | 2987 | 0.0009 | 93 | 65 | 340 | 0.99 | Ambient | 54000 |  | 1 | 54000 | 0.03 | 19 | 19 | 0.85 | 0.01 | 0.01 | 0.01 | 0.01 | 0.01 | 1 | 0.08 | 0.05 | 0.04 | 0.02 | 0.01 | 1 | 0.2 | 0.11 | 0.1 | 0.08 | 0.07 | True | False | Non Federally-Regulated | 01/10/2020 |  | 09/22/2020
Generation Brands | Tech Lighting | 700BCBND13**-LED930 | Light Emitting Diode | Inseparable Luminaire | Direct Wired | Forward Phase Cut Controls | 75.3 | 2987 | 0.0009 | 93 | 65 | 340 | 0.99 | Ambient | 54000 |  | 1 | 54000 | 0.03 | 19 | 19 | 0.85 | 0.01 | 0.01 | 0.01 | 0.01 | 0.01 | 1 | 0.08 | 0.05 | 0.04 | 0.02 | 0.01 | 1 | 0.2 | 0.11 | 0.1 | 0.08 | 0.07 | True | False | Non Federally-Regulated | 01/10/2020 |  | 09/22/2020
Generation Brands | Tech Lighting | 700WSKLE20**-LED930 | Light Emitting Diode | Inseparable Luminaire | Direct Wired | Forward Phase Cut Controls | 75.3 | 2987 | 0.0009 | 93 | 65 | 340 | 0.99 | Ambient | 54000 |  | 1 | 54000 | 0.03 | 19 | 19 | 0.85 | 0.01 | 0.01 | 0.01 | 0.01 | 0.01 | 1 | 0.08 | 0.05 | 0.04 | 0.02 | 0.01 | 1 | 0.2 | 0.11 | 0.1 | 0.08 | 0.07 | True | False | Non Federally-Regulated | 01/10/2020 |  | 09/22/2020
Generation Brands | Tech Lighting | 700WSKLE30**-LED930 | Light Emitting Diode | Inseparable Luminaire | Direct Wired | Forward Phase Cut Controls | 75.3 | 2987 | 0.0009 | 93 | 65 | 340 | 0.99 | Ambient | 54000 |  | 1 | 54000 | 0.03 | 19 | 19 | 0.85 | 0.01 | 0.01 | 0.01 | 0.01 | 0.01 | 1 | 0.08 | 0.05 | 0.04 | 0.02 | 0.01 | 1 | 0.2 | 0.11 | 0.1 | 0.08 | 0.07 | True | False | Non Federally-Regulated | 01/10/2020 |  | 09/22/2020
Generation Brands | Tech Lighting | 700BLT38G**-LED930 | Light Emitting Diode | Inseparable Luminaire | Direct Wired | Forward Phase Cut Controls | 84 | 2962 | 0.0011 | 94 | 67 | 199 | 0.99 | Ambient | 54000 |  | 1 | 54000 | 0.05 | 19 | 19 | 0.19 | 0.03 | 0.02 | 0.02 | 0.01 | 0.01 | 1 | 0.18 | 0.1 | 0.09 | 0.06 | 0.05 | 1 | 0.77 | 0.45 | 0.33 | 0.26 | 0.21 | True | False | Non Federally-Regulated | 01/10/2020 |  | 09/22/2020
Generation Brands | Tech Lighting | 700BLT43**-LED930 | Light Emitting Diode | Inseparable Luminaire | Direct Wired | Forward Phase Cut Controls | 84 | 2962 | 0.0011 | 94 | 67 | 199 | 0.99 | Ambient | 54000 |  | 1 | 54000 | 0.05 | 19 | 19 | 0.19 | 0.03 | 0.02 | 0.02 | 0.01 | 0.01 | 1 | 0.18 | 0.1 | 0.09 | 0.06 | 0.05 | 1 | 0.77 | 0.45 | 0.33 | 0.26 | 0.21 | True | False | Non Federally-Regulated | 01/10/2020 |  | 09/22/2020
Generation Brands | Tech Lighting | 700BLT30**-LED930 | Light Emitting Diode | Inseparable Luminaire | Direct Wired | Forward Phase Cut Controls | 84 | 2962 | 0.0011 | 94 | 67 | 199 | 0.99 | Ambient | 54000 |  | 1 | 54000 | 0.05 | 19 | 19 | 0.19 | 0.03 | 0.02 | 0.02 | 0.01 | 0.01 | 1 | 0.18 | 0.1 | 0.09 | 0.06 | 0.05 | 1 | 0.77 | 0.45 | 0.33 | 0.26 | 0.21 | True | False | Non Federally-Regulated | 01/10/2020 |  | 09/22/2020
Generation Brands | Tech Lighting | 700BAN4B-LED930 | Light Emitting Diode | Inseparable Luminaire | Direct Wired | Forward Phase Cut Controls | 84 | 2962 | 0.0011 | 94 | 67 | 199 | 0.99 | Ambient | 54000 |  | 1 | 54000 | 0.05 | 19 | 19 | 0.19 | 0.03 | 0.02 | 0.02 | 0.01 | 0.01 | 1 | 0.18 | 0.1 | 0.09 | 0.06 | 0.05 | 1 | 0.77 | 0.45 | 0.33 | 0.26 | 0.21 | True | False | Non Federally-Regulated | 01/10/2020 |  | 09/22/2020
Generation Brands | Tech Lighting | 700FMPNT16**-LED930 | Light Emitting Diode | Inseparable Luminaire | Direct Wired | Forward Phase Cut Controls | 84 | 2962 | 0.0011 | 94 | 67 | 199 | 0.99 | Ambient | 54000 |  | 1 | 54000 | 0.05 | 19 | 19 | 0.19 | 0.03 | 0.02 | 0.02 | 0.01 | 0.01 | 1 | 0.18 | 0.1 | 0.09 | 0.06 | 0.05 | 1 | 0.77 | 0.45 | 0.33 | 0.26 | 0.21 | True | False | Non Federally-Regulated | 01/10/2020 |  | 09/22/2020
Generation Brands | Tech Lighting | 700TDPNT16**-LED930 | Light Emitting Diode | Inseparable Luminaire | Direct Wired | Forward Phase Cut Controls | 84 | 2962 | 0.0011 | 94 | 67 | 199 | 0.99 | Ambient | 54000 |  | 1 | 54000 | 0.05 | 19 | 19 | 0.19 | 0.03 | 0.02 | 0.02 | 0.01 | 0.01 | 1 | 0.18 | 0.1 | 0.09 | 0.06 | 0.05 | 1 | 0.77 | 0.45 | 0.33 | 0.26 | 0.21 | True | False | Non Federally-Regulated | 01/10/2020 |  | 09/22/2020
Generation Brands | Tech Lighting | 700BAN16B-LED930 | Light Emitting Diode | Inseparable Luminaire | Direct Wired | Forward Phase Cut Controls | 84 | 2962 | 0.0011 | 94 | 67 | 199 | 0.99 | Ambient | 54000 |  | 1 | 54000 | 0.05 | 19 | 19 | 0.19 | 0.03 | 0.02 | 0.02 | 0.01 | 0.01 | 1 | 0.18 | 0.1 | 0.09 | 0.06 | 0.05 | 1 | 0.77 | 0.45 | 0.33 | 0.26 | 0.21 | True | False | Non Federally-Regulated | 01/10/2020 |  | 09/22/2020
Generation Brands | Tech Lighting | 700BAN48B-LED930 | Light Emitting Diode | Inseparable Luminaire | Direct Wired | Forward Phase Cut Controls | 84 | 2962 | 0.0011 | 94 | 67 | 199 | 0.99 | Ambient | 54000 |  | 1 | 54000 | 0.05 | 19 | 19 | 0.19 | 0.03 | 0.02 | 0.02 | 0.01 | 0.01 | 1 | 0.18 | 0.1 | 0.09 | 0.06 | 0.05 | 1 | 0.77 | 0.45 | 0.33 | 0.26 | 0.21 | True | False | Non Federally-Regulated | 01/10/2020 |  | 09/22/2020
Generation Brands | Tech Lighting | 700BAN20B-LED930 | Light Emitting Diode | Inseparable Luminaire | Direct Wired | Forward Phase Cut Controls | 84 | 2962 | 0.0011 | 94 | 67 | 199 | 0.99 | Ambient | 54000 |  | 1 | 54000 | 0.05 | 19 | 19 | 0.19 | 0.03 | 0.02 | 0.02 | 0.01 | 0.01 | 1 | 0.18 | 0.1 | 0.09 | 0.06 | 0.05 | 1 | 0.77 | 0.45 | 0.33 | 0.26 | 0.21 | True | False | Non Federally-Regulated | 01/10/2020 |  | 09/22/2020
Generation Brands | Tech Lighting | 700BAN32B-LED930 | Light Emitting Diode | Inseparable Luminaire | Direct Wired | Forward Phase Cut Controls | 84 | 2962 | 0.0011 | 94 | 67 | 199 | 0.99 | Ambient | 54000 |  | 1 | 54000 | 0.05 | 19 | 19 | 0.19 | 0.03 | 0.02 | 0.02 | 0.01 | 0.01 | 1 | 0.18 | 0.1 | 0.09 | 0.06 | 0.05 | 1 | 0.77 | 0.45 | 0.33 | 0.26 | 0.21 | True | False | Non Federally-Regulated | 01/10/2020 |  | 09/22/2020
Generation Brands | Tech Lighting | 700BCBAN4B-LED930 | Light Emitting Diode | Inseparable Luminaire | Direct Wired | Forward Phase Cut Controls | 84 | 2962 | 0.0011 | 94 | 67 | 199 | 0.99 | Ambient | 54000 |  | 1 | 54000 | 0.05 | 19 | 19 | 0.19 | 0.03 | 0.02 | 0.02 | 0.01 | 0.01 | 1 | 0.18 | 0.1 | 0.09 | 0.06 | 0.05 | 1 | 0.77 | 0.45 | 0.33 | 0.26 | 0.21 | True | False | Non Federally-Regulated | 01/10/2020 |  | 09/22/2020
Generation Brands | Tech Lighting | 700TDPNT28**-LED930 | Light Emitting Diode | Inseparable Luminaire | Direct Wired | Forward Phase Cut Controls | 84 | 2962 | 0.0011 | 94 | 67 | 199 | 0.99 | Ambient | 54000 |  | 1 | 54000 | 0.05 | 19 | 19 | 0.19 | 0.03 | 0.02 | 0.02 | 0.01 | 0.01 | 1 | 0.18 | 0.1 | 0.09 | 0.06 | 0.05 | 1 | 0.77 | 0.45 | 0.33 | 0.26 | 0.21 | True | False | Non Federally-Regulated | 01/10/2020 |  | 09/22/2020
Generation Brands | Tech Lighting | 700LSPNT48**-LED930 | Light Emitting Diode | Inseparable Luminaire | Direct Wired | Forward Phase Cut Controls | 84 | 2962 | 0.0011 | 94 | 67 | 199 | 0.99 | Ambient | 54000 |  | 1 | 54000 | 0.05 | 19 | 19 | 0.19 | 0.03 | 0.02 | 0.02 | 0.01 | 0.01 | 1 | 0.18 | 0.1 | 0.09 | 0.06 | 0.05 | 1 | 0.77 | 0.45 | 0.33 | 0.26 | 0.21 | True | False | Non Federally-Regulated | 01/10/2020 |  | 09/22/2020
Generation Brands | Tech Lighting | 700LSLNG48**-LED930 | Light Emitting Diode | Inseparable Luminaire | Direct Wired | Forward Phase Cut Controls | 86 | 2738 | 0.0011 | 93 | 68 | 243 | 0.98 | Ambient | 15000 |  | 1 | 99000 | 0.01 | 19 | 19 | 0.13 | 0.07 | 0.06 | 0.05 | 0.02 | 0.01 | 0.76 | 0.35 | 0.32 | 0.28 | 0.02 | 0.01 | 0.15 | 0.17 | 0.15 | 0.11 | 0.01 | 0.01 | True | False | Non Federally-Regulated | 01/10/2020 |  | 09/22/2020
Generation Brands | Tech Lighting | 700WSMINA**-LED930 | Light Emitting Diode | Inseparable Luminaire | Direct Wired | Forward Phase Cut Controls | 86 | 2738 | 0.0011 | 93 | 68 | 243 | 0.98 | Ambient | 15000 |  | 1 | 99000 | 0.01 | 19 | 19 | 0.13 | 0.07 | 0.06 | 0.05 | 0.02 | 0.01 | 0.76 | 0.35 | 0.32 | 0.28 | 0.02 | 0.01 | 0.15 | 0.17 | 0.15 | 0.11 | 0.01 | 0.01 | True | False | Non Federally-Regulated | 01/10/2020 |  | 09/22/2020
Generation Brands | Tech Lighting | 700TDKAI1**-LED930 | Light Emitting Diode | Inseparable Luminaire | Direct Wired | Forward Phase Cut Controls | 86 | 2738 | 0.0011 | 93 | 68 | 243 | 0.98 | Ambient | 15000 |  | 1 | 99000 | 0.01 | 19 | 19 | 0.13 | 0.07 | 0.06 | 0.05 | 0.02 | 0.01 | 0.76 | 0.35 | 0.32 | 0.28 | 0.02 | 0.01 | 0.15 | 0.17 | 0.15 | 0.11 | 0.01 | 0.01 | True | False | Non Federally-Regulated | 01/10/2020 |  | 09/22/2020
Generation Brands | Tech Lighting | 700TDKAI2**-LED930 | Light Emitting Diode | Inseparable Luminaire | Direct Wired | Forward Phase Cut Controls | 86 | 2738 | 0.0011 | 93 | 68 | 243 | 0.98 | Ambient | 15000 |  | 1 | 99000 | 0.01 | 19 | 19 | 0.13 | 0.07 | 0.06 | 0.05 | 0.02 | 0.01 | 0.76 | 0.35 | 0.32 | 0.28 | 0.02 | 0.01 | 0.15 | 0.17 | 0.15 | 0.11 | 0.01 | 0.01 | True | False | Non Federally-Regulated | 01/10/2020 |  | 09/22/2020
Generation Brands | Tech Lighting | 700TDKAI3**-LED930 | Light Emitting Diode | Inseparable Luminaire | Direct Wired | Forward Phase Cut Controls | 86 | 2738 | 0.0011 | 93 | 68 | 243 | 0.98 | Ambient | 15000 |  | 1 | 99000 | 0.01 | 19 | 19 | 0.13 | 0.07 | 0.06 | 0.05 | 0.02 | 0.01 | 0.76 | 0.35 | 0.32 | 0.28 | 0.02 | 0.01 | 0.15 | 0.17 | 0.15 | 0.11 | 0.01 | 0.01 | True | False | Non Federally-Regulated | 01/10/2020 |  | 09/22/2020
Generation Brands | Tech Lighting | 700PRTCLM**-LED930 | Light Emitting Diode | Inseparable Luminaire | Direct Wired | Forward Phase Cut Controls | 86 | 2738 | 0.0011 | 93 | 68 | 243 | 0.98 | Ambient | 15000 |  | 1 | 99000 | 0.01 | 19 | 19 | 0.13 | 0.07 | 0.06 | 0.05 | 0.02 | 0.01 | 0.76 | 0.35 | 0.32 | 0.28 | 0.02 | 0.01 | 0.15 | 0.17 | 0.15 | 0.11 | 0.01 | 0.01 | True | False | Non Federally-Regulated | 01/10/2020 |  | 09/22/2020
Generation Brands | Tech Lighting | 700TDCLM**-LED930 | Light Emitting Diode | Inseparable Luminaire | Direct Wired | Forward Phase Cut Controls | 86 | 2738 | 0.0011 | 93 | 68 | 243 | 0.98 | Ambient | 15000 |  | 1 | 99000 | 0.01 | 19 | 19 | 0.13 | 0.07 | 0.06 | 0.05 | 0.02 | 0.01 | 0.76 | 0.35 | 0.32 | 0.28 | 0.02 | 0.01 | 0.15 | 0.17 | 0.15 | 0.11 | 0.01 | 0.01 | True | False | Non Federally-Regulated | 01/10/2020 |  | 09/22/2020
Generation Brands | Tech Lighting | 700CLM2***-LED930 | Light Emitting Diode | Inseparable Luminaire | Direct Wired | Forward Phase Cut Controls | 86 | 2738 | 0.0011 | 93 | 68 | 243 | 0.98 | Ambient | 15000 |  | 1 | 99000 | 0.01 | 19 | 19 | 0.13 | 0.07 | 0.06 | 0.05 | 0.02 | 0.01 | 0.76 | 0.35 | 0.32 | 0.28 | 0.02 | 0.01 | 0.15 | 0.17 | 0.15 | 0.11 | 0.01 | 0.01 | True | False | Non Federally-Regulated | 01/10/2020 |  | 09/22/2020
Generation Brands | Tech Lighting | 700CLM4**-LED930 | Light Emitting Diode | Inseparable Luminaire | Direct Wired | Forward Phase Cut Controls | 86 | 2738 | 0.0011 | 93 | 68 | 243 | 0.98 | Ambient | 15000 |  | 1 | 99000 | 0.01 | 19 | 19 | 0.13 | 0.07 | 0.06 | 0.05 | 0.02 | 0.01 | 0.76 | 0.35 | 0.32 | 0.28 | 0.02 | 0.01 | 0.15 | 0.17 | 0.15 | 0.11 | 0.01 | 0.01 | True | False | Non Federally-Regulated | 01/10/2020 |  | 09/22/2020
Generation Brands | Tech Lighting | 700CLM6**-LED930 | Light Emitting Diode | Inseparable Luminaire | Direct Wired | Forward Phase Cut Controls | 86 | 2738 | 0.0011 | 93 | 68 | 243 | 0.98 | Ambient | 15000 |  | 1 | 99000 | 0.01 | 19 | 19 | 0.13 | 0.07 | 0.06 | 0.05 | 0.02 | 0.01 | 0.76 | 0.35 | 0.32 | 0.28 | 0.02 | 0.01 | 0.15 | 0.17 | 0.15 | 0.11 | 0.01 | 0.01 | True | False | Non Federally-Regulated | 01/10/2020 |  | 09/22/2020
Generation Brands | Tech Lighting | 700TDCDAP**CS-LED930 | Light Emitting Diode | Light Engine | Direct Wired | Forward Phase Cut Controls | 88 | 3117 | 0.0007 | 93 | 74 | 226 | 0.99 | Elevated | 15000 |  | 1 | 99000 | 0.08 | 14 | 14 | 0.2 | 0.03 | 0.02 | 0.02 | 0.01 | 0.01 | 0.23 | 0.09 | 0.08 | 0.07 | 0.01 | 0.01 | 0.6 | 0.1 | 0.07 | 0.06 | 0.06 | 0.03 | True | False | Non Federally-Regulated | 01/10/2020 |  | 09/22/2020
Generation Brands | Tech Lighting | 700FJTLM****-LED930 | Light Emitting Diode | Light Engine | Direct Wired | Reverse Phase Cut Controls | 72.6 | 3038 | 0.0007 | 93 | 61 | 149 | 0.9 | Elevated | 99999 | 1 | 1 |  | 0.06 | 18 | 18 | 1 | 0.3 | 0.28 | 0.29 | 0.05 | 0.01 | 0.32 | 0.32 | 0.31 | 0.29 | 0.1 | 0.04 | 0.61 | 0.28 | 0.23 | 0.21 | 0.04 | 0.01 | True | False | Non Federally-Regulated | 02/19/2020 |  | 09/22/2020
Generation Brands | Tech Lighting | 700MPTLM****-LED930 | Light Emitting Diode | Light Engine | Direct Wired | Reverse Phase Cut Controls | 72.6 | 3038 | 0.0007 | 93 | 61 | 149 | 0.9 | Elevated | 99999 | 1 | 1 |  | 0.06 | 18 | 18 | 1 | 0.3 | 0.28 | 0.29 | 0.05 | 0.01 | 0.32 | 0.32 | 0.31 | 0.29 | 0.1 | 0.04 | 0.61 | 0.28 | 0.23 | 0.21 | 0.04 | 0.01 | True | False | Non Federally-Regulated | 02/19/2020 |  | 09/22/2020
Generation Brands | Tech Lighting | 700MOTLM****-LED930 | Light Emitting Diode | Light Engine | Direct Wired | Reverse Phase Cut Controls | 72.6 | 3038 | 0.0007 | 93 | 61 | 149 | 0.9 | Elevated | 99999 | 1 | 1 |  | 0.06 | 18 | 18 | 1 | 0.3 | 0.28 | 0.29 | 0.05 | 0.01 | 0.32 | 0.32 | 0.31 | 0.29 | 0.1 | 0.04 | 0.61 | 0.28 | 0.23 | 0.21 | 0.04 | 0.01 | True | False | Non Federally-Regulated | 02/19/2020 |  | 09/22/2020
Generation Brands | Tech Lighting | 700MO2TLM****-LED930 | Light Emitting Diode | Light Engine | Direct Wired | Reverse Phase Cut Controls | 72.6 | 3038 | 0.0007 | 93 | 61 | 149 | 0.9 | Elevated | 99999 | 1 | 1 |  | 0.06 | 18 | 18 | 1 | 0.3 | 0.28 | 0.29 | 0.05 | 0.01 | 0.32 | 0.32 | 0.31 | 0.29 | 0.1 | 0.04 | 0.61 | 0.28 | 0.23 | 0.21 | 0.04 | 0.01 | True | False | Non Federally-Regulated | 02/19/2020 |  | 09/22/2020
Generation Brands | Tech Lighting | 700FJISO930*****-LED | Light Emitting Diode | Light Engine | Direct Wired | Reverse Phase Cut Controls | 67.2 | 3039 | 0.0006 | 92 | 57 | 131 | 0.94 | Elevated | 99999 | 1 | 1 |  | 0.05 | 18 | 18 | 0.2 | 0.15 | 0.14 | 0.1 | 0.02 | 0.01 | 0.82 | 0.11 | 0.06 | 0.05 | 0.04 | 0.03 | 0.45 | 0.03 | 0.02 | 0.02 | 0.01 | 0.01 | True | False | Non Federally-Regulated | 02/19/2020 |  | 09/22/2020
Generation Brands | Tech Lighting | 700MPISO930*****-LED | Light Emitting Diode | Light Engine | Direct Wired | Reverse Phase Cut Controls | 67.2 | 3039 | 0.0006 | 92 | 57 | 131 | 0.94 | Elevated | 99999 | 1 | 1 |  | 0.05 | 18 | 18 | 0.2 | 0.15 | 0.14 | 0.1 | 0.02 | 0.01 | 0.82 | 0.11 | 0.06 | 0.05 | 0.04 | 0.03 | 0.45 | 0.03 | 0.02 | 0.02 | 0.01 | 0.01 | True | False | Non Federally-Regulated | 02/19/2020 |  | 09/22/2020
Generation Brands | Tech Lighting | 700MOISO930*****-LED | Light Emitting Diode | Light Engine | Direct Wired | Reverse Phase Cut Controls | 67.2 | 3039 | 0.0006 | 92 | 57 | 131 | 0.94 | Elevated | 99999 | 1 | 1 |  | 0.05 | 18 | 18 | 0.2 | 0.15 | 0.14 | 0.1 | 0.02 | 0.01 | 0.82 | 0.11 | 0.06 | 0.05 | 0.04 | 0.03 | 0.45 | 0.03 | 0.02 | 0.02 | 0.01 | 0.01 | True | False | Non Federally-Regulated | 02/19/2020 |  | 09/22/2020
Generation Brands | Tech Lighting | 700MO2ISO930*****-LED | Light Emitting Diode | Light Engine | Direct Wired | Reverse Phase Cut Controls | 67.2 | 3039 | 0.0006 | 92 | 57 | 131 | 0.94 | Elevated | 99999 | 1 | 1 |  | 0.05 | 18 | 18 | 0.2 | 0.15 | 0.14 | 0.1 | 0.02 | 0.01 | 0.82 | 0.11 | 0.06 | 0.05 | 0.04 | 0.03 | 0.45 | 0.03 | 0.02 | 0.02 | 0.01 | 0.01 | True | False | Non Federally-Regulated | 02/19/2020 |  | 09/22/2020
Generation Brands | Tech Lighting | 700FJBRK9******* | Light Emitting Diode | Light Engine | Direct Wired | Reverse Phase Cut Controls | 67.2 | 3039 | 0.0006 | 92 | 57 | 131 | 0.94 | Elevated | 99999 | 1 | 1 |  | 0.05 | 18 | 18 | 0.2 | 0.15 | 0.14 | 0.1 | 0.02 | 0.01 | 0.82 | 0.11 | 0.06 | 0.05 | 0.04 | 0.03 | 0.45 | 0.03 | 0.02 | 0.02 | 0.01 | 0.01 | True | False | Non Federally-Regulated | 02/19/2020 |  | 09/22/2020
Generation Brands | Tech Lighting | 700MPBRK9******* | Light Emitting Diode | Light Engine | Direct Wired | Reverse Phase Cut Controls | 67.2 | 3039 | 0.0006 | 92 | 57 | 131 | 0.94 | Elevated | 99999 | 1 | 1 |  | 0.05 | 18 | 18 | 0.2 | 0.15 | 0.14 | 0.1 | 0.02 | 0.01 | 0.82 | 0.11 | 0.06 | 0.05 | 0.04 | 0.03 | 0.45 | 0.03 | 0.02 | 0.02 | 0.01 | 0.01 | True | False | Non Federally-Regulated | 02/19/2020 |  | 09/22/2020
Generation Brands | Tech Lighting | 700MOBRK9******* | Light Emitting Diode | Light Engine | Direct Wired | Reverse Phase Cut Controls | 67.2 | 3039 | 0.0006 | 92 | 57 | 131 | 0.94 | Elevated | 99999 | 1 | 1 |  | 0.05 | 18 | 18 | 0.2 | 0.15 | 0.14 | 0.1 | 0.02 | 0.01 | 0.82 | 0.11 | 0.06 | 0.05 | 0.04 | 0.03 | 0.45 | 0.03 | 0.02 | 0.02 | 0.01 | 0.01 | True | False | Non Federally-Regulated | 02/19/2020 |  | 09/22/2020
Generation Brands | Tech Lighting | 700MO2BRK9******* | Light Emitting Diode | Light Engine | Direct Wired | Reverse Phase Cut Controls | 67.2 | 3039 | 0.0006 | 92 | 57 | 131 | 0.94 | Elevated | 99999 | 1 | 1 |  | 0.05 | 18 | 18 | 0.2 | 0.15 | 0.14 | 0.1 | 0.02 | 0.01 | 0.82 | 0.11 | 0.06 | 0.05 | 0.04 | 0.03 | 0.45 | 0.03 | 0.02 | 0.02 | 0.01 | 0.01 | True | False | Non Federally-Regulated | 02/19/2020 |  | 09/22/2020
Generation Brands | Tech Lighting | 700FJLNGF**-LED930 | Light Emitting Diode | Light Engine | Direct Wired | Reverse Phase Cut Controls | 72.6 | 3038 | 0.0007 | 93 | 61 | 149 | 0.9 | Elevated | 99999 | 1 | 1 |  | 0.06 | 18 | 18 | 1 | 0.3 | 0.28 | 0.29 | 0.05 | 0.01 | 0.32 | 0.32 | 0.31 | 0.29 | 0.1 | 0.04 | 0.61 | 0.28 | 0.23 | 0.21 | 0.04 | 0.01 | True | False | Non Federally-Regulated | 02/19/2020 |  | 09/22/2020
Generation Brands | Tech Lighting | 700MPLNGF**-LED930 | Light Emitting Diode | Light Engine | Direct Wired | Reverse Phase Cut Controls | 72.6 | 3038 | 0.0007 | 93 | 61 | 149 | 0.9 | Elevated | 99999 | 1 | 1 |  | 0.06 | 18 | 18 | 1 | 0.3 | 0.28 | 0.29 | 0.05 | 0.01 | 0.32 | 0.32 | 0.31 | 0.29 | 0.1 | 0.04 | 0.61 | 0.28 | 0.23 | 0.21 | 0.04 | 0.01 | True | False | Non Federally-Regulated | 02/19/2020 |  | 09/22/2020
Generation Brands | Tech Lighting | 700MOLNGF**-LED930 | Light Emitting Diode | Light Engine | Direct Wired | Reverse Phase Cut Controls | 72.6 | 3038 | 0.0007 | 93 | 61 | 149 | 0.9 | Elevated | 99999 | 1 | 1 |  | 0.06 | 18 | 18 | 1 | 0.3 | 0.28 | 0.29 | 0.05 | 0.01 | 0.32 | 0.32 | 0.31 | 0.29 | 0.1 | 0.04 | 0.61 | 0.28 | 0.23 | 0.21 | 0.04 | 0.01 | True | False | Non Federally-Regulated | 02/19/2020 |  | 09/22/2020
Generation Brands | Tech Lighting | 700FJPSP***-LED930 | Light Emitting Diode | Light Engine | Direct Wired | Reverse Phase Cut Controls | 72.6 | 3038 | 0.0007 | 93 | 61 | 149 | 0.9 | Elevated | 99999 | 1 | 1 |  | 0.06 | 18 | 18 | 1 | 0.3 | 0.28 | 0.29 | 0.05 | 0.01 | 0.32 | 0.32 | 0.31 | 0.29 | 0.1 | 0.04 | 0.61 | 0.28 | 0.23 | 0.21 | 0.04 | 0.01 | True | False | Non Federally-Regulated | 02/19/2020 |  | 09/22/2020
Generation Brands | Tech Lighting | 700MPPSP***-LED930 | Light Emitting Diode | Light Engine | Direct Wired | Reverse Phase Cut Controls | 72.6 | 3038 | 0.0007 | 93 | 61 | 149 | 0.9 | Elevated | 99999 | 1 | 1 |  | 0.06 | 18 | 18 | 1 | 0.3 | 0.28 | 0.29 | 0.05 | 0.01 | 0.32 | 0.32 | 0.31 | 0.29 | 0.1 | 0.04 | 0.61 | 0.28 | 0.23 | 0.21 | 0.04 | 0.01 | True | False | Non Federally-Regulated | 02/19/2020 |  | 09/22/2020
Generation Brands | Tech Lighting | 700MOPSP***-LED930 | Light Emitting Diode | Light Engine | Direct Wired | Reverse Phase Cut Controls | 72.6 | 3038 | 0.0007 | 93 | 61 | 149 | 0.9 | Elevated | 99999 | 1 | 1 |  | 0.06 | 18 | 18 | 1 | 0.3 | 0.28 | 0.29 | 0.05 | 0.01 | 0.32 | 0.32 | 0.31 | 0.29 | 0.1 | 0.04 | 0.61 | 0.28 | 0.23 | 0.21 | 0.04 | 0.01 | True | False | Non Federally-Regulated | 02/19/2020 |  | 09/22/2020
Generation Brands | Tech Lighting | 700KLE6**-LED930 | Light Emitting Diode | Light Engine | Direct Wired | Forward Phase Cut Controls | 46.9 | 3029 | 0.0032 | 94 | 67 | 95 | 0.99 | Elevated | 54000 | 1 | 1 |  | 0.02 | 18 | 17 | 0.62 | 0.04 | 0.02 | 0.01 | 0.01 | 0.01 | 0.9 | 0.19 | 0.04 | 0.02 | 0.01 | 0.01 | 1 | 0.3 | 0.06 | 0.05 | 0.03 | 0.02 | True | False | Non Federally-Regulated | 02/24/2020 |  | 09/22/2020
Generation Brands | Tech Lighting | 700DES12**-LED930 | Light Emitting Diode | Light Engine | Direct Wired | Forward Phase Cut Controls | 46.9 | 3029 | 0.0032 | 94 | 67 | 95 | 0.99 | Elevated | 54000 | 1 | 1 |  | 0.02 | 18 | 17 | 0.62 | 0.04 | 0.02 | 0.01 | 0.01 | 0.01 | 0.9 | 0.19 | 0.04 | 0.02 | 0.01 | 0.01 | 1 | 0.3 | 0.06 | 0.05 | 0.03 | 0.02 | True | False | Non Federally-Regulated | 02/24/2020 |  | 09/22/2020
Generation Brands | Tech Lighting | 700DES18**-LED930 | Light Emitting Diode | Light Engine | Direct Wired | Forward Phase Cut Controls | 46.9 | 3029 | 0.0032 | 94 | 67 | 95 | 0.99 | Elevated | 54000 | 1 | 1 |  | 0.02 | 18 | 17 | 0.62 | 0.04 | 0.02 | 0.01 | 0.01 | 0.01 | 0.9 | 0.19 | 0.04 | 0.02 | 0.01 | 0.01 | 1 | 0.3 | 0.06 | 0.05 | 0.03 | 0.02 | True | False | Non Federally-Regulated | 02/24/2020 |  | 09/22/2020
Generation Brands | Tech Lighting | 700DES24**-LED930 | Light Emitting Diode | Light Engine | Direct Wired | Forward Phase Cut Controls | 46.9 | 3029 | 0.0032 | 94 | 67 | 95 | 0.99 | Elevated | 54000 | 1 | 1 |  | 0.02 | 18 | 17 | 0.62 | 0.04 | 0.02 | 0.01 | 0.01 | 0.01 | 0.9 | 0.19 | 0.04 | 0.02 | 0.01 | 0.01 | 1 | 0.3 | 0.06 | 0.05 | 0.03 | 0.02 | True | False | Non Federally-Regulated | 02/24/2020 |  | 09/22/2020
Generation Brands | Tech Lighting | 700TDHNE13**-LED930 | Light Emitting Diode | Light Engine | Direct Wired | Forward Phase Cut Controls | 46.9 | 3029 | 0.0032 | 94 | 67 | 95 | 0.99 | Elevated | 54000 | 1 | 1 |  | 0.02 | 18 | 17 | 0.62 | 0.04 | 0.02 | 0.01 | 0.01 | 0.01 | 0.9 | 0.19 | 0.04 | 0.02 | 0.01 | 0.01 | 1 | 0.3 | 0.06 | 0.05 | 0.03 | 0.02 | True | False | Non Federally-Regulated | 02/24/2020 |  | 09/22/2020
Generation Brands | Tech Lighting | ENN2S-LO930AAI120W | Light Emitting Diode | Light Engine | Direct Wired | Forward Phase Cut Controls | 77.6 | 3082 | 0.001 | 92 | 62 | 117 | 0.99 | Elevated | 39000 | 1 | 1 |  | 0.01 | 19 | 19 | 1 | 0.07 | 0.04 | 0.03 | 0.02 | 0.02 | 1 | 0.1 | 0.08 | 0.03 | 0.02 | 0.01 | 1 | 0.1 | 0.06 | 0.04 | 0.03 | 0.03 | True | False | Non Federally-Regulated | 02/24/2020 |  | 09/22/2020
Generation Brands | Tech Lighting | 700WSBAN5B-LED930 | Light Emitting Diode | Light Engine | Direct Wired | Forward Phase Cut Controls | 77.6 | 3082 | 0.001 | 92 | 62 | 117 | 0.99 | Elevated | 39000 | 1 | 1 |  | 0.01 | 19 | 19 | 1 | 0.07 | 0.04 | 0.03 | 0.02 | 0.02 | 1 | 0.1 | 0.08 | 0.03 | 0.02 | 0.01 | 1 | 0.1 | 0.06 | 0.04 | 0.03 | 0.03 | True | False | Non Federally-Regulated | 02/24/2020 |  | 09/22/2020
Generation Brands | Tech Lighting | 700BCBAU36**-LED930 | Light Emitting Diode | Light Engine | Direct Wired | Forward Phase Cut Controls | 67.6 | 2918 | 0.0018 | 94 | 68 | 167 | 0.99 | Elevated | 54000 | 1 | 1 |  | 0.01 | 19 | 19 | 0.73 | 0.04 | 0.02 | 0.01 | 0.01 | 0.01 | 1 | 0.11 | 0.04 | 0.03 | 0.01 | 0 | 1 | 0.11 | 0.06 | 0.04 | 0.03 | 0.02 | True | False | Non Federally-Regulated | 02/24/2020 |  | 09/22/2020
Generation Brands | Tech Lighting | 700BCBAU24**-LED930 | Light Emitting Diode | Light Engine | Direct Wired | Forward Phase Cut Controls | 67.6 | 2918 | 0.0018 | 94 | 68 | 167 | 0.99 | Elevated | 54000 | 1 | 1 |  | 0.01 | 19 | 19 | 0.73 | 0.04 | 0.02 | 0.01 | 0.01 | 0.01 | 1 | 0.11 | 0.04 | 0.03 | 0.01 | 0 | 1 | 0.11 | 0.06 | 0.04 | 0.03 | 0.02 | True | False | Non Federally-Regulated | 02/24/2020 |  | 09/22/2020
Generation Brands | Tech Lighting | 700VNRFL-LED930 | Light Emitting Diode | Light Engine | Direct Wired | Forward Phase Cut Controls | 89.2 | 3114 | 0.005 | 98 | 90 | 290 | 0.99 | Elevated | 60000 | 1 | 1 |  | 0.01 | 18 | 18 | 0.17 | 0.02 | 0.02 | 0.01 | 0.01 | 0 | 1 | 0.14 | 0.09 | 0.07 | 0.04 | 0.04 | 0.54 | 0.21 | 0.16 | 0.16 | 0.14 | 0.14 | True | False | Non Federally-Regulated | 02/25/2020 |  | 09/22/2020
Generation Brands | Tech Lighting | 700WSMURG**-LED | Light Emitting Diode | Light Engine | Direct Wired | Forward Phase Cut Controls | 76.8 | 2991 | 0.0013 | 93 | 68 | 310 | 0.99 | Elevated | 50000 | 1 | 1 |  | 0.01 | 17 | 18 | 0.24 | 0.02 | 0.01 | 0.01 | 0.01 | 0.01 | 1 | 0.1 | 0.07 | 0.05 | 0.03 | 0.03 | 1 | 0.07 | 0.04 | 0.03 | 0.02 | 0.01 | True | False | Non Federally-Regulated | 02/25/2020 |  | 09/22/2020
Generation Brands | Tech Lighting | 700NYR****-LED930 | Light Emitting Diode | Inseparable Luminaire | Direct Wired | Forward Phase Cut Controls | 70 | 2938 | -0.0036 | 93 | 63 | 345 | 0.99 | Ambient | 15000 |  | 1 | 54000 | 0.03 | 21 | 21 | 0.02 | 0.01 | 0.01 | 0.01 | 0.01 | 0.01 | 1 | 0.36 | 0.12 | 0.06 | 0.02 | 0.01 | 1 | 0.49 | 0.35 | 0.29 | 0.22 | 0.13 | True | False | Non Federally-Regulated | 02/26/2020 |  | 09/22/2020
Generation Brands | Tech Lighting | 700BCLYNN25**-LED9** | Light Emitting Diode | Inseparable Luminaire | Direct Wired | Forward Phase Cut Controls | 88 | 3090 | 0.002 | 91 | 51 | 206 | 0.99 | Ambient | 15000 |  | 1 | 60000 | 0.02 | 20 | 24 | 0.8 | 0.04 | 0.03 | 0.03 | 0.01 | 0 | 0.17 | 0.21 | 0.19 | 0.16 | 0.01 | 0 | 0.47 | 0.22 | 0.2 | 0.16 | 0.01 | 0 | True | False | Non Federally-Regulated | 02/27/2020 |  | 09/22/2020
Generation Brands | Tech Lighting | 700BCSPANA2C-LED930 | Light Emitting Diode | Light Engine | Direct Wired | Forward Phase Cut Controls | 52 | 2932 | 0.0001 | 93 | 71 | 470 | 0.99 | Elevated | 54000 | 1 | 1 |  | 0.02 | 19 | 21 | 0.48 | 0.23 | 0.21 | 0.2 | 0.03 | 0.01 | 1 | 0.29 | 0.28 | 0.23 | 0.03 | 0.01 | 1 | 0.41 | 0.3 | 0.22 | 0.13 | 0.1 | True | False | Non Federally-Regulated | 04/07/2020 |  | 09/22/2020
Generation Brands | Tech Lighting | 700BCSPANB2C-LED930 | Light Emitting Diode | Light Engine | Direct Wired | Forward Phase Cut Controls | 52 | 2932 | 0.0001 | 93 | 71 | 470 | 0.99 | Elevated | 54000 | 1 | 1 |  | 0.02 | 19 | 21 | 0.48 | 0.23 | 0.21 | 0.2 | 0.03 | 0.01 | 1 | 0.29 | 0.28 | 0.23 | 0.03 | 0.01 | 1 | 0.41 | 0.3 | 0.22 | 0.13 | 0.1 | True | False | Non Federally-Regulated | 04/07/2020 |  | 09/22/2020
Generation Brands | Tech Lighting | 700BCSPANA2S-LED930 | Light Emitting Diode | Light Engine | Direct Wired | Forward Phase Cut Controls | 52 | 2932 | 0.0001 | 93 | 71 | 470 | 0.99 | Elevated | 54000 | 1 | 1 |  | 0.02 | 19 | 21 | 0.48 | 0.23 | 0.21 | 0.2 | 0.03 | 0.01 | 1 | 0.29 | 0.28 | 0.23 | 0.03 | 0.01 | 1 | 0.41 | 0.3 | 0.22 | 0.13 | 0.1 | True | False | Non Federally-Regulated | 04/07/2020 |  | 09/22/2020
Generation Brands | Tech Lighting | 700BCSPANB2S-LED930 | Light Emitting Diode | Light Engine | Direct Wired | Forward Phase Cut Controls | 52 | 2932 | 0.0001 | 93 | 71 | 470 | 0.99 | Elevated | 54000 | 1 | 1 |  | 0.02 | 19 | 21 | 0.48 | 0.23 | 0.21 | 0.2 | 0.03 | 0.01 | 1 | 0.29 | 0.28 | 0.23 | 0.03 | 0.01 | 1 | 0.41 | 0.3 | 0.22 | 0.13 | 0.1 | True | False | Non Federally-Regulated | 04/07/2020 |  | 09/22/2020
Generation Brands | Monte Carlo | 3MAVR52XXD | Light Emitting Diode | Inseparable Luminaire | Quick Connect | Powerline Carrier Controls | 59.3 | 3000 |  | 93 | 73 | 11 | 0.99 | Ambient | 36000 |  | 1 | 36000 | 0.09 | 19 | 20 | 0.2 | 0.14 | 0.13 | 0.12 | 0.01 | 0 | 0.15 | 0.11 | 0.11 | 0.09 | 0.01 | 0.01 | 0.17 | 0.09 | 0.09 | 0.08 | 0.03 | 0.02 | True | False | Non Federally-Regulated | 04/22/2020 |  | 09/22/2020
Generation Brands | Monte Carlo | 3MAVR60XXD | Light Emitting Diode | Inseparable Luminaire | Quick Connect | Powerline Carrier Controls | 59.3 | 3000 |  | 93 | 73 | 11 | 0.99 | Ambient | 36000 |  | 1 | 36000 | 0.09 | 19 | 20 | 0.2 | 0.14 | 0.13 | 0.12 | 0.01 | 0 | 0.15 | 0.11 | 0.11 | 0.09 | 0.01 | 0.01 | 0.17 | 0.09 | 0.09 | 0.08 | 0.03 | 0.02 | True | False | Non Federally-Regulated | 04/22/2020 |  | 09/22/2020
Generation Brands | Monte Carlo | 3MAVR70XXD | Light Emitting Diode | Inseparable Luminaire | Quick Connect | Powerline Carrier Controls | 59.3 | 3000 |  | 93 | 73 | 11 | 0.99 | Ambient | 36000 |  | 1 | 36000 | 0.09 | 19 | 20 | 0.2 | 0.14 | 0.13 | 0.12 | 0.01 | 0 | 0.15 | 0.11 | 0.11 | 0.09 | 0.01 | 0.01 | 0.17 | 0.09 | 0.09 | 0.08 | 0.03 | 0.02 | True | False | Non Federally-Regulated | 04/22/2020 |  | 09/22/2020
Generation Brands | Generation Brands | 700TDWIT**-LED930 | Light Emitting Diode | Light Engine | Direct Wired | Forward Phase Cut Controls | 75.6 | 2979 | 0.0021 | 94 | 63 | 280 | 0.93 | Elevated | 15000 |  | 1 | 54000 | 0.01 | 18 | 18 | 0.7 | 0.05 | 0.03 | 0.02 | 0.01 | 0.01 | 1 | 0.3 | 0.2 | 0.15 | 0.08 | 0.07 | 1 | 1 | 0.15 | 0.11 | 0.09 | 0.05 | True | False | Non Federally-Regulated | 05/04/2020 |  | 09/22/2020
Generation Brands | Monte Carlo | 8KGR72 | Light Emitting Diode | Inseparable Luminaire | Direct Wired | Forward Phase Cut Controls | 52.4 | 3000 | 0.0004 | 95 | 73 | 11 | 0.99 | Ambient | 36000 |  | 1 | 36000 | 0.1 | 19 | 19 | 0.27 | 0.2 | 0.19 | 0.17 | 0.01 | 0.01 | 0.5 | 0.27 | 0.24 | 0.19 | 0.04 | 0.03 | 0.11 | 0.08 | 0.08 | 0.06 | 0.01 | 0.01 | True | False | Non Federally-Regulated | 08/06/2020 |  | 09/22/2020
Generation Brands | Monte Carlo | 3OVR60 | Light Emitting Diode | Inseparable Luminaire | Direct Wired | Forward Phase Cut Controls | 47.1 | 3000 | 0.0004 | 95 | 74 | 11 | 0.99 | Ambient | 36000 |  | 1 | 36000 | 0.1 | 19 | 20 | 0.27 | 0.2 | 0.18 | 0.17 | 0.01 | 0.01 | 0.23 | 0.21 | 0.21 | 0.16 | 0.01 | 0.01 | 0.11 | 0.08 | 0.08 | 0.06 | 0.01 | 0.01 | True | False | Non Federally-Regulated | 08/06/2020 |  | 09/22/2020
Generation Brands | Tech Lighting | 700WSMLY7*-LED930 | Light Emitting Diode | Light Engine | Direct Wired | Forward Phase Cut Controls | 66.5 | 2850 | 0.0009 | 93 | 56 | 290 | 0.99 | Ambient | 60000 | 1 | 1 |  | 0.02 | 16 | 16 | 0.14 | 0.03 | 0.02 | 0.01 | 0.01 | 0.01 | 1 | 0.3 | 0.2 | 0.14 | 0.11 | 0.1 | 1 | 0.46 | 0.29 | 0.27 | 0.17 | 0.13 | True | False | Non Federally-Regulated | 08/17/2020 |  | 09/22/2020
Generation Brands | Tech Lighting | ENCL3***-*****-* | Light Emitting Diode | Light Engine | Direct Wired | Forward Phase Cut Controls | 86.4 | 3002 | 0.0011 | 94 | 69 | 402 | 0.99 | Ambient | 55000 |  | 1 | 55000 | 0.01 | 17 | 17 | 0.26 | 0.12 | 0.1 | 0.07 | 0.03 | 0.01 | 0.32 | 0.07 | 0.01 | 0.01 | 0.01 | 0.01 | 1 | 0.06 | 0.03 | 0.02 | 0.01 | 0.01 | True | False | Non Federally-Regulated | 08/18/2020 |  | 09/22/2020
Generation Brands | Tech Lighting | 700FJBRM********* | Light Emitting Diode | Light Engine | Direct Wired | Forward Phase Cut Controls | 75 | 3035 | 0.0002 | 94 | 63 | 69 | 0.92 | Ambient | 99999 |  | 1 | 99999 | 0.05 | 18 | 17 | 0.06 | 0.01 | 0.01 | 0.01 | 0.01 | 0.01 | 0.04 | 0.01 | 0.01 | 0.01 | 0.01 | 0.01 | 0.01 | 0.05 | 0.01 | 0.01 | 0.01 | 0.01 | True | False | Non Federally-Regulated | 08/26/2020 |  | 09/22/2020
Generation Brands | Tech Lighting | 700MPBRM********* | Light Emitting Diode | Light Engine | Direct Wired | Forward Phase Cut Controls | 75 | 3035 | 0.0002 | 94 | 63 | 69 | 0.92 | Ambient | 99999 |  | 1 | 99999 | 0.05 | 18 | 17 | 0.06 | 0.01 | 0.01 | 0.01 | 0.01 | 0.01 | 0.04 | 0.01 | 0.01 | 0.01 | 0.01 | 0.01 | 0.01 | 0.05 | 0.01 | 0.01 | 0.01 | 0.01 | True | False | Non Federally-Regulated | 08/26/2020 |  | 09/22/2020
Generation Brands | Tech Lighting | 700MOBRM********* | Light Emitting Diode | Light Engine | Direct Wired | Forward Phase Cut Controls | 75 | 3035 | 0.0002 | 94 | 63 | 69 | 0.92 | Ambient | 99999 |  | 1 | 99999 | 0.05 | 18 | 17 | 0.06 | 0.01 | 0.01 | 0.01 | 0.01 | 0.01 | 0.04 | 0.01 | 0.01 | 0.01 | 0.01 | 0.01 | 0.01 | 0.05 | 0.01 | 0.01 | 0.01 | 0.01 | True | False | Non Federally-Regulated | 08/26/2020 |  | 09/22/2020
Generation Brands | Tech Lighting | ENN2*-LO9**AAI12** | Light Emitting Diode | Inseparable Luminaire | Direct Wired | Forward Phase Cut Controls | 72 | 2756 | 0.0007 | 92 | 58 | 120 | 0.92 | Ambient | 55000 |  | 1 | 55000 | 0.1 | 17 | 18 | 0.57 | 0.1 | 0.04 | 0.02 | 0.01 | 0.01 | 1 | 0.11 | 0.08 | 0.06 | 0.04 | 0.02 | 1 | 0.17 | 0.12 | 0.08 | 0.07 | 0.05 | True | False | Non Federally-Regulated | 09/15/2020 |  | 09/22/2020
Generation Brands | Tech Lighting | 700FJLAY13*-LED930 | Light Emitting Diode | Inseparable Luminaire | Direct Wired | Forward Phase Cut Controls | 72 | 2756 | 0.0007 | 92 | 58 | 120 | 0.92 | Ambient | 55000 |  | 1 | 55000 | 0.1 | 17 | 18 | 0.57 | 0.1 | 0.04 | 0.02 | 0.01 | 0.01 | 1 | 0.11 | 0.08 | 0.06 | 0.04 | 0.02 | 1 | 0.17 | 0.12 | 0.08 | 0.07 | 0.05 | True | False | Non Federally-Regulated | 09/15/2020 |  | 09/22/2020
Generation Brands | Tech Lighting | 700MPLAY13*-LED930 | Light Emitting Diode | Inseparable Luminaire | Direct Wired | Forward Phase Cut Controls | 72 | 2756 | 0.0007 | 92 | 58 | 120 | 0.92 | Ambient | 55000 |  | 1 | 55000 | 0.1 | 17 | 18 | 0.57 | 0.1 | 0.04 | 0.02 | 0.01 | 0.01 | 1 | 0.11 | 0.08 | 0.06 | 0.04 | 0.02 | 1 | 0.17 | 0.12 | 0.08 | 0.07 | 0.05 | True | False | Non Federally-Regulated | 09/15/2020 |  | 09/22/2020
Generation Brands | Tech Lighting | 700MOLAY13*-LED930 | Light Emitting Diode | Inseparable Luminaire | Direct Wired | Forward Phase Cut Controls | 72 | 2756 | 0.0007 | 92 | 58 | 120 | 0.92 | Ambient | 55000 |  | 1 | 55000 | 0.1 | 17 | 18 | 0.57 | 0.1 | 0.04 | 0.02 | 0.01 | 0.01 | 1 | 0.11 | 0.08 | 0.06 | 0.04 | 0.02 | 1 | 0.17 | 0.12 | 0.08 | 0.07 | 0.05 | True | False | Non Federally-Regulated | 09/15/2020 |  | 09/22/2020
Generation Brands | Tech Lighting | 700FJLAY18*-LED930 | Light Emitting Diode | Inseparable Luminaire | Direct Wired | Forward Phase Cut Controls | 72 | 2756 | 0.0007 | 92 | 58 | 120 | 0.92 | Ambient | 55000 |  | 1 | 55000 | 0.1 | 17 | 18 | 0.57 | 0.1 | 0.04 | 0.02 | 0.01 | 0.01 | 1 | 0.11 | 0.08 | 0.06 | 0.04 | 0.02 | 1 | 0.17 | 0.12 | 0.08 | 0.07 | 0.05 | True | False | Non Federally-Regulated | 09/15/2020 |  | 09/22/2020
Generation Brands | Tech Lighting | 700MPLAY18*-LED930 | Light Emitting Diode | Inseparable Luminaire | Direct Wired | Forward Phase Cut Controls | 72 | 2756 | 0.0007 | 92 | 58 | 120 | 0.92 | Ambient | 55000 |  | 1 | 55000 | 0.1 | 17 | 18 | 0.57 | 0.1 | 0.04 | 0.02 | 0.01 | 0.01 | 1 | 0.11 | 0.08 | 0.06 | 0.04 | 0.02 | 1 | 0.17 | 0.12 | 0.08 | 0.07 | 0.05 | True | False | Non Federally-Regulated | 09/15/2020 |  | 09/22/2020
Generation Brands | Tech Lighting | 700MOLAY18*-LED930 | Light Emitting Diode | Inseparable Luminaire | Direct Wired | Forward Phase Cut Controls | 72 | 2756 | 0.0007 | 92 | 58 | 120 | 0.92 | Ambient | 55000 |  | 1 | 55000 | 0.1 | 17 | 18 | 0.57 | 0.1 | 0.04 | 0.02 | 0.01 | 0.01 | 1 | 0.11 | 0.08 | 0.06 | 0.04 | 0.02 | 1 | 0.17 | 0.12 | 0.08 | 0.07 | 0.05 | True | False | Non Federally-Regulated | 09/15/2020 |  | 09/22/2020
Generation Brands | Tech Lighting | 700BCLNG2**-LED9** | Light Emitting Diode | Light Engine | Direct Wired | Forward Phase Cut Controls | 97 | 2744 | 0.0006 | 91 | 58 | 188 | 0.98 | Elevated | 99999 |  | 1 | 99999 | 0.01 | 18 | 18 | 0.18 | 0.01 | 0.01 | 0.01 | 0.01 | 0.01 | 1 | 0.31 | 0.21 | 0.19 | 0.19 | 0.14 | 1 | 0.3 | 0.18 | 0.14 | 0.1 | 0.08 | True | False | Non Federally-Regulated | 09/15/2020 |  | 09/22/2020
Generation Brands | Tech Lighting | 700WSSPR**-LED9** | Light Emitting Diode | Light Engine | Direct Wired | Forward Phase Cut Controls | 97 | 2744 | 0.0006 | 91 | 58 | 188 | 0.98 | Elevated | 99999 |  | 1 | 99999 | 0.01 | 18 | 18 | 0.18 | 0.01 | 0.01 | 0.01 | 0.01 | 0.01 | 1 | 0.31 | 0.21 | 0.19 | 0.19 | 0.14 | 1 | 0.3 | 0.18 | 0.14 | 0.1 | 0.08 | True | False | Non Federally-Regulated | 09/15/2020 |  | 09/22/2020
Hangzhou Huoshi Lighting Co.,Ltd | FLSNT | DSA1960SMDWH30 | Light Emitting Diode | Omnidirectional Lamp | Edison Screw Base | Forward Phase Cut Controls | 100.9 | 3000 | -0.0018 | 93 | 68 | 18 | 0.93 | Elevated | 15000 | 0.923 | 1 |  | 0.1 | 16 | 16 | 0.28 | 0.28 | 0.27 | 0.25 | 0 | 0 | 0.21 | 0.21 | 0.21 | 0.18 | 0 | 0 | 0.17 | 0.14 | 0.15 | 0.12 | 0 | 0 | True | True | Non Federally-Regulated | 06/22/2020 |  | 09/22/2020
Hangzhou Huoshi Lighting Co.,Ltd | FLSNT | DSA1975SMDWH30 | Light Emitting Diode | Omnidirectional Lamp | Edison Screw Base | Forward Phase Cut Controls | 105.2 | 3000 | -0.002 | 93 | 63 | 22 | 0.96 | Elevated | 15000 | 0.926 | 1 |  | 0.1 | 16 | 16 | 0.25 | 0.25 | 0.24 | 0.23 | 0 | 0 | 0.3 | 0.31 | 0.31 | 0.25 | 0.01 | 0.01 | 0.25 | 0.24 | 0.25 | 0.2 | 0.01 | 0.01 | True | True | Non Federally-Regulated | 06/22/2020 |  | 09/22/2020
Hangzhou Huoshi Lighting Co.,Ltd | Tesler | 78V53 | Light Emitting Diode | Omnidirectional Lamp | Edison Screw Base | Forward Phase Cut Controls | 100.9 | 3000 | -0.0018 | 93 | 68 | 18 | 0.93 | Elevated | 15000 | 0.923 | 1 |  | 0.1 | 16 | 16 | 0.28 | 0.28 | 0.27 | 0.25 | 0 | 0 | 0.21 | 0.21 | 0.21 | 0.18 | 0 | 0 | 0.17 | 0.14 | 0.15 | 0.12 | 0 | 0 | True | True | Non Federally-Regulated | 06/22/2020 |  | 09/22/2020
Hangzhou Huoshi Lighting Co.,Ltd | Tesler | 78V54 | Light Emitting Diode | Omnidirectional Lamp | Edison Screw Base | Forward Phase Cut Controls | 105.2 | 3000 | -0.002 | 93 | 63 | 22 | 0.96 | Elevated | 15000 | 0.926 | 1 |  | 0.1 | 16 | 16 | 0.25 | 0.25 | 0.24 | 0.23 | 0 | 0 | 0.3 | 0.31 | 0.31 | 0.25 | 0.01 | 0.01 | 0.25 | 0.24 | 0.25 | 0.2 | 0.01 | 0.01 | True | True | Non Federally-Regulated | 06/22/2020 |  | 09/22/2020
Shenzhen KOK Technology Co., Ltd | KOK | KOK-4HVCTLR05WH | Light Emitting Diode | Inseparable Luminaire | Direct Wired | Forward Phase Cut Controls | 55 | 3000 | 0.0005 | 91 | 50 | 114 | 0.91 | Ambient | 50000 |  | 1 | 54000 | 0.1 | 14 | 15 | 0.19 | 0.18 | 0.17 | 0.16 | 0.01 | 0 | 0.17 | 0.18 | 0.17 | 0.12 | 0.01 | 0.01 | 0.14 | 0.15 | 0.14 | 0.1 | 0.01 | 0.01 | True | False | Non Federally-Regulated | 09/11/2020 |  | 09/28/2020
Shenzhen KOK Technology Co., Ltd | KOK | KOK-4HVCTLR05WH(10W) | Light Emitting Diode | Inseparable Luminaire | Direct Wired | Forward Phase Cut Controls | 56 | 3000 | 0.0005 | 91 | 50 | 114 | 0.92 | Ambient | 50000 |  | 1 | 54000 | 0.1 | 14 | 15 | 0.19 | 0.18 | 0.17 | 0.16 | 0.01 | 0 | 0.17 | 0.18 | 0.17 | 0.12 | 0.01 | 0.01 | 0.14 | 0.15 | 0.14 | 0.1 | 0.01 | 0.01 | True | False | Non Federally-Regulated | 09/11/2020 |  | 09/28/2020
Shenzhen KOK Technology Co., Ltd | KOK | KOK-4HVCTLR05WH(8W) | Light Emitting Diode | Inseparable Luminaire | Direct Wired | Forward Phase Cut Controls | 59 | 3000 | 0.0005 | 91 | 50 | 114 | 0.97 | Ambient | 50000 |  | 1 | 54000 | 0.1 | 14 | 15 | 0.19 | 0.18 | 0.17 | 0.16 | 0.01 | 0 | 0.17 | 0.18 | 0.17 | 0.12 | 0.01 | 0.01 | 0.14 | 0.15 | 0.14 | 0.1 | 0.01 | 0.01 | True | False | Non Federally-Regulated | 09/11/2020 |  | 09/28/2020
Shenzhen KOK Technology Co., Ltd | KOK | KOK-6HVCTLR05WH | Light Emitting Diode | Inseparable Luminaire | Direct Wired | Forward Phase Cut Controls | 57 | 3000 | -0.0006 | 92 | 52 | 188 | 0.91 | Ambient | 50000 |  | 1 | 54000 | 0.1 | 14 | 15 | 0.16 | 0.15 | 0.14 | 0.13 | 0 | 0 | 0.14 | 0.15 | 0.14 | 0.1 | 0.01 | 0 | 0.12 | 0.13 | 0.12 | 0.09 | 0.03 | 0.02 | True | False | Non Federally-Regulated | 09/11/2020 |  | 09/28/2020
Shenzhen KOK Technology Co., Ltd | KOK | KOK-6HVCTLR05WH(15W) | Light Emitting Diode | Inseparable Luminaire | Direct Wired | Forward Phase Cut Controls | 59 | 3000 | -0.0006 | 92 | 52 | 188 | 0.92 | Ambient | 50000 |  | 1 | 54000 | 0.1 | 14 | 15 | 0.16 | 0.15 | 0.14 | 0.13 | 0 | 0 | 0.14 | 0.15 | 0.14 | 0.1 | 0.01 | 0 | 0.12 | 0.13 | 0.12 | 0.09 | 0.03 | 0.02 | True | False | Non Federally-Regulated | 09/11/2020 |  | 09/28/2020
Shenzhen KOK Technology Co., Ltd | KOK | KOK-6HVCTLR05WH(12W) | Light Emitting Diode | Inseparable Luminaire | Direct Wired | Forward Phase Cut Controls | 59 | 3000 | -0.0006 | 92 | 52 | 188 | 0.93 | Ambient | 50000 |  | 1 | 54000 | 0.1 | 14 | 15 | 0.16 | 0.15 | 0.14 | 0.13 | 0 | 0 | 0.14 | 0.15 | 0.14 | 0.1 | 0.01 | 0 | 0.12 | 0.13 | 0.12 | 0.09 | 0.03 | 0.02 | True | False | Non Federally-Regulated | 09/11/2020 |  | 09/28/2020
Maxim Lighting International, Inc. | Maxim | 52111WT** | Light Emitting Diode | Inseparable Luminaire | Direct Wired | Forward Phase Cut Controls | 64.2 | 3000 | -0.0013 | 94 | 50 | 464 | 0.94 | Ambient | 50000 |  |  | 54000 | 0.1 | 20 | 21 | 0.11 | 0.11 | 0.11 | 0.1 | 0 | 0 | 0.17 | 0.17 | 0.17 | 0.13 | 0 | 0 | 0.15 | 0.14 | 0.15 | 0.11 | 0.01 | 0 | True |  | Non Federally-Regulated | 01/24/2019 |  | 09/28/2020
Maxim Lighting International, Inc. | Maxim | 52112WT** | Light Emitting Diode | Inseparable Luminaire | Direct Wired | Forward Phase Cut Controls | 70.1 | 3000 | -0.0008 | 94 | 70 | 488 | 0.99 | Ambient | 50000 |  |  | 54000 | 0.1 | 20 | 21 | 0.23 | 0.23 | 0.22 | 0.21 | 0 | 0 | 0.27 | 0.27 | 0.27 | 0.21 | 0.01 | 0 | 0.22 | 0.21 | 0.21 | 0.16 | 0.01 | 0 | True |  | Non Federally-Regulated | 01/24/2019 |  | 09/28/2020
Maxim Lighting International, Inc. | Maxim | 52114WT** | Light Emitting Diode | Inseparable Luminaire | Direct Wired | Forward Phase Cut Controls | 67.3 | 3000 | -0.0009 | 94 | 51 | 476 | 0.99 | Ambient | 50000 |  |  | 54000 | 0.1 | 20 | 21 | 0.08 | 0.07 | 0.07 | 0.05 | 0 | 0 | 0.22 | 0.22 | 0.22 | 0.18 | 0.01 | 0 | 0.19 | 0.18 | 0.19 | 0.14 | 0.01 | 0 | True |  | Non Federally-Regulated | 01/24/2019 |  | 09/28/2020
Maxim Lighting International, Inc. | Maxim | 52115WT** | Light Emitting Diode | Inseparable Luminaire | Direct Wired | Forward Phase Cut Controls | 71.1 | 3000 | -0.0013 | 94 | 50 | 464 | 0.96 | Ambient | 50000 |  |  | 54000 | 0.1 | 20 | 21 | 0.01 | 0.01 | 0.01 | 0.01 | 0 | 0 | 0.15 | 0.15 | 0.15 | 0.12 | 0 | 0 | 0.12 | 0.12 | 0.12 | 0.09 | 0 | 0 | True |  | Non Federally-Regulated | 01/24/2019 |  | 09/28/2020
Maxim Lighting International, Inc. | Maxim | 52116WT** | Light Emitting Diode | Inseparable Luminaire | Direct Wired | Forward Phase Cut Controls | 74.8 | 3000 | -0.0016 | 94 | 50 | 452 | 0.9 | Ambient | 50000 |  |  | 54000 | 0.1 | 20 | 21 | 0.01 | 0.01 | 0.01 | 0.01 | 0 | 0 | 0.24 | 0.24 | 0.24 | 0.19 | 0.01 | 0 | 0.2 | 0.2 | 0.2 | 0.15 | 0.01 | 0.01 | True |  | Non Federally-Regulated | 01/24/2019 |  | 09/28/2020
Maxim Lighting International, Inc. | Maxim | 52117WT** | Light Emitting Diode | Inseparable Luminaire | Direct Wired | Forward Phase Cut Controls | 70.3 | 3000 | -0.0019 | 93 | 50 | 460 | 0.99 | Ambient | 50000 |  |  | 54000 | 0.1 | 20 | 21 | 0.01 | 0.01 | 0.01 | 0.01 | 0 | 0 | 0.23 | 0.23 | 0.23 | 0.18 | 0.01 | 0 | 0.19 | 0.19 | 0.19 | 0.14 | 0 | 0 | True |  | Non Federally-Regulated | 01/24/2019 |  | 09/28/2020
Hangzhou Huoshi Lighting Co.,Ltd | Tesler | 35D29(2PK) | Light Emitting Diode | Omnidirectional Lamp | Edison Screw Base | Forward Phase Cut Controls | 105.2 | 3000 | -0.002 | 93 | 63 | 22 | 0.96 | Elevated | 15000 | 0.926 | 1 |  | 0.1 | 16 | 16 | 0.25 | 0.25 | 0.24 | 0.23 | 0 | 0 | 0.3 | 0.31 | 0.31 | 0.25 | 0.01 | 0.01 | 0.25 | 0.24 | 0.25 | 0.2 | 0.01 | 0.01 | True | True | Non Federally-Regulated | 09/22/2020 |  | 09/30/2020
Hangzhou Huoshi Lighting Co.,Ltd | FLSNT | BR30100SMDWH30 | Light Emitting Diode | Directional Lamp | Edison Screw Base | Forward Phase Cut Controls | 109.3 | 3000 | -0.0035 | 91 | 51 | 9 | 0.93 | Elevated | 15000 | 0.92 | 1 |  | 0.1 | 16 | 16 | 0.17 | 0.17 | 0.17 | 0.16 | 0 | 0 | 0.23 | 0.23 | 0.23 | 0.2 | 0.01 | 0 | 0.21 | 0.2 | 0.21 | 0.17 | 0.01 | 0.01 | True | True | Non Federally-Regulated | 09/30/2020 |  | 09/30/2020
Globe Electric Co., Inc. | Commercial Electric | 50191 | Light Emitting Diode | Inseparable Luminaire | Direct Wired | Forward Phase Cut Controls | 62.3 | 4000 | -0.0037 | 97 | 92 | 271 | 0.96 | Ambient | 50000 |  | 1 | 60000 | 0.1 | 19 | 19 | 1 | 0.46 | 0.01 | 0.01 | 0.01 | 0.01 | 1 | 1 | 0.04 | 0.04 | 0.04 | 0.04 | 1 | 1 | 0.06 | 0.06 | 0.06 | 0.06 | True | False | Non Federally-Regulated | 09/17/2020 |  | 10/12/2020
Globe Electric Co., Inc. | Commercial Electric | 50192 | Light Emitting Diode | Inseparable Luminaire | Direct Wired | Forward Phase Cut Controls | 75.4 | 4000 | -0.0036 | 97 | 92 | 245 | 0.97 | Ambient | 50000 |  | 1 | 60000 | 0.1 | 19 | 20 | 1 | 0.44 | 0.02 | 0.01 | 0.01 | 0.01 | 1 | 0.98 | 0.05 | 0.04 | 0.03 | 0.03 | 1 | 1 | 0.06 | 0.05 | 0.05 | 0.04 | True | False | Non Federally-Regulated | 09/17/2020 |  | 10/12/2020
Acuity Brands Lighting | Juno | IC1LED G4 06LM **K 90CRI MVOLT **** + 17 ****** | Light Emitting Diode | Inseparable Luminaire | Direct Wired | 0-10 VDC Controls | 63 | 2700 | 0.0021 | 91 | 58 | 480 | 1 | Ambient | 50000 |  |  | 50000 | 0.08 | 19 | 19 | 0.05 | 0 | 0 | 0 | 0 | 0 | 0.23 | 0.02 | 0.01 | 0.01 | 0 | 0 | 0.44 | 0.03 | 0.02 | 0.01 | 0.01 | 0.01 | True |  | Non Federally-Regulated | 07/28/2017 |  | 10/13/2020
Acuity Brands Lighting | Juno | IC1LED G4 06LM **K 90CRI MVOLT **** + 14 ***** | Light Emitting Diode | Inseparable Luminaire | Direct Wired | 0-10 VDC Controls | 63 | 2700 | 0.0021 | 91 | 58 | 480 | 1 | Ambient | 50000 |  |  | 50000 | 0.08 | 19 | 19 | 0.05 | 0 | 0 | 0 | 0 | 0 | 0.23 | 0.02 | 0.01 | 0.01 | 0 | 0 | 0.44 | 0.03 | 0.02 | 0.01 | 0.01 | 0.01 | True |  | Non Federally-Regulated | 07/28/2017 |  | 10/13/2020
Acuity Brands Lighting | Juno | IC1LED G4 06LM **K 90CRI MVOLT **** + 12 WWH | Light Emitting Diode | Inseparable Luminaire | Direct Wired | 0-10 VDC Controls | 61 | 2700 | 0.0021 | 91 | 58 | 480 | 1 | Ambient | 50000 |  |  | 50000 | 0.08 | 19 | 19 | 0.05 | 0 | 0 | 0 | 0 | 0 | 0.23 | 0.02 | 0.01 | 0.01 | 0 | 0 | 0.44 | 0.03 | 0.02 | 0.01 | 0.01 | 0.01 | True |  | Non Federally-Regulated | 07/28/2017 |  | 10/13/2020
Acuity Brands Lighting | Juno | IC1LED G4 06LM **K 90CRI MVOLT **** + 41** *** | Light Emitting Diode | Inseparable Luminaire | Direct Wired | 0-10 VDC Controls | 61 | 2700 | 0.0021 | 91 | 58 | 480 | 1 | Ambient | 50000 |  |  | 50000 | 0.08 | 19 | 19 | 0.05 | 0 | 0 | 0 | 0 | 0 | 0.23 | 0.02 | 0.01 | 0.01 | 0 | 0 | 0.44 | 0.03 | 0.02 | 0.01 | 0.01 | 0.01 | True |  | Non Federally-Regulated | 07/28/2017 |  | 10/13/2020
Acuity Brands Lighting | Juno | IC1LED G4 06LM **K 90CRI MVOLT **** + 17HYP2 ***** | Light Emitting Diode | Inseparable Luminaire | Direct Wired | 0-10 VDC Controls | 58 | 2700 | 0.0021 | 91 | 58 | 480 | 1 | Ambient | 50000 |  |  | 50000 | 0.08 | 19 | 19 | 0.05 | 0 | 0 | 0 | 0 | 0 | 0.23 | 0.02 | 0.01 | 0.01 | 0 | 0 | 0.44 | 0.03 | 0.02 | 0.01 | 0.01 | 0.01 | True |  | Non Federally-Regulated | 07/28/2017 |  | 10/13/2020
Acuity Brands Lighting | Juno | IC1LED G4 06LM **K 90CRI MVOLT **** + 17SQ **** | Light Emitting Diode | Inseparable Luminaire | Direct Wired | 0-10 VDC Controls | 57 | 2700 | 0.0021 | 91 | 58 | 480 | 1 | Ambient | 50000 |  |  | 50000 | 0.08 | 19 | 19 | 0.05 | 0 | 0 | 0 | 0 | 0 | 0.23 | 0.02 | 0.01 | 0.01 | 0 | 0 | 0.44 | 0.03 | 0.02 | 0.01 | 0.01 | 0.01 | True |  | Non Federally-Regulated | 07/28/2017 |  | 10/13/2020
Acuity Brands Lighting | Juno | IC1LED G4 06LM **K 90CRI MVOLT **** + 12SQ **** | Light Emitting Diode | Inseparable Luminaire | Direct Wired | 0-10 VDC Controls | 59 | 2700 | 0.0021 | 91 | 58 | 480 | 1 | Ambient | 50000 |  |  | 50000 | 0.08 | 19 | 19 | 0.05 | 0 | 0 | 0 | 0 | 0 | 0.23 | 0.02 | 0.01 | 0.01 | 0 | 0 | 0.44 | 0.03 | 0.02 | 0.01 | 0.01 | 0.01 | True |  | Non Federally-Regulated | 07/28/2017 |  | 10/13/2020
Acuity Brands Lighting | Juno | IC1RLED G4 06LM **K 90CRI MVOLT **** + 17 ****** | Light Emitting Diode | Inseparable Luminaire | Direct Wired | 0-10 VDC Controls | 63 | 2700 | 0.0021 | 91 | 58 | 480 | 1 | Ambient | 50000 |  |  | 50000 | 0.08 | 19 | 19 | 0.05 | 0 | 0 | 0 | 0 | 0 | 0.23 | 0.02 | 0.01 | 0.01 | 0 | 0 | 0.44 | 0.03 | 0.02 | 0.01 | 0.01 | 0.01 | True |  | Non Federally-Regulated | 07/28/2017 |  | 10/13/2020
Acuity Brands Lighting | Juno | IC1RLED G4 06LM **K 90CRI MVOLT **** + 14 ***** | Light Emitting Diode | Inseparable Luminaire | Direct Wired | 0-10 VDC Controls | 63 | 2700 | 0.0021 | 91 | 58 | 480 | 1 | Ambient | 50000 |  |  | 50000 | 0.08 | 19 | 19 | 0.05 | 0 | 0 | 0 | 0 | 0 | 0.23 | 0.02 | 0.01 | 0.01 | 0 | 0 | 0.44 | 0.03 | 0.02 | 0.01 | 0.01 | 0.01 | True |  | Non Federally-Regulated | 07/28/2017 |  | 10/13/2020
Acuity Brands Lighting | Juno | IC1RLED G4 06LM **K 90CRI MVOLT **** + 12 WWH | Light Emitting Diode | Inseparable Luminaire | Direct Wired | 0-10 VDC Controls | 61 | 2700 | 0.0021 | 91 | 58 | 480 | 1 | Ambient | 50000 |  |  | 50000 | 0.08 | 19 | 19 | 0.05 | 0 | 0 | 0 | 0 | 0 | 0.23 | 0.02 | 0.01 | 0.01 | 0 | 0 | 0.44 | 0.03 | 0.02 | 0.01 | 0.01 | 0.01 | True |  | Non Federally-Regulated | 07/28/2017 |  | 10/13/2020
Acuity Brands Lighting | Juno | IC1RLED G4 06LM **K 90CRI MVOLT **** + 41** *** | Light Emitting Diode | Inseparable Luminaire | Direct Wired | 0-10 VDC Controls | 61 | 2700 | 0.0021 | 91 | 58 | 480 | 1 | Ambient | 50000 |  |  | 50000 | 0.08 | 19 | 19 | 0.05 | 0 | 0 | 0 | 0 | 0 | 0.23 | 0.02 | 0.01 | 0.01 | 0 | 0 | 0.44 | 0.03 | 0.02 | 0.01 | 0.01 | 0.01 | True |  | Non Federally-Regulated | 07/28/2017 |  | 10/13/2020
Acuity Brands Lighting | Juno | IC1RLED G4 06LM **K 90CRI MVOLT **** + 17HYP2 ***** | Light Emitting Diode | Inseparable Luminaire | Direct Wired | 0-10 VDC Controls | 58 | 2700 | 0.0021 | 91 | 58 | 480 | 1 | Ambient | 50000 |  |  | 50000 | 0.08 | 19 | 19 | 0.05 | 0 | 0 | 0 | 0 | 0 | 0.23 | 0.02 | 0.01 | 0.01 | 0 | 0 | 0.44 | 0.03 | 0.02 | 0.01 | 0.01 | 0.01 | True |  | Non Federally-Regulated | 07/28/2017 |  | 10/13/2020
Acuity Brands Lighting | Juno | IC1RLED G4 06LM **K 90CRI MVOLT **** + 17SQ **** | Light Emitting Diode | Inseparable Luminaire | Direct Wired | 0-10 VDC Controls | 57 | 2700 | 0.0021 | 91 | 58 | 480 | 1 | Ambient | 50000 |  |  | 50000 | 0.08 | 19 | 19 | 0.05 | 0 | 0 | 0 | 0 | 0 | 0.23 | 0.02 | 0.01 | 0.01 | 0 | 0 | 0.44 | 0.03 | 0.02 | 0.01 | 0.01 | 0.01 | True |  | Non Federally-Regulated | 07/28/2017 |  | 10/13/2020
Acuity Brands Lighting | Juno | IC1RLED G4 06LM **K 90CRI MVOLT **** + 12SQ **** | Light Emitting Diode | Inseparable Luminaire | Direct Wired | 0-10 VDC Controls | 59 | 2700 | 0.0021 | 91 | 58 | 480 | 1 | Ambient | 50000 |  |  | 50000 | 0.08 | 19 | 19 | 0.05 | 0 | 0 | 0 | 0 | 0 | 0.23 | 0.02 | 0.01 | 0.01 | 0 | 0 | 0.44 | 0.03 | 0.02 | 0.01 | 0.01 | 0.01 | True |  | Non Federally-Regulated | 07/28/2017 |  | 10/13/2020
Acuity Brands Lighting | Juno | IC1LED G4 06LM **K 90CRI 120 FRPC ** + 17 ****** | Light Emitting Diode | Inseparable Luminaire | Direct Wired | Forward Phase Cut Controls | 64 | 2700 | 0.0021 | 91 | 58 | 480 | 1 | Ambient | 50000 |  |  | 50000 | 0 | 19 | 19 | 0.04 | 0 | 0 | 0 | 0 | 0 | 0.29 | 0.01 | 0.01 | 0.01 | 0 | 0 | 1 | 0.1 | 0.07 | 0.05 | 0.04 | 0.02 | True |  | Non Federally-Regulated | 02/28/2019 |  | 10/13/2020
Acuity Brands Lighting | Juno | IC1LED G4 06LM **K 90CRI 120 FRPC ** + 14 ***** | Light Emitting Diode | Inseparable Luminaire | Direct Wired | Forward Phase Cut Controls | 64 | 2700 | 0.0021 | 91 | 58 | 480 | 1 | Ambient | 50000 |  |  | 50000 | 0 | 19 | 19 | 0.04 | 0 | 0 | 0 | 0 | 0 | 0.29 | 0.01 | 0.01 | 0.01 | 0 | 0 | 1 | 0.1 | 0.07 | 0.05 | 0.04 | 0.02 | True |  | Non Federally-Regulated | 02/28/2019 |  | 10/13/2020
Acuity Brands Lighting | Juno | IC1LED G4 06LM **K 90CRI 120 FRPC ** + 12 WWH | Light Emitting Diode | Inseparable Luminaire | Direct Wired | Forward Phase Cut Controls | 62 | 2700 | 0.0021 | 91 | 58 | 480 | 1 | Ambient | 50000 |  |  | 50000 | 0 | 19 | 19 | 0.04 | 0 | 0 | 0 | 0 | 0 | 0.29 | 0.01 | 0.01 | 0.01 | 0 | 0 | 1 | 0.1 | 0.07 | 0.05 | 0.04 | 0.02 | True |  | Non Federally-Regulated | 02/28/2019 |  | 10/13/2020
Acuity Brands Lighting | Juno | IC1LED G4 06LM **K 90CRI 120 FRPC ** + 41** *** | Light Emitting Diode | Inseparable Luminaire | Direct Wired | Forward Phase Cut Controls | 62 | 2700 | 0.0021 | 91 | 58 | 480 | 1 | Ambient | 50000 |  |  | 50000 | 0 | 19 | 19 | 0.04 | 0 | 0 | 0 | 0 | 0 | 0.29 | 0.01 | 0.01 | 0.01 | 0 | 0 | 1 | 0.1 | 0.07 | 0.05 | 0.04 | 0.02 | True |  | Non Federally-Regulated | 02/28/2019 |  | 10/13/2020
Acuity Brands Lighting | Juno | IC1LED G4 06LM **K 90CRI 120 FRPC ** + 17HYP2 ***** | Light Emitting Diode | Inseparable Luminaire | Direct Wired | Forward Phase Cut Controls | 59 | 2700 | 0.0021 | 91 | 58 | 480 | 1 | Ambient | 50000 |  |  | 50000 | 0 | 19 | 19 | 0.04 | 0 | 0 | 0 | 0 | 0 | 0.29 | 0.01 | 0.01 | 0.01 | 0 | 0 | 1 | 0.1 | 0.07 | 0.05 | 0.04 | 0.02 | True |  | Non Federally-Regulated | 02/28/2019 |  | 10/13/2020
Acuity Brands Lighting | Juno | IC1LED G4 06LM **K 90CRI 120 FRPC ** + 17SQ **** | Light Emitting Diode | Inseparable Luminaire | Direct Wired | Forward Phase Cut Controls | 58 | 2700 | 0.0021 | 91 | 58 | 480 | 1 | Ambient | 50000 |  |  | 50000 | 0 | 19 | 19 | 0.04 | 0 | 0 | 0 | 0 | 0 | 0.29 | 0.01 | 0.01 | 0.01 | 0 | 0 | 1 | 0.1 | 0.07 | 0.05 | 0.04 | 0.02 | True |  | Non Federally-Regulated | 02/28/2019 |  | 10/13/2020
Acuity Brands Lighting | Juno | IC1LED G4 06LM **K 90CRI 120 FRPC ** + 12SQ **** | Light Emitting Diode | Inseparable Luminaire | Direct Wired | Forward Phase Cut Controls | 60 | 2700 | 0.0021 | 91 | 58 | 480 | 1 | Ambient | 50000 |  |  | 50000 | 0 | 19 | 19 | 0.04 | 0 | 0 | 0 | 0 | 0 | 0.29 | 0.01 | 0.01 | 0.01 | 0 | 0 | 1 | 0.1 | 0.07 | 0.05 | 0.04 | 0.02 | True |  | Non Federally-Regulated | 02/28/2019 |  | 10/13/2020
Acuity Brands Lighting | Juno | IC1LED G4 09LM **K 90CRI 120 FRPC ** + 17 ****** | Light Emitting Diode | Inseparable Luminaire | Direct Wired | Forward Phase Cut Controls | 66 | 2700 | 0.0008 | 92 | 60 | 268 | 1 | Ambient | 50000 |  |  | 50000 | 0.02 | 19 | 19 | 0.08 | 0.01 | 0 | 0 | 0 | 0 | 0.33 | 0.01 | 0.01 | 0.01 | 0 | 0 | 1 | 0.05 | 0.04 | 0.02 | 0.02 | 0.01 | True |  | Non Federally-Regulated | 02/28/2019 |  | 10/13/2020
Acuity Brands Lighting | Juno | IC1LED G4 09LM **K 90CRI 120 FRPC ** + 14 **** | Light Emitting Diode | Inseparable Luminaire | Direct Wired | Forward Phase Cut Controls | 65 | 2700 | 0.0008 | 92 | 60 | 268 | 1 | Ambient | 50000 |  |  | 50000 | 0.02 | 19 | 19 | 0.08 | 0.01 | 0 | 0 | 0 | 0 | 0.33 | 0.01 | 0.01 | 0.01 | 0 | 0 | 1 | 0.05 | 0.04 | 0.02 | 0.02 | 0.01 | True |  | Non Federally-Regulated | 02/28/2019 |  | 10/13/2020
Acuity Brands Lighting | Juno | IC1LED G4 09LM **K 90CRI 120 FRPC ** + 12 WWH | Light Emitting Diode | Inseparable Luminaire | Direct Wired | Forward Phase Cut Controls | 63 | 2700 | 0.0008 | 92 | 60 | 268 | 1 | Ambient | 50000 |  |  | 50000 | 0.02 | 19 | 19 | 0.08 | 0.01 | 0 | 0 | 0 | 0 | 0.33 | 0.01 | 0.01 | 0.01 | 0 | 0 | 1 | 0.05 | 0.04 | 0.02 | 0.02 | 0.01 | True |  | Non Federally-Regulated | 02/28/2019 |  | 10/13/2020
Acuity Brands Lighting | Juno | IC1LED G4 09LM **K 90CRI 120 FRPC ** + 39 ***** | Light Emitting Diode | Inseparable Luminaire | Direct Wired | Forward Phase Cut Controls | 65 | 2700 | 0.0008 | 92 | 60 | 268 | 1 | Ambient | 50000 |  |  | 50000 | 0.02 | 19 | 19 | 0.08 | 0.01 | 0 | 0 | 0 | 0 | 0.33 | 0.01 | 0.01 | 0.01 | 0 | 0 | 1 | 0.05 | 0.04 | 0.02 | 0.02 | 0.01 | True |  | Non Federally-Regulated | 02/28/2019 |  | 10/13/2020
Acuity Brands Lighting | Juno | IC1LED G4 09LM **K 90CRI 120 FRPC ** + 17SQ WWH | Light Emitting Diode | Inseparable Luminaire | Direct Wired | Forward Phase Cut Controls | 57 | 2700 | 0.0008 | 92 | 60 | 268 | 1 | Ambient | 50000 |  |  | 50000 | 0.02 | 19 | 19 | 0.08 | 0.01 | 0 | 0 | 0 | 0 | 0.33 | 0.01 | 0.01 | 0.01 | 0 | 0 | 1 | 0.05 | 0.04 | 0.02 | 0.02 | 0.01 | True |  | Non Federally-Regulated | 02/28/2019 |  | 10/13/2020
Acuity Brands Lighting | Juno | IC1LED G4 09LM **K 90CRI 120 FRPC ** + 12SQ WWH | Light Emitting Diode | Inseparable Luminaire | Direct Wired | Forward Phase Cut Controls | 61 | 2700 | 0.0008 | 92 | 60 | 268 | 1 | Ambient | 50000 |  |  | 50000 | 0.02 | 19 | 19 | 0.08 | 0.01 | 0 | 0 | 0 | 0 | 0.33 | 0.01 | 0.01 | 0.01 | 0 | 0 | 1 | 0.05 | 0.04 | 0.02 | 0.02 | 0.01 | True |  | Non Federally-Regulated | 02/28/2019 |  | 10/13/2020
Acuity Brands Lighting | Juno | IC1LED G4 09LM **K 90CRI 120 FRPC ** + 17HYP2 ***** | Light Emitting Diode | Inseparable Luminaire | Direct Wired | Forward Phase Cut Controls | 59 | 2700 | 0.0008 | 92 | 60 | 268 | 1 | Ambient | 50000 |  |  | 50000 | 0.02 | 19 | 19 | 0.08 | 0.01 | 0 | 0 | 0 | 0 | 0.33 | 0.01 | 0.01 | 0.01 | 0 | 0 | 1 | 0.05 | 0.04 | 0.02 | 0.02 | 0.01 | True |  | Non Federally-Regulated | 02/28/2019 |  | 10/13/2020
Acuity Brands Lighting | Juno | IC1LED G4 09LM **K 90CRI 120 FRPC ** + 410 ****** | Light Emitting Diode | Inseparable Luminaire | Direct Wired | Forward Phase Cut Controls | 63 | 2700 | 0.0008 | 92 | 60 | 268 | 1 | Ambient | 50000 |  |  | 50000 | 0.02 | 19 | 19 | 0.08 | 0.01 | 0 | 0 | 0 | 0 | 0.33 | 0.01 | 0.01 | 0.01 | 0 | 0 | 1 | 0.05 | 0.04 | 0.02 | 0.02 | 0.01 | True |  | Non Federally-Regulated | 02/28/2019 |  | 10/13/2020
Acuity Brands Lighting | Juno | IC1LED G4 09LM **K 90CRI MVOLT **** + 17 ****** | Light Emitting Diode | Inseparable Luminaire | Direct Wired | 0-10 VDC Controls | 63 | 2700 | 0.0008 | 92 | 60 | 160 | 1 | Ambient | 50000 |  |  | 50000 | 0.06 | 23 | 19 | 0.04 | 0 | 0 | 0 | 0 | 0 | 0.16 | 0.01 | 0.01 | 0.01 | 0 | 0 | 0.32 | 0.02 | 0.02 | 0.01 | 0.01 | 0.01 | True |  | Non Federally-Regulated | 07/28/2017 |  | 10/13/2020
Acuity Brands Lighting | Juno | IC1LED G4 09LM **K 90CRI MVOLT **** + 14 **** | Light Emitting Diode | Inseparable Luminaire | Direct Wired | 0-10 VDC Controls | 62 | 2700 | 0.0008 | 92 | 60 | 160 | 1 | Ambient | 50000 |  |  | 50000 | 0.06 | 23 | 19 | 0.04 | 0 | 0 | 0 | 0 | 0 | 0.16 | 0.01 | 0.01 | 0.01 | 0 | 0 | 0.32 | 0.02 | 0.02 | 0.01 | 0.01 | 0.01 | True |  | Non Federally-Regulated | 07/28/2017 |  | 10/13/2020
Acuity Brands Lighting | Juno | IC1LED G4 09LM **K 90CRI MVOLT **** + 12 WWH | Light Emitting Diode | Inseparable Luminaire | Direct Wired | 0-10 VDC Controls | 60 | 2700 | 0.0008 | 92 | 60 | 160 | 1 | Ambient | 50000 |  |  | 50000 | 0.06 | 23 | 19 | 0.04 | 0 | 0 | 0 | 0 | 0 | 0.16 | 0.01 | 0.01 | 0.01 | 0 | 0 | 0.32 | 0.02 | 0.02 | 0.01 | 0.01 | 0.01 | True |  | Non Federally-Regulated | 07/28/2017 |  | 10/13/2020
Acuity Brands Lighting | Juno | IC1LED G4 09LM **K 90CRI MVOLT **** + 39 ***** | Light Emitting Diode | Inseparable Luminaire | Direct Wired | 0-10 VDC Controls | 61 | 2700 | 0.0008 | 92 | 60 | 160 | 1 | Ambient | 50000 |  |  | 50000 | 0.06 | 23 | 19 | 0.04 | 0 | 0 | 0 | 0 | 0 | 0.16 | 0.01 | 0.01 | 0.01 | 0 | 0 | 0.32 | 0.02 | 0.02 | 0.01 | 0.01 | 0.01 | True |  | Non Federally-Regulated | 07/28/2017 |  | 10/13/2020
Acuity Brands Lighting | Juno | IC1LED G4 09LM **K 90CRI MVOLT **** + 17SQ WWH | Light Emitting Diode | Inseparable Luminaire | Direct Wired | 0-10 VDC Controls | 54 | 2700 | 0.0008 | 92 | 60 | 160 | 1 | Ambient | 50000 |  |  | 50000 | 0.06 | 23 | 19 | 0.04 | 0 | 0 | 0 | 0 | 0 | 0.16 | 0.01 | 0.01 | 0.01 | 0 | 0 | 0.32 | 0.02 | 0.02 | 0.01 | 0.01 | 0.01 | True |  | Non Federally-Regulated | 07/28/2017 |  | 10/13/2020
Acuity Brands Lighting | Juno | IC1LED G4 09LM **K 90CRI MVOLT **** + 12SQ WWH | Light Emitting Diode | Inseparable Luminaire | Direct Wired | 0-10 VDC Controls | 58 | 2700 | 0.0008 | 92 | 60 | 160 | 1 | Ambient | 50000 |  |  | 50000 | 0.06 | 23 | 19 | 0.04 | 0 | 0 | 0 | 0 | 0 | 0.16 | 0.01 | 0.01 | 0.01 | 0 | 0 | 0.32 | 0.02 | 0.02 | 0.01 | 0.01 | 0.01 | True |  | Non Federally-Regulated | 07/28/2017 |  | 10/13/2020
Acuity Brands Lighting | Juno | IC1LED G4 09LM **K 90CRI MVOLT **** + 17HYP2 ***** | Light Emitting Diode | Inseparable Luminaire | Direct Wired | 0-10 VDC Controls | 56 | 2700 | 0.0008 | 92 | 60 | 160 | 1 | Ambient | 50000 |  |  | 50000 | 0.06 | 23 | 19 | 0.04 | 0 | 0 | 0 | 0 | 0 | 0.16 | 0.01 | 0.01 | 0.01 | 0 | 0 | 0.32 | 0.02 | 0.02 | 0.01 | 0.01 | 0.01 | True |  | Non Federally-Regulated | 07/28/2017 |  | 10/13/2020
Acuity Brands Lighting | Juno | IC1LED G4 09LM **K 90CRI MVOLT **** + 410 ****** | Light Emitting Diode | Inseparable Luminaire | Direct Wired | 0-10 VDC Controls | 60 | 2700 | 0.0008 | 92 | 60 | 160 | 1 | Ambient | 50000 |  |  | 50000 | 0.06 | 23 | 19 | 0.04 | 0 | 0 | 0 | 0 | 0 | 0.16 | 0.01 | 0.01 | 0.01 | 0 | 0 | 0.32 | 0.02 | 0.02 | 0.01 | 0.01 | 0.01 | True |  | Non Federally-Regulated | 07/28/2017 |  | 10/13/2020
Wuxi seastar lighting co.,ltd | Seastar | CDX3R06-55-930-ZZZ | Light Emitting Diode | Inseparable Luminaire | Direct Wired | 0-10 VDC Controls | 74 | 2700 | -0.0007 | 92 | 58 | 365 | 0.98 | Ambient | 50000 |  | 1 | 54000 | 0.1 | 21 | 20 | 0.23 | 0.23 | 0.23 | 0.23 | 0 | 0 | 0.11 | 0.11 | 0.11 | 0.11 | 0 | 0 | 0.09 | 0.09 | 0.09 | 0.09 | 0 | 0 | True | False | Non Federally-Regulated | 09/27/2020 |  | 10/14/2020
Wuxi seastar lighting co.,ltd | Seastar | CDX3R06-55-940-ZZZ | Light Emitting Diode | Inseparable Luminaire | Direct Wired | 0-10 VDC Controls | 74 | 2700 | -0.0007 | 92 | 58 | 365 | 0.98 | Ambient | 50000 |  | 1 | 54000 | 0.1 | 21 | 20 | 0.23 | 0.23 | 0.23 | 0.23 | 0 | 0 | 0.11 | 0.11 | 0.11 | 0.11 | 0 | 0 | 0.09 | 0.09 | 0.09 | 0.09 | 0 | 0 | True | False | Non Federally-Regulated | 09/27/2020 |  | 10/14/2020
WAC Lighting Co. | Modern Forms | WS-W68627-27-** | Light Emitting Diode | Light Engine | Direct Wired | Reverse Phase Cut Controls | 78.8 | 2686 | -0.0002 | 93 | 64 | 88 | 0.92 | Ambient | 54000 | 0.99 | 1 |  | 0 | 21 | 21 | 0.08 | 0.08 | 0.08 | 0.08 | 0 | 0 | 0.03 | 0.03 | 0.03 | 0.03 | 0.01 | 0 | 0 | 0 | 0 | 0 | 0 | 0 | True |  | Non Federally-Regulated | 04/17/2018 |  | 10/20/2020
WAC Lighting Co. | Modern Forms | WS-W68627-** | Light Emitting Diode | Light Engine | Direct Wired | Reverse Phase Cut Controls | 92.8 | 3024 | 0.0024 | 92 | 64 | 88 | 0.93 | Ambient | 54000 | 0.99 | 1 |  | 0 | 21 | 21 | 0.08 | 0.08 | 0.08 | 0.08 | 0 | 0 | 0.03 | 0.03 | 0.03 | 0.03 | 0.01 | 0 | 0 | 0 | 0 | 0 | 0 | 0 | True |  | Non Federally-Regulated | 04/17/2018 |  | 10/20/2020
WAC Lighting Co. | Modern Forms | WS-W68627-35-** | Light Emitting Diode | Light Engine | Direct Wired | Reverse Phase Cut Controls | 93.4 | 3382 | 0.0011 | 94 | 73 | 88 | 0.92 | Ambient | 54000 | 0.99 | 1 |  | 0 | 21 | 21 | 0.08 | 0.08 | 0.08 | 0.08 | 0 | 0 | 0.03 | 0.03 | 0.03 | 0.03 | 0.01 | 0 | 0 | 0 | 0 | 0 | 0 | 0 | True |  | Non Federally-Regulated | 04/17/2018 |  | 10/20/2020
WAC Lighting Co. | Modern Forms | WS-W68618-27-** | Light Emitting Diode | Light Engine | Direct Wired | Reverse Phase Cut Controls | 90.5 | 2679 | -0.0002 | 93 | 63 | 228 | 0.91 | Ambient | 54000 | 0.99 | 1 |  | 0 | 21 | 21 | 0.25 | 0.24 | 0.23 | 0.2 | 0 | 0 | 0.22 | 0.21 | 0.21 | 0.17 | 0 | 0 | 0 | 0 | 0 | 0 | 0 | 0 | True |  | Non Federally-Regulated | 04/17/2018 |  | 10/20/2020
WAC Lighting Co. | Modern Forms | WS-W68618-** | Light Emitting Diode | Light Engine | Direct Wired | Reverse Phase Cut Controls | 92.7 | 3055 | 0.0022 | 93 | 68 | 228 | 0.92 | Ambient | 54000 | 0.99 | 1 |  | 0 | 21 | 21 | 0.25 | 0.24 | 0.23 | 0.2 | 0 | 0 | 0.22 | 0.21 | 0.21 | 0.17 | 0 | 0 | 0 | 0 | 0 | 0 | 0 | 0 | True |  | Non Federally-Regulated | 04/17/2018 |  | 10/20/2020
WAC Lighting Co. | Modern Forms | WS-W68618-35-** | Light Emitting Diode | Light Engine | Direct Wired | Reverse Phase Cut Controls | 96.9 | 3380 | 0.0005 | 93 | 66 | 228 | 0.92 | Ambient | 54000 | 0.99 | 1 |  | 0 | 21 | 21 | 0.25 | 0.24 | 0.23 | 0.2 | 0 | 0 | 0.22 | 0.21 | 0.21 | 0.17 | 0 | 0 | 0 | 0 | 0 | 0 | 0 | 0 | True |  | Non Federally-Regulated | 04/17/2018 |  | 10/20/2020
WAC Lighting Co. | Modern Forms | WS-W68612-27-** | Light Emitting Diode | Light Engine | Direct Wired | Reverse Phase Cut Controls | 85.1 | 2722 | -0.0005 | 93 | 64 | 88 | 0.91 | Ambient | 54000 | 0.99 | 1 |  | 0 | 21 | 22 | 0.08 | 0.08 | 0.08 | 0.09 | 0 | 0 | 0.04 | 0.04 | 0.04 | 0.03 | 0 | 0 | 0 | 0 | 0 | 0 | 0 | 0 | True |  | Non Federally-Regulated | 04/17/2018 |  | 10/20/2020
WAC Lighting Co. | Modern Forms | WS-W68612-** | Light Emitting Diode | Light Engine | Direct Wired | Reverse Phase Cut Controls | 88.9 | 3050 | 0.0027 | 92 | 73 | 88 | 0.91 | Ambient | 54000 | 0.99 | 1 |  | 0 | 21 | 22 | 0.08 | 0.08 | 0.08 | 0.09 | 0 | 0 | 0.04 | 0.04 | 0.04 | 0.03 | 0 | 0 | 0 | 0 | 0 | 0 | 0 | 0 | True |  | Non Federally-Regulated | 04/17/2018 |  | 10/20/2020
WAC Lighting Co. | Modern Forms | WS-W68612-35-** | Light Emitting Diode | Light Engine | Direct Wired | Reverse Phase Cut Controls | 92 | 3374 | 0.0002 | 93 | 67 | 88 | 0.91 | Ambient | 54000 | 0.99 | 1 |  | 0 | 21 | 22 | 0.08 | 0.08 | 0.08 | 0.09 | 0 | 0 | 0.04 | 0.04 | 0.04 | 0.03 | 0 | 0 | 0 | 0 | 0 | 0 | 0 | 0 | True |  | Non Federally-Regulated | 04/17/2018 |  | 10/20/2020
WAC Lighting Co. | Modern Forms | WS-W68637-27-** | Light Emitting Diode | Light Engine | Direct Wired | Reverse Phase Cut Controls | 74.3 | 2690 | -0.0004 | 93 | 63 | 92 | 0.91 | Ambient | 54000 | 0.99 | 1 |  | 0 | 22 | 22 | 0.14 | 0.11 | 0.1 | 0.1 | 0 | 0 | 0.04 | 0.04 | 0.04 | 0.04 | 0.01 | 0 | 0 | 0 | 0 | 0 | 0 | 0 | True | False | Non Federally-Regulated | 03/04/2020 |  | 10/20/2020
WAC Lighting Co. | Modern Forms | WS-W68637-** | Light Emitting Diode | Light Engine | Direct Wired | Reverse Phase Cut Controls | 74.3 | 3000 | -0.0004 | 93 | 63 | 92 | 0.91 | Ambient | 54000 | 0.99 | 1 |  | 0 | 22 | 22 | 0.14 | 0.11 | 0.1 | 0.1 | 0 | 0 | 0.04 | 0.04 | 0.04 | 0.04 | 0.01 | 0 | 0 | 0 | 0 | 0 | 0 | 0 | True | False | Non Federally-Regulated | 03/04/2020 |  | 10/20/2020
WAC Lighting Co. | Modern Forms | WS-W68637-35-** | Light Emitting Diode | Light Engine | Direct Wired | Reverse Phase Cut Controls | 74.3 | 3500 | -0.0004 | 93 | 63 | 92 | 0.91 | Ambient | 54000 | 0.99 | 1 |  | 0 | 22 | 22 | 0.14 | 0.11 | 0.1 | 0.1 | 0 | 0 | 0.04 | 0.04 | 0.04 | 0.04 | 0.01 | 0 | 0 | 0 | 0 | 0 | 0 | 0 | True | False | Non Federally-Regulated | 03/04/2020 |  | 10/20/2020
Maxim Lighting International, Inc. | Maxim | 57710WT** | Light Emitting Diode | Inseparable Luminaire | Direct Wired | Forward Phase Cut Controls | 67.4 | 3000 | -0.0003 | 91 | 56 | 430 | 0.94 | Ambient | 36000 |  | 1 | 36000 | 0.07 | 20 | 20 | 0.02 | 0.01 | 0.01 | 0.01 | 0 | 0 | 0.3 | 0.29 | 0.28 | 0.23 | 0.01 | 0 | 0.31 | 0.3 | 0.31 | 0.24 | 0.01 | 0.01 | True | False | Non Federally-Regulated | 06/03/2020 |  | 10/27/2020
Maxim Lighting International, Inc. | Maxim | 57712WT** | Light Emitting Diode | Inseparable Luminaire | Direct Wired | Forward Phase Cut Controls | 72.2 | 3000 | -0.0022 | 92 | 59 | 388 | 0.97 | Ambient | 36000 |  | 1 | 36000 | 0.08 | 19 | 20 | 0.02 | 0.01 | 0.01 | 0.01 | 0 | 0 | 0.31 | 0.31 | 0.31 | 0.25 | 0.01 | 0 | 0.22 | 0.22 | 0.22 | 0.17 | 0.02 | 0.02 | True | False | Non Federally-Regulated | 06/03/2020 |  | 10/27/2020
Maxim Lighting International, Inc. | Maxim | 57714WT** | Light Emitting Diode | Inseparable Luminaire | Direct Wired | Forward Phase Cut Controls | 75.9 | 3000 | -0.0018 | 92 | 59 | 500 | 0.96 | Ambient | 36000 |  | 1 | 36000 | 0.05 | 20 | 21 | 0.01 | 0.01 | 0.01 | 0.01 | 0 | 0 | 0.22 | 0.22 | 0.22 | 0.18 | 0.01 | 0 | 0.13 | 0.13 | 0.13 | 0.1 | 0.01 | 0.01 | True | False | Non Federally-Regulated | 06/03/2020 |  | 10/27/2020
GE Lighting | General Electric | LED27DRS6UB/CCTQ | Light Emitting Diode | Inseparable Luminaire | Quick Connect | Forward Phase Cut Controls | 94.2 | 2700 | -0.0008 | 93 | 64 | 47 | 0.95 | Ambient | 35000 |  | 0.99 | 54000 | 0.1 | 17 | 16 | 0.21 | 0.2 | 0.19 | 0.17 | 0 | 0 | 0.18 | 0.18 | 0.18 | 0.14 | 0.01 | 0 | 0.13 | 0.12 | 0.13 | 0.1 | 0.01 | 0.01 | True | True | Non Federally-Regulated | 12/09/2019 |  | 11/04/2020
GE Lighting | General Electric | LED8DRS6/G2/SW9BQ | Light Emitting Diode | Inseparable Luminaire | Quick Connect | Forward Phase Cut Controls | 89 | 2700 | 0.0004 | 92 | 50 | 200 | 0.93 | Ambient | 35000 |  | 0.99 | 54000 | 0.1 | 17 | 18 | 0.13 | 0.12 | 0.12 | 0.11 | 0 | 0 | 0.16 | 0.16 | 0.15 | 0.12 | 0 | 0 | 0.13 | 0.12 | 0.12 | 0.09 | 0 | 0 | True | True | Non Federally-Regulated | 12/13/2019 |  | 11/04/2020
GE Lighting | General Electric | LED8DRS6/G2/CCT9TQ | Light Emitting Diode | Inseparable Luminaire | Quick Connect | Forward Phase Cut Controls | 89 | 2700 | 0.0004 | 92 | 50 | 200 | 0.93 | Ambient | 35000 |  | 0.99 | 54000 | 0.1 | 17 | 18 | 0.13 | 0.12 | 0.12 | 0.11 | 0 | 0 | 0.16 | 0.16 | 0.15 | 0.12 | 0 | 0 | 0.13 | 0.12 | 0.12 | 0.09 | 0 | 0 | True | True | Non Federally-Regulated | 12/13/2019 |  | 11/04/2020
GE Lighting | General Electric | LED8DRS4/G2/CCT9TQ | Light Emitting Diode | Inseparable Luminaire | Quick Connect | Forward Phase Cut Controls | 89 | 2700 | 0.0004 | 92 | 50 | 200 | 0.93 | Ambient | 35000 |  | 0.99 | 54000 | 0.1 | 17 | 18 | 0.13 | 0.12 | 0.12 | 0.11 | 0 | 0 | 0.16 | 0.16 | 0.15 | 0.12 | 0 | 0 | 0.13 | 0.12 | 0.12 | 0.09 | 0 | 0 | True | True | Non Federally-Regulated | 12/13/2019 |  | 11/04/2020
GE Lighting | General Electric | LED8DRS6/G2/SW9G3 | Light Emitting Diode | Inseparable Luminaire | Quick Connect | Forward Phase Cut Controls | 89 | 2700 | 0.0004 | 92 | 50 | 200 | 0.93 | Ambient | 35000 |  | 0.99 | 54000 | 0.1 | 17 | 18 | 0.13 | 0.12 | 0.12 | 0.11 | 0 | 0 | 0.16 | 0.16 | 0.15 | 0.12 | 0 | 0 | 0.13 | 0.12 | 0.12 | 0.09 | 0 | 0 | True | True | Non Federally-Regulated | 12/13/2019 |  | 11/04/2020
GE Lighting | General Electric | LED6DUCL9CVT/C/309/LK | Light Emitting Diode | Inseparable Luminaire | Direct Wired | Forward Phase Cut Controls | 70 | 3000 | -0.0005 | 93 | 59 | 280 | 0.93 | Ambient | 50000 |  | 0.99 | 54000 | 0.1 | 14 | 14 | 0.24 | 0.24 | 0.23 | 0.21 | 0.03 | 0 | 0.28 | 0.28 | 0.28 | 0.23 | 0.01 | 0 | 0.24 | 0.23 | 0.24 | 0.18 | 0.01 | 0 | True | True | Non Federally-Regulated | 12/18/2019 |  | 11/04/2020
GE Lighting | General Electric | LED8DUCL12CVT/C/309/LK | Light Emitting Diode | Inseparable Luminaire | Direct Wired | Forward Phase Cut Controls | 74.9 | 3000 | -0.0008 | 93 | 59 | 332 | 0.95 | Ambient | 50000 |  | 0.99 | 54000 | 0.1 | 14 | 14 | 0.17 | 0.17 | 0.16 | 0.15 | 0.03 | 0 | 0.23 | 0.21 | 0.27 | 0.17 | 0 | 0 | 0.15 | 0.15 | 0.15 | 0.12 | 0 | 0 | True | True | Non Federally-Regulated | 12/18/2019 |  | 11/04/2020
GE Lighting | General Electric | LED13DUCL18CVT/C/309/LK | Light Emitting Diode | Inseparable Luminaire | Direct Wired | Forward Phase Cut Controls | 71.3 | 3000 | -0.0012 | 93 | 59 | 267 | 0.96 | Ambient | 50000 |  | 0.99 | 54000 | 0.1 | 14 | 14 | 0.23 | 0.23 | 0.23 | 0.2 | 0.02 | 0.01 | 0.25 | 0.26 | 0.26 | 0.21 | 0 | 0 | 0.33 | 0.33 | 0.33 | 0.26 | 0.15 | 0 | True | True | Non Federally-Regulated | 12/18/2019 |  | 11/04/2020
GE Lighting | General Electric | LED17DUCL24CVT/C/309/LK | Light Emitting Diode | Inseparable Luminaire | Direct Wired | Forward Phase Cut Controls | 72.2 | 3000 | -0.001 | 93 | 59 | 235 | 0.95 | Ambient | 50000 |  | 0.99 | 54000 | 0.1 | 14 | 14 | 0.11 | 0.1 | 0.1 | 0.09 | 0 | 0 | 0.13 | 0.13 | 0.13 | 0.1 | 0 | 0 | 0.1 | 0.1 | 0.11 | 0.08 | 0 | 0 | True | True | Non Federally-Regulated | 12/18/2019 |  | 11/04/2020
GE Lighting | General Electric | LED22DUCL36CVT/C/309/LK | Light Emitting Diode | Inseparable Luminaire | Direct Wired | Forward Phase Cut Controls | 72.6 | 3000 | -0.0009 | 93 | 59 | 195 | 0.97 | Ambient | 50000 |  | 0.99 | 54000 | 0.1 | 15 | 15 | 0.16 | 0.15 | 0.15 | 0.14 | 0.02 | 0 | 0.18 | 0.18 | 0.18 | 0.14 | 0 | 0 | 0.15 | 0.15 | 0.15 | 0.11 | 0 | 0 | True | True | Non Federally-Regulated | 12/18/2019 |  | 11/04/2020
GE Lighting | General Electric | UNCBR09PD040D93CWTLDK | Light Emitting Diode | Inseparable Luminaire | Direct Wired | Forward Phase Cut Controls | 77.5 | 3000 | -0.001 | 93 | 58 | 178 | 0.93 | Ambient | 50000 |  | 1 | 60000 | 0.1 | 15 | 15 | 0.27 | 0.26 | 0.25 | 0.24 | 0.02 | 0.01 | 0.25 | 0.25 | 0.25 | 0.19 | 0.08 | 0.02 | 0.14 | 0.14 | 0.14 | 0.1 | 0.01 | 0 | True | True | Non Federally-Regulated | 09/29/2020 |  | 11/04/2020
GE Lighting | General Electric | UNCBR12PD057D93CWTLDK | Light Emitting Diode | Inseparable Luminaire | Direct Wired | Forward Phase Cut Controls | 80.2 | 3000 | -0.0009 | 93 | 57 | 233 | 0.94 | Ambient | 50000 |  | 1 | 60000 | 0.1 | 15 | 15 | 0.28 | 0.27 | 0.26 | 0.24 | 0 | 0 | 0.27 | 0.28 | 0.27 | 0.22 | 0.01 | 0 | 0.16 | 0.16 | 0.16 | 0.12 | 0.01 | 0 | True | True | Non Federally-Regulated | 09/29/2020 |  | 11/04/2020
GE Lighting | General Electric | UNCBR18PD085D93CWTLDK | Light Emitting Diode | Inseparable Luminaire | Direct Wired | Forward Phase Cut Controls | 73.4 | 3000 | -0.0008 | 93 | 57 | 244 | 0.96 | Ambient | 50000 |  | 1 | 60000 | 0.1 | 15 | 15 | 0.3 | 0.3 | 0.28 | 0.26 | 0 | 0 | 0.29 | 0.3 | 0.3 | 0.24 | 0.01 | 0 | 0.18 | 0.18 | 0.18 | 0.14 | 0.01 | 0 | True | True | Non Federally-Regulated | 09/29/2020 |  | 11/04/2020
GE Lighting | General Electric | UNCBR24PD111D93CWTLDK | Light Emitting Diode | Inseparable Luminaire | Direct Wired | Forward Phase Cut Controls | 76.8 | 3000 | -0.0008 | 92 | 57 | 208 | 0.93 | Ambient | 50000 |  | 1 | 60000 | 0.1 | 16 | 16 | 0.16 | 0.16 | 0.15 | 0.14 | 0 | 0 | 0.19 | 0.19 | 0.19 | 0.15 | 0.01 | 0 | 0.12 | 0.12 | 0.12 | 0.08 | 0.01 | 0 | True | True | Non Federally-Regulated | 09/29/2020 |  | 11/04/2020
GE Lighting | General Electric | UNCBR36PD167D93CWTLDK | Light Emitting Diode | Inseparable Luminaire | Direct Wired | Forward Phase Cut Controls | 82 | 3000 | -0.0009 | 93 | 57 | 192 | 0.97 | Ambient | 50000 |  | 1 | 60000 | 0.1 | 17 | 19 | 0.25 | 0.24 | 0.23 | 0.21 | 0 | 0 | 0.25 | 0.26 | 0.26 | 0.2 | 0 | 0 | 0.16 | 0.16 | 0.16 | 0.12 | 0 | 0 | True | True | Non Federally-Regulated | 09/29/2020 |  | 11/04/2020
GE Lighting | General Electric | UNCBR12DW052D930WTN | Light Emitting Diode | Inseparable Luminaire | Direct Wired | Forward Phase Cut Controls | 76.5 | 3000 | -0.0025 | 94 | 67 | 382 | 0.94 | Ambient | 50000 |  | 1 | 60000 | 0.1 | 16 | 16 | 0.24 | 0.24 | 0.23 | 0.21 | 0.03 | 0 | 0.28 | 0.28 | 0.28 | 0.23 | 0.01 | 0 | 0.24 | 0.23 | 0.24 | 0.18 | 0.01 | 0 | True | True | Non Federally-Regulated | 10/01/2020 |  | 11/04/2020
GE Lighting | General Electric | UNCBR18DW090D930WTN | Light Emitting Diode | Inseparable Luminaire | Direct Wired | Forward Phase Cut Controls | 79.5 | 3000 | -0.0026 | 95 | 68 | 277 | 0.96 | Ambient | 50000 |  | 1 | 60000 | 0.1 | 18 | 18 | 0.17 | 0.17 | 0.16 | 0.15 | 0.03 | 0 | 0.23 | 0.21 | 0.27 | 0.17 | 0 | 0 | 0.15 | 0.15 | 0.15 | 0.12 | 0 | 0 | True | True | Non Federally-Regulated | 10/01/2020 |  | 11/04/2020
GE Lighting | General Electric | UNCBR24DW118D930WTN | Light Emitting Diode | Inseparable Luminaire | Direct Wired | Forward Phase Cut Controls | 78.6 | 3000 | -0.0024 | 94 | 67 | 345 | 0.97 | Ambient | 50000 |  | 1 | 60000 | 0.1 | 18 | 18 | 0.23 | 0.23 | 0.23 | 0.2 | 0.02 | 0.01 | 0.25 | 0.26 | 0.26 | 0.21 | 0 | 0 | 0.33 | 0.33 | 0.33 | 0.26 | 0.15 | 0 | True | True | Non Federally-Regulated | 10/01/2020 |  | 11/04/2020
GE Lighting | General Electric | FLM18DW240D95CGMN | Light Emitting Diode | Inseparable Luminaire | Direct Wired | Forward Phase Cut Controls | 74 | 2700 | -0.0012 | 92 | 54 | 300 | 0.99 | Ambient | 50000 |  | 1 | 54000 | 0.1 | 18 | 20 | 0.13 | 0.06 | 0.06 | 0.04 | 0 | 0 | 0.09 | 0.03 | 0.04 | 0.02 | 0 | 0 | 0.09 | 0.03 | 0.04 | 0.02 | 0 | 0 | True | True | Non Federally-Regulated | 10/01/2020 |  | 11/04/2020
Aleo Lighting, Inc. | Aleo Lighting | SLD-4-10W-120/9CT | Light Emitting Diode | Inseparable Luminaire | Direct Wired | Forward Phase Cut Controls | 78.8 | 3000 | 0.0006 | 92 | 59 | 422 | 0.97 | Ambient | 50000 |  | 1 | 54000 | 0.05 | 17 | 18 | 0.09 | 0.09 | 0.09 | 0.09 | 0 | 0 | 0.16 | 0.16 | 0.16 | 0.12 | 0.01 | 0 | 0.14 | 0.14 | 0.14 | 0.1 | 0.01 | 0 | True | False | Non Federally-Regulated | 10/22/2020 |  | 11/09/2020
Aleo Lighting, Inc. | Aleo Lighting | SLD-6-12W-120/9CT | Light Emitting Diode | Inseparable Luminaire | Direct Wired | Forward Phase Cut Controls | 81.9 | 3000 | 0.0011 | 92 | 61 | 287 | 0.98 | Ambient | 50000 |  | 1 | 54000 | 0.05 | 18 | 18 | 0.11 | 0.1 | 0.1 | 0.1 | 0 | 0 | 0.19 | 0.18 | 0.18 | 0.14 | 0 | 0 | 0.15 | 0.15 | 0.15 | 0.11 | 0.01 | 0 | True | False | Non Federally-Regulated | 10/22/2020 |  | 11/09/2020
Aleo Lighting, Inc. | Aleo Lighting | SLD-6-14W-120/9CT | Light Emitting Diode | Inseparable Luminaire | Direct Wired | Forward Phase Cut Controls | 78 | 3000 | 0.0008 | 93 | 64 | 314 | 0.98 | Ambient | 50000 |  | 1 | 54000 | 0.05 | 18 | 18 | 0.1 | 0.09 | 0.09 | 0.09 | 0 | 0 | 0.19 | 0.19 | 0.19 | 0.14 | 0 | 0 | 0.13 | 0.13 | 0.12 | 0.09 | 0.01 | 0 | True | False | Non Federally-Regulated | 10/22/2020 |  | 11/09/2020
Aleo Lighting, Inc. | Aleo Lighting | SLD-SQ-4-10W-120/9CT | Light Emitting Diode | Inseparable Luminaire | Direct Wired | Forward Phase Cut Controls | 82.4 | 3000 | 0.0006 | 93 | 65 | 293 | 0.97 | Ambient | 50000 |  | 1 | 54000 | 0.05 | 18 | 18 | 0.11 | 0.11 | 0.11 | 0.11 | 0 | 0 | 0.23 | 0.23 | 0.23 | 0.17 | 0 | 0 | 0.19 | 0.19 | 0.19 | 0.14 | 0.01 | 0 | True | False | Non Federally-Regulated | 10/22/2020 |  | 11/09/2020
Aleo Lighting, Inc. | Aleo Lighting | SLD-SQ-6-12W-120/9CT | Light Emitting Diode | Inseparable Luminaire | Direct Wired | Forward Phase Cut Controls | 79.7 | 3000 | 0.0008 | 94 | 67 | 312 | 0.98 | Ambient | 50000 |  | 1 | 54000 | 0.05 | 18 | 18 | 0.1 | 0.09 | 0.09 | 0.09 | 0 | 0 | 0.19 | 0.18 | 0.18 | 0.14 | 0 | 0 | 0.14 | 0.15 | 0.15 | 0.11 | 0.01 | 0 | True | False | Non Federally-Regulated | 10/22/2020 |  | 11/09/2020
Aleo Lighting, Inc. | Aleo Lighting | SLD-SQ-6-14W-120/9CT | Light Emitting Diode | Inseparable Luminaire | Direct Wired | Forward Phase Cut Controls | 77.4 | 3000 | 0.0004 | 92 | 62 | 294 | 0.98 | Ambient | 50000 |  | 1 | 54000 | 0.05 | 18 | 18 | 0.1 | 0.1 | 0.1 | 0.1 | 0 | 0 | 0.2 | 0.19 | 0.19 | 0.15 | 0 | 0 | 0.13 | 0.12 | 0.12 | 0.09 | 0.01 | 0 | True | False | Non Federally-Regulated | 10/22/2020 |  | 11/09/2020
Maxim Lighting International, Inc. | Maxim | 52000** | Light Emitting Diode | Inseparable Luminaire | Direct Wired | Forward Phase Cut Controls | 70.1 | 3000 | -0.0015 | 95 | 63 | 472 | 0.98 | Ambient | 50000 |  |  | 54000 | 0.1 | 21 | 22 | 0.01 | 0.01 | 0.01 | 0.01 | 0 | 0 | 0.13 | 0.12 | 0.12 | 0.1 | 0.01 | 0.01 | 0.1 | 0.09 | 0.1 | 0.08 | 0.03 | 0.03 | True |  | Non Federally-Regulated | 07/30/2018 |  | 11/10/2020
Zhejiang Yankon Mega Lighting Co.,Ltd. | Project Source | MXL1069-L18.5K9027 | Light Emitting Diode | Inseparable Luminaire | Direct Wired | Forward Phase Cut Controls | 73 | 2744 | -0.0001 | 92 | 59 | 186 | 0.92 | Ambient | 50000 |  | 1 | 54000 | 0.1 | 16 | 16 | 0.01 | 0.01 | 0.01 | 0.01 | 0 | 0 | 0.02 | 0.01 | 0.01 | 0.01 | 0 | 0 | 0.04 | 0.01 | 0.01 | 0.01 | 0 | 0 | True | False | Non Federally-Regulated | 11/21/2019 |  | 11/16/2020
Zhejiang Yankon Mega Lighting Co.,Ltd. | Project Source | MXL1070-L20K9027 | Light Emitting Diode | Inseparable Luminaire | Direct Wired | Forward Phase Cut Controls | 77 | 2746 | 0.0003 | 93 | 61 | 176 | 0.92 | Ambient | 50000 |  | 1 | 54000 | 0.1 | 16 | 16 | 0.03 | 0.02 | 0.02 | 0.02 | 0 | 0 | 0.01 | 0.01 | 0.01 | 0.01 | 0 | 0 | 0.02 | 0.01 | 0.01 | 0.01 | 0 | 0 | True | False | Non Federally-Regulated | 11/27/2019 |  | 11/16/2020
Zhejiang Yankon Mega Lighting Co.,Ltd. | Project Source | MXL1069-L18.5K9027B | Light Emitting Diode | Inseparable Luminaire | Direct Wired | Forward Phase Cut Controls | 73 | 2744 | -0.0001 | 92 | 59 | 186 | 0.92 | Ambient | 50000 |  | 1 | 54000 | 0.1 | 16 | 16 | 0.01 | 0.01 | 0.01 | 0.01 | 0 | 0 | 0.02 | 0.01 | 0.01 | 0.01 | 0 | 0 | 0.04 | 0.01 | 0.01 | 0.01 | 0 | 0 | True | False | Non Federally-Regulated | 06/04/2020 |  | 11/16/2020
Zhejiang Yankon Mega Lighting Co.,Ltd. | Project Source | MXL1069-L18.5K9027W | Light Emitting Diode | Inseparable Luminaire | Direct Wired | Forward Phase Cut Controls | 73 | 2744 | -0.0001 | 92 | 59 | 186 | 0.92 | Ambient | 50000 |  | 1 | 54000 | 0.1 | 16 | 16 | 0.01 | 0.01 | 0.01 | 0.01 | 0 | 0 | 0.02 | 0.01 | 0.01 | 0.01 | 0 | 0 | 0.04 | 0.01 | 0.01 | 0.01 | 0 | 0 | True | False | Non Federally-Regulated | 06/04/2020 |  | 11/16/2020
Zhejiang Yankon Mega Lighting Co.,Ltd. | Project Source | MXL1069-L18.5K9027G | Light Emitting Diode | Inseparable Luminaire | Direct Wired | Forward Phase Cut Controls | 73 | 2744 | -0.0001 | 92 | 59 | 186 | 0.92 | Ambient | 50000 |  | 1 | 54000 | 0.1 | 16 | 16 | 0.01 | 0.01 | 0.01 | 0.01 | 0 | 0 | 0.02 | 0.01 | 0.01 | 0.01 | 0 | 0 | 0.04 | 0.01 | 0.01 | 0.01 | 0 | 0 | True | False | Non Federally-Regulated | 06/04/2020 |  | 11/16/2020
Zhejiang Yankon Mega Lighting Co.,Ltd. | Project Source | MXL1070-L20K9027B | Light Emitting Diode | Inseparable Luminaire | Direct Wired | Forward Phase Cut Controls | 77 | 2746 | 0.0003 | 93 | 61 | 176 | 0.92 | Ambient | 50000 |  | 1 | 54000 | 0.1 | 16 | 16 | 0.03 | 0.02 | 0.02 | 0.02 | 0 | 0 | 0.01 | 0.01 | 0.01 | 0.01 | 0 | 0 | 0.02 | 0.01 | 0.01 | 0.01 | 0 | 0 | True | False | Non Federally-Regulated | 06/04/2020 |  | 11/16/2020
Zhejiang Yankon Mega Lighting Co.,Ltd. | Project Source | MXL1070-L20K9027W | Light Emitting Diode | Inseparable Luminaire | Direct Wired | Forward Phase Cut Controls | 77 | 2746 | 0.0003 | 93 | 61 | 176 | 0.92 | Ambient | 50000 |  | 1 | 54000 | 0.1 | 16 | 16 | 0.03 | 0.02 | 0.02 | 0.02 | 0 | 0 | 0.01 | 0.01 | 0.01 | 0.01 | 0 | 0 | 0.02 | 0.01 | 0.01 | 0.01 | 0 | 0 | True | False | Non Federally-Regulated | 06/04/2020 |  | 11/16/2020
Zhejiang Yankon Mega Lighting Co.,Ltd. | Project Source | MXL1070-L20K9027G | Light Emitting Diode | Inseparable Luminaire | Direct Wired | Forward Phase Cut Controls | 77 | 2746 | 0.0003 | 93 | 61 | 176 | 0.92 | Ambient | 50000 |  | 1 | 54000 | 0.1 | 16 | 16 | 0.03 | 0.02 | 0.02 | 0.02 | 0 | 0 | 0.01 | 0.01 | 0.01 | 0.01 | 0 | 0 | 0.02 | 0.01 | 0.01 | 0.01 | 0 | 0 | True | False | Non Federally-Regulated | 06/04/2020 |  | 11/16/2020
WAC Lighting Co. | Modern Forms | WS-W1420-** | Light Emitting Diode | Light Engine | Direct Wired | Reverse Phase Cut Controls | 88.7 | 3036 | 0.0027 | 92 | 64 | 88 | 0.92 | Ambient | 54000 | 0.99 | 1 |  | 0 | 21 | 22 | 0.09 | 0.09 | 0.09 | 0.09 | 0.01 | 0 | 0.06 | 0.04 | 0.04 | 0.04 | 0 | 0 | 0 | 0 | 0 | 0 | 0 | 0 | True |  | Non Federally-Regulated | 05/24/2018 |  | 11/16/2020
WAC Lighting Co. | Modern Forms | WS-W1414-** | Light Emitting Diode | Light Engine | Direct Wired | Reverse Phase Cut Controls | 87.7 | 2970 | 0.0008 | 94 | 68 | 76 | 0.91 | Ambient | 54000 | 0.99 | 1 |  | 0 | 21 | 22 | 0.14 | 0.11 | 0.1 | 0.11 | 0 | 0 | 0.04 | 0.04 | 0.04 | 0.04 | 0 | 0 | 0 | 0 | 0 | 0 | 0 | 0 | True |  | Non Federally-Regulated | 05/24/2018 |  | 11/16/2020
WAC Lighting Co. | Modern Forms | WS-W1408-** | Light Emitting Diode | Light Engine | Direct Wired | Reverse Phase Cut Controls | 80.8 | 3034 | 0.0026 | 92 | 64 | 88 | 0.91 | Ambient | 54000 | 0.99 | 1 |  | 0 | 22 | 21 | 0.08 | 0.08 | 0.08 | 0.08 | 0 | 0 | 0.03 | 0.03 | 0.03 | 0.03 | 0 | 0 | 0 | 0 | 0 | 0 | 0 | 0 | True |  | Non Federally-Regulated | 05/24/2018 |  | 11/16/2020
WAC Lighting Co. | Modern Forms | WS-3624-** | Light Emitting Diode | Inseparable Luminaire | Direct Wired | Reverse Phase Cut Controls | 59.2 | 2881 | -0.0006 | 93 | 66 | 168 | 0.93 | Ambient | 54000 | 0.99 | 1 |  | 0 | 22 | 21 | 0.24 | 0.23 | 0.22 | 0.19 | 0 | 0 | 0.23 | 0.21 | 0.21 | 0.17 | 0 | 0 | 0 | 0 | 0 | 0 | 0 | 0 | True |  | Non Federally-Regulated | 05/24/2018 |  | 11/16/2020
WAC Lighting Co. | Modern Forms | WS-3618-** | Light Emitting Diode | Inseparable Luminaire | Direct Wired | Reverse Phase Cut Controls | 61.3 | 2970 | 0.0022 | 92 | 63 | 80 | 0.92 | Ambient | 54000 | 0.99 | 1 |  | 0 | 21 | 21 | 0.08 | 0.08 | 0.08 | 0.08 | 0 | 0 | 0.03 | 0.03 | 0.03 | 0.03 | 0 | 0 | 0 | 0 | 0 | 0 | 0 | 0 | True |  | Non Federally-Regulated | 05/24/2018 |  | 11/16/2020
WAC Lighting Co. | Modern Forms | WS-3611-** | Light Emitting Diode | Inseparable Luminaire | Direct Wired | Reverse Phase Cut Controls | 52.9 | 2996 | 0.0024 | 92 | 63 | 84 | 0.92 | Ambient | 54000 | 0.99 | 1 |  | 0 | 22 | 21 | 0.08 | 0.08 | 0.08 | 0.09 | 0 | 0 | 0.07 | 0.03 | 0.03 | 0.03 | 0 | 0 | 0 | 0 | 0 | 0 | 0 | 0 | True |  | Non Federally-Regulated | 05/24/2018 |  | 11/16/2020
Dong Guan Bright Yin Huey lighting Co,Ltd | Juno | 4RLD G4 06LM 27K*** | Light Emitting Diode | Inseparable Luminaire | Quick Connect | Forward Phase Cut Controls | 86.1 | 2700 | -0.0019 | 94 | 64 | 52 | 0.96 | Ambient | 50000 |  | 0.98 | 72000 | 0.04 | 17 | 17 | 0.02 | 0.02 | 0.02 | 0.02 | 0 | 0 | 0.02 | 0.02 | 0.02 | 0.01 | 0 | 0 | 0.01 | 0.01 | 0.01 | 0.01 | 0 | 0 | True | False | Non Federally-Regulated | 11/22/2020 |  | 11/30/2020
Dong Guan Bright Yin Huey lighting Co,Ltd | Juno | 4RLD G4 06LM 30K*** | Light Emitting Diode | Inseparable Luminaire | Quick Connect | Forward Phase Cut Controls | 87.9 | 3000 | -0.0017 | 94 | 67 | 52 | 0.96 | Ambient | 50000 |  | 0.98 | 72000 | 0.04 | 17 | 17 | 0.02 | 0.02 | 0.02 | 0.02 | 0 | 0 | 0.02 | 0.02 | 0.02 | 0.01 | 0 | 0 | 0.01 | 0.01 | 0.01 | 0.01 | 0 | 0 | True | False | Non Federally-Regulated | 11/22/2020 |  | 11/30/2020
Dong Guan Bright Yin Huey lighting Co,Ltd | Juno | 5RLD G4 07LM 27K*** | Light Emitting Diode | Inseparable Luminaire | Quick Connect | Forward Phase Cut Controls | 86.5 | 2700 | -0.003 | 93 | 61 | 52 | 0.96 | Ambient | 50000 |  | 0.98 | 72000 | 0.04 | 17 | 17 | 0.02 | 0.02 | 0.02 | 0.02 | 0 | 0 | 0.02 | 0.02 | 0.02 | 0.01 | 0 | 0 | 0.01 | 0.01 | 0.01 | 0.01 | 0 | 0 | True | False | Non Federally-Regulated | 11/22/2020 |  | 11/30/2020
Dong Guan Bright Yin Huey lighting Co,Ltd | Juno | 5RLD G4 07LM 30K*** | Light Emitting Diode | Inseparable Luminaire | Quick Connect | Forward Phase Cut Controls | 92.3 | 3000 | -0.0018 | 94 | 67 | 52 | 0.96 | Ambient | 50000 |  | 0.98 | 72000 | 0.04 | 17 | 17 | 0.02 | 0.02 | 0.02 | 0.02 | 0 | 0 | 0.02 | 0.02 | 0.02 | 0.01 | 0 | 0 | 0.01 | 0.01 | 0.01 | 0.01 | 0 | 0 | True | False | Non Federally-Regulated | 11/22/2020 |  | 11/30/2020
Dong Guan Bright Yin Huey lighting Co,Ltd | Juno | 6RLD G4 07LM 27K*** | Light Emitting Diode | Inseparable Luminaire | Quick Connect | Forward Phase Cut Controls | 86.3 | 2700 | -0.0025 | 93 | 61 | 52 | 0.96 | Ambient | 50000 |  | 0.98 | 72000 | 0.04 | 17 | 17 | 0.02 | 0.02 | 0.02 | 0.02 | 0 | 0 | 0.02 | 0.02 | 0.02 | 0.01 | 0 | 0 | 0.01 | 0.01 | 0.01 | 0.01 | 0 | 0 | True | False | Non Federally-Regulated | 11/22/2020 |  | 11/30/2020
Dong Guan Bright Yin Huey lighting Co,Ltd | Juno | 6RLD G4 07LM 30K*** | Light Emitting Diode | Inseparable Luminaire | Quick Connect | Forward Phase Cut Controls | 92.9 | 3000 | -0.0017 | 94 | 67 | 52 | 0.96 | Ambient | 50000 |  | 0.98 | 72000 | 0.04 | 17 | 17 | 0.02 | 0.02 | 0.02 | 0.02 | 0 | 0 | 0.02 | 0.02 | 0.02 | 0.01 | 0 | 0 | 0.01 | 0.01 | 0.01 | 0.01 | 0 | 0 | True | False | Non Federally-Regulated | 11/22/2020 |  | 11/30/2020
Dong Guan Bright Yin Huey lighting Co,Ltd | Juno | 4RLD G4 06LM 27K | Light Emitting Diode | Inseparable Luminaire | Quick Connect | Forward Phase Cut Controls | 86.1 | 2700 | -0.0019 | 94 | 64 | 52 | 0.96 | Ambient | 50000 |  | 0.98 | 72000 | 0.04 | 17 | 17 | 0.02 | 0.02 | 0.02 | 0.02 | 0 | 0 | 0.02 | 0.02 | 0.02 | 0.01 | 0 | 0 | 0.01 | 0.01 | 0.01 | 0.01 | 0 | 0 | True | False | Non Federally-Regulated | 11/22/2020 |  | 11/30/2020
Dong Guan Bright Yin Huey lighting Co,Ltd | Juno | 4RLD G4 06LM 30K | Light Emitting Diode | Inseparable Luminaire | Quick Connect | Forward Phase Cut Controls | 87.9 | 3000 | -0.0017 | 94 | 67 | 52 | 0.96 | Ambient | 50000 |  | 0.98 | 72000 | 0.04 | 17 | 17 | 0.02 | 0.02 | 0.02 | 0.02 | 0 | 0 | 0.02 | 0.02 | 0.02 | 0.01 | 0 | 0 | 0.01 | 0.01 | 0.01 | 0.01 | 0 | 0 | True | False | Non Federally-Regulated | 11/22/2020 |  | 11/30/2020
Dong Guan Bright Yin Huey lighting Co,Ltd | Juno | 5RLD G4 07LM 27K | Light Emitting Diode | Inseparable Luminaire | Quick Connect | Forward Phase Cut Controls | 86.5 | 2700 | -0.003 | 93 | 61 | 52 | 0.96 | Ambient | 50000 |  | 0.98 | 72000 | 0.04 | 17 | 17 | 0.02 | 0.02 | 0.02 | 0.02 | 0 | 0 | 0.02 | 0.02 | 0.02 | 0.01 | 0 | 0 | 0.01 | 0.01 | 0.01 | 0.01 | 0 | 0 | True | False | Non Federally-Regulated | 11/22/2020 |  | 11/30/2020
Dong Guan Bright Yin Huey lighting Co,Ltd | Juno | 5RLD G4 07LM 30K | Light Emitting Diode | Inseparable Luminaire | Quick Connect | Forward Phase Cut Controls | 92.3 | 3000 | -0.0018 | 94 | 67 | 52 | 0.96 | Ambient | 50000 |  | 0.98 | 72000 | 0.04 | 17 | 17 | 0.02 | 0.02 | 0.02 | 0.02 | 0 | 0 | 0.02 | 0.02 | 0.02 | 0.01 | 0 | 0 | 0.01 | 0.01 | 0.01 | 0.01 | 0 | 0 | True | False | Non Federally-Regulated | 11/22/2020 |  | 11/30/2020
Dong Guan Bright Yin Huey lighting Co,Ltd | Juno | 6RLD G4 07LM 27K | Light Emitting Diode | Inseparable Luminaire | Quick Connect | Forward Phase Cut Controls | 86.3 | 2700 | -0.0025 | 93 | 61 | 52 | 0.96 | Ambient | 50000 |  | 0.98 | 72000 | 0.04 | 17 | 17 | 0.02 | 0.02 | 0.02 | 0.02 | 0 | 0 | 0.02 | 0.02 | 0.02 | 0.01 | 0 | 0 | 0.01 | 0.01 | 0.01 | 0.01 | 0 | 0 | True | False | Non Federally-Regulated | 11/22/2020 |  | 11/30/2020
Dong Guan Bright Yin Huey lighting Co,Ltd | Juno | 6RLD G4 07LM 30K | Light Emitting Diode | Inseparable Luminaire | Quick Connect | Forward Phase Cut Controls | 92.9 | 3000 | -0.0017 | 94 | 67 | 52 | 0.96 | Ambient | 50000 |  | 0.98 | 72000 | 0.04 | 17 | 17 | 0.02 | 0.02 | 0.02 | 0.02 | 0 | 0 | 0.02 | 0.02 | 0.02 | 0.01 | 0 | 0 | 0.01 | 0.01 | 0.01 | 0.01 | 0 | 0 | True | False | Non Federally-Regulated | 11/22/2020 |  | 11/30/2020
Dong Guan Bright Yin Huey lighting Co,Ltd | Juno | 4RLD G4 09LM 27K*** | Light Emitting Diode | Inseparable Luminaire | Quick Connect | Forward Phase Cut Controls | 83 | 2700 | -0.0019 | 94 | 63 | 40 | 0.98 | Ambient | 50000 |  | 0.98 | 72000 | 0.02 | 17 | 17 | 0.13 | 0.11 | 0.08 | 0.06 | 0 | 0 | 0.03 | 0.03 | 0.03 | 0.02 | 0.01 | 0 | 0.02 | 0.01 | 0.01 | 0.01 | 0.01 | 0.01 | True | False | Non Federally-Regulated | 11/22/2020 |  | 11/30/2020
Dong Guan Bright Yin Huey lighting Co,Ltd | Juno | 4RLD G4 09LM 30K*** | Light Emitting Diode | Inseparable Luminaire | Quick Connect | Forward Phase Cut Controls | 87.6 | 3000 | -0.0017 | 93 | 65 | 40 | 0.98 | Ambient | 50000 |  | 0.98 | 72000 | 0.02 | 17 | 17 | 0.13 | 0.11 | 0.08 | 0.06 | 0 | 0 | 0.03 | 0.03 | 0.03 | 0.02 | 0.01 | 0 | 0.02 | 0.01 | 0.01 | 0.01 | 0.01 | 0.01 | True | False | Non Federally-Regulated | 11/22/2020 |  | 11/30/2020
Dong Guan Bright Yin Huey lighting Co,Ltd | Juno | 5RLD G4 10LM 27K*** | Light Emitting Diode | Inseparable Luminaire | Quick Connect | Forward Phase Cut Controls | 88.2 | 2700 | -0.0022 | 94 | 65 | 40 | 0.98 | Ambient | 50000 |  | 0.98 | 72000 | 0.02 | 17 | 17 | 0.13 | 0.11 | 0.08 | 0.06 | 0 | 0 | 0.03 | 0.03 | 0.03 | 0.02 | 0.01 | 0 | 0.02 | 0.01 | 0.01 | 0.01 | 0.01 | 0.01 | True | False | Non Federally-Regulated | 11/22/2020 |  | 11/30/2020
Dong Guan Bright Yin Huey lighting Co,Ltd | Juno | 5RLD G4 10LM 30K*** | Light Emitting Diode | Inseparable Luminaire | Quick Connect | Forward Phase Cut Controls | 91.4 | 3000 | -0.0017 | 94 | 66 | 40 | 0.98 | Ambient | 50000 |  | 0.98 | 72000 | 0.02 | 17 | 17 | 0.13 | 0.11 | 0.08 | 0.06 | 0 | 0 | 0.03 | 0.03 | 0.03 | 0.02 | 0.01 | 0 | 0.02 | 0.01 | 0.01 | 0.01 | 0.01 | 0.01 | True | False | Non Federally-Regulated | 11/22/2020 |  | 11/30/2020
Dong Guan Bright Yin Huey lighting Co,Ltd | Juno | 6RLD G4 10LM 27K*** | Light Emitting Diode | Inseparable Luminaire | Quick Connect | Forward Phase Cut Controls | 90.1 | 2700 | -0.0019 | 94 | 65 | 40 | 0.98 | Ambient | 50000 |  | 0.98 | 72000 | 0.02 | 17 | 17 | 0.13 | 0.11 | 0.08 | 0.06 | 0 | 0 | 0.03 | 0.03 | 0.03 | 0.02 | 0.01 | 0 | 0.02 | 0.01 | 0.01 | 0.01 | 0.01 | 0.01 | True | False | Non Federally-Regulated | 11/22/2020 |  | 11/30/2020
Dong Guan Bright Yin Huey lighting Co,Ltd | Juno | 6RLD G4 10LM 30K*** | Light Emitting Diode | Inseparable Luminaire | Quick Connect | Forward Phase Cut Controls | 92.9 | 3000 | -0.0016 | 94 | 66 | 40 | 0.98 | Ambient | 50000 |  | 0.98 | 72000 | 0.02 | 17 | 17 | 0.13 | 0.11 | 0.08 | 0.06 | 0 | 0 | 0.03 | 0.03 | 0.03 | 0.02 | 0.01 | 0 | 0.02 | 0.01 | 0.01 | 0.01 | 0.01 | 0.01 | True | False | Non Federally-Regulated | 11/22/2020 |  | 11/30/2020
Dong Guan Bright Yin Huey lighting Co,Ltd | Juno | 4RLD G4 09LM 27K | Light Emitting Diode | Inseparable Luminaire | Quick Connect | Forward Phase Cut Controls | 83 | 2700 | -0.0019 | 94 | 63 | 40 | 0.98 | Ambient | 50000 |  | 0.98 | 72000 | 0.02 | 17 | 17 | 0.13 | 0.11 | 0.08 | 0.06 | 0 | 0 | 0.03 | 0.03 | 0.03 | 0.02 | 0.01 | 0 | 0.02 | 0.01 | 0.01 | 0.01 | 0.01 | 0.01 | True | False | Non Federally-Regulated | 11/22/2020 |  | 11/30/2020
Dong Guan Bright Yin Huey lighting Co,Ltd | Juno | 4RLD G4 09LM 30K | Light Emitting Diode | Inseparable Luminaire | Quick Connect | Forward Phase Cut Controls | 87.6 | 3000 | -0.0017 | 93 | 65 | 40 | 0.98 | Ambient | 50000 |  | 0.98 | 72000 | 0.02 | 17 | 17 | 0.13 | 0.11 | 0.08 | 0.06 | 0 | 0 | 0.03 | 0.03 | 0.03 | 0.02 | 0.01 | 0 | 0.02 | 0.01 | 0.01 | 0.01 | 0.01 | 0.01 | True | False | Non Federally-Regulated | 11/22/2020 |  | 11/30/2020
Dong Guan Bright Yin Huey lighting Co,Ltd | Juno | 5RLD G4 10LM 27K | Light Emitting Diode | Inseparable Luminaire | Quick Connect | Forward Phase Cut Controls | 88.2 | 2700 | -0.0022 | 94 | 65 | 40 | 0.98 | Ambient | 50000 |  | 0.98 | 72000 | 0.02 | 17 | 17 | 0.13 | 0.11 | 0.08 | 0.06 | 0 | 0 | 0.03 | 0.03 | 0.03 | 0.02 | 0.01 | 0 | 0.02 | 0.01 | 0.01 | 0.01 | 0.01 | 0.01 | True | False | Non Federally-Regulated | 11/22/2020 |  | 11/30/2020
Dong Guan Bright Yin Huey lighting Co,Ltd | Juno | 5RLD G4 10LM 30K | Light Emitting Diode | Inseparable Luminaire | Quick Connect | Forward Phase Cut Controls | 91.4 | 3000 | -0.0017 | 94 | 66 | 40 | 0.98 | Ambient | 50000 |  | 0.98 | 72000 | 0.02 | 17 | 17 | 0.13 | 0.11 | 0.08 | 0.06 | 0 | 0 | 0.03 | 0.03 | 0.03 | 0.02 | 0.01 | 0 | 0.02 | 0.01 | 0.01 | 0.01 | 0.01 | 0.01 | True | False | Non Federally-Regulated | 11/22/2020 |  | 11/30/2020
Dong Guan Bright Yin Huey lighting Co,Ltd | Juno | 6RLD G4 10LM 27K | Light Emitting Diode | Inseparable Luminaire | Quick Connect | Forward Phase Cut Controls | 90.1 | 2700 | -0.0019 | 94 | 65 | 40 | 0.98 | Ambient | 50000 |  | 0.98 | 72000 | 0.02 | 17 | 17 | 0.13 | 0.11 | 0.08 | 0.06 | 0 | 0 | 0.03 | 0.03 | 0.03 | 0.02 | 0.01 | 0 | 0.02 | 0.01 | 0.01 | 0.01 | 0.01 | 0.01 | True | False | Non Federally-Regulated | 11/22/2020 |  | 11/30/2020
Dong Guan Bright Yin Huey lighting Co,Ltd | Juno | 6RLD G4 10LM 30K | Light Emitting Diode | Inseparable Luminaire | Quick Connect | Forward Phase Cut Controls | 92.9 | 3000 | -0.0016 | 94 | 66 | 40 | 0.98 | Ambient | 50000 |  | 0.98 | 72000 | 0.02 | 17 | 17 | 0.13 | 0.11 | 0.08 | 0.06 | 0 | 0 | 0.03 | 0.03 | 0.03 | 0.02 | 0.01 | 0 | 0.02 | 0.01 | 0.01 | 0.01 | 0.01 | 0.01 | True | False | Non Federally-Regulated | 11/22/2020 |  | 11/30/2020
American De Rosa Lamparts, LLC DBA Luminance Brands | Sunset Lighting | F8724-15-1 | Light Emitting Diode | Inseparable Luminaire | Direct Wired | Forward Phase Cut Controls | 81.2 | 3000 |  | 93 | 51 | 118 | 0.98 | Ambient | 50000 |  | 1 | 54000 | 0.1 | 21 | 22 | 0.07 | 0.07 | 0.07 | 0.07 | 0 | 0 | 0.11 | 0.11 | 0.11 | 0.09 | 0 | 0 | 0.2 | 0.1 | 0.1 | 0.08 | 0.01 | 0.01 | True | False | Non Federally-Regulated | 10/28/2020 |  | 12/07/2020
American De Rosa Lamparts, LLC DBA Luminance Brands | Sunset Lighting | F8724-80-1 | Light Emitting Diode | Inseparable Luminaire | Direct Wired | Forward Phase Cut Controls | 81.2 | 3000 |  | 93 | 51 | 118 | 0.98 | Ambient | 50000 |  | 1 | 54000 | 0.1 | 21 | 22 | 0.07 | 0.07 | 0.07 | 0.07 | 0 | 0 | 0.11 | 0.11 | 0.11 | 0.09 | 0 | 0 | 0.2 | 0.1 | 0.1 | 0.08 | 0.01 | 0.01 | True | False | Non Federally-Regulated | 10/28/2020 |  | 12/07/2020
American De Rosa Lamparts, LLC DBA Luminance Brands | Sunset Lighting | F8736-15-1 | Light Emitting Diode | Inseparable Luminaire | Direct Wired | Forward Phase Cut Controls | 85.4 | 3000 |  | 93 | 51 | 133 | 0.98 | Ambient | 50000 |  | 1 | 54000 | 0.1 | 21 | 22 | 0.07 | 0.07 | 0.07 | 0.07 | 0 | 0 | 0.15 | 0.15 | 0.15 | 0.13 | 0.02 | 0.01 | 0.15 | 0.15 | 0.15 | 0.13 | 0.01 | 0.01 | True | False | Non Federally-Regulated | 10/28/2020 |  | 12/07/2020
American De Rosa Lamparts, LLC DBA Luminance Brands | Sunset Lighting | F8736-80-1 | Light Emitting Diode | Inseparable Luminaire | Direct Wired | Forward Phase Cut Controls | 85.4 | 3000 |  | 93 | 51 | 133 | 0.98 | Ambient | 50000 |  | 1 | 54000 | 0.1 | 21 | 22 | 0.07 | 0.07 | 0.07 | 0.07 | 0 | 0 | 0.15 | 0.15 | 0.15 | 0.13 | 0.02 | 0.01 | 0.15 | 0.15 | 0.15 | 0.13 | 0.01 | 0.01 | True | False | Non Federally-Regulated | 10/28/2020 |  | 12/07/2020
American De Rosa Lamparts, LLC DBA Luminance Brands | Sunset Lighting | F8624-15-1 | Light Emitting Diode | Inseparable Luminaire | Direct Wired | Forward Phase Cut Controls | 85.1 | 3000 |  | 93 | 51 | 140 | 0.98 | Ambient | 50000 |  | 1 | 54000 | 0.1 | 21 | 22 | 0.07 | 0.07 | 0.07 | 0.07 | 0 | 0 | 0.11 | 0.11 | 0.11 | 0.09 | 0.01 | 0 | 0.2 | 0.17 | 0.17 | 0.15 | 0.09 | 0.09 | True | False | Non Federally-Regulated | 10/28/2020 |  | 12/07/2020
American De Rosa Lamparts, LLC DBA Luminance Brands | Sunset Lighting | F8624-80-1 | Light Emitting Diode | Inseparable Luminaire | Direct Wired | Forward Phase Cut Controls | 85.1 | 3000 |  | 93 | 51 | 140 | 0.98 | Ambient | 50000 |  | 1 | 54000 | 0.1 | 21 | 22 | 0.07 | 0.07 | 0.07 | 0.07 | 0 | 0 | 0.11 | 0.11 | 0.11 | 0.09 | 0.01 | 0 | 0.2 | 0.17 | 0.17 | 0.15 | 0.09 | 0.09 | True | False | Non Federally-Regulated | 10/28/2020 |  | 12/07/2020
American De Rosa Lamparts, LLC DBA Luminance Brands | Sunset Lighting | F8636-15-1 | Light Emitting Diode | Inseparable Luminaire | Direct Wired | Forward Phase Cut Controls | 80.7 | 3000 |  | 93 | 52 | 145 | 0.98 | Ambient | 50000 |  | 1 | 54000 | 0.1 | 22 | 22 | 0.1 | 0.1 | 0.1 | 0.09 | 0 | 0 | 0.15 | 0.15 | 0.14 | 0.12 | 0.01 | 0.01 | 0.13 | 0.13 | 0.13 | 0.11 | 0.01 | 0.01 | True | False | Non Federally-Regulated | 10/28/2020 |  | 12/07/2020
American De Rosa Lamparts, LLC DBA Luminance Brands | Sunset Lighting | F8636-80-1 | Light Emitting Diode | Inseparable Luminaire | Direct Wired | Forward Phase Cut Controls | 80.7 | 3000 |  | 93 | 52 | 145 | 0.98 | Ambient | 50000 |  | 1 | 54000 | 0.1 | 22 | 22 | 0.1 | 0.1 | 0.1 | 0.09 | 0 | 0 | 0.15 | 0.15 | 0.14 | 0.12 | 0.01 | 0.01 | 0.13 | 0.13 | 0.13 | 0.11 | 0.01 | 0.01 | True | False | Non Federally-Regulated | 10/28/2020 |  | 12/07/2020
WAC Lighting Co. | dweLED | WS-71118 -** | Light Emitting Diode | Light Engine | Direct Wired | Reverse Phase Cut Controls | 56.9 | 2628 | -0.0005 | 94 | 66 | 84 | 0.94 | Ambient | 54000 | 0.99 | 1 |  | 0 | 21 | 21 | 0.43 | 0.35 | 0.22 | 0.15 | 0 | 0 | 0.06 | 0.05 | 0.05 | 0.05 | 0 | 0 | 0 | 0 | 0 | 0 | 0 | 0 | True | False | Non Federally-Regulated | 11/17/2020 |  | 12/25/2020
WAC Lighting Co. | dweLED | WS-71124 -** | Light Emitting Diode | Light Engine | Direct Wired | Reverse Phase Cut Controls | 62.7 | 2640 | 0 | 93 | 66 | 84 | 0.94 | Ambient | 54000 | 0.99 | 1 |  | 0 | 21 | 21 | 0.42 | 0.35 | 0.22 | 0.15 | 0 | 0 | 0.06 | 0.06 | 0.06 | 0.06 | 0.01 | 0.01 | 0 | 0 | 0 | 0 | 0 | 0 | True | False | Non Federally-Regulated | 11/17/2020 |  | 12/25/2020
Lutron Ketra, LLC | Ketra | D3FX**18BT*** | Light Emitting Diode | Inseparable Luminaire | Direct Wired | Forward Phase Cut Controls | 68.5 | 3012 | 0.0002 | 92 | 90 | 370 | 0.99 | Elevated | 50000 |  |  | 50000 | 0.01 | 21 | 21 | 0.98 | 0.36 | 0.2 | 0.06 | 0.02 | 0.01 | 0.98 | 0.38 | 0.2 | 0.06 | 0.02 | 0 | 1 | 1 | 1 | 0.06 | 0.02 | 0.01 | True |  | Non Federally-Regulated | 10/05/2017 |  | 12/29/2020
Lutron Ketra, LLC | Ketra | D3AD**18BT*** | Light Emitting Diode | Inseparable Luminaire | Direct Wired | Forward Phase Cut Controls | 68.5 | 3012 | 0.0002 | 92 | 90 | 370 | 0.99 | Elevated | 50000 |  |  | 50000 | 0.01 | 21 | 21 | 0.98 | 0.36 | 0.2 | 0.06 | 0.02 | 0.01 | 0.98 | 0.38 | 0.2 | 0.06 | 0.02 | 0 | 1 | 1 | 1 | 0.06 | 0.02 | 0.01 | True |  | Non Federally-Regulated | 10/05/2017 |  | 12/29/2020
Lutron Ketra, LLC | Ketra | D3WW**18BT*** | Light Emitting Diode | Inseparable Luminaire | Direct Wired | Forward Phase Cut Controls | 68.5 | 3012 | 0.0002 | 92 | 90 | 370 | 0.99 | Elevated | 50000 |  |  | 50000 | 0.01 | 21 | 21 | 0.98 | 0.36 | 0.2 | 0.06 | 0.02 | 0.01 | 0.98 | 0.38 | 0.2 | 0.06 | 0.02 | 0 | 1 | 1 | 1 | 0.06 | 0.02 | 0.01 | True |  | Non Federally-Regulated | 10/05/2017 |  | 12/29/2020
Lutron Ketra, LLC | Ketra | D3FX**09BT*** | Light Emitting Diode | Inseparable Luminaire | Direct Wired | Forward Phase Cut Controls | 69.7 | 3012 | 0.0002 | 92 | 90 | 370 | 0.99 | Elevated | 50000 |  |  | 50000 | 0.01 | 21 | 21 | 0.98 | 0.36 | 0.2 | 0.06 | 0.02 | 0.01 | 0.98 | 0.38 | 0.2 | 0.06 | 0.02 | 0 | 1 | 1 | 1 | 0.06 | 0.02 | 0.01 | True |  | Non Federally-Regulated | 10/05/2017 |  | 12/29/2020
Lutron Ketra, LLC | Ketra | D3AD**09BT*** | Light Emitting Diode | Inseparable Luminaire | Direct Wired | Forward Phase Cut Controls | 69.7 | 3012 | 0.0002 | 92 | 90 | 370 | 0.99 | Elevated | 50000 |  |  | 50000 | 0.01 | 21 | 21 | 0.98 | 0.36 | 0.2 | 0.06 | 0.02 | 0.01 | 0.98 | 0.38 | 0.2 | 0.06 | 0.02 | 0 | 1 | 1 | 1 | 0.06 | 0.02 | 0.01 | True |  | Non Federally-Regulated | 10/05/2017 |  | 12/29/2020
Lutron Ketra, LLC | Ketra | D3WW**09BT*** | Light Emitting Diode | Inseparable Luminaire | Direct Wired | Forward Phase Cut Controls | 69.7 | 3012 | 0.0002 | 92 | 90 | 370 | 0.99 | Elevated | 50000 |  |  | 50000 | 0.01 | 21 | 21 | 0.98 | 0.36 | 0.2 | 0.06 | 0.02 | 0.01 | 0.98 | 0.38 | 0.2 | 0.06 | 0.02 | 0 | 1 | 1 | 1 | 0.06 | 0.02 | 0.01 | True |  | Non Federally-Regulated | 10/05/2017 |  | 12/29/2020
Lutron Ketra, LLC | Ketra | D3FX**13BT*** | Light Emitting Diode | Inseparable Luminaire | Direct Wired | Forward Phase Cut Controls | 62.5 | 3012 | 0.0002 | 92 | 90 | 370 | 0.99 | Elevated | 50000 |  |  | 50000 | 0.01 | 21 | 21 | 0.98 | 0.36 | 0.2 | 0.06 | 0.02 | 0.01 | 0.98 | 0.38 | 0.2 | 0.06 | 0.02 | 0 | 1 | 1 | 1 | 0.06 | 0.02 | 0.01 | True |  | Non Federally-Regulated | 10/05/2017 |  | 12/29/2020
Lutron Ketra, LLC | Ketra | D3AD**13BT*** | Light Emitting Diode | Inseparable Luminaire | Direct Wired | Forward Phase Cut Controls | 62.5 | 3012 | 0.0002 | 92 | 90 | 370 | 0.99 | Elevated | 50000 |  |  | 50000 | 0.01 | 21 | 21 | 0.98 | 0.36 | 0.2 | 0.06 | 0.02 | 0.01 | 0.98 | 0.38 | 0.2 | 0.06 | 0.02 | 0 | 1 | 1 | 1 | 0.06 | 0.02 | 0.01 | True |  | Non Federally-Regulated | 10/05/2017 |  | 12/29/2020
Lutron Ketra, LLC | Ketra | D3WW**13BT*** | Light Emitting Diode | Inseparable Luminaire | Direct Wired | Forward Phase Cut Controls | 62.5 | 3012 | 0.0002 | 92 | 90 | 370 | 0.99 | Elevated | 50000 |  |  | 50000 | 0.01 | 21 | 21 | 0.98 | 0.36 | 0.2 | 0.06 | 0.02 | 0.01 | 0.98 | 0.38 | 0.2 | 0.06 | 0.02 | 0 | 1 | 1 | 1 | 0.06 | 0.02 | 0.01 | True |  | Non Federally-Regulated | 10/05/2017 |  | 12/29/2020
Lutron Ketra, LLC | Ketra | S3008************ | Light Emitting Diode | Directional Lamp | Edison Screw Base | Forward Phase Cut Controls | 77.8 | 2998 | 0.0007 | 94 | 92 | 402 | 1 | Elevated | 50000 | 0.959 | 1 |  | 0.01 | 21 | 21 | 0.92 | 0.24 | 0.16 | 0.06 | 0.01 | 0.01 | 0.92 | 0.25 | 0.16 | 0.06 | 0.01 | 0.01 | 1 | 1 | 1 | 0.05 | 0.03 | 0.01 | True |  | Non Federally-Regulated | 11/01/2017 |  | 12/29/2020
Lutron Ketra, LLC | Ketra | S3010************ | Light Emitting Diode | Directional Lamp | Edison Screw Base | Forward Phase Cut Controls | 63.7 | 2993 | 0 | 92 | 82 | 402 | 0.99 | Elevated | 50000 | 0.959 | 1 |  | 0.01 | 21 | 21 | 0.92 | 0.24 | 0.16 | 0.06 | 0.01 | 0.01 | 0.92 | 0.25 | 0.16 | 0.06 | 0.01 | 0.01 | 1 | 1 | 1 | 0.05 | 0.03 | 0.01 | True |  | Non Federally-Regulated | 11/03/2017 |  | 12/29/2020
Lutron Ketra, LLC | Ketra | S3809************ | Light Emitting Diode | Directional Lamp | Edison Screw Base | Forward Phase Cut Controls | 74.8 | 3010 | 0.0002 | 94 | 95 | 410 | 0.99 | Elevated | 50000 | 0.959 | 1 |  | 0.01 | 21 | 21 | 0.94 | 0.25 | 0.16 | 0.07 | 0.01 | 0.01 | 0.94 | 0.25 | 0.16 | 0.06 | 0.01 | 0.01 | 1 | 1 | 1 | 0.07 | 0.04 | 0.02 | True |  | Non Federally-Regulated | 11/03/2017 |  | 12/29/2020
Lutron Ketra, LLC | Ketra | S3811************ | Light Emitting Diode | Directional Lamp | Edison Screw Base | Forward Phase Cut Controls | 68.1 | 2983 | 0 | 93 | 89 | 410 | 0.99 | Elevated | 50000 | 0.959 | 1 |  | 0.01 | 21 | 21 | 0.94 | 0.25 | 0.16 | 0.07 | 0.01 | 0.01 | 0.94 | 0.25 | 0.16 | 0.06 | 0.01 | 0.01 | 1 | 1 | 1 | 0.07 | 0.04 | 0.02 | True |  | Non Federally-Regulated | 11/03/2017 |  | 12/29/2020
Lutron Ketra, LLC | Ketra | A2008BTSD******* | Light Emitting Diode | Directional Lamp | Edison Screw Base | Forward Phase Cut Controls | 74.6 | 2677 | 0.0005 | 90 | 73 | 348 | 1 | Elevated | 50000 | 0.959 | 1 |  | 0.03 | 21 | 21 | 0.88 | 0.22 | 0.15 | 0.04 | 0.01 | 0 | 0.86 | 0.21 | 0.13 | 0.02 | 0 | 0 | 1 | 1 | 1 | 0.04 | 0.02 | 0.01 | True |  | Non Federally-Regulated | 11/21/2017 |  | 12/29/2020
Lutron Ketra, LLC | Ketra | S3008*******E26** | Light Emitting Diode | Directional Lamp | Edison Screw Base | Forward Phase Cut Controls | 77.8 | 2998 | 0.0007 | 94 | 92 | 402 | 1 | Elevated | 50000 | 0.959 | 1 |  | 0.01 | 21 | 21 | 0.92 | 0.24 | 0.16 | 0.06 | 0.01 | 0.01 | 0.92 | 0.25 | 0.16 | 0.06 | 0.01 | 0.01 | 1 | 1 | 1 | 0.05 | 0.03 | 0.01 | True |  | Non Federally-Regulated | 01/12/2018 |  | 12/29/2020
Lutron Ketra, LLC | Ketra | S3008*******G24** | Light Emitting Diode | Directional Lamp | Edison Screw Base | Forward Phase Cut Controls | 77.8 | 2998 | 0.0007 | 94 | 92 | 402 | 1 | Elevated | 50000 | 0.959 | 1 |  | 0.01 | 21 | 21 | 0.92 | 0.24 | 0.16 | 0.06 | 0.01 | 0.01 | 0.92 | 0.25 | 0.16 | 0.06 | 0.01 | 0.01 | 1 | 1 | 1 | 0.05 | 0.03 | 0.01 | True |  | Non Federally-Regulated | 01/12/2018 |  | 12/29/2020
Lutron Ketra, LLC | Ketra | S3010*******E26** | Light Emitting Diode | Directional Lamp | Edison Screw Base | Forward Phase Cut Controls | 63.7 | 2993 | 0 | 92 | 82 | 402 | 0.99 | Elevated | 50000 | 0.959 | 1 |  | 0.01 | 21 | 21 | 0.92 | 0.24 | 0.16 | 0.06 | 0.01 | 0.01 | 0.92 | 0.25 | 0.16 | 0.06 | 0.01 | 0.01 | 1 | 1 | 1 | 0.05 | 0.03 | 0.01 | True |  | Non Federally-Regulated | 01/12/2018 |  | 12/29/2020
Lutron Ketra, LLC | Ketra | S3010*******G24** | Light Emitting Diode | Directional Lamp | Edison Screw Base | Forward Phase Cut Controls | 63.7 | 2993 | 0 | 92 | 82 | 402 | 0.99 | Elevated | 50000 | 0.959 | 1 |  | 0.01 | 21 | 21 | 0.92 | 0.24 | 0.16 | 0.06 | 0.01 | 0.01 | 0.92 | 0.25 | 0.16 | 0.06 | 0.01 | 0.01 | 1 | 1 | 1 | 0.05 | 0.03 | 0.01 | True |  | Non Federally-Regulated | 01/12/2018 |  | 12/29/2020
Lutron Ketra, LLC | Ketra | S3809*******E26** | Light Emitting Diode | Directional Lamp | Edison Screw Base | Forward Phase Cut Controls | 74.8 | 3010 | 0.0002 | 94 | 95 | 410 | 0.99 | Elevated | 50000 | 0.959 | 1 |  | 0.01 | 21 | 21 | 0.94 | 0.25 | 0.16 | 0.07 | 0.01 | 0.01 | 0.94 | 0.25 | 0.16 | 0.06 | 0.01 | 0.01 | 1 | 1 | 1 | 0.07 | 0.04 | 0.02 | True |  | Non Federally-Regulated | 01/12/2018 |  | 12/29/2020
Lutron Ketra, LLC | Ketra | S3809*******G24** | Light Emitting Diode | Directional Lamp | GU Base | Forward Phase Cut Controls | 74.8 | 3010 | 0.0002 | 94 | 95 | 410 | 0.99 | Elevated | 50000 | 0.959 | 1 |  | 0.01 | 21 | 21 | 0.94 | 0.25 | 0.16 | 0.07 | 0.01 | 0.01 | 0.94 | 0.25 | 0.16 | 0.06 | 0.01 | 0.01 | 1 | 1 | 1 | 0.07 | 0.04 | 0.02 | True |  | Non Federally-Regulated | 01/12/2018 |  | 12/29/2020
Lutron Ketra, LLC | Ketra | S3811*******E26** | Light Emitting Diode | Directional Lamp | GU Base | Forward Phase Cut Controls | 68.1 | 2983 | 0 | 93 | 89 | 410 | 0.99 | Elevated | 50000 | 0.959 | 1 |  | 0.01 | 21 | 21 | 0.94 | 0.25 | 0.16 | 0.07 | 0.01 | 0.01 | 0.94 | 0.25 | 0.16 | 0.06 | 0.01 | 0.01 | 1 | 1 | 1 | 0.07 | 0.04 | 0.02 | True |  | Non Federally-Regulated | 01/12/2018 |  | 12/29/2020
Lutron Ketra, LLC | Ketra | S3811*******G24** | Light Emitting Diode | Directional Lamp | GU Base | Forward Phase Cut Controls | 68.1 | 2983 | 0 | 93 | 89 | 410 | 0.99 | Elevated | 50000 | 0.959 | 1 |  | 0.01 | 21 | 21 | 0.94 | 0.25 | 0.16 | 0.07 | 0.01 | 0.01 | 0.94 | 0.25 | 0.16 | 0.06 | 0.01 | 0.01 | 1 | 1 | 1 | 0.07 | 0.04 | 0.02 | True |  | Non Federally-Regulated | 01/12/2018 |  | 12/29/2020
Lutron Ketra, LLC | Ketra | A2008BTSD**E26** | Light Emitting Diode | Directional Lamp | GU Base | Forward Phase Cut Controls | 74.6 | 2677 | 0.0005 | 90 | 73 | 348 | 1 | Elevated | 50000 | 0.959 | 1 |  | 0.03 | 21 | 21 | 0.88 | 0.22 | 0.15 | 0.04 | 0.01 | 0 | 0.86 | 0.21 | 0.13 | 0.02 | 0 | 0 | 1 | 1 | 1 | 0.04 | 0.02 | 0.01 | True |  | Non Federally-Regulated | 01/12/2018 |  | 12/29/2020
Lutron Ketra, LLC | Ketra | A2008BTSD**G24** | Light Emitting Diode | Directional Lamp | GU Base | Forward Phase Cut Controls | 74.6 | 2677 | 0.0005 | 90 | 73 | 348 | 1 | Elevated | 50000 | 0.959 | 1 |  | 0.03 | 21 | 21 | 0.88 | 0.22 | 0.15 | 0.04 | 0.01 | 0 | 0.86 | 0.21 | 0.13 | 0.02 | 0 | 0 | 1 | 1 | 1 | 0.04 | 0.02 | 0.01 | True |  | Non Federally-Regulated | 01/12/2018 |  | 12/29/2020
Lutron Ketra, LLC | Ketra | CM-D3FX**18BT***** | Light Emitting Diode | Inseparable Luminaire | Direct Wired | Forward Phase Cut Controls | 68.5 | 3012 | 0.0002 | 92 | 90 | 370 | 0.99 | Elevated | 50000 |  | 1 | 50000 | 0.01 | 21 | 21 | 0.98 | 0.36 | 0.2 | 0.06 | 0.02 | 0.01 | 0.98 | 0.38 | 0.2 | 0.06 | 0.02 | 0 | 1 | 1 | 1 | 0.06 | 0.02 | 0.01 | True | False | Non Federally-Regulated | 06/05/2020 |  | 12/29/2020
Lutron Ketra, LLC | Ketra | HW-D3FX**18BT***** | Light Emitting Diode | Inseparable Luminaire | Direct Wired | Forward Phase Cut Controls | 68.5 | 3012 | 0.0002 | 92 | 90 | 370 | 0.99 | Elevated | 50000 |  | 1 | 50000 | 0.01 | 21 | 21 | 0.98 | 0.36 | 0.2 | 0.06 | 0.02 | 0.01 | 0.98 | 0.38 | 0.2 | 0.06 | 0.02 | 0 | 1 | 1 | 1 | 0.06 | 0.02 | 0.01 | True | False | Non Federally-Regulated | 06/05/2020 |  | 12/29/2020
Lutron Ketra, LLC | Ketra | CM-D3AD**18BT***** | Light Emitting Diode | Inseparable Luminaire | Direct Wired | Forward Phase Cut Controls | 68.5 | 3012 | 0.0002 | 92 | 90 | 370 | 0.99 | Elevated | 50000 |  | 1 | 50000 | 0.01 | 21 | 21 | 0.98 | 0.36 | 0.2 | 0.06 | 0.02 | 0.01 | 0.98 | 0.38 | 0.2 | 0.06 | 0.02 | 0 | 1 | 1 | 1 | 0.06 | 0.02 | 0.01 | True | False | Non Federally-Regulated | 06/05/2020 |  | 12/29/2020
Lutron Ketra, LLC | Ketra | HW-D3AD**18BT***** | Light Emitting Diode | Inseparable Luminaire | Direct Wired | Forward Phase Cut Controls | 68.5 | 3012 | 0.0002 | 92 | 90 | 370 | 0.99 | Elevated | 50000 |  | 1 | 50000 | 0.01 | 21 | 21 | 0.98 | 0.36 | 0.2 | 0.06 | 0.02 | 0.01 | 0.98 | 0.38 | 0.2 | 0.06 | 0.02 | 0 | 1 | 1 | 1 | 0.06 | 0.02 | 0.01 | True | False | Non Federally-Regulated | 06/05/2020 |  | 12/29/2020
Lutron Ketra, LLC | Ketra | CM-D3WW**18BT**** | Light Emitting Diode | Inseparable Luminaire | Direct Wired | Forward Phase Cut Controls | 68.5 | 3012 | 0.0002 | 92 | 90 | 370 | 0.99 | Elevated | 50000 |  | 1 | 50000 | 0.01 | 21 | 21 | 0.98 | 0.36 | 0.2 | 0.06 | 0.02 | 0.01 | 0.98 | 0.38 | 0.2 | 0.06 | 0.02 | 0 | 1 | 1 | 1 | 0.06 | 0.02 | 0.01 | True | False | Non Federally-Regulated | 06/05/2020 |  | 12/29/2020
Lutron Ketra, LLC | Ketra | HW-D3WW**18BT**** | Light Emitting Diode | Inseparable Luminaire | Direct Wired | Forward Phase Cut Controls | 68.5 | 3012 | 0.0002 | 92 | 90 | 370 | 0.99 | Elevated | 50000 |  | 1 | 50000 | 0.01 | 21 | 21 | 0.98 | 0.36 | 0.2 | 0.06 | 0.02 | 0.01 | 0.98 | 0.38 | 0.2 | 0.06 | 0.02 | 0 | 1 | 1 | 1 | 0.06 | 0.02 | 0.01 | True | False | Non Federally-Regulated | 06/05/2020 |  | 12/29/2020
Lutron Ketra, LLC | Ketra | CM-D3FX**09BT***** | Light Emitting Diode | Inseparable Luminaire | Direct Wired | Forward Phase Cut Controls | 69.7 | 3012 | 0.0002 | 92 | 90 | 370 | 0.99 | Elevated | 50000 |  | 1 | 50000 | 0.01 | 21 | 21 | 0.98 | 0.36 | 0.2 | 0.06 | 0.02 | 0.01 | 0.98 | 0.38 | 0.2 | 0.06 | 0.02 | 0 | 1 | 1 | 1 | 0.06 | 0.02 | 0.01 | True | False | Non Federally-Regulated | 06/05/2020 |  | 12/29/2020
Lutron Ketra, LLC | Ketra | HW-D3FX**09BT***** | Light Emitting Diode | Inseparable Luminaire | Direct Wired | Forward Phase Cut Controls | 69.7 | 3012 | 0.0002 | 92 | 90 | 370 | 0.99 | Elevated | 50000 |  | 1 | 50000 | 0.01 | 21 | 21 | 0.98 | 0.36 | 0.2 | 0.06 | 0.02 | 0.01 | 0.98 | 0.38 | 0.2 | 0.06 | 0.02 | 0 | 1 | 1 | 1 | 0.06 | 0.02 | 0.01 | True | False | Non Federally-Regulated | 06/05/2020 |  | 12/29/2020
Lutron Ketra, LLC | Ketra | CM-D3AD**09BT***** | Light Emitting Diode | Inseparable Luminaire | Direct Wired | Forward Phase Cut Controls | 69.7 | 3012 | 0.0002 | 92 | 90 | 370 | 0.99 | Elevated | 50000 |  | 1 | 50000 | 0.01 | 21 | 21 | 0.98 | 0.36 | 0.2 | 0.06 | 0.02 | 0.01 | 0.98 | 0.38 | 0.2 | 0.06 | 0.02 | 0 | 1 | 1 | 1 | 0.06 | 0.02 | 0.01 | True | False | Non Federally-Regulated | 06/05/2020 |  | 12/29/2020
Lutron Ketra, LLC | Ketra | HW-D3AD**09BT***** | Light Emitting Diode | Inseparable Luminaire | Direct Wired | Forward Phase Cut Controls | 69.7 | 3012 | 0.0002 | 92 | 90 | 370 | 0.99 | Elevated | 50000 |  | 1 | 50000 | 0.01 | 21 | 21 | 0.98 | 0.36 | 0.2 | 0.06 | 0.02 | 0.01 | 0.98 | 0.38 | 0.2 | 0.06 | 0.02 | 0 | 1 | 1 | 1 | 0.06 | 0.02 | 0.01 | True | False | Non Federally-Regulated | 06/05/2020 |  | 12/29/2020
Lutron Ketra, LLC | Ketra | CM-D3WW**09BT**** | Light Emitting Diode | Inseparable Luminaire | Direct Wired | Forward Phase Cut Controls | 69.7 | 3012 | 0.0002 | 92 | 90 | 370 | 0.99 | Elevated | 50000 |  | 1 | 50000 | 0.01 | 21 | 21 | 0.98 | 0.36 | 0.2 | 0.06 | 0.02 | 0.01 | 0.98 | 0.38 | 0.2 | 0.06 | 0.02 | 0 | 1 | 1 | 1 | 0.06 | 0.02 | 0.01 | True | False | Non Federally-Regulated | 06/05/2020 |  | 12/29/2020
Lutron Ketra, LLC | Ketra | HW-D3WW**09BT**** | Light Emitting Diode | Inseparable Luminaire | Direct Wired | Forward Phase Cut Controls | 69.7 | 3012 | 0.0002 | 92 | 90 | 370 | 0.99 | Elevated | 50000 |  | 1 | 50000 | 0.01 | 21 | 21 | 0.98 | 0.36 | 0.2 | 0.06 | 0.02 | 0.01 | 0.98 | 0.38 | 0.2 | 0.06 | 0.02 | 0 | 1 | 1 | 1 | 0.06 | 0.02 | 0.01 | True | False | Non Federally-Regulated | 06/05/2020 |  | 12/29/2020
Lutron Ketra, LLC | Ketra | CM-D3FX**13BT***** | Light Emitting Diode | Inseparable Luminaire | Direct Wired | Forward Phase Cut Controls | 62.5 | 3012 | 0.0002 | 92 | 90 | 370 | 0.99 | Elevated | 50000 |  | 1 | 50000 | 0.01 | 21 | 21 | 0.98 | 0.36 | 0.2 | 0.06 | 0.02 | 0.01 | 0.98 | 0.38 | 0.2 | 0.06 | 0.02 | 0 | 1 | 1 | 1 | 0.06 | 0.02 | 0.01 | True | False | Non Federally-Regulated | 06/05/2020 |  | 12/29/2020
Lutron Ketra, LLC | Ketra | HW-D3FX**13BT***** | Light Emitting Diode | Inseparable Luminaire | Direct Wired | Forward Phase Cut Controls | 62.5 | 3012 | 0.0002 | 92 | 90 | 370 | 0.99 | Elevated | 50000 |  | 1 | 50000 | 0.01 | 21 | 21 | 0.98 | 0.36 | 0.2 | 0.06 | 0.02 | 0.01 | 0.98 | 0.38 | 0.2 | 0.06 | 0.02 | 0 | 1 | 1 | 1 | 0.06 | 0.02 | 0.01 | True | False | Non Federally-Regulated | 06/05/2020 |  | 12/29/2020
Lutron Ketra, LLC | Ketra | CM-D3AD**13BT***** | Light Emitting Diode | Inseparable Luminaire | Direct Wired | Forward Phase Cut Controls | 62.5 | 3012 | 0.0002 | 92 | 90 | 370 | 0.99 | Elevated | 50000 |  | 1 | 50000 | 0.01 | 21 | 21 | 0.98 | 0.36 | 0.2 | 0.06 | 0.02 | 0.01 | 0.98 | 0.38 | 0.2 | 0.06 | 0.02 | 0 | 1 | 1 | 1 | 0.06 | 0.02 | 0.01 | True | False | Non Federally-Regulated | 06/05/2020 |  | 12/29/2020
Lutron Ketra, LLC | Ketra | HW-D3AD**13BT***** | Light Emitting Diode | Inseparable Luminaire | Direct Wired | Forward Phase Cut Controls | 62.5 | 3012 | 0.0002 | 92 | 90 | 370 | 0.99 | Elevated | 50000 |  | 1 | 50000 | 0.01 | 21 | 21 | 0.98 | 0.36 | 0.2 | 0.06 | 0.02 | 0.01 | 0.98 | 0.38 | 0.2 | 0.06 | 0.02 | 0 | 1 | 1 | 1 | 0.06 | 0.02 | 0.01 | True | False | Non Federally-Regulated | 06/05/2020 |  | 12/29/2020
Lutron Ketra, LLC | Ketra | CM-D3WW**13BT**** | Light Emitting Diode | Inseparable Luminaire | Direct Wired | Forward Phase Cut Controls | 62.5 | 3012 | 0.0002 | 92 | 90 | 370 | 0.99 | Elevated | 50000 |  | 1 | 50000 | 0.01 | 21 | 21 | 0.98 | 0.36 | 0.2 | 0.06 | 0.02 | 0.01 | 0.98 | 0.38 | 0.2 | 0.06 | 0.02 | 0 | 1 | 1 | 1 | 0.06 | 0.02 | 0.01 | True | False | Non Federally-Regulated | 06/05/2020 |  | 12/29/2020
Lutron Ketra, LLC | Ketra | HW-D3WW**13BT**** | Light Emitting Diode | Inseparable Luminaire | Direct Wired | Forward Phase Cut Controls | 62.5 | 3012 | 0.0002 | 92 | 90 | 370 | 0.99 | Elevated | 50000 |  | 1 | 50000 | 0.01 | 21 | 21 | 0.98 | 0.36 | 0.2 | 0.06 | 0.02 | 0.01 | 0.98 | 0.38 | 0.2 | 0.06 | 0.02 | 0 | 1 | 1 | 1 | 0.06 | 0.02 | 0.01 | True | False | Non Federally-Regulated | 06/05/2020 |  | 12/29/2020
Lutron Ketra, LLC | Ketra | CM-S3008******11E26** | Light Emitting Diode | Directional Lamp | Edison Screw Base | Forward Phase Cut Controls | 77.8 | 2998 | 0.0007 | 94 | 92 | 402 | 1 | Elevated | 50000 | 0.959 | 1 |  | 0.01 | 21 | 21 | 0.92 | 0.24 | 0.16 | 0.06 | 0.01 | 0.01 | 0.92 | 0.25 | 0.16 | 0.06 | 0.01 | 0.01 | 1 | 1 | 1 | 0.05 | 0.03 | 0.01 | True | False | Non Federally-Regulated | 06/05/2020 |  | 12/29/2020
Lutron Ketra, LLC | Ketra | HW-S3008******11E26** | Light Emitting Diode | Directional Lamp | Edison Screw Base | Forward Phase Cut Controls | 77.8 | 2998 | 0.0007 | 94 | 92 | 402 | 1 | Elevated | 50000 | 0.959 | 1 |  | 0.01 | 21 | 21 | 0.92 | 0.24 | 0.16 | 0.06 | 0.01 | 0.01 | 0.92 | 0.25 | 0.16 | 0.06 | 0.01 | 0.01 | 1 | 1 | 1 | 0.05 | 0.03 | 0.01 | True | False | Non Federally-Regulated | 06/05/2020 |  | 12/29/2020
Lutron Ketra, LLC | Ketra | CM-S3008******11G24** | Light Emitting Diode | Directional Lamp | Edison Screw Base | Forward Phase Cut Controls | 77.8 | 2998 | 0.0007 | 94 | 92 | 402 | 1 | Elevated | 50000 | 0.959 | 1 |  | 0.01 | 21 | 21 | 0.92 | 0.24 | 0.16 | 0.06 | 0.01 | 0.01 | 0.92 | 0.25 | 0.16 | 0.06 | 0.01 | 0.01 | 1 | 1 | 1 | 0.05 | 0.03 | 0.01 | True | False | Non Federally-Regulated | 06/05/2020 |  | 12/29/2020
Lutron Ketra, LLC | Ketra | HW-S3008******11G24** | Light Emitting Diode | Directional Lamp | Edison Screw Base | Forward Phase Cut Controls | 77.8 | 2998 | 0.0007 | 94 | 92 | 402 | 1 | Elevated | 50000 | 0.959 | 1 |  | 0.01 | 21 | 21 | 0.92 | 0.24 | 0.16 | 0.06 | 0.01 | 0.01 | 0.92 | 0.25 | 0.16 | 0.06 | 0.01 | 0.01 | 1 | 1 | 1 | 0.05 | 0.03 | 0.01 | True | False | Non Federally-Regulated | 06/05/2020 |  | 12/29/2020
Lutron Ketra, LLC | Ketra | CM-S3010*****11E26** | Light Emitting Diode | Directional Lamp | Edison Screw Base | Forward Phase Cut Controls | 63.7 | 2993 | 0 | 92 | 82 | 402 | 0.99 | Elevated | 50000 | 0.959 | 1 |  | 0.01 | 21 | 21 | 0.92 | 0.24 | 0.16 | 0.06 | 0.01 | 0.01 | 0.92 | 0.25 | 0.16 | 0.06 | 0.01 | 0.01 | 1 | 1 | 1 | 0.05 | 0.03 | 0.01 | True | False | Non Federally-Regulated | 06/05/2020 |  | 12/29/2020
Lutron Ketra, LLC | Ketra | HW-S3010*****11E26** | Light Emitting Diode | Directional Lamp | Edison Screw Base | Forward Phase Cut Controls | 63.7 | 2993 | 0 | 92 | 82 | 402 | 0.99 | Elevated | 50000 | 0.959 | 1 |  | 0.01 | 21 | 21 | 0.92 | 0.24 | 0.16 | 0.06 | 0.01 | 0.01 | 0.92 | 0.25 | 0.16 | 0.06 | 0.01 | 0.01 | 1 | 1 | 1 | 0.05 | 0.03 | 0.01 | True | False | Non Federally-Regulated | 06/05/2020 |  | 12/29/2020
Lutron Ketra, LLC | Ketra | CM-S3010*****11G24** | Light Emitting Diode | Directional Lamp | Edison Screw Base | Forward Phase Cut Controls | 63.7 | 2993 | 0 | 92 | 82 | 402 | 0.99 | Elevated | 50000 | 0.959 | 1 |  | 0.01 | 21 | 21 | 0.92 | 0.24 | 0.16 | 0.06 | 0.01 | 0.01 | 0.92 | 0.25 | 0.16 | 0.06 | 0.01 | 0.01 | 1 | 1 | 1 | 0.05 | 0.03 | 0.01 | True | False | Non Federally-Regulated | 06/05/2020 |  | 12/29/2020
Lutron Ketra, LLC | Ketra | HW-S3010*****11G24** | Light Emitting Diode | Directional Lamp | Edison Screw Base | Forward Phase Cut Controls | 63.7 | 2993 | 0 | 92 | 82 | 402 | 0.99 | Elevated | 50000 | 0.959 | 1 |  | 0.01 | 21 | 21 | 0.92 | 0.24 | 0.16 | 0.06 | 0.01 | 0.01 | 0.92 | 0.25 | 0.16 | 0.06 | 0.01 | 0.01 | 1 | 1 | 1 | 0.05 | 0.03 | 0.01 | True | False | Non Federally-Regulated | 06/05/2020 |  | 12/29/2020
Lutron Ketra, LLC | Ketra | CM-S3809H*****11E26** | Light Emitting Diode | Directional Lamp | Edison Screw Base | Forward Phase Cut Controls | 74.8 | 3010 | 0.0002 | 94 | 95 | 410 | 0.99 | Elevated | 50000 | 0.959 | 1 |  | 0.01 | 21 | 21 | 0.94 | 0.25 | 0.16 | 0.07 | 0.01 | 0.01 | 0.94 | 0.25 | 0.16 | 0.06 | 0.01 | 0.01 | 1 | 1 | 1 | 0.07 | 0.04 | 0.02 | True | False | Non Federally-Regulated | 06/05/2020 |  | 12/29/2020
Lutron Ketra, LLC | Ketra | HW-S3809H*****11E26** | Light Emitting Diode | Directional Lamp | Edison Screw Base | Forward Phase Cut Controls | 74.8 | 3010 | 0.0002 | 94 | 95 | 410 | 0.99 | Elevated | 50000 | 0.959 | 1 |  | 0.01 | 21 | 21 | 0.94 | 0.25 | 0.16 | 0.07 | 0.01 | 0.01 | 0.94 | 0.25 | 0.16 | 0.06 | 0.01 | 0.01 | 1 | 1 | 1 | 0.07 | 0.04 | 0.02 | True | False | Non Federally-Regulated | 06/05/2020 |  | 12/29/2020
Lutron Ketra, LLC | Ketra | CM-S3809H*****11G24** | Light Emitting Diode | Directional Lamp | GU Base | Forward Phase Cut Controls | 74.8 | 3010 | 0.0002 | 94 | 95 | 410 | 0.99 | Elevated | 50000 | 0.959 | 1 |  | 0.01 | 21 | 21 | 0.94 | 0.25 | 0.16 | 0.07 | 0.01 | 0.01 | 0.94 | 0.25 | 0.16 | 0.06 | 0.01 | 0.01 | 1 | 1 | 1 | 0.07 | 0.04 | 0.02 | True | False | Non Federally-Regulated | 06/05/2020 |  | 12/29/2020
Lutron Ketra, LLC | Ketra | HW-S3809H*****11G24** | Light Emitting Diode | Directional Lamp | GU Base | Forward Phase Cut Controls | 74.8 | 3010 | 0.0002 | 94 | 95 | 410 | 0.99 | Elevated | 50000 | 0.959 | 1 |  | 0.01 | 21 | 21 | 0.94 | 0.25 | 0.16 | 0.07 | 0.01 | 0.01 | 0.94 | 0.25 | 0.16 | 0.06 | 0.01 | 0.01 | 1 | 1 | 1 | 0.07 | 0.04 | 0.02 | True | False | Non Federally-Regulated | 06/05/2020 |  | 12/29/2020
Lutron Ketra, LLC | Ketra | CM-S3811*****11E26** | Light Emitting Diode | Directional Lamp | GU Base | Forward Phase Cut Controls | 68.1 | 2983 | 0 | 93 | 89 | 410 | 0.99 | Elevated | 50000 | 0.959 | 1 |  | 0.01 | 21 | 21 | 0.94 | 0.25 | 0.16 | 0.07 | 0.01 | 0.01 | 0.94 | 0.25 | 0.16 | 0.06 | 0.01 | 0.01 | 1 | 1 | 1 | 0.07 | 0.04 | 0.02 | True | False | Non Federally-Regulated | 06/05/2020 |  | 12/29/2020
Lutron Ketra, LLC | Ketra | HW-S3811*****11E26** | Light Emitting Diode | Directional Lamp | GU Base | Forward Phase Cut Controls | 68.1 | 2983 | 0 | 93 | 89 | 410 | 0.99 | Elevated | 50000 | 0.959 | 1 |  | 0.01 | 21 | 21 | 0.94 | 0.25 | 0.16 | 0.07 | 0.01 | 0.01 | 0.94 | 0.25 | 0.16 | 0.06 | 0.01 | 0.01 | 1 | 1 | 1 | 0.07 | 0.04 | 0.02 | True | False | Non Federally-Regulated | 06/05/2020 |  | 12/29/2020
Lutron Ketra, LLC | Ketra | CM-A2008HBTSD11E26** | Light Emitting Diode | Directional Lamp | GU Base | Forward Phase Cut Controls | 74.6 | 2677 | 0.0005 | 90 | 73 | 348 | 1 | Elevated | 50000 | 0.959 | 1 |  | 0.03 | 21 | 21 | 0.88 | 0.22 | 0.15 | 0.04 | 0.01 | 0 | 0.86 | 0.21 | 0.13 | 0.02 | 0 | 0 | 1 | 1 | 1 | 0.04 | 0.02 | 0.01 | True | False | Non Federally-Regulated | 06/05/2020 |  | 12/29/2020
Lutron Ketra, LLC | Ketra | HW-A2008HBTSD11E26** | Light Emitting Diode | Directional Lamp | GU Base | Forward Phase Cut Controls | 74.6 | 2677 | 0.0005 | 90 | 73 | 348 | 1 | Elevated | 50000 | 0.959 | 1 |  | 0.03 | 21 | 21 | 0.88 | 0.22 | 0.15 | 0.04 | 0.01 | 0 | 0.86 | 0.21 | 0.13 | 0.02 | 0 | 0 | 1 | 1 | 1 | 0.04 | 0.02 | 0.01 | True | False | Non Federally-Regulated | 06/05/2020 |  | 12/29/2020
Lutron Ketra, LLC | Ketra | CM-A2008HBTSD11G24** | Light Emitting Diode | Directional Lamp | GU Base | Forward Phase Cut Controls | 74.6 | 2677 | 0.0005 | 90 | 73 | 348 | 1 | Elevated | 50000 | 0.959 | 1 |  | 0.03 | 21 | 21 | 0.88 | 0.22 | 0.15 | 0.04 | 0.01 | 0 | 0.86 | 0.21 | 0.13 | 0.02 | 0 | 0 | 1 | 1 | 1 | 0.04 | 0.02 | 0.01 | True | False | Non Federally-Regulated | 06/05/2020 |  | 12/29/2020
Lutron Ketra, LLC | Ketra | HW-A2008HBTSD11G24** | Light Emitting Diode | Directional Lamp | GU Base | Forward Phase Cut Controls | 74.6 | 2677 | 0.0005 | 90 | 73 | 348 | 1 | Elevated | 50000 | 0.959 | 1 |  | 0.03 | 21 | 21 | 0.88 | 0.22 | 0.15 | 0.04 | 0.01 | 0 | 0.86 | 0.21 | 0.13 | 0.02 | 0 | 0 | 1 | 1 | 1 | 0.04 | 0.02 | 0.01 | True | False | Non Federally-Regulated | 06/05/2020 |  | 12/29/2020
Lutron Ketra, LLC | Ketra | CM-S3811*****11G24** | Light Emitting Diode | Directional Lamp | GU Base | Forward Phase Cut Controls | 68.1 | 2983 | 0 | 93 | 89 | 410 | 0.99 | Elevated | 50000 | 0.959 | 1 |  | 0.01 | 21 | 21 | 0.94 | 0.25 | 0.16 | 0.07 | 0.01 | 0.01 | 0.94 | 0.25 | 0.16 | 0.06 | 0.01 | 0.01 | 1 | 1 | 1 | 0.07 | 0.04 | 0.02 | True | False | Non Federally-Regulated | 06/05/2020 |  | 12/29/2020
Lutron Ketra, LLC | Ketra | HW-S3811*****11G24** | Light Emitting Diode | Directional Lamp | GU Base | Forward Phase Cut Controls | 68.1 | 2983 | 0 | 93 | 89 | 410 | 0.99 | Elevated | 50000 | 0.959 | 1 |  | 0.01 | 21 | 21 | 0.94 | 0.25 | 0.16 | 0.07 | 0.01 | 0.01 | 0.94 | 0.25 | 0.16 | 0.06 | 0.01 | 0.01 | 1 | 1 | 1 | 0.07 | 0.04 | 0.02 | True | False | Non Federally-Regulated | 06/05/2020 |  | 12/29/2020
Lutron Ketra, LLC | Ketra | CM-D3FX**18******* | Light Emitting Diode | Inseparable Luminaire | Direct Wired | Forward Phase Cut Controls | 68.5 | 3012 | 0.0002 | 92 | 90 | 370 | 0.99 | Elevated | 50000 |  | 1 | 50000 | 0.01 | 21 | 21 | 0.98 | 0.36 | 0.2 | 0.06 | 0.02 | 0.01 | 0.98 | 0.38 | 0.2 | 0.06 | 0.02 | 0 | 1 | 1 | 1 | 0.06 | 0.02 | 0.01 | True | False | Non Federally-Regulated | 07/09/2020 |  | 12/29/2020
Lutron Ketra, LLC | Ketra | HW-D3FX**18******* | Light Emitting Diode | Inseparable Luminaire | Direct Wired | Forward Phase Cut Controls | 68.5 | 3012 | 0.0002 | 92 | 90 | 370 | 0.99 | Elevated | 50000 |  | 1 | 50000 | 0.01 | 21 | 21 | 0.98 | 0.36 | 0.2 | 0.06 | 0.02 | 0.01 | 0.98 | 0.38 | 0.2 | 0.06 | 0.02 | 0 | 1 | 1 | 1 | 0.06 | 0.02 | 0.01 | True | False | Non Federally-Regulated | 07/09/2020 |  | 12/29/2020
Lutron Ketra, LLC | Ketra | CM-D3AD**18******* | Light Emitting Diode | Inseparable Luminaire | Direct Wired | Forward Phase Cut Controls | 68.5 | 3012 | 0.0002 | 92 | 90 | 370 | 0.99 | Elevated | 50000 |  | 1 | 50000 | 0.01 | 21 | 21 | 0.98 | 0.36 | 0.2 | 0.06 | 0.02 | 0.01 | 0.98 | 0.38 | 0.2 | 0.06 | 0.02 | 0 | 1 | 1 | 1 | 0.06 | 0.02 | 0.01 | True | False | Non Federally-Regulated | 07/09/2020 |  | 12/29/2020
Lutron Ketra, LLC | Ketra | HW-D3AD**18******* | Light Emitting Diode | Inseparable Luminaire | Direct Wired | Forward Phase Cut Controls | 68.5 | 3012 | 0.0002 | 92 | 90 | 370 | 0.99 | Elevated | 50000 |  | 1 | 50000 | 0.01 | 21 | 21 | 0.98 | 0.36 | 0.2 | 0.06 | 0.02 | 0.01 | 0.98 | 0.38 | 0.2 | 0.06 | 0.02 | 0 | 1 | 1 | 1 | 0.06 | 0.02 | 0.01 | True | False | Non Federally-Regulated | 07/09/2020 |  | 12/29/2020
Lutron Ketra, LLC | Ketra | CM-D3WW**18****** | Light Emitting Diode | Inseparable Luminaire | Direct Wired | Forward Phase Cut Controls | 68.5 | 3012 | 0.0002 | 92 | 90 | 370 | 0.99 | Elevated | 50000 |  | 1 | 50000 | 0.01 | 21 | 21 | 0.98 | 0.36 | 0.2 | 0.06 | 0.02 | 0.01 | 0.98 | 0.38 | 0.2 | 0.06 | 0.02 | 0 | 1 | 1 | 1 | 0.06 | 0.02 | 0.01 | True | False | Non Federally-Regulated | 07/09/2020 |  | 12/29/2020
Lutron Ketra, LLC | Ketra | HW-D3WW**18****** | Light Emitting Diode | Inseparable Luminaire | Direct Wired | Forward Phase Cut Controls | 68.5 | 3012 | 0.0002 | 92 | 90 | 370 | 0.99 | Elevated | 50000 |  | 1 | 50000 | 0.01 | 21 | 21 | 0.98 | 0.36 | 0.2 | 0.06 | 0.02 | 0.01 | 0.98 | 0.38 | 0.2 | 0.06 | 0.02 | 0 | 1 | 1 | 1 | 0.06 | 0.02 | 0.01 | True | False | Non Federally-Regulated | 07/09/2020 |  | 12/29/2020
Lutron Ketra, LLC | Ketra | CM-D3FX**09******* | Light Emitting Diode | Inseparable Luminaire | Direct Wired | Forward Phase Cut Controls | 69.7 | 3012 | 0.0002 | 92 | 90 | 370 | 0.99 | Elevated | 50000 |  | 1 | 50000 | 0.01 | 21 | 21 | 0.98 | 0.36 | 0.2 | 0.06 | 0.02 | 0.01 | 0.98 | 0.38 | 0.2 | 0.06 | 0.02 | 0 | 1 | 1 | 1 | 0.06 | 0.02 | 0.01 | True | False | Non Federally-Regulated | 07/09/2020 |  | 12/29/2020
Lutron Ketra, LLC | Ketra | HW-D3FX**09******* | Light Emitting Diode | Inseparable Luminaire | Direct Wired | Forward Phase Cut Controls | 69.7 | 3012 | 0.0002 | 92 | 90 | 370 | 0.99 | Elevated | 50000 |  | 1 | 50000 | 0.01 | 21 | 21 | 0.98 | 0.36 | 0.2 | 0.06 | 0.02 | 0.01 | 0.98 | 0.38 | 0.2 | 0.06 | 0.02 | 0 | 1 | 1 | 1 | 0.06 | 0.02 | 0.01 | True | False | Non Federally-Regulated | 07/09/2020 |  | 12/29/2020
Lutron Ketra, LLC | Ketra | CM-D3AD**09******* | Light Emitting Diode | Inseparable Luminaire | Direct Wired | Forward Phase Cut Controls | 69.7 | 3012 | 0.0002 | 92 | 90 | 370 | 0.99 | Elevated | 50000 |  | 1 | 50000 | 0.01 | 21 | 21 | 0.98 | 0.36 | 0.2 | 0.06 | 0.02 | 0.01 | 0.98 | 0.38 | 0.2 | 0.06 | 0.02 | 0 | 1 | 1 | 1 | 0.06 | 0.02 | 0.01 | True | False | Non Federally-Regulated | 07/09/2020 |  | 12/29/2020
Lutron Ketra, LLC | Ketra | HW-D3AD**09******* | Light Emitting Diode | Inseparable Luminaire | Direct Wired | Forward Phase Cut Controls | 69.7 | 3012 | 0.0002 | 92 | 90 | 370 | 0.99 | Elevated | 50000 |  | 1 | 50000 | 0.01 | 21 | 21 | 0.98 | 0.36 | 0.2 | 0.06 | 0.02 | 0.01 | 0.98 | 0.38 | 0.2 | 0.06 | 0.02 | 0 | 1 | 1 | 1 | 0.06 | 0.02 | 0.01 | True | False | Non Federally-Regulated | 07/09/2020 |  | 12/29/2020
Lutron Ketra, LLC | Ketra | CM-D3WW**09****** | Light Emitting Diode | Inseparable Luminaire | Direct Wired | Forward Phase Cut Controls | 69.7 | 3012 | 0.0002 | 92 | 90 | 370 | 0.99 | Elevated | 50000 |  | 1 | 50000 | 0.01 | 21 | 21 | 0.98 | 0.36 | 0.2 | 0.06 | 0.02 | 0.01 | 0.98 | 0.38 | 0.2 | 0.06 | 0.02 | 0 | 1 | 1 | 1 | 0.06 | 0.02 | 0.01 | True | False | Non Federally-Regulated | 07/09/2020 |  | 12/29/2020
Lutron Ketra, LLC | Ketra | HW-D3WW**09****** | Light Emitting Diode | Inseparable Luminaire | Direct Wired | Forward Phase Cut Controls | 69.7 | 3012 | 0.0002 | 92 | 90 | 370 | 0.99 | Elevated | 50000 |  | 1 | 50000 | 0.01 | 21 | 21 | 0.98 | 0.36 | 0.2 | 0.06 | 0.02 | 0.01 | 0.98 | 0.38 | 0.2 | 0.06 | 0.02 | 0 | 1 | 1 | 1 | 0.06 | 0.02 | 0.01 | True | False | Non Federally-Regulated | 07/09/2020 |  | 12/29/2020
Lutron Ketra, LLC | Ketra | CM-D3FX**13******* | Light Emitting Diode | Inseparable Luminaire | Direct Wired | Forward Phase Cut Controls | 62.5 | 3012 | 0.0002 | 92 | 90 | 370 | 0.99 | Elevated | 50000 |  | 1 | 50000 | 0.01 | 21 | 21 | 0.98 | 0.36 | 0.2 | 0.06 | 0.02 | 0.01 | 0.98 | 0.38 | 0.2 | 0.06 | 0.02 | 0 | 1 | 1 | 1 | 0.06 | 0.02 | 0.01 | True | False | Non Federally-Regulated | 07/09/2020 |  | 12/29/2020
Lutron Ketra, LLC | Ketra | HW-D3FX**13******* | Light Emitting Diode | Inseparable Luminaire | Direct Wired | Forward Phase Cut Controls | 62.5 | 3012 | 0.0002 | 92 | 90 | 370 | 0.99 | Elevated | 50000 |  | 1 | 50000 | 0.01 | 21 | 21 | 0.98 | 0.36 | 0.2 | 0.06 | 0.02 | 0.01 | 0.98 | 0.38 | 0.2 | 0.06 | 0.02 | 0 | 1 | 1 | 1 | 0.06 | 0.02 | 0.01 | True | False | Non Federally-Regulated | 07/09/2020 |  | 12/29/2020
Lutron Ketra, LLC | Ketra | CM-D3AD**13******* | Light Emitting Diode | Inseparable Luminaire | Direct Wired | Forward Phase Cut Controls | 62.5 | 3012 | 0.0002 | 92 | 90 | 370 | 0.99 | Elevated | 50000 |  | 1 | 50000 | 0.01 | 21 | 21 | 0.98 | 0.36 | 0.2 | 0.06 | 0.02 | 0.01 | 0.98 | 0.38 | 0.2 | 0.06 | 0.02 | 0 | 1 | 1 | 1 | 0.06 | 0.02 | 0.01 | True | False | Non Federally-Regulated | 07/09/2020 |  | 12/29/2020
Lutron Ketra, LLC | Ketra | HW-D3AD**13******* | Light Emitting Diode | Inseparable Luminaire | Direct Wired | Forward Phase Cut Controls | 62.5 | 3012 | 0.0002 | 92 | 90 | 370 | 0.99 | Elevated | 50000 |  | 1 | 50000 | 0.01 | 21 | 21 | 0.98 | 0.36 | 0.2 | 0.06 | 0.02 | 0.01 | 0.98 | 0.38 | 0.2 | 0.06 | 0.02 | 0 | 1 | 1 | 1 | 0.06 | 0.02 | 0.01 | True | False | Non Federally-Regulated | 07/09/2020 |  | 12/29/2020
Lutron Ketra, LLC | Ketra | CM-D3WW**13****** | Light Emitting Diode | Inseparable Luminaire | Direct Wired | Forward Phase Cut Controls | 62.5 | 3012 | 0.0002 | 92 | 90 | 370 | 0.99 | Elevated | 50000 |  | 1 | 50000 | 0.01 | 21 | 21 | 0.98 | 0.36 | 0.2 | 0.06 | 0.02 | 0.01 | 0.98 | 0.38 | 0.2 | 0.06 | 0.02 | 0 | 1 | 1 | 1 | 0.06 | 0.02 | 0.01 | True | False | Non Federally-Regulated | 07/09/2020 |  | 12/29/2020
Lutron Ketra, LLC | Ketra | HW-D3WW**13****** | Light Emitting Diode | Inseparable Luminaire | Direct Wired | Forward Phase Cut Controls | 62.5 | 3012 | 0.0002 | 92 | 90 | 370 | 0.99 | Elevated | 50000 |  | 1 | 50000 | 0.01 | 21 | 21 | 0.98 | 0.36 | 0.2 | 0.06 | 0.02 | 0.01 | 0.98 | 0.38 | 0.2 | 0.06 | 0.02 | 0 | 1 | 1 | 1 | 0.06 | 0.02 | 0.01 | True | False | Non Federally-Regulated | 07/09/2020 |  | 12/29/2020
Con-Tech Lighting | ConTech Lighting | LPU2122-BZ | Light Emitting Diode | Inseparable Luminaire | Direct Wired | Forward Phase Cut Controls | 65.5 | 2668 | 0.0008 | 94 | 54 | 346 | 0.92 | Ambient | 35000 |  | 1 | 60000 | 0.07 | 19 | 20 | 0.01 | 0.02 | 0.01 | 0.01 | 0.01 | 0 | 0.04 | 0.04 | 0.04 | 0.04 | 0.03 | 0.01 | 0.25 | 0.26 | 0.26 | 0.24 | 0.11 | 0.03 | True | False | Non Federally-Regulated | 01/04/2021 |  | 01/06/2021
Con-Tech Lighting | ConTech Lighting | LPU2122-P | Light Emitting Diode | Inseparable Luminaire | Direct Wired | Forward Phase Cut Controls | 65.5 | 2668 | 0.0008 | 94 | 54 | 346 | 0.92 | Ambient | 35000 |  | 1 | 60000 | 0.07 | 19 | 20 | 0.01 | 0.02 | 0.01 | 0.01 | 0.01 | 0 | 0.04 | 0.04 | 0.04 | 0.04 | 0.03 | 0.01 | 0.25 | 0.26 | 0.26 | 0.24 | 0.11 | 0.03 | True | False | Non Federally-Regulated | 01/04/2021 |  | 01/06/2021
Con-Tech Lighting | ConTech Lighting | LPU2182-BZ | Light Emitting Diode | Inseparable Luminaire | Direct Wired | Forward Phase Cut Controls | 68.9 | 2672 | 0.0009 | 94 | 55 | 334 | 0.91 | Ambient | 35000 |  | 1 | 60000 | 0.06 | 17 | 20 | 0.01 | 0.01 | 0.01 | 0.01 | 0 | 0 | 0.05 | 0.05 | 0.05 | 0.05 | 0.02 | 0.01 | 0.21 | 0.26 | 0.25 | 0.22 | 0.14 | 0.05 | True | False | Non Federally-Regulated | 01/04/2021 |  | 01/06/2021
Con-Tech Lighting | ConTech Lighting | LPU2182-P | Light Emitting Diode | Inseparable Luminaire | Direct Wired | Forward Phase Cut Controls | 68.9 | 2672 | 0.0009 | 94 | 55 | 334 | 0.91 | Ambient | 35000 |  | 1 | 60000 | 0.06 | 17 | 20 | 0.01 | 0.01 | 0.01 | 0.01 | 0 | 0 | 0.05 | 0.05 | 0.05 | 0.05 | 0.02 | 0.01 | 0.21 | 0.26 | 0.25 | 0.22 | 0.14 | 0.05 | True | False | Non Federally-Regulated | 01/04/2021 |  | 01/06/2021
Con-Tech Lighting | ConTech Lighting | LPU2242-BZ | Light Emitting Diode | Inseparable Luminaire | Direct Wired | Forward Phase Cut Controls | 70.1 | 2682 | 0.0012 | 95 | 80 | 434 | 0.91 | Ambient | 35000 |  | 1 | 60000 | 0.05 | 18 | 20 | 0.01 | 0.01 | 0.01 | 0.01 | 0 | 0 | 0.09 | 0.08 | 0.06 | 0.05 | 0.02 | 0.01 | 0.21 | 0.27 | 0.25 | 0.23 | 0.13 | 0.05 | True | False | Non Federally-Regulated | 01/04/2021 |  | 01/06/2021
Con-Tech Lighting | ConTech Lighting | LPU2242-P | Light Emitting Diode | Inseparable Luminaire | Direct Wired | Forward Phase Cut Controls | 70.1 | 2682 | 0.0012 | 95 | 80 | 434 | 0.91 | Ambient | 35000 |  | 1 | 60000 | 0.05 | 18 | 20 | 0.01 | 0.01 | 0.01 | 0.01 | 0 | 0 | 0.09 | 0.08 | 0.06 | 0.05 | 0.02 | 0.01 | 0.21 | 0.27 | 0.25 | 0.23 | 0.13 | 0.05 | True | False | Non Federally-Regulated | 01/04/2021 |  | 01/06/2021
Con-Tech Lighting | ConTech Lighting | LPU2322-BZ | Light Emitting Diode | Inseparable Luminaire | Direct Wired | Forward Phase Cut Controls | 66.2 | 2675 | 0.0001 | 93 | 55 | 491 | 0.91 | Ambient | 35000 |  | 1 | 60000 | 0.06 | 19 | 21 | 0.01 | 0.01 | 0.01 | 0.01 | 0 | 0 | 0.04 | 0.08 | 0.04 | 0.03 | 0.02 | 0 | 0.16 | 0.26 | 0.21 | 0.21 | 0.15 | 0.07 | True | False | Non Federally-Regulated | 01/04/2021 |  | 01/06/2021
Con-Tech Lighting | ConTech Lighting | LPU2322-P | Light Emitting Diode | Inseparable Luminaire | Direct Wired | Forward Phase Cut Controls | 66.2 | 2675 | 0.0001 | 93 | 55 | 491 | 0.91 | Ambient | 35000 |  | 1 | 60000 | 0.06 | 19 | 21 | 0.01 | 0.01 | 0.01 | 0.01 | 0 | 0 | 0.04 | 0.08 | 0.04 | 0.03 | 0.02 | 0 | 0.16 | 0.26 | 0.21 | 0.21 | 0.15 | 0.07 | True | False | Non Federally-Regulated | 01/04/2021 |  | 01/06/2021
DongGuan JiaSheng Lighting Technology Co.,Ltd | Commercial Electric | JJU3011LS-4 | Light Emitting Diode | Inseparable Luminaire | Direct Wired | Forward Phase Cut Controls | 60.5 | 2910 | -0.0023 | 96 | 82 | 380 | 1 | Ambient | 50000 |  | 0.99 | 60000 | 0.08 | 17 | 17 | 0.09 | 0.08 | 0.06 | 0.04 | 0 | 0 | 0.02 | 0.02 | 0.02 | 0.02 | 0 | 0 | 0.01 | 0.01 | 0.01 | 0.01 | 0 | 0 | True | False | Non Federally-Regulated | 08/19/2019 |  | 01/08/2021
DongGuan JiaSheng Lighting Technology Co.,Ltd | Commercial Electric | JJU3011LS-4/*** | Light Emitting Diode | Inseparable Luminaire | Direct Wired | Forward Phase Cut Controls | 60.5 | 2910 | -0.0023 | 96 | 82 | 380 | 1 | Ambient | 50000 |  | 0.99 | 60000 | 0.08 | 17 | 17 | 0.09 | 0.08 | 0.06 | 0.04 | 0 | 0 | 0.02 | 0.02 | 0.02 | 0.02 | 0 | 0 | 0.01 | 0.01 | 0.01 | 0.01 | 0 | 0 | True | False | Non Federally-Regulated | 08/19/2019 |  | 01/08/2021
ACCESS LIGHTING CORPORATION | Access Lighting | 64063LEDDLP-***/*** | Light Emitting Diode | Omnidirectional Lamp | Edison Screw Base | Forward Phase Cut Controls | 88.9 | 3000 | 0.0015 | 95 | 76 | 84 | 0.92 | Elevated | 25000 | 0.93 | 1 |  | 0.1 | 21 | 22 | 0.16 | 0.16 | 0.16 | 0.15 | 0.02 | 0.01 | 0.25 | 0.26 | 0.26 | 0.22 | 0.03 | 0.01 | 0.18 | 0.18 | 0.19 | 0.15 | 0.02 | 0.01 | True | False | Non Federally-Regulated | 12/09/2020 |  | 01/12/2021
ACCESS LIGHTING CORPORATION | Access Lighting | 64064LEDDLP-***/*** | Light Emitting Diode | Omnidirectional Lamp | Edison Screw Base | Forward Phase Cut Controls | 88.9 | 3000 | 0.0015 | 95 | 76 | 84 | 0.92 | Elevated | 25000 | 0.93 | 1 |  | 0.1 | 21 | 22 | 0.16 | 0.16 | 0.16 | 0.15 | 0.02 | 0.01 | 0.25 | 0.26 | 0.26 | 0.22 | 0.03 | 0.01 | 0.18 | 0.18 | 0.19 | 0.15 | 0.02 | 0.01 | True | False | Non Federally-Regulated | 12/09/2020 |  | 01/12/2021
ACCESS LIGHTING CORPORATION | Access Lighting | 64065LEDDLP-***/*** | Light Emitting Diode | Omnidirectional Lamp | Edison Screw Base | Forward Phase Cut Controls | 88.9 | 3000 | 0.0015 | 95 | 76 | 84 | 0.92 | Elevated | 25000 | 0.93 | 1 |  | 0.1 | 21 | 22 | 0.16 | 0.16 | 0.16 | 0.15 | 0.02 | 0.01 | 0.25 | 0.26 | 0.26 | 0.22 | 0.03 | 0.01 | 0.18 | 0.18 | 0.19 | 0.15 | 0.02 | 0.01 | True | False | Non Federally-Regulated | 12/09/2020 |  | 01/12/2021
ACCESS LIGHTING CORPORATION | Access Lighting | 64066LEDDLP-***/*** | Light Emitting Diode | Omnidirectional Lamp | Edison Screw Base | Forward Phase Cut Controls | 88.9 | 3000 | 0.0015 | 95 | 76 | 84 | 0.92 | Elevated | 25000 | 0.93 | 1 |  | 0.1 | 21 | 22 | 0.16 | 0.16 | 0.16 | 0.15 | 0.02 | 0.01 | 0.25 | 0.26 | 0.26 | 0.22 | 0.03 | 0.01 | 0.18 | 0.18 | 0.19 | 0.15 | 0.02 | 0.01 | True | False | Non Federally-Regulated | 12/09/2020 |  | 01/12/2021
Dong Guan Bright Yin Huey lighting Co,Ltd | Juno | 4RLD G4 06LM 27K*** | Light Emitting Diode | Directional Lamp | Edison Screw Base | Forward Phase Cut Controls | 86.1 | 2700 | -0.0019 | 94 | 64 | 52 | 0.96 | Ambient | 50000 | 0.985 | 1 |  | 0.04 | 17 | 17 | 0.02 | 0.02 | 0.02 | 0.02 | 0 | 0 | 0.02 | 0.02 | 0.02 | 0.01 | 0 | 0 | 0.01 | 0.01 | 0.01 | 0.01 | 0 | 0 | True | True | Non Federally-Regulated | 11/30/2020 |  | 01/14/2021
Dong Guan Bright Yin Huey lighting Co,Ltd | Juno | 4RLD G4 06LM 30K*** | Light Emitting Diode | Directional Lamp | Edison Screw Base | Forward Phase Cut Controls | 87.9 | 3000 | -0.0017 | 94 | 67 | 52 | 0.96 | Ambient | 50000 | 0.985 | 1 |  | 0.04 | 17 | 17 | 0.02 | 0.02 | 0.02 | 0.02 | 0 | 0 | 0.02 | 0.02 | 0.02 | 0.01 | 0 | 0 | 0.01 | 0.01 | 0.01 | 0.01 | 0 | 0 | True | True | Non Federally-Regulated | 11/30/2020 |  | 01/14/2021
Dong Guan Bright Yin Huey lighting Co,Ltd | Juno | 5RLD G4 07LM 27K*** | Light Emitting Diode | Directional Lamp | Edison Screw Base | Forward Phase Cut Controls | 86.5 | 2700 | -0.003 | 93 | 61 | 52 | 0.96 | Ambient | 50000 | 0.985 | 1 |  | 0.04 | 17 | 17 | 0.02 | 0.02 | 0.02 | 0.02 | 0 | 0 | 0.02 | 0.02 | 0.02 | 0.01 | 0 | 0 | 0.01 | 0.01 | 0.01 | 0.01 | 0 | 0 | True | True | Non Federally-Regulated | 11/30/2020 |  | 01/14/2021
Dong Guan Bright Yin Huey lighting Co,Ltd | Juno | 5RLD G4 07LM 30K*** | Light Emitting Diode | Directional Lamp | Edison Screw Base | Forward Phase Cut Controls | 92.3 | 3000 | -0.0018 | 94 | 67 | 52 | 0.96 | Ambient | 50000 | 0.985 | 1 |  | 0.04 | 17 | 17 | 0.02 | 0.02 | 0.02 | 0.02 | 0 | 0 | 0.02 | 0.02 | 0.02 | 0.01 | 0 | 0 | 0.01 | 0.01 | 0.01 | 0.01 | 0 | 0 | True | True | Non Federally-Regulated | 11/30/2020 |  | 01/14/2021
Dong Guan Bright Yin Huey lighting Co,Ltd | Juno | 6RLD G4 07LM 27K*** | Light Emitting Diode | Directional Lamp | Edison Screw Base | Forward Phase Cut Controls | 86.3 | 2700 | -0.0025 | 93 | 61 | 52 | 0.96 | Ambient | 50000 | 0.985 | 1 |  | 0.04 | 17 | 17 | 0.02 | 0.02 | 0.02 | 0.02 | 0 | 0 | 0.02 | 0.02 | 0.02 | 0.01 | 0 | 0 | 0.01 | 0.01 | 0.01 | 0.01 | 0 | 0 | True | True | Non Federally-Regulated | 11/30/2020 |  | 01/14/2021
Dong Guan Bright Yin Huey lighting Co,Ltd | Juno | 6RLD G4 07LM 30K*** | Light Emitting Diode | Directional Lamp | Edison Screw Base | Forward Phase Cut Controls | 92.9 | 3000 | -0.0017 | 94 | 67 | 52 | 0.96 | Ambient | 50000 | 0.985 | 1 |  | 0.04 | 17 | 17 | 0.02 | 0.02 | 0.02 | 0.02 | 0 | 0 | 0.02 | 0.02 | 0.02 | 0.01 | 0 | 0 | 0.01 | 0.01 | 0.01 | 0.01 | 0 | 0 | True | True | Non Federally-Regulated | 11/30/2020 |  | 01/14/2021
Dong Guan Bright Yin Huey lighting Co,Ltd | Juno | 4RLD G4 06LM 27K | Light Emitting Diode | Directional Lamp | Edison Screw Base | Forward Phase Cut Controls | 86.1 | 2700 | -0.0019 | 94 | 64 | 52 | 0.96 | Ambient | 50000 | 0.985 | 1 |  | 0.04 | 17 | 17 | 0.02 | 0.02 | 0.02 | 0.02 | 0 | 0 | 0.02 | 0.02 | 0.02 | 0.01 | 0 | 0 | 0.01 | 0.01 | 0.01 | 0.01 | 0 | 0 | True | True | Non Federally-Regulated | 11/30/2020 |  | 01/14/2021
Dong Guan Bright Yin Huey lighting Co,Ltd | Juno | 4RLD G4 06LM 30K | Light Emitting Diode | Directional Lamp | Edison Screw Base | Forward Phase Cut Controls | 87.9 | 3000 | -0.0017 | 94 | 67 | 52 | 0.96 | Ambient | 50000 | 0.985 | 1 |  | 0.04 | 17 | 17 | 0.02 | 0.02 | 0.02 | 0.02 | 0 | 0 | 0.02 | 0.02 | 0.02 | 0.01 | 0 | 0 | 0.01 | 0.01 | 0.01 | 0.01 | 0 | 0 | True | True | Non Federally-Regulated | 11/30/2020 |  | 01/14/2021
Dong Guan Bright Yin Huey lighting Co,Ltd | Juno | 5RLD G4 07LM 27K | Light Emitting Diode | Directional Lamp | Edison Screw Base | Forward Phase Cut Controls | 86.5 | 2700 | -0.003 | 93 | 61 | 52 | 0.96 | Ambient | 50000 | 0.985 | 1 |  | 0.04 | 17 | 17 | 0.02 | 0.02 | 0.02 | 0.02 | 0 | 0 | 0.02 | 0.02 | 0.02 | 0.01 | 0 | 0 | 0.01 | 0.01 | 0.01 | 0.01 | 0 | 0 | True | True | Non Federally-Regulated | 11/30/2020 |  | 01/14/2021
Dong Guan Bright Yin Huey lighting Co,Ltd | Juno | 5RLD G4 07LM 30K | Light Emitting Diode | Directional Lamp | Edison Screw Base | Forward Phase Cut Controls | 92.3 | 3000 | -0.0018 | 94 | 67 | 52 | 0.96 | Ambient | 50000 | 0.985 | 1 |  | 0.04 | 17 | 17 | 0.02 | 0.02 | 0.02 | 0.02 | 0 | 0 | 0.02 | 0.02 | 0.02 | 0.01 | 0 | 0 | 0.01 | 0.01 | 0.01 | 0.01 | 0 | 0 | True | True | Non Federally-Regulated | 11/30/2020 |  | 01/14/2021
Dong Guan Bright Yin Huey lighting Co,Ltd | Juno | 6RLD G4 07LM 27K | Light Emitting Diode | Directional Lamp | Edison Screw Base | Forward Phase Cut Controls | 86.3 | 2700 | -0.0025 | 93 | 61 | 52 | 0.96 | Ambient | 50000 | 0.985 | 1 |  | 0.04 | 17 | 17 | 0.02 | 0.02 | 0.02 | 0.02 | 0 | 0 | 0.02 | 0.02 | 0.02 | 0.01 | 0 | 0 | 0.01 | 0.01 | 0.01 | 0.01 | 0 | 0 | True | True | Non Federally-Regulated | 11/30/2020 |  | 01/14/2021
Dong Guan Bright Yin Huey lighting Co,Ltd | Juno | 6RLD G4 07LM 30K | Light Emitting Diode | Directional Lamp | Edison Screw Base | Forward Phase Cut Controls | 92.9 | 3000 | -0.0017 | 94 | 67 | 52 | 0.96 | Ambient | 50000 | 0.985 | 1 |  | 0.04 | 17 | 17 | 0.02 | 0.02 | 0.02 | 0.02 | 0 | 0 | 0.02 | 0.02 | 0.02 | 0.01 | 0 | 0 | 0.01 | 0.01 | 0.01 | 0.01 | 0 | 0 | True | True | Non Federally-Regulated | 11/30/2020 |  | 01/14/2021
Dong Guan Bright Yin Huey lighting Co,Ltd | Juno | 4RLD G4 09LM 27K*** | Light Emitting Diode | Directional Lamp | Edison Screw Base | Forward Phase Cut Controls | 83 | 2700 | -0.0019 | 94 | 63 | 40 | 0.98 | Ambient | 50000 | 0.985 | 1 |  | 0.02 | 17 | 17 | 0.13 | 0.11 | 0.08 | 0.06 | 0 | 0 | 0.03 | 0.03 | 0.03 | 0.02 | 0.01 | 0 | 0.02 | 0.01 | 0.01 | 0.01 | 0.01 | 0.01 | True | True | Non Federally-Regulated | 11/30/2020 |  | 01/14/2021
Dong Guan Bright Yin Huey lighting Co,Ltd | Juno | 4RLD G4 09LM 30K*** | Light Emitting Diode | Directional Lamp | Edison Screw Base | Forward Phase Cut Controls | 87.6 | 3000 | -0.0017 | 93 | 65 | 40 | 0.98 | Ambient | 50000 | 0.985 | 1 |  | 0.02 | 17 | 17 | 0.13 | 0.11 | 0.08 | 0.06 | 0 | 0 | 0.03 | 0.03 | 0.03 | 0.02 | 0.01 | 0 | 0.02 | 0.01 | 0.01 | 0.01 | 0.01 | 0.01 | True | True | Non Federally-Regulated | 11/30/2020 |  | 01/14/2021
Dong Guan Bright Yin Huey lighting Co,Ltd | Juno | 5RLD G4 10LM 27K*** | Light Emitting Diode | Directional Lamp | Edison Screw Base | Forward Phase Cut Controls | 88.2 | 2700 | -0.0022 | 94 | 65 | 40 | 0.98 | Ambient | 50000 | 0.985 | 1 |  | 0.02 | 17 | 17 | 0.13 | 0.11 | 0.08 | 0.06 | 0 | 0 | 0.03 | 0.03 | 0.03 | 0.02 | 0.01 | 0 | 0.02 | 0.01 | 0.01 | 0.01 | 0.01 | 0.01 | True | True | Non Federally-Regulated | 11/30/2020 |  | 01/14/2021
Dong Guan Bright Yin Huey lighting Co,Ltd | Juno | 5RLD G4 10LM 30K*** | Light Emitting Diode | Directional Lamp | Edison Screw Base | Forward Phase Cut Controls | 91.4 | 3000 | -0.0017 | 94 | 66 | 40 | 0.98 | Ambient | 50000 | 0.985 | 1 |  | 0.02 | 17 | 17 | 0.13 | 0.11 | 0.08 | 0.06 | 0 | 0 | 0.03 | 0.03 | 0.03 | 0.02 | 0.01 | 0 | 0.02 | 0.01 | 0.01 | 0.01 | 0.01 | 0.01 | True | True | Non Federally-Regulated | 11/30/2020 |  | 01/14/2021
Dong Guan Bright Yin Huey lighting Co,Ltd | Juno | 6RLD G4 10LM 27K*** | Light Emitting Diode | Directional Lamp | Edison Screw Base | Forward Phase Cut Controls | 90.1 | 2700 | -0.0019 | 94 | 65 | 40 | 0.98 | Ambient | 50000 | 0.985 | 1 |  | 0.02 | 17 | 17 | 0.13 | 0.11 | 0.08 | 0.06 | 0 | 0 | 0.03 | 0.03 | 0.03 | 0.02 | 0.01 | 0 | 0.02 | 0.01 | 0.01 | 0.01 | 0.01 | 0.01 | True | True | Non Federally-Regulated | 11/30/2020 |  | 01/14/2021
Dong Guan Bright Yin Huey lighting Co,Ltd | Juno | 6RLD G4 10LM 30K*** | Light Emitting Diode | Directional Lamp | Edison Screw Base | Forward Phase Cut Controls | 92.9 | 3000 | -0.0016 | 94 | 66 | 40 | 0.98 | Ambient | 50000 | 0.985 | 1 |  | 0.02 | 17 | 17 | 0.13 | 0.11 | 0.08 | 0.06 | 0 | 0 | 0.03 | 0.03 | 0.03 | 0.02 | 0.01 | 0 | 0.02 | 0.01 | 0.01 | 0.01 | 0.01 | 0.01 | True | True | Non Federally-Regulated | 11/30/2020 |  | 01/14/2021
Dong Guan Bright Yin Huey lighting Co,Ltd | Juno | 4RLD G4 09LM 27K | Light Emitting Diode | Directional Lamp | Edison Screw Base | Forward Phase Cut Controls | 83 | 2700 | -0.0019 | 94 | 63 | 40 | 0.98 | Ambient | 50000 | 0.985 | 1 |  | 0.02 | 17 | 17 | 0.13 | 0.11 | 0.08 | 0.06 | 0 | 0 | 0.03 | 0.03 | 0.03 | 0.02 | 0.01 | 0 | 0.02 | 0.01 | 0.01 | 0.01 | 0.01 | 0.01 | True | True | Non Federally-Regulated | 11/30/2020 |  | 01/14/2021
Dong Guan Bright Yin Huey lighting Co,Ltd | Juno | 4RLD G4 09LM 30K | Light Emitting Diode | Directional Lamp | Edison Screw Base | Forward Phase Cut Controls | 87.6 | 3000 | -0.0017 | 93 | 65 | 40 | 0.98 | Ambient | 50000 | 0.985 | 1 |  | 0.02 | 17 | 17 | 0.13 | 0.11 | 0.08 | 0.06 | 0 | 0 | 0.03 | 0.03 | 0.03 | 0.02 | 0.01 | 0 | 0.02 | 0.01 | 0.01 | 0.01 | 0.01 | 0.01 | True | True | Non Federally-Regulated | 11/30/2020 |  | 01/14/2021
Dong Guan Bright Yin Huey lighting Co,Ltd | Juno | 5RLD G4 10LM 27K | Light Emitting Diode | Directional Lamp | Edison Screw Base | Forward Phase Cut Controls | 88.2 | 2700 | -0.0022 | 94 | 65 | 40 | 0.98 | Ambient | 50000 | 0.985 | 1 |  | 0.02 | 17 | 17 | 0.13 | 0.11 | 0.08 | 0.06 | 0 | 0 | 0.03 | 0.03 | 0.03 | 0.02 | 0.01 | 0 | 0.02 | 0.01 | 0.01 | 0.01 | 0.01 | 0.01 | True | True | Non Federally-Regulated | 11/30/2020 |  | 01/14/2021
Dong Guan Bright Yin Huey lighting Co,Ltd | Juno | 5RLD G4 10LM 30K | Light Emitting Diode | Directional Lamp | Edison Screw Base | Forward Phase Cut Controls | 91.4 | 3000 | -0.0017 | 94 | 66 | 40 | 0.98 | Ambient | 50000 | 0.985 | 1 |  | 0.02 | 17 | 17 | 0.13 | 0.11 | 0.08 | 0.06 | 0 | 0 | 0.03 | 0.03 | 0.03 | 0.02 | 0.01 | 0 | 0.02 | 0.01 | 0.01 | 0.01 | 0.01 | 0.01 | True | True | Non Federally-Regulated | 11/30/2020 |  | 01/14/2021
Dong Guan Bright Yin Huey lighting Co,Ltd | Juno | 6RLD G4 10LM 27K | Light Emitting Diode | Directional Lamp | Edison Screw Base | Forward Phase Cut Controls | 90.1 | 2700 | -0.0019 | 94 | 65 | 40 | 0.98 | Ambient | 50000 | 0.985 | 1 |  | 0.02 | 17 | 17 | 0.13 | 0.11 | 0.08 | 0.06 | 0 | 0 | 0.03 | 0.03 | 0.03 | 0.02 | 0.01 | 0 | 0.02 | 0.01 | 0.01 | 0.01 | 0.01 | 0.01 | True | True | Non Federally-Regulated | 11/30/2020 |  | 01/14/2021
Dong Guan Bright Yin Huey lighting Co,Ltd | Juno | 6RLD G4 10LM 30K | Light Emitting Diode | Directional Lamp | Edison Screw Base | Forward Phase Cut Controls | 92.9 | 3000 | -0.0016 | 94 | 66 | 40 | 0.98 | Ambient | 50000 | 0.985 | 1 |  | 0.02 | 17 | 17 | 0.13 | 0.11 | 0.08 | 0.06 | 0 | 0 | 0.03 | 0.03 | 0.03 | 0.02 | 0.01 | 0 | 0.02 | 0.01 | 0.01 | 0.01 | 0.01 | 0.01 | True | True | Non Federally-Regulated | 11/30/2020 |  | 01/14/2021
ENVISION LED LIGHTING, INC. | Envision | LED-421F | Light Emitting Diode | Inseparable Luminaire | Direct Wired | Forward Phase Cut Controls | 60 | 2700 | 0.0014 | 92 | 52 | 168 | 0.95 | Ambient | 50000 | 0.97 | 1 | 54000 | 0.06 | 17 | 17 | 0.18 | 0.17 | 0.17 | 0.16 | 0.01 | 0.01 | 0.2 | 0.2 | 0.2 | 0.16 | 0.02 | 0.01 | 0.14 | 0.14 | 0.13 | 0.1 | 0.01 | 0.01 | True | False | Non Federally-Regulated | 01/24/2021 |  | 01/24/2021
ENVISION LED LIGHTING, INC. | Envision | LED-421SF | Light Emitting Diode | Inseparable Luminaire | Direct Wired | Forward Phase Cut Controls | 59 | 2700 | 0.0014 | 96 | 55 | 168 | 0.95 | Ambient | 50000 | 0.97 | 1 | 54000 | 0.06 | 17 | 17 | 0.19 | 0.18 | 0.18 | 0.17 | 0.01 | 0 | 0.21 | 0.21 | 0.21 | 0.17 | 0.01 | 0.01 | 0.16 | 0.15 | 0.15 | 0.12 | 0.02 | 0.02 | True | False | Non Federally-Regulated | 01/24/2021 |  | 01/24/2021
ENVISION LED LIGHTING, INC. | Envision | LED-621F | Light Emitting Diode | Inseparable Luminaire | Direct Wired | Forward Phase Cut Controls | 69 | 2700 | 0.0015 | 93 | 55 | 170 | 0.91 | Ambient | 50000 | 0.98 | 1 | 54000 | 0.06 | 17 | 17 | 0.2 | 0.2 | 0.19 | 0.18 | 0.01 | 0.01 | 0.23 | 0.23 | 0.23 | 0.18 | 0.02 | 0.01 | 0.15 | 0.14 | 0.14 | 0.11 | 0.02 | 0.01 | True | False | Non Federally-Regulated | 01/24/2021 |  | 01/24/2021
ENVISION LED LIGHTING, INC. | Envision | LED-621SF | Light Emitting Diode | Inseparable Luminaire | Direct Wired | Forward Phase Cut Controls | 66 | 2700 | 0.0012 | 93 | 56 | 174 | 0.91 | Ambient | 50000 | 0.98 | 1 | 54000 | 0.04 | 17 | 17 | 0.21 | 0.2 | 0.2 | 0.19 | 0.01 | 0 | 0.23 | 0.23 | 0.23 | 0.18 | 0.01 | 0.01 | 0.13 | 0.13 | 0.13 | 0.1 | 0.02 | 0.01 | True | False | Non Federally-Regulated | 01/24/2021 |  | 01/24/2021
ENVISION LED LIGHTING, INC. | Envision | LED-458F | Light Emitting Diode | Inseparable Luminaire | Direct Wired | Forward Phase Cut Controls | 70 | 2700 | 0.002 | 93 | 51 | 188 | 0.95 | Ambient | 50000 | 0.99 | 1 | 54000 | 0.06 | 17 | 17 | 0.13 | 0.13 | 0.13 | 0.12 | 0 | 0 | 0.18 | 0.18 | 0.18 | 0.14 | 0.01 | 0.01 | 0.14 | 0.13 | 0.14 | 0.1 | 0.02 | 0.02 | True | False | Non Federally-Regulated | 01/24/2021 |  | 01/24/2021
ENVISION LED LIGHTING, INC. | Envision | LED-4018F | Light Emitting Diode | Inseparable Luminaire | Direct Wired | Forward Phase Cut Controls | 69 | 2700 | 0.0033 | 93 | 54 | 130 | 0.94 | Ambient | 50000 | 0.98 | 1 | 54000 | 0.06 | 17 | 17 | 0.22 | 0.21 | 0.21 | 0.2 | 0.01 | 0.01 | 0.24 | 0.24 | 0.24 | 0.19 | 0.01 | 0.01 | 0.16 | 0.15 | 0.15 | 0.12 | 0.02 | 0.01 | True | False | Non Federally-Regulated | 01/24/2021 |  | 01/24/2021
ENVISION LED LIGHTING, INC. | Envision | LED-6018F | Light Emitting Diode | Inseparable Luminaire | Direct Wired | Forward Phase Cut Controls | 75 | 2700 | 0.0011 | 93 | 56 | 162 | 0.94 | Ambient | 50000 | 0.98 | 1 | 54000 | 0.06 | 17 | 17 | 0.26 | 0.25 | 0.24 | 0.23 | 0.01 | 0.01 | 0.27 | 0.27 | 0.27 | 0.22 | 0.02 | 0.01 | 0.17 | 0.17 | 0.17 | 0.13 | 0.02 | 0.02 | True | False | Non Federally-Regulated | 01/24/2021 |  | 01/24/2021
Ferguson | Ferguson | FL96023 | Light Emitting Diode | Inseparable Luminaire | Direct Wired | Forward Phase Cut Controls | 62.2 | 2894 | 0.0007 | 93 | 63 | 360 | 0.96 | Ambient | 36000 |  | 1 | 54000 | 0.1 | 18 | 19 | 0.12 | 0.11 | 0.11 | 0.1 | 0 | 0 | 0.12 | 0.11 | 0.11 | 0.09 | 0 | 0 | 0.1 | 0.09 | 0.09 | 0.07 | 0 | 0 | True | False | Non Federally-Regulated | 04/07/2020 |  | 02/08/2021
Ferguson | Ferguson | FL96003 | Light Emitting Diode | Inseparable Luminaire | Direct Wired | Forward Phase Cut Controls | 49 | 2957 | -0.0018 | 95 | 71 | 252 | 0.95 | Ambient | 36000 |  | 1 | 54000 | 0.1 | 17 | 18 | 0.13 | 0.12 | 0.12 | 0.11 | 0 | 0 | 0.05 | 0.04 | 0.04 | 0.03 | 0 | 0 | 0.04 | 0.03 | 0.03 | 0.02 | 0 | 0 | True | False | Non Federally-Regulated | 04/07/2020 |  | 02/08/2021
Ferguson | Ferguson | FL96005 | Light Emitting Diode | Inseparable Luminaire | Direct Wired | Forward Phase Cut Controls | 50.2 | 3087 | -0.002 | 95 | 71 | 74 | 0.99 | Ambient | 36000 |  | 1 | 54000 | 0.1 | 18 | 18 | 0.22 | 0.22 | 0.2 | 0.19 | 0 | 0 | 0.26 | 0.27 | 0.26 | 0.2 | 0 | 0 | 0.23 | 0.22 | 0.22 | 0.17 | 0.01 | 0.01 | True | False | Non Federally-Regulated | 04/07/2020 |  | 02/08/2021
Ferguson | Ferguson | FL96025 | Light Emitting Diode | Inseparable Luminaire | Direct Wired | Forward Phase Cut Controls | 72.2 | 3013 | -0.0001 | 93 | 61 | 358 | 0.98 | Ambient | 36000 |  | 1 | 51000 | 0.1 | 19 | 20 | 0.17 | 0.17 | 0.15 | 0.14 | 0 | 0 | 0.21 | 0.2 | 0.2 | 0.15 | 0 | 0 | 0.19 | 0.18 | 0.17 | 0.12 | 0 | 0 | True | False | Non Federally-Regulated | 04/07/2020 |  | 02/08/2021
Ferguson | Ferguson | FL96022 | Light Emitting Diode | Inseparable Luminaire | Direct Wired | Forward Phase Cut Controls | 81.7 | 3028 | -0.0005 | 94 | 63 | 316 | 0.98 | Ambient | 36000 |  | 1 | 60000 | 0.1 | 18 | 18 | 0.24 | 0.24 | 0.22 | 0.21 | 0 | 0 | 0.26 | 0.25 | 0.24 | 0.2 | 0 | 0 | 0.21 | 0.2 | 0.2 | 0.15 | 0 | 0 | True | False | Non Federally-Regulated | 04/07/2020 |  | 02/08/2021
Ferguson | Ferguson | FL96020 | Light Emitting Diode | Inseparable Luminaire | Direct Wired | Forward Phase Cut Controls | 60.9 | 2941 | -0.0009 | 94 | 65 | 354 | 0.97 | Ambient | 36000 |  | 1 | 55000 | 0.1 | 18 | 18 | 0.25 | 0.24 | 0.22 | 0.2 | 0 | 0 | 0.26 | 0.25 | 0.25 | 0.19 | 0 | 0 | 0.22 | 0.21 | 0.2 | 0.15 | 0 | 0 | True | False | Non Federally-Regulated | 04/07/2020 |  | 02/08/2021
Ferguson | Ferguson | FL96021 | Light Emitting Diode | Inseparable Luminaire | Direct Wired | Forward Phase Cut Controls | 58.2 | 2912 | -0.0003 | 94 | 64 | 344 | 0.97 | Ambient | 36000 |  | 1 | 55000 | 0.1 | 18 | 18 | 0.25 | 0.24 | 0.22 | 0.2 | 0 | 0 | 0.27 | 0.25 | 0.25 | 0.19 | 0 | 0 | 0.22 | 0.21 | 0.21 | 0.15 | 0 | 0 | True | False | Non Federally-Regulated | 04/07/2020 |  | 02/08/2021
Ferguson | Ferguson | FL96841 | Light Emitting Diode | Inseparable Luminaire | Direct Wired | Forward Phase Cut Controls | 84.6 | 2942 | 0.0002 | 95 | 70 | 294 | 0.96 | Ambient | 36000 |  | 1 | 54000 | 0.1 | 18 | 18 | 0.22 | 0.21 | 0.2 | 0.18 | 0 | 0 | 0.2 | 0.19 | 0.19 | 0.15 | 0 | 0 | 0.16 | 0.15 | 0.15 | 0.11 | 0 | 0 | True | False | Non Federally-Regulated | 04/07/2020 |  | 02/08/2021
Ferguson | Ferguson | FL96842 | Light Emitting Diode | Inseparable Luminaire | Direct Wired | Forward Phase Cut Controls | 87.1 | 2930 | 0.0005 | 94 | 68 | 107 | 0.96 | Ambient | 36000 |  | 1 | 54000 | 0.1 | 18 | 18 | 0.29 | 0.28 | 0.26 | 0.23 | 0 | 0 | 0.29 | 0.28 | 0.28 | 0.21 | 0.01 | 0.01 | 0.23 | 0.23 | 0.21 | 0.15 | 0.01 | 0.01 | True | False | Non Federally-Regulated | 04/07/2020 |  | 02/08/2021
Ferguson | Ferguson | FL96843 | Light Emitting Diode | Inseparable Luminaire | Direct Wired | Forward Phase Cut Controls | 90.4 | 2924 | 0.0003 | 94 | 69 | 132 | 0.95 | Ambient | 36000 |  | 1 | 54000 | 0.1 | 18 | 18 | 0.32 | 0.3 | 0.29 | 0.26 | 0 | 0 | 0.3 | 0.3 | 0.3 | 0.22 | 0.01 | 0 | 0.23 | 0.24 | 0.22 | 0.16 | 0.01 | 0.01 | True | False | Non Federally-Regulated | 04/07/2020 |  | 02/08/2021
Ferguson | Ferguson | FL96844 | Light Emitting Diode | Inseparable Luminaire | Direct Wired | Forward Phase Cut Controls | 91.4 | 2931 | 0.0004 | 94 | 69 | 98 | 0.96 | Ambient | 36000 |  | 1 | 54000 | 0.1 | 18 | 18 | 0.28 | 0.27 | 0.26 | 0.23 | 0 | 0 | 0.28 | 0.27 | 0.27 | 0.2 | 0.01 | 0 | 0.22 | 0.23 | 0.21 | 0.15 | 0.01 | 0.01 | True | False | Non Federally-Regulated | 04/07/2020 |  | 02/08/2021
Ferguson | Ferguson | FL96833 | Light Emitting Diode | Inseparable Luminaire | Direct Wired | Forward Phase Cut Controls | 75.8 | 2922 | 0.0008 | 93 | 63 | 240 | 0.94 | Ambient | 36000 |  | 1 | 54000 | 0.1 | 20 | 20 | 0.16 | 0.16 | 0.15 | 0.14 | 0 | 0 | 0.05 | 0.05 | 0.05 | 0.04 | 0 | 0 | 0.04 | 0.03 | 0.03 | 0.02 | 0 | 0 | True | False | Non Federally-Regulated | 04/07/2020 |  | 02/08/2021
Ferguson | Ferguson | FL96832 | Light Emitting Diode | Inseparable Luminaire | Direct Wired | Forward Phase Cut Controls | 72.9 | 2927 | 0.0007 | 94 | 64 | 257 | 0.95 | Ambient | 36000 |  | 1 | 54000 | 0.1 | 19 | 19 | 0.12 | 0.12 | 0.11 | 0.1 | 0 | 0 | 0.04 | 0.04 | 0.04 | 0.03 | 0 | 0 | 0.03 | 0.03 | 0.03 | 0.02 | 0 | 0 | True | False | Non Federally-Regulated | 04/07/2020 |  | 02/08/2021
Ferguson | Ferguson | FL96823 | Light Emitting Diode | Inseparable Luminaire | Direct Wired | Forward Phase Cut Controls | 67.1 | 3060 | 0.0011 | 92 | 57 | 241 | 0.98 | Ambient | 36000 |  | 1 | 55000 | 0.1 | 19 | 20 | 0.17 | 0.16 | 0.15 | 0.14 | 0 | 0 | 0.2 | 0.19 | 0.18 | 0.15 | 0 | 0 | 0.17 | 0.16 | 0.16 | 0.12 | 0 | 0 | True | False | Non Federally-Regulated | 04/07/2020 |  | 02/08/2021
Ferguson | Ferguson | FL96824 | Light Emitting Diode | Inseparable Luminaire | Direct Wired | Forward Phase Cut Controls | 73.5 | 3057 | 0.0012 | 92 | 56 | 250 | 0.97 | Ambient | 36000 |  | 1 | 55000 | 0.1 | 19 | 20 | 0.14 | 0.13 | 0.13 | 0.11 | 0 | 0 | 0.17 | 0.16 | 0.16 | 0.12 | 0 | 0 | 0.14 | 0.14 | 0.13 | 0.1 | 0 | 0 | True | False | Non Federally-Regulated | 04/07/2020 |  | 02/08/2021
Ferguson | Ferguson | FL96811 | Light Emitting Diode | Inseparable Luminaire | Direct Wired | Forward Phase Cut Controls | 73.3 | 2923 | -0.0001 | 95 | 68 | 41 | 0.94 | Ambient | 36000 |  | 1 | 54000 | 0.1 | 20 | 20 | 0.25 | 0.24 | 0.22 | 0.2 | 0 | 0 | 0.12 | 0.11 | 0.11 | 0.08 | 0 | 0 | 0.08 | 0.08 | 0.07 | 0.05 | 0 | 0 | True | False | Non Federally-Regulated | 04/07/2020 |  | 02/08/2021
Ferguson | Ferguson | FL96812 | Light Emitting Diode | Inseparable Luminaire | Direct Wired | Forward Phase Cut Controls | 78.4 | 2976 | -0.002 | 94 | 65 | 39 | 0.94 | Ambient | 36000 |  | 1 | 54000 | 0.1 | 20 | 21 | 0.3 | 0.28 | 0.26 | 0.22 | 0 | 0 | 0.14 | 0.13 | 0.13 | 0.09 | 0.01 | 0 | 0.1 | 0.1 | 0.08 | 0.06 | 0.01 | 0.01 | True | False | Non Federally-Regulated | 04/07/2020 |  | 02/08/2021
Ferguson | Ferguson | FL96813 | Light Emitting Diode | Inseparable Luminaire | Direct Wired | Forward Phase Cut Controls | 78 | 2980 | -0.0018 | 93 | 65 | 57 | 0.94 | Ambient | 36000 |  | 1 | 54000 | 0.1 | 20 | 21 | 0.27 | 0.25 | 0.23 | 0.2 | 0 | 0 | 0.11 | 0.11 | 0.1 | 0.08 | 0 | 0 | 0.08 | 0.08 | 0.07 | 0.05 | 0.01 | 0.01 | True | False | Non Federally-Regulated | 04/07/2020 |  | 02/08/2021
Ferguson | Ferguson | FL96801 | Light Emitting Diode | Inseparable Luminaire | Direct Wired | Forward Phase Cut Controls | 70.3 | 2940 | 0.0006 | 93 | 61 | 275 | 0.95 | Ambient | 36000 |  | 1 | 72000 | 0.1 | 19 | 20 | 0.12 | 0.12 | 0.11 | 0.1 | 0 | 0 | 0.05 | 0.04 | 0.04 | 0.03 | 0 | 0 | 0.04 | 0.03 | 0.03 | 0.02 | 0 | 0 | True | False | Non Federally-Regulated | 04/07/2020 |  | 02/08/2021
Ferguson | Ferguson | FL96802 | Light Emitting Diode | Inseparable Luminaire | Direct Wired | Forward Phase Cut Controls | 76.4 | 2978 | 0.0002 | 93 | 62 | 224 | 0.95 | Ambient | 36000 |  | 1 | 72000 | 0.1 | 20 | 20 | 0.12 | 0.12 | 0.12 | 0.11 | 0 | 0 | 0.05 | 0.04 | 0.04 | 0.03 | 0 | 0 | 0.04 | 0.03 | 0.03 | 0.02 | 0 | 0 | True | False | Non Federally-Regulated | 04/07/2020 |  | 02/08/2021
Ferguson | Ferguson | FL96851 | Light Emitting Diode | Inseparable Luminaire | Direct Wired | Forward Phase Cut Controls | 50 | 2966 | 0.0003 | 93 | 61 | 108 | 0.99 | Ambient | 36000 |  | 1 | 36000 | 0.1 | 21 | 21 | 0.25 | 0.25 | 0.23 | 0.21 | 0 | 0 | 0.22 | 0.22 | 0.22 | 0.17 | 0.01 | 0 | 0.04 | 0.03 | 0.03 | 0.02 | 0 | 0 | True | False | Non Federally-Regulated | 04/07/2020 |  | 02/08/2021
Ferguson | Ferguson | FL96852 | Light Emitting Diode | Inseparable Luminaire | Direct Wired | Forward Phase Cut Controls | 51.3 | 2959 | 0.0002 | 93 | 62 | 82 | 0.99 | Ambient | 36000 |  | 1 | 36000 | 0.1 | 20 | 21 | 0.24 | 0.23 | 0.22 | 0.2 | 0 | 0 | 0.24 | 0.24 | 0.24 | 0.18 | 0.01 | 0.01 | 0.18 | 0.18 | 0.18 | 0.13 | 0.01 | 0 | True | False | Non Federally-Regulated | 04/07/2020 |  | 02/08/2021
Ferguson | Ferguson | FL96031 | Light Emitting Diode | Inseparable Luminaire | Direct Wired | Forward Phase Cut Controls | 87 | 3019 | -0.0003 | 92 | 60 | 181 | 1 | Ambient | 36000 |  | 1 | 36000 | 0.1 | 18 | 18 | 0.14 | 0.13 | 0.1 | 0.06 | 0 | 0 | 0.01 | 0.01 | 0.01 | 0.01 | 0 | 0 | 0.01 | 0.01 | 0.01 | 0.01 | 0 | 0 | True | False | Non Federally-Regulated | 04/07/2020 |  | 02/08/2021
Ferguson | Ferguson | FLCL1022LED*** | Light Emitting Diode | Inseparable Luminaire | Direct Wired | 0-10 VDC Controls | 106 | 4000 | 0.0023 | 94 | 71 | 396 | 0.99 | Ambient | 50000 |  | 0.99 | 60000 | 0.1 | 18 | 18 | 0 | 0 | 0 | 0 | 0 | 0 | 0 | 0 | 0 | 0 | 0 | 0 | 0 | 0 | 0 | 0 | 0 | 0 | True | False | Non Federally-Regulated | 11/10/2020 |  | 02/08/2021
Ferguson | Ferguson | FLCL1014LED*** | Light Emitting Diode | Inseparable Luminaire | Direct Wired | 0-10 VDC Controls | 106 | 4000 | 0.0007 | 93 | 66 | 220 | 0.99 | Ambient | 50000 |  | 0.9 | 60000 | 0.07 | 19 | 19 | 0.01 | 0.01 | 0.01 | 0.01 | 0.01 | 0.01 | 0.12 | 0.01 | 0.01 | 0.01 | 0.01 | 0.01 | 0.09 | 0.01 | 0.01 | 0.01 | 0.01 | 0.01 | True |  | Non Federally-Regulated | 11/16/2020 |  | 02/08/2021
Ferguson | Ferguson | FLDL210012LEDCCT*** | Light Emitting Diode | Inseparable Luminaire | Direct Wired | Forward Phase Cut Controls | 74 | 3000 | -0.0031 | 91 | 51 | 174 | 0.91 | Ambient | 50000 |  | 1 | 54000 | 0.1 | 24 | 23 | 0.23 | 0.22 | 0.21 | 0.19 | 0 | 0 | 0.25 | 0.24 | 0.24 | 0.21 | 0.1 | 0.09 | 0.22 | 0.22 | 0.2 | 0.19 | 0 | 0 | True | False | Non Federally-Regulated | 11/30/2020 |  | 02/08/2021
Ferguson | Ferguson | FLDL21005LEDCCT*** | Light Emitting Diode | Inseparable Luminaire | Direct Wired | Forward Phase Cut Controls | 64 | 3000 | -0.0033 | 92 | 53 | 136 | 0.91 | Ambient | 50000 |  | 1 | 54000 | 0.1 | 23 | 22 | 0.26 | 0.25 | 0.23 | 0.21 | 0.03 | 0 | 0.18 | 0.17 | 0.17 | 0.14 | 0.03 | 0.01 | 0.24 | 0.24 | 0.22 | 0.2 | 0 | 0 | True | False | Non Federally-Regulated | 11/30/2020 |  | 02/08/2021
Ferguson | Ferguson | FLDL21007LEDCCT*** | Light Emitting Diode | Inseparable Luminaire | Direct Wired | Forward Phase Cut Controls | 65 | 3000 | -0.0033 | 92 | 53 | 196 | 0.93 | Ambient | 50000 |  | 1 | 54000 | 0.1 | 23 | 23 | 0.21 | 0.2 | 0.19 | 0.17 | 0 | 0 | 0.16 | 0.14 | 0.14 | 0.11 | 0.01 | 0 | 0.21 | 0.2 | 0.19 | 0.17 | 0 | 0 | True | False | Non Federally-Regulated | 11/30/2020 |  | 02/08/2021
Ferguson | Ferguson | FLDL21009LEDCCT*** | Light Emitting Diode | Inseparable Luminaire | Direct Wired | Forward Phase Cut Controls | 70 | 3000 | -0.0031 | 91 | 51 | 479 | 0.91 | Ambient | 50000 |  | 1 | 54000 | 0.1 | 23 | 22 | 0.21 | 0.2 | 0.19 | 0.17 | 0 | 0 | 0.14 | 0.14 | 0.14 | 0.11 | 0.02 | 0.01 | 0.21 | 0.2 | 0.19 | 0.17 | 0 | 0 | True | False | Non Federally-Regulated | 11/30/2020 |  | 02/08/2021
Ferguson | Ferguson | FLSAT1000LEDBN | Light Emitting Diode | Inseparable Luminaire | Direct Wired | Forward Phase Cut Controls | 97 | 4041 | -0.0031 | 96 | 86 | 462 | 1 | Ambient | 50000 |  | 1 | 54000 | 0.09 | 18 | 20 | 0 | 0.01 | 0.01 | 0 | 0 | 0 | 0.01 | 0.03 | 0.02 | 0.01 | 0.01 | 0 | 0.01 | 0.06 | 0.03 | 0.02 | 0.01 | 0.01 | True | False | Non Federally-Regulated | 01/04/2021 |  | 02/08/2021
Ferguson | Ferguson | FLVL1000L24LED30BN | Light Emitting Diode | Inseparable Luminaire | Direct Wired | Forward Phase Cut Controls | 86 | 3049 | -0.004 | 93 | 64 | 445 | 0.99 | Ambient | 50000 |  | 1 | 54000 | 0.1 | 19 | 21 | 0.01 | 0.03 | 0.02 | 0.01 | 0 | 0 | 0.02 | 0.08 | 0.05 | 0.04 | 0.02 | 0.02 | 0.3 | 0.46 | 0.42 | 0.36 | 0.06 | 0.06 | True | False | Non Federally-Regulated | 01/04/2021 |  | 02/08/2021
Ferguson | Ferguson | FLVL1000L36LED30BN | Light Emitting Diode | Inseparable Luminaire | Direct Wired | Forward Phase Cut Controls | 91 | 3011 | -0.0038 | 93 | 63 | 425 | 0.99 | Ambient | 50000 |  | 1 | 54000 | 0.09 | 20 | 22 | 0.01 | 0.02 | 0.01 | 0.01 | 0.01 | 0.01 | 0 | 0.09 | 0.04 | 0.02 | 0.01 | 0.01 | 0.04 | 0.15 | 0.06 | 0.04 | 0.02 | 0.01 | True | False | Non Federally-Regulated | 01/04/2021 |  | 02/08/2021
Ferguson | Ferguson | FLVL1000L48LED30BN | Light Emitting Diode | Inseparable Luminaire | Direct Wired | Forward Phase Cut Controls | 96 | 3069 | -0.0032 | 93 | 64 | 382 | 1 | Ambient | 50000 |  | 1 | 54000 | 0.1 | 19 | 21 | 0 | 0.01 | 0.01 | 0 | 0 | 0 | 0 | 0.06 | 0.03 | 0.02 | 0.01 | 0 | 0 | 0.12 | 0.05 | 0.03 | 0.02 | 0.01 | True | False | Non Federally-Regulated | 01/04/2021 |  | 02/08/2021
Ferguson | Ferguson | FLVL1011LEDBN | Light Emitting Diode | Inseparable Luminaire | Direct Wired | Forward Phase Cut Controls | 56.1 | 3000 |  | 95 | 70 | 88 | 0.99 | Ambient | 50000 |  | 1 | 56000 | 0.1 | 20 | 21 | 0.27 | 0.26 | 0.25 | 0.23 | 0 | 0 | 0.28 | 0.29 | 0.28 | 0.23 | 0.04 | 0 | 0.18 | 0.17 | 0.17 | 0.13 | 0.02 | 0 | True | False | Non Federally-Regulated | 01/25/2021 |  | 02/08/2021
Ferguson | Ferguson | FLVL1012LEDBN | Light Emitting Diode | Inseparable Luminaire | Direct Wired | Forward Phase Cut Controls | 56 | 3000 |  | 95 | 70 | 103 | 0.99 | Ambient | 50000 |  | 1 | 56000 | 0.1 | 21 | 21 | 0.25 | 0.25 | 0.24 | 0.22 | 0 | 0 | 0.27 | 0.27 | 0.27 | 0.22 | 0.03 | 0 | 0.13 | 0.13 | 0.13 | 0.1 | 0.02 | 0 | True | False | Non Federally-Regulated | 01/25/2021 |  | 02/08/2021
Ferguson | Ferguson | FLVL1013LEDBN | Light Emitting Diode | Inseparable Luminaire | Direct Wired | Forward Phase Cut Controls | 56.4 | 3000 |  | 95 | 72 | 137 | 0.99 | Ambient | 50000 |  | 1 | 56000 | 0.1 | 21 | 21 | 0.26 | 0.26 | 0.25 | 0.23 | 0 | 0 | 0.27 | 0.27 | 0.26 | 0.21 | 0.03 | 0 | 0.16 | 0.16 | 0.16 | 0.12 | 0.02 | 0 | True | False | Non Federally-Regulated | 01/25/2021 |  | 02/08/2021
Ferguson | Ferguson | FLVL1014LEDBN | Light Emitting Diode | Inseparable Luminaire | Direct Wired | Forward Phase Cut Controls | 56 | 3000 |  | 95 | 72 | 133 | 0.99 | Ambient | 50000 |  | 1 | 56000 | 0.1 | 21 | 22 | 0.25 | 0.24 | 0.24 | 0.22 | 0 | 0 | 0.27 | 0.27 | 0.27 | 0.22 | 0.03 | 0 | 0.19 | 0.19 | 0.19 | 0.15 | 0.03 | 0.01 | True | False | Non Federally-Regulated | 01/25/2021 |  | 02/08/2021
Ferguson | Ferguson | FLWL100LED30BNORB | Light Emitting Diode | Inseparable Luminaire | Direct Wired | Forward Phase Cut Controls | 76 | 3000 |  | 93 | 62 | 139 | 0.99 | Ambient | 50000 |  | 1 | 56000 | 0.1 | 20 | 21 | 0.23 | 0.22 | 0.21 | 0.19 | 0 | 0 | 0.23 | 0.24 | 0.23 | 0.19 | 0.02 | 0 | 0.16 | 0.16 | 0.16 | 0.13 | 0.03 | 0 | True | False | Non Federally-Regulated | 01/25/2021 |  | 02/08/2021
Nora Lighting | M1 | NM1-170**X2*** | Light Emitting Diode | Inseparable Luminaire | Direct Wired | Forward Phase Cut Controls | 58.8 | 2707 | -0.0003 | 94 | 62 | 251 | 0.92 | Ambient | 36000 |  |  | 36000 | 0.1 | 20 | 19 | 0.28 | 0.28 | 0.27 | 0.26 | 0 | 0 | 0.45 | 0.45 | 0.44 | 0.28 | 0.09 | 0 | 0 | 0 | 0 | 0 | 0 | 0 | True |  | Non Federally-Regulated | 05/17/2019 |  | 02/12/2021
Acuity Brands Lighting | Juno | R612L ***** 35K 90CRI PDIM *** ** | Light Emitting Diode | Inseparable Luminaire | Pin Base | Forward Phase Cut Controls | 74.9 | 2700 | 0.0011 | 90 | 51 | 148 | 1 | Ambient | 50000 |  | 1 | 50000 | 0.05 | 18 | 19 | 0.13 | 0.12 | 0.12 | 0.09 | 0.02 | 0.01 | 0.07 | 0.06 | 0.06 | 0.06 | 0.02 | 0.01 | 0.1 | 0.08 | 0.08 | 0.07 | 0.03 | 0.02 | True |  | Non Federally-Regulated | 01/27/2021 |  | 02/23/2021
Acuity Brands Lighting | Juno | R612L ***** 40K 90CRI PDIM *** ** | Light Emitting Diode | Inseparable Luminaire | Pin Base | Forward Phase Cut Controls | 74.9 | 2700 | 0.0011 | 90 | 51 | 148 | 1 | Ambient | 50000 |  | 1 | 50000 | 0.05 | 18 | 19 | 0.13 | 0.12 | 0.12 | 0.09 | 0.02 | 0.01 | 0.07 | 0.06 | 0.06 | 0.06 | 0.02 | 0.01 | 0.1 | 0.08 | 0.08 | 0.07 | 0.03 | 0.02 | True |  | Non Federally-Regulated | 01/27/2021 |  | 02/23/2021
GREEN CREATIVE LTD | Green Creative | ORB/S/927/SP/DIM120V/**/** | Light Emitting Diode | Inseparable Luminaire | Direct Wired | Forward Phase Cut Controls | 97 | 2703 | 0.004 | 95 | 73 | 54 | 0.97 | Ambient | 50000 |  | 1 | 77000 | 0.1 | 16 | 16 | 0.01 | 0.01 | 0.01 | 0.01 | 0 | 0 | 0.01 | 0.01 | 0.01 | 0.01 | 0 | 0 | 0.02 | 0.01 | 0.01 | 0.01 | 0.01 | 0.01 | True | True | Non Federally-Regulated | 03/11/2021 |  | 03/11/2021
GREEN CREATIVE LTD | Green Creative | ORB/S/930/SP/DIM120V/**/** | Light Emitting Diode | Inseparable Luminaire | Direct Wired | Forward Phase Cut Controls | 97 | 2703 | 0.004 | 95 | 73 | 54 | 0.97 | Ambient | 50000 |  | 1 | 77000 | 0.1 | 16 | 16 | 0.01 | 0.01 | 0.01 | 0.01 | 0 | 0 | 0.01 | 0.01 | 0.01 | 0.01 | 0 | 0 | 0.02 | 0.01 | 0.01 | 0.01 | 0.01 | 0.01 | True | True | Non Federally-Regulated | 03/11/2021 |  | 03/11/2021
GREEN CREATIVE LTD | Green Creative | ORB/S/935/SP/DIM120V/**/** | Light Emitting Diode | Inseparable Luminaire | Direct Wired | Forward Phase Cut Controls | 97 | 2703 | 0.004 | 95 | 73 | 54 | 0.97 | Ambient | 50000 |  | 1 | 77000 | 0.1 | 16 | 16 | 0.01 | 0.01 | 0.01 | 0.01 | 0 | 0 | 0.01 | 0.01 | 0.01 | 0.01 | 0 | 0 | 0.02 | 0.01 | 0.01 | 0.01 | 0.01 | 0.01 | True | True | Non Federally-Regulated | 03/11/2021 |  | 03/11/2021
GREEN CREATIVE LTD | Green Creative | ORB/S/940/SP/DIM120V/**/** | Light Emitting Diode | Inseparable Luminaire | Direct Wired | Forward Phase Cut Controls | 97 | 2703 | 0.004 | 95 | 73 | 54 | 0.97 | Ambient | 50000 |  | 1 | 77000 | 0.1 | 16 | 16 | 0.01 | 0.01 | 0.01 | 0.01 | 0 | 0 | 0.01 | 0.01 | 0.01 | 0.01 | 0 | 0 | 0.02 | 0.01 | 0.01 | 0.01 | 0.01 | 0.01 | True | True | Non Federally-Regulated | 03/11/2021 |  | 03/11/2021
GREEN CREATIVE LTD | Green Creative | ORB/S/927/NR/DIM120V/**/** | Light Emitting Diode | Inseparable Luminaire | Direct Wired | Forward Phase Cut Controls | 97 | 2703 | 0.004 | 95 | 73 | 54 | 0.97 | Ambient | 50000 |  | 1 | 77000 | 0.1 | 16 | 16 | 0.01 | 0.01 | 0.01 | 0.01 | 0 | 0 | 0.01 | 0.01 | 0.01 | 0.01 | 0 | 0 | 0.02 | 0.01 | 0.01 | 0.01 | 0.01 | 0.01 | True | True | Non Federally-Regulated | 03/11/2021 |  | 03/11/2021
GREEN CREATIVE LTD | Green Creative | ORB/S/930/NR/DIM120V/**/** | Light Emitting Diode | Inseparable Luminaire | Direct Wired | Forward Phase Cut Controls | 97 | 2703 | 0.004 | 95 | 73 | 54 | 0.97 | Ambient | 50000 |  | 1 | 77000 | 0.1 | 16 | 16 | 0.01 | 0.01 | 0.01 | 0.01 | 0 | 0 | 0.01 | 0.01 | 0.01 | 0.01 | 0 | 0 | 0.02 | 0.01 | 0.01 | 0.01 | 0.01 | 0.01 | True | True | Non Federally-Regulated | 03/11/2021 |  | 03/11/2021
GREEN CREATIVE LTD | Green Creative | ORB/S/935/NR/DIM120V/**/** | Light Emitting Diode | Inseparable Luminaire | Direct Wired | Forward Phase Cut Controls | 97 | 2703 | 0.004 | 95 | 73 | 54 | 0.97 | Ambient | 50000 |  | 1 | 77000 | 0.1 | 16 | 16 | 0.01 | 0.01 | 0.01 | 0.01 | 0 | 0 | 0.01 | 0.01 | 0.01 | 0.01 | 0 | 0 | 0.02 | 0.01 | 0.01 | 0.01 | 0.01 | 0.01 | True | True | Non Federally-Regulated | 03/11/2021 |  | 03/11/2021
GREEN CREATIVE LTD | Green Creative | ORB/S/940/NR/DIM120V/**/** | Light Emitting Diode | Inseparable Luminaire | Direct Wired | Forward Phase Cut Controls | 97 | 2703 | 0.004 | 95 | 73 | 54 | 0.97 | Ambient | 50000 |  | 1 | 77000 | 0.1 | 16 | 16 | 0.01 | 0.01 | 0.01 | 0.01 | 0 | 0 | 0.01 | 0.01 | 0.01 | 0.01 | 0 | 0 | 0.02 | 0.01 | 0.01 | 0.01 | 0.01 | 0.01 | True | True | Non Federally-Regulated | 03/11/2021 |  | 03/11/2021
GREEN CREATIVE LTD | Green Creative | ORB/S/927/FL/DIM120V/**/** | Light Emitting Diode | Inseparable Luminaire | Direct Wired | Forward Phase Cut Controls | 97 | 2703 | 0.004 | 95 | 73 | 54 | 0.97 | Ambient | 50000 |  | 1 | 77000 | 0.1 | 16 | 16 | 0.01 | 0.01 | 0.01 | 0.01 | 0 | 0 | 0.01 | 0.01 | 0.01 | 0.01 | 0 | 0 | 0.02 | 0.01 | 0.01 | 0.01 | 0.01 | 0.01 | True | True | Non Federally-Regulated | 03/11/2021 |  | 03/11/2021
GREEN CREATIVE LTD | Green Creative | ORB/S/930/FL/DIM120V/**/** | Light Emitting Diode | Inseparable Luminaire | Direct Wired | Forward Phase Cut Controls | 97 | 2703 | 0.004 | 95 | 73 | 54 | 0.97 | Ambient | 50000 |  | 1 | 77000 | 0.1 | 16 | 16 | 0.01 | 0.01 | 0.01 | 0.01 | 0 | 0 | 0.01 | 0.01 | 0.01 | 0.01 | 0 | 0 | 0.02 | 0.01 | 0.01 | 0.01 | 0.01 | 0.01 | True | True | Non Federally-Regulated | 03/11/2021 |  | 03/11/2021
GREEN CREATIVE LTD | Green Creative | ORB/S/935/FL/DIM120V/**/** | Light Emitting Diode | Inseparable Luminaire | Direct Wired | Forward Phase Cut Controls | 97 | 2703 | 0.004 | 95 | 73 | 54 | 0.97 | Ambient | 50000 |  | 1 | 77000 | 0.1 | 16 | 16 | 0.01 | 0.01 | 0.01 | 0.01 | 0 | 0 | 0.01 | 0.01 | 0.01 | 0.01 | 0 | 0 | 0.02 | 0.01 | 0.01 | 0.01 | 0.01 | 0.01 | True | True | Non Federally-Regulated | 03/11/2021 |  | 03/11/2021
GREEN CREATIVE LTD | Green Creative | ORB/S/940/FL/DIM120V/**/** | Light Emitting Diode | Inseparable Luminaire | Direct Wired | Forward Phase Cut Controls | 97 | 2703 | 0.004 | 95 | 73 | 54 | 0.97 | Ambient | 50000 |  | 1 | 77000 | 0.1 | 16 | 16 | 0.01 | 0.01 | 0.01 | 0.01 | 0 | 0 | 0.01 | 0.01 | 0.01 | 0.01 | 0 | 0 | 0.02 | 0.01 | 0.01 | 0.01 | 0.01 | 0.01 | True | True | Non Federally-Regulated | 03/11/2021 |  | 03/11/2021
GREEN CREATIVE LTD | Green Creative | ORB/M/927/SP/DIM120V/**/** | Light Emitting Diode | Inseparable Luminaire | Direct Wired | Forward Phase Cut Controls | 92 | 2703 | 0.0017 | 93 | 63 | 43 | 0.98 | Ambient | 50000 |  | 1 | 77000 | 0.1 | 16 | 16 | 0.1 | 0.09 | 0.09 | 0.07 | 0 | 0 | 0.02 | 0.01 | 0.01 | 0.01 | 0.01 | 0.01 | 0.07 | 0.01 | 0.01 | 0.01 | 0.01 | 0.01 | True | True | Non Federally-Regulated | 03/11/2021 |  | 03/11/2021
GREEN CREATIVE LTD | Green Creative | ORB/M/930/SP/DIM120V/**/** | Light Emitting Diode | Inseparable Luminaire | Direct Wired | Forward Phase Cut Controls | 92 | 2703 | 0.0017 | 93 | 63 | 43 | 0.98 | Ambient | 50000 |  | 1 | 77000 | 0.1 | 16 | 16 | 0.1 | 0.09 | 0.09 | 0.07 | 0 | 0 | 0.02 | 0.01 | 0.01 | 0.01 | 0.01 | 0.01 | 0.07 | 0.01 | 0.01 | 0.01 | 0.01 | 0.01 | True | True | Non Federally-Regulated | 03/11/2021 |  | 03/11/2021
GREEN CREATIVE LTD | Green Creative | ORB/M/935/SP/DIM120V/**/** | Light Emitting Diode | Inseparable Luminaire | Direct Wired | Forward Phase Cut Controls | 92 | 2703 | 0.0017 | 93 | 63 | 43 | 0.98 | Ambient | 50000 |  | 1 | 77000 | 0.1 | 16 | 16 | 0.1 | 0.09 | 0.09 | 0.07 | 0 | 0 | 0.02 | 0.01 | 0.01 | 0.01 | 0.01 | 0.01 | 0.07 | 0.01 | 0.01 | 0.01 | 0.01 | 0.01 | True | True | Non Federally-Regulated | 03/11/2021 |  | 03/11/2021
GREEN CREATIVE LTD | Green Creative | ORB/M/940/SP/DIM120V/**/** | Light Emitting Diode | Inseparable Luminaire | Direct Wired | Forward Phase Cut Controls | 92 | 2703 | 0.0017 | 93 | 63 | 43 | 0.98 | Ambient | 50000 |  | 1 | 77000 | 0.1 | 16 | 16 | 0.1 | 0.09 | 0.09 | 0.07 | 0 | 0 | 0.02 | 0.01 | 0.01 | 0.01 | 0.01 | 0.01 | 0.07 | 0.01 | 0.01 | 0.01 | 0.01 | 0.01 | True | True | Non Federally-Regulated | 03/11/2021 |  | 03/11/2021
GREEN CREATIVE LTD | Green Creative | ORB/M/927/NR/DIM120V/**/** | Light Emitting Diode | Inseparable Luminaire | Direct Wired | Forward Phase Cut Controls | 92 | 2703 | 0.0017 | 93 | 63 | 43 | 0.98 | Ambient | 50000 |  | 1 | 77000 | 0.1 | 16 | 16 | 0.1 | 0.09 | 0.09 | 0.07 | 0 | 0 | 0.02 | 0.01 | 0.01 | 0.01 | 0.01 | 0.01 | 0.07 | 0.01 | 0.01 | 0.01 | 0.01 | 0.01 | True | True | Non Federally-Regulated | 03/11/2021 |  | 03/11/2021
GREEN CREATIVE LTD | Green Creative | ORB/M/930/NR/DIM120V/**/** | Light Emitting Diode | Inseparable Luminaire | Direct Wired | Forward Phase Cut Controls | 92 | 2703 | 0.0017 | 93 | 63 | 43 | 0.98 | Ambient | 50000 |  | 1 | 77000 | 0.1 | 16 | 16 | 0.1 | 0.09 | 0.09 | 0.07 | 0 | 0 | 0.02 | 0.01 | 0.01 | 0.01 | 0.01 | 0.01 | 0.07 | 0.01 | 0.01 | 0.01 | 0.01 | 0.01 | True | True | Non Federally-Regulated | 03/11/2021 |  | 03/11/2021
GREEN CREATIVE LTD | Green Creative | ORB/M/935/NR/DIM120V/**/** | Light Emitting Diode | Inseparable Luminaire | Direct Wired | Forward Phase Cut Controls | 92 | 2703 | 0.0017 | 93 | 63 | 43 | 0.98 | Ambient | 50000 |  | 1 | 77000 | 0.1 | 16 | 16 | 0.1 | 0.09 | 0.09 | 0.07 | 0 | 0 | 0.02 | 0.01 | 0.01 | 0.01 | 0.01 | 0.01 | 0.07 | 0.01 | 0.01 | 0.01 | 0.01 | 0.01 | True | True | Non Federally-Regulated | 03/11/2021 |  | 03/11/2021
GREEN CREATIVE LTD | Green Creative | ORB/M/940/NR/DIM120V/**/** | Light Emitting Diode | Inseparable Luminaire | Direct Wired | Forward Phase Cut Controls | 92 | 2703 | 0.0017 | 93 | 63 | 43 | 0.98 | Ambient | 50000 |  | 1 | 77000 | 0.1 | 16 | 16 | 0.1 | 0.09 | 0.09 | 0.07 | 0 | 0 | 0.02 | 0.01 | 0.01 | 0.01 | 0.01 | 0.01 | 0.07 | 0.01 | 0.01 | 0.01 | 0.01 | 0.01 | True | True | Non Federally-Regulated | 03/11/2021 |  | 03/11/2021
GREEN CREATIVE LTD | Green Creative | ORB/M/927/FL/DIM120V/**/** | Light Emitting Diode | Inseparable Luminaire | Direct Wired | Forward Phase Cut Controls | 92 | 2703 | 0.0017 | 93 | 63 | 43 | 0.98 | Ambient | 50000 |  | 1 | 77000 | 0.1 | 16 | 16 | 0.1 | 0.09 | 0.09 | 0.07 | 0 | 0 | 0.02 | 0.01 | 0.01 | 0.01 | 0.01 | 0.01 | 0.07 | 0.01 | 0.01 | 0.01 | 0.01 | 0.01 | True | True | Non Federally-Regulated | 03/11/2021 |  | 03/11/2021
GREEN CREATIVE LTD | Green Creative | ORB/M/930/FL/DIM120V/**/** | Light Emitting Diode | Inseparable Luminaire | Direct Wired | Forward Phase Cut Controls | 92 | 2703 | 0.0017 | 93 | 63 | 43 | 0.98 | Ambient | 50000 |  | 1 | 77000 | 0.1 | 16 | 16 | 0.1 | 0.09 | 0.09 | 0.07 | 0 | 0 | 0.02 | 0.01 | 0.01 | 0.01 | 0.01 | 0.01 | 0.07 | 0.01 | 0.01 | 0.01 | 0.01 | 0.01 | True | True | Non Federally-Regulated | 03/11/2021 |  | 03/11/2021
GREEN CREATIVE LTD | Green Creative | ORB/M/935/FL/DIM120V/**/** | Light Emitting Diode | Inseparable Luminaire | Direct Wired | Forward Phase Cut Controls | 92 | 2703 | 0.0017 | 93 | 63 | 43 | 0.98 | Ambient | 50000 |  | 1 | 77000 | 0.1 | 16 | 16 | 0.1 | 0.09 | 0.09 | 0.07 | 0 | 0 | 0.02 | 0.01 | 0.01 | 0.01 | 0.01 | 0.01 | 0.07 | 0.01 | 0.01 | 0.01 | 0.01 | 0.01 | True | True | Non Federally-Regulated | 03/11/2021 |  | 03/11/2021
GREEN CREATIVE LTD | Green Creative | ORB/M/940/FL/DIM120V/**/** | Light Emitting Diode | Inseparable Luminaire | Direct Wired | Forward Phase Cut Controls | 92 | 2703 | 0.0017 | 93 | 63 | 43 | 0.98 | Ambient | 50000 |  | 1 | 77000 | 0.1 | 16 | 16 | 0.1 | 0.09 | 0.09 | 0.07 | 0 | 0 | 0.02 | 0.01 | 0.01 | 0.01 | 0.01 | 0.01 | 0.07 | 0.01 | 0.01 | 0.01 | 0.01 | 0.01 | True | True | Non Federally-Regulated | 03/11/2021 |  | 03/11/2021
GREEN CREATIVE LTD | Green Creative | ORB/L/927/SP/DIM120V/**/** | Light Emitting Diode | Inseparable Luminaire | Direct Wired | Forward Phase Cut Controls | 89 | 2703 | 0.0001 | 92 | 58 | 56 | 0.98 | Ambient | 50000 |  | 1 | 55000 | 0.1 | 16 | 16 | 0.02 | 0.01 | 0.01 | 0 | 0 | 0 | 0.02 | 0.01 | 0.01 | 0.01 | 0 | 0 | 0.02 | 0.01 | 0.01 | 0 | 0 | 0 | True | True | Non Federally-Regulated | 03/11/2021 |  | 03/11/2021
GREEN CREATIVE LTD | Green Creative | ORB/L/930/SP/DIM120V/**/** | Light Emitting Diode | Inseparable Luminaire | Direct Wired | Forward Phase Cut Controls | 89 | 2703 | 0.0001 | 92 | 58 | 56 | 0.98 | Ambient | 50000 |  | 1 | 55000 | 0.1 | 16 | 16 | 0.02 | 0.01 | 0.01 | 0 | 0 | 0 | 0.02 | 0.01 | 0.01 | 0.01 | 0 | 0 | 0.02 | 0.01 | 0.01 | 0 | 0 | 0 | True | True | Non Federally-Regulated | 03/11/2021 |  | 03/11/2021
GREEN CREATIVE LTD | Green Creative | ORB/L/935/SP/DIM120V/**/** | Light Emitting Diode | Inseparable Luminaire | Direct Wired | Forward Phase Cut Controls | 89 | 2703 | 0.0001 | 92 | 58 | 56 | 0.98 | Ambient | 50000 |  | 1 | 55000 | 0.1 | 16 | 16 | 0.02 | 0.01 | 0.01 | 0 | 0 | 0 | 0.02 | 0.01 | 0.01 | 0.01 | 0 | 0 | 0.02 | 0.01 | 0.01 | 0 | 0 | 0 | True | True | Non Federally-Regulated | 03/11/2021 |  | 03/11/2021
GREEN CREATIVE LTD | Green Creative | ORB/L/940/SP/DIM120V/**/** | Light Emitting Diode | Inseparable Luminaire | Direct Wired | Forward Phase Cut Controls | 89 | 2703 | 0.0001 | 92 | 58 | 56 | 0.98 | Ambient | 50000 |  | 1 | 55000 | 0.1 | 16 | 16 | 0.02 | 0.01 | 0.01 | 0 | 0 | 0 | 0.02 | 0.01 | 0.01 | 0.01 | 0 | 0 | 0.02 | 0.01 | 0.01 | 0 | 0 | 0 | True | True | Non Federally-Regulated | 03/11/2021 |  | 03/11/2021
GREEN CREATIVE LTD | Green Creative | ORB/L/927/NR/DIM120V/**/** | Light Emitting Diode | Inseparable Luminaire | Direct Wired | Forward Phase Cut Controls | 89 | 2703 | 0.0001 | 92 | 58 | 56 | 0.98 | Ambient | 50000 |  | 1 | 55000 | 0.1 | 16 | 16 | 0.02 | 0.01 | 0.01 | 0 | 0 | 0 | 0.02 | 0.01 | 0.01 | 0.01 | 0 | 0 | 0.02 | 0.01 | 0.01 | 0 | 0 | 0 | True | True | Non Federally-Regulated | 03/11/2021 |  | 03/11/2021
GREEN CREATIVE LTD | Green Creative | ORB/L/930/NR/DIM120V/**/** | Light Emitting Diode | Inseparable Luminaire | Direct Wired | Forward Phase Cut Controls | 89 | 2703 | 0.0001 | 92 | 58 | 56 | 0.98 | Ambient | 50000 |  | 1 | 55000 | 0.1 | 16 | 16 | 0.02 | 0.01 | 0.01 | 0 | 0 | 0 | 0.02 | 0.01 | 0.01 | 0.01 | 0 | 0 | 0.02 | 0.01 | 0.01 | 0 | 0 | 0 | True | True | Non Federally-Regulated | 03/11/2021 |  | 03/11/2021
GREEN CREATIVE LTD | Green Creative | ORB/L/935/NR/DIM120V/**/** | Light Emitting Diode | Inseparable Luminaire | Direct Wired | Forward Phase Cut Controls | 89 | 2703 | 0.0001 | 92 | 58 | 56 | 0.98 | Ambient | 50000 |  | 1 | 55000 | 0.1 | 16 | 16 | 0.02 | 0.01 | 0.01 | 0 | 0 | 0 | 0.02 | 0.01 | 0.01 | 0.01 | 0 | 0 | 0.02 | 0.01 | 0.01 | 0 | 0 | 0 | True | True | Non Federally-Regulated | 03/11/2021 |  | 03/11/2021
GREEN CREATIVE LTD | Green Creative | ORB/L/940/NR/DIM120V/**/** | Light Emitting Diode | Inseparable Luminaire | Direct Wired | Forward Phase Cut Controls | 89 | 2703 | 0.0001 | 92 | 58 | 56 | 0.98 | Ambient | 50000 |  | 1 | 55000 | 0.1 | 16 | 16 | 0.02 | 0.01 | 0.01 | 0 | 0 | 0 | 0.02 | 0.01 | 0.01 | 0.01 | 0 | 0 | 0.02 | 0.01 | 0.01 | 0 | 0 | 0 | True | True | Non Federally-Regulated | 03/11/2021 |  | 03/11/2021
GREEN CREATIVE LTD | Green Creative | ORB/L/927/FL/DIM120V/**/** | Light Emitting Diode | Inseparable Luminaire | Direct Wired | Forward Phase Cut Controls | 89 | 2703 | 0.0001 | 92 | 58 | 56 | 0.98 | Ambient | 50000 |  | 1 | 55000 | 0.1 | 16 | 16 | 0.02 | 0.01 | 0.01 | 0 | 0 | 0 | 0.02 | 0.01 | 0.01 | 0.01 | 0 | 0 | 0.02 | 0.01 | 0.01 | 0 | 0 | 0 | True | True | Non Federally-Regulated | 03/11/2021 |  | 03/11/2021
GREEN CREATIVE LTD | Green Creative | ORB/L/930/FL/DIM120V/**/** | Light Emitting Diode | Inseparable Luminaire | Direct Wired | Forward Phase Cut Controls | 89 | 2703 | 0.0001 | 92 | 58 | 56 | 0.98 | Ambient | 50000 |  | 1 | 55000 | 0.1 | 16 | 16 | 0.02 | 0.01 | 0.01 | 0 | 0 | 0 | 0.02 | 0.01 | 0.01 | 0.01 | 0 | 0 | 0.02 | 0.01 | 0.01 | 0 | 0 | 0 | True | True | Non Federally-Regulated | 03/11/2021 |  | 03/11/2021
GREEN CREATIVE LTD | Green Creative | ORB/L/935/FL/DIM120V/**/** | Light Emitting Diode | Inseparable Luminaire | Direct Wired | Forward Phase Cut Controls | 89 | 2703 | 0.0001 | 92 | 58 | 56 | 0.98 | Ambient | 50000 |  | 1 | 55000 | 0.1 | 16 | 16 | 0.02 | 0.01 | 0.01 | 0 | 0 | 0 | 0.02 | 0.01 | 0.01 | 0.01 | 0 | 0 | 0.02 | 0.01 | 0.01 | 0 | 0 | 0 | True | True | Non Federally-Regulated | 03/11/2021 |  | 03/11/2021
GREEN CREATIVE LTD | Green Creative | ORB/L/940/FL/DIM120V/**/** | Light Emitting Diode | Inseparable Luminaire | Direct Wired | Forward Phase Cut Controls | 89 | 2703 | 0.0001 | 92 | 58 | 56 | 0.98 | Ambient | 50000 |  | 1 | 55000 | 0.1 | 16 | 16 | 0.02 | 0.01 | 0.01 | 0 | 0 | 0 | 0.02 | 0.01 | 0.01 | 0.01 | 0 | 0 | 0.02 | 0.01 | 0.01 | 0 | 0 | 0 | True | True | Non Federally-Regulated | 03/11/2021 |  | 03/11/2021
Acuity Brands Lighting | Juno | JSBT 4IN 30K 90CRI MW WL M6 | Light Emitting Diode | Inseparable Luminaire | Direct Wired | Forward Phase Cut Controls | 71.6 | 3000 | 0.0005 | 94 | 65 | 101 | 0.91 | Ambient | 36000 |  | 1 | 54000 | 0.1 | 21 | 20 | 0.25 | 0.24 | 0.23 | 0.21 | 0 | 0 | 0.24 | 0.23 | 0.22 | 0.18 | 0.03 | 0.03 | 0 | 0 | 0.01 | 0.01 | 0 | 0 | True | False | Non Federally-Regulated | 03/10/2021 |  | 03/30/2021
Acuity Brands Lighting | Juno | JSBT 6IN 30K 90CRI MW WL M6 | Light Emitting Diode | Inseparable Luminaire | Direct Wired | Forward Phase Cut Controls | 68.3 | 3000 |  | 93 | 64 | 61 | 0.9 | Ambient | 36000 |  | 1 | 54000 | 0.1 | 21 | 21 | 0.27 | 0.26 | 0.25 | 0.23 | 0 | 0 | 0.27 | 0.25 | 0.24 | 0.19 | 0.02 | 0.02 | 0 | 0 | 0.01 | 0.01 | 0 | 0 | True | False | Non Federally-Regulated | 03/10/2021 |  | 03/30/2021
Astro Lighting Limited | Astro Lighting Inc | Artemis 900 LED 0-10V T24 1308019 | Light Emitting Diode | Inseparable Luminaire | Direct Wired | 0-10 VDC Controls | 78.2 | 3041 | -0.005 | 94 | 82 | 409 | 0.99 | Ambient | 54000 |  | 1 | 54000 | 0 | 19 | 19 | 0.02 | 0.01 | 0.01 | 0.01 | 0.01 | 0.01 | 0.1 | 0.06 | 0.06 | 0.05 | 0.04 | 0.03 | 0.31 | 0.19 | 0.17 | 0.15 | 0.12 | 0.1 | True | False | Non Federally-Regulated | 03/29/2021 |  | 03/30/2021
Astro Lighting Limited | Astro Lighting Inc | ARTEMIS 600 LED 0-10V T24 1308018 | Light Emitting Diode | Inseparable Luminaire | Direct Wired | 0-10 VDC Controls | 74.3 | 3054 | -0.0049 | 95 | 83 | 399 | 0.98 | Ambient | 54000 |  | 1 | 54000 | 0 | 18 | 18 | 0.03 | 0.02 | 0.02 | 0.02 | 0.01 | 0.01 | 0.18 | 0.11 | 0.1 | 0.1 | 0.08 | 0.07 | 0.45 | 0.36 | 0.08 | 0.07 | 0.06 | 0.02 | True | False | Non Federally-Regulated | 03/29/2021 |  | 03/30/2021
Astro Lighting Limited | Astro Lighting Inc | AXIOS 600 LED 0-10V T24 1307015 | Light Emitting Diode | Inseparable Luminaire | Direct Wired | 0-10 VDC Controls | 57.7 | 3109 | -0.0047 | 94 | 83 | 401 | 0.98 | Ambient | 54000 |  | 1 | 54000 | 0 | 18 | 18 | 0.01 | 0.01 | 0.01 | 0.01 | 0.01 | 0.01 | 0.05 | 0.03 | 0.03 | 0.02 | 0.02 | 0.02 | 0.17 | 0.11 | 0.09 | 0.08 | 0.06 | 0.05 | True | False | Non Federally-Regulated | 03/29/2021 |  | 03/30/2021
Astro Lighting Limited | Astro Lighting Inc | AXIOS 900 LED 0-10V T24 1307016 | Light Emitting Diode | Inseparable Luminaire | Direct Wired | 0-10 VDC Controls | 62.7 | 3117 | -0.0047 | 95 | 83 | 413 | 0.99 | Ambient | 54000 |  | 1 | 54000 | 0 | 18 | 18 | 0.08 | 0.07 | 0.05 | 0.05 | 0.04 | 0.03 | 0.06 | 0.04 | 0.03 | 0.03 | 0.03 | 0.02 | 0.19 | 0.1 | 0.07 | 0.06 | 0.06 | 0.04 | True | False | Non Federally-Regulated | 03/29/2021 |  | 03/30/2021
Leedarson Lighting Co., Ltd | Commercial Electric | NS01dA09ER2-259 | Light Emitting Diode | Inseparable Luminaire | Edison Screw Base | Forward Phase Cut Controls | 89.3 | 2700 |  | 93 | 57 | 179 | 0.95 | Ambient | 50000 |  | 1 | 72000 | 0.1 | 23 | 22 | 0.1 | 0.05 | 0.05 | 0.03 | 0 | 0 | 0.07 | 0.01 | 0 | 0 | 0 | 0 | 0.8 | 0.12 | 0.05 | 0.03 | 0.02 | 0.01 | True | True | Non Federally-Regulated | 05/24/2020 |  | 04/08/2021
Leedarson Lighting Co., Ltd | Commercial Electric | NS01dA09FR2-259 | Light Emitting Diode | Inseparable Luminaire | Edison Screw Base | Forward Phase Cut Controls | 90.8 | 2700 |  | 93 | 56 | 192 | 0.95 | Ambient | 50000 |  | 1 | 72000 | 0.1 | 23 | 22 | 0.09 | 0.06 | 0.05 | 0.03 | 0.01 | 0 | 0.08 | 0.01 | 0.01 | 0.01 | 0 | 0 | 0 | 0 | 0 | 0 | 0 | 0 | True | True | Non Federally-Regulated | 05/24/2020 |  | 04/08/2021
Con-Tech Lighting | ConTech Lighting | ASMR927KCMVD1-[B,S,W] | Light Emitting Diode | Inseparable Luminaire | Direct Wired | Forward Phase Cut Controls | 76.7 | 2638 | 0.0013 | 93 | 56 | 152 | 0.99 | Ambient | 60000 |  | 1 | 60000 | 0.1 | 20 | 19 | 0.28 | 0.27 | 0.27 | 0.26 | 0.02 | 0.01 | 0.23 | 0.23 | 0.23 | 0.19 | 0.02 | 0.01 | 0.17 | 0.17 | 0.17 | 0.14 | 0.01 | 0.01 | True | False | Non Federally-Regulated | 04/12/2021 |  | 04/12/2021
Con-Tech Lighting | ConTech Lighting | ASMR930KCMVD1-[B,S,W] | Light Emitting Diode | Inseparable Luminaire | Direct Wired | Forward Phase Cut Controls | 76.7 | 3000 | 0.0013 | 93 | 56 | 152 | 0.99 | Ambient | 60000 |  | 1 | 60000 | 0.1 | 20 | 19 | 0.28 | 0.27 | 0.27 | 0.26 | 0.02 | 0.01 | 0.23 | 0.23 | 0.23 | 0.19 | 0.02 | 0.01 | 0.17 | 0.17 | 0.17 | 0.14 | 0.01 | 0.01 | True | False | Non Federally-Regulated | 04/12/2021 |  | 04/12/2021
Con-Tech Lighting | ConTech Lighting | ASMR935KCMVD1-[B,S,W] | Light Emitting Diode | Inseparable Luminaire | Direct Wired | Forward Phase Cut Controls | 76.7 | 3500 | 0.0013 | 93 | 56 | 152 | 0.99 | Ambient | 60000 |  | 1 | 60000 | 0.1 | 20 | 19 | 0.28 | 0.27 | 0.27 | 0.26 | 0.02 | 0.01 | 0.23 | 0.23 | 0.23 | 0.19 | 0.02 | 0.01 | 0.17 | 0.17 | 0.17 | 0.14 | 0.01 | 0.01 | True | False | Non Federally-Regulated | 04/12/2021 |  | 04/12/2021
Con-Tech Lighting | ConTech Lighting | ASMR940KCMVD1-[B,S,W] | Light Emitting Diode | Inseparable Luminaire | Direct Wired | Forward Phase Cut Controls | 76.7 | 4000 | 0.0013 | 93 | 56 | 152 | 0.99 | Ambient | 60000 |  | 1 | 60000 | 0.1 | 20 | 19 | 0.28 | 0.27 | 0.27 | 0.26 | 0.02 | 0.01 | 0.23 | 0.23 | 0.23 | 0.19 | 0.02 | 0.01 | 0.17 | 0.17 | 0.17 | 0.14 | 0.01 | 0.01 | True | False | Non Federally-Regulated | 04/12/2021 |  | 04/12/2021
Con-Tech Lighting | ConTech Lighting | ASMR727KCMVD1-[B,S,W] | Light Emitting Diode | Inseparable Luminaire | Direct Wired | Forward Phase Cut Controls | 73.5 | 2645 | 0.0013 | 94 | 56 | 152 | 0.99 | Ambient | 60000 |  | 1 | 60000 | 0.1 | 20 | 19 | 0.28 | 0.27 | 0.27 | 0.26 | 0.02 | 0.01 | 0.23 | 0.23 | 0.23 | 0.19 | 0.02 | 0.01 | 0.17 | 0.17 | 0.17 | 0.14 | 0.01 | 0.01 | True | False | Non Federally-Regulated | 04/12/2021 |  | 04/12/2021
Con-Tech Lighting | ConTech Lighting | ASMR730KCMVD1-[B,S,W] | Light Emitting Diode | Inseparable Luminaire | Direct Wired | Forward Phase Cut Controls | 73.5 | 3000 | 0.0013 | 94 | 56 | 152 | 0.99 | Ambient | 60000 |  | 1 | 60000 | 0.1 | 20 | 19 | 0.28 | 0.27 | 0.27 | 0.26 | 0.02 | 0.01 | 0.23 | 0.23 | 0.23 | 0.19 | 0.02 | 0.01 | 0.17 | 0.17 | 0.17 | 0.14 | 0.01 | 0.01 | True | False | Non Federally-Regulated | 04/12/2021 |  | 04/12/2021
Con-Tech Lighting | ConTech Lighting | ASMR735KCMVD1-[B,S,W] | Light Emitting Diode | Inseparable Luminaire | Direct Wired | Forward Phase Cut Controls | 73.5 | 3500 | 0.0013 | 94 | 56 | 152 | 0.99 | Ambient | 60000 |  | 1 | 60000 | 0.1 | 20 | 19 | 0.28 | 0.27 | 0.27 | 0.26 | 0.02 | 0.01 | 0.23 | 0.23 | 0.23 | 0.19 | 0.02 | 0.01 | 0.17 | 0.17 | 0.17 | 0.14 | 0.01 | 0.01 | True | False | Non Federally-Regulated | 04/12/2021 |  | 04/12/2021
Con-Tech Lighting | ConTech Lighting | ASMR740KCMVD1-[B,S,W] | Light Emitting Diode | Inseparable Luminaire | Direct Wired | Forward Phase Cut Controls | 73.5 | 4000 | 0.0013 | 94 | 56 | 152 | 0.99 | Ambient | 60000 |  | 1 | 60000 | 0.1 | 20 | 19 | 0.28 | 0.27 | 0.27 | 0.26 | 0.02 | 0.01 | 0.23 | 0.23 | 0.23 | 0.19 | 0.02 | 0.01 | 0.17 | 0.17 | 0.17 | 0.14 | 0.01 | 0.01 | True | False | Non Federally-Regulated | 04/12/2021 |  | 04/12/2021
Con-Tech Lighting | ConTech Lighting | ASMR527KCMVD1-[B,S,W] | Light Emitting Diode | Inseparable Luminaire | Direct Wired | Forward Phase Cut Controls | 72 | 2645 | 0.0013 | 93 | 51 | 152 | 0.99 | Ambient | 60000 |  | 1 | 60000 | 0.1 | 20 | 19 | 0.28 | 0.27 | 0.27 | 0.26 | 0.02 | 0.01 | 0.23 | 0.23 | 0.23 | 0.19 | 0.02 | 0.01 | 0.17 | 0.17 | 0.17 | 0.14 | 0.01 | 0.01 | True | False | Non Federally-Regulated | 04/12/2021 |  | 04/12/2021
Con-Tech Lighting | ConTech Lighting | ASMR530KCMVD1-[B,S,W] | Light Emitting Diode | Inseparable Luminaire | Direct Wired | Forward Phase Cut Controls | 72 | 3000 | 0.0013 | 93 | 51 | 152 | 0.99 | Ambient | 60000 |  | 1 | 60000 | 0.1 | 20 | 19 | 0.28 | 0.27 | 0.27 | 0.26 | 0.02 | 0.01 | 0.23 | 0.23 | 0.23 | 0.19 | 0.02 | 0.01 | 0.17 | 0.17 | 0.17 | 0.14 | 0.01 | 0.01 | True | False | Non Federally-Regulated | 04/12/2021 |  | 04/12/2021
Con-Tech Lighting | ConTech Lighting | ASMR535KCMVD1-[B,S,W] | Light Emitting Diode | Inseparable Luminaire | Direct Wired | Forward Phase Cut Controls | 72 | 3500 | 0.0013 | 93 | 51 | 152 | 0.99 | Ambient | 60000 |  | 1 | 60000 | 0.1 | 20 | 19 | 0.28 | 0.27 | 0.27 | 0.26 | 0.02 | 0.01 | 0.23 | 0.23 | 0.23 | 0.19 | 0.02 | 0.01 | 0.17 | 0.17 | 0.17 | 0.14 | 0.01 | 0.01 | True | False | Non Federally-Regulated | 04/12/2021 |  | 04/12/2021
Con-Tech Lighting | ConTech Lighting | ASMR540KCMVD1-[B,S,W] | Light Emitting Diode | Inseparable Luminaire | Direct Wired | Forward Phase Cut Controls | 72 | 4000 | 0.0013 | 93 | 51 | 152 | 0.99 | Ambient | 60000 |  | 1 | 60000 | 0.1 | 20 | 19 | 0.28 | 0.27 | 0.27 | 0.26 | 0.02 | 0.01 | 0.23 | 0.23 | 0.23 | 0.19 | 0.02 | 0.01 | 0.17 | 0.17 | 0.17 | 0.14 | 0.01 | 0.01 | True | False | Non Federally-Regulated | 04/12/2021 |  | 04/12/2021
Con-Tech Lighting | ConTech Lighting | ASMS627KCMVD1-[B,S,W] | Light Emitting Diode | Inseparable Luminaire | Direct Wired | Forward Phase Cut Controls | 84 | 2645 | 0.0013 | 93 | 51 | 152 | 0.99 | Ambient | 60000 |  | 1 | 60000 | 0.1 | 20 | 19 | 0.28 | 0.27 | 0.27 | 0.26 | 0.02 | 0.01 | 0.23 | 0.23 | 0.23 | 0.19 | 0.02 | 0.01 | 0.17 | 0.17 | 0.17 | 0.14 | 0.01 | 0.01 | True | False | Non Federally-Regulated | 04/12/2021 |  | 04/12/2021
Con-Tech Lighting | ConTech Lighting | ASMS630KCMVD1-[B,S,W] | Light Emitting Diode | Inseparable Luminaire | Direct Wired | Forward Phase Cut Controls | 84 | 3000 | 0.0013 | 93 | 51 | 152 | 0.99 | Ambient | 60000 |  | 1 | 60000 | 0.1 | 20 | 19 | 0.28 | 0.27 | 0.27 | 0.26 | 0.02 | 0.01 | 0.23 | 0.23 | 0.23 | 0.19 | 0.02 | 0.01 | 0.17 | 0.17 | 0.17 | 0.14 | 0.01 | 0.01 | True | False | Non Federally-Regulated | 04/12/2021 |  | 04/12/2021
Con-Tech Lighting | ConTech Lighting | ASMS635KCMVD1-[B,S,W] | Light Emitting Diode | Inseparable Luminaire | Direct Wired | Forward Phase Cut Controls | 84 | 3500 | 0.0013 | 93 | 51 | 152 | 0.99 | Ambient | 60000 |  | 1 | 60000 | 0.1 | 20 | 19 | 0.28 | 0.27 | 0.27 | 0.26 | 0.02 | 0.01 | 0.23 | 0.23 | 0.23 | 0.19 | 0.02 | 0.01 | 0.17 | 0.17 | 0.17 | 0.14 | 0.01 | 0.01 | True | False | Non Federally-Regulated | 04/12/2021 |  | 04/12/2021
Con-Tech Lighting | ConTech Lighting | ASMS640KCMVD1-[B,S,W] | Light Emitting Diode | Inseparable Luminaire | Direct Wired | Forward Phase Cut Controls | 84 | 4000 | 0.0013 | 93 | 51 | 152 | 0.99 | Ambient | 60000 |  | 1 | 60000 | 0.1 | 20 | 19 | 0.28 | 0.27 | 0.27 | 0.26 | 0.02 | 0.01 | 0.23 | 0.23 | 0.23 | 0.19 | 0.02 | 0.01 | 0.17 | 0.17 | 0.17 | 0.14 | 0.01 | 0.01 | True | False | Non Federally-Regulated | 04/12/2021 |  | 04/12/2021
Con-Tech Lighting | ConTech Lighting | ASMS427KCMVD1-[B,S,W] | Light Emitting Diode | Inseparable Luminaire | Direct Wired | Forward Phase Cut Controls | 68 | 2645 | 0.0013 | 93 | 51 | 152 | 0.99 | Ambient | 60000 |  | 1 | 60000 | 0.1 | 20 | 19 | 0.28 | 0.27 | 0.27 | 0.26 | 0.02 | 0.01 | 0.23 | 0.23 | 0.23 | 0.19 | 0.02 | 0.01 | 0.17 | 0.17 | 0.17 | 0.14 | 0.01 | 0.01 | True | False | Non Federally-Regulated | 04/12/2021 |  | 04/12/2021
Con-Tech Lighting | ConTech Lighting | ASMS430KCMVD1-[B,S,W] | Light Emitting Diode | Inseparable Luminaire | Direct Wired | Forward Phase Cut Controls | 68 | 3000 | 0.0013 | 93 | 51 | 152 | 0.99 | Ambient | 60000 |  | 1 | 60000 | 0.1 | 20 | 19 | 0.28 | 0.27 | 0.27 | 0.26 | 0.02 | 0.01 | 0.23 | 0.23 | 0.23 | 0.19 | 0.02 | 0.01 | 0.17 | 0.17 | 0.17 | 0.14 | 0.01 | 0.01 | True | False | Non Federally-Regulated | 04/12/2021 |  | 04/12/2021
Con-Tech Lighting | ConTech Lighting | ASMS435KCMVD1-[B,S,W] | Light Emitting Diode | Inseparable Luminaire | Direct Wired | Forward Phase Cut Controls | 68 | 3500 | 0.0013 | 93 | 51 | 152 | 0.99 | Ambient | 60000 |  | 1 | 60000 | 0.1 | 20 | 19 | 0.28 | 0.27 | 0.27 | 0.26 | 0.02 | 0.01 | 0.23 | 0.23 | 0.23 | 0.19 | 0.02 | 0.01 | 0.17 | 0.17 | 0.17 | 0.14 | 0.01 | 0.01 | True | False | Non Federally-Regulated | 04/12/2021 |  | 04/12/2021
Con-Tech Lighting | ConTech Lighting | ASMS440KCMVD1-[B,S,W] | Light Emitting Diode | Inseparable Luminaire | Direct Wired | Forward Phase Cut Controls | 68 | 4000 | 0.0013 | 93 | 51 | 152 | 0.99 | Ambient | 60000 |  | 1 | 60000 | 0.1 | 20 | 19 | 0.28 | 0.27 | 0.27 | 0.26 | 0.02 | 0.01 | 0.23 | 0.23 | 0.23 | 0.19 | 0.02 | 0.01 | 0.17 | 0.17 | 0.17 | 0.14 | 0.01 | 0.01 | True | False | Non Federally-Regulated | 04/12/2021 |  | 04/12/2021
Con-Tech Lighting | ConTech Lighting | ASMR927KCMVD2-[B,S,W] | Light Emitting Diode | Inseparable Luminaire | Direct Wired | Forward Phase Cut Controls | 76.7 | 2638 | 0.0013 | 93 | 56 | 152 | 0.99 | Ambient | 60000 |  | 1 | 60000 | 0.1 | 20 | 19 | 0.28 | 0.27 | 0.27 | 0.26 | 0.02 | 0.01 | 0.23 | 0.23 | 0.23 | 0.19 | 0.02 | 0.01 | 0.17 | 0.17 | 0.17 | 0.14 | 0.01 | 0.01 | True | False | Non Federally-Regulated | 04/12/2021 |  | 04/12/2021
Con-Tech Lighting | ConTech Lighting | ASMR930KCMVD2-[B,S,W] | Light Emitting Diode | Inseparable Luminaire | Direct Wired | Forward Phase Cut Controls | 76.7 | 3000 | 0.0013 | 93 | 56 | 152 | 0.99 | Ambient | 60000 |  | 1 | 60000 | 0.1 | 20 | 19 | 0.28 | 0.27 | 0.27 | 0.26 | 0.02 | 0.01 | 0.23 | 0.23 | 0.23 | 0.19 | 0.02 | 0.01 | 0.17 | 0.17 | 0.17 | 0.14 | 0.01 | 0.01 | True | False | Non Federally-Regulated | 04/12/2021 |  | 04/12/2021
Con-Tech Lighting | ConTech Lighting | ASMR935KCMVD2-[B,S,W] | Light Emitting Diode | Inseparable Luminaire | Direct Wired | Forward Phase Cut Controls | 76.7 | 3500 | 0.0013 | 93 | 56 | 152 | 0.99 | Ambient | 60000 |  | 1 | 60000 | 0.1 | 20 | 19 | 0.28 | 0.27 | 0.27 | 0.26 | 0.02 | 0.01 | 0.23 | 0.23 | 0.23 | 0.19 | 0.02 | 0.01 | 0.17 | 0.17 | 0.17 | 0.14 | 0.01 | 0.01 | True | False | Non Federally-Regulated | 04/12/2021 |  | 04/12/2021
Con-Tech Lighting | ConTech Lighting | ASMR940KCMVD2-[B,S,W] | Light Emitting Diode | Inseparable Luminaire | Direct Wired | Forward Phase Cut Controls | 76.7 | 4000 | 0.0013 | 93 | 56 | 152 | 0.99 | Ambient | 60000 |  | 1 | 60000 | 0.1 | 20 | 19 | 0.28 | 0.27 | 0.27 | 0.26 | 0.02 | 0.01 | 0.23 | 0.23 | 0.23 | 0.19 | 0.02 | 0.01 | 0.17 | 0.17 | 0.17 | 0.14 | 0.01 | 0.01 | True | False | Non Federally-Regulated | 04/12/2021 |  | 04/12/2021
Con-Tech Lighting | ConTech Lighting | ASMR727KCMVD2-[B,S,W] | Light Emitting Diode | Inseparable Luminaire | Direct Wired | Forward Phase Cut Controls | 73.5 | 2645 | 0.0013 | 94 | 56 | 152 | 0.99 | Ambient | 60000 |  | 1 | 60000 | 0.1 | 20 | 19 | 0.28 | 0.27 | 0.27 | 0.26 | 0.02 | 0.01 | 0.23 | 0.23 | 0.23 | 0.19 | 0.02 | 0.01 | 0.17 | 0.17 | 0.17 | 0.14 | 0.01 | 0.01 | True | False | Non Federally-Regulated | 04/12/2021 |  | 04/12/2021
Con-Tech Lighting | ConTech Lighting | ASMR730KCMVD2-[B,S,W] | Light Emitting Diode | Inseparable Luminaire | Direct Wired | Forward Phase Cut Controls | 73.5 | 3000 | 0.0013 | 94 | 56 | 152 | 0.99 | Ambient | 60000 |  | 1 | 60000 | 0.1 | 20 | 19 | 0.28 | 0.27 | 0.27 | 0.26 | 0.02 | 0.01 | 0.23 | 0.23 | 0.23 | 0.19 | 0.02 | 0.01 | 0.17 | 0.17 | 0.17 | 0.14 | 0.01 | 0.01 | True | False | Non Federally-Regulated | 04/12/2021 |  | 04/12/2021
Con-Tech Lighting | ConTech Lighting | ASMR735KCMVD2-[B,S,W] | Light Emitting Diode | Inseparable Luminaire | Direct Wired | Forward Phase Cut Controls | 73.5 | 3500 | 0.0013 | 94 | 56 | 152 | 0.99 | Ambient | 60000 |  | 1 | 60000 | 0.1 | 20 | 19 | 0.28 | 0.27 | 0.27 | 0.26 | 0.02 | 0.01 | 0.23 | 0.23 | 0.23 | 0.19 | 0.02 | 0.01 | 0.17 | 0.17 | 0.17 | 0.14 | 0.01 | 0.01 | True | False | Non Federally-Regulated | 04/12/2021 |  | 04/12/2021
Con-Tech Lighting | ConTech Lighting | ASMR740KCMVD2-[B,S,W] | Light Emitting Diode | Inseparable Luminaire | Direct Wired | Forward Phase Cut Controls | 73.5 | 4000 | 0.0013 | 94 | 56 | 152 | 0.99 | Ambient | 60000 |  | 1 | 60000 | 0.1 | 20 | 19 | 0.28 | 0.27 | 0.27 | 0.26 | 0.02 | 0.01 | 0.23 | 0.23 | 0.23 | 0.19 | 0.02 | 0.01 | 0.17 | 0.17 | 0.17 | 0.14 | 0.01 | 0.01 | True | False | Non Federally-Regulated | 04/12/2021 |  | 04/12/2021
Con-Tech Lighting | ConTech Lighting | ASMR527KCMVD2-[B,S,W] | Light Emitting Diode | Inseparable Luminaire | Direct Wired | Forward Phase Cut Controls | 72 | 2645 | 0.0013 | 93 | 51 | 152 | 0.99 | Ambient | 60000 |  | 1 | 60000 | 0.1 | 20 | 19 | 0.28 | 0.27 | 0.27 | 0.26 | 0.02 | 0.01 | 0.23 | 0.23 | 0.23 | 0.19 | 0.02 | 0.01 | 0.17 | 0.17 | 0.17 | 0.14 | 0.01 | 0.01 | True | False | Non Federally-Regulated | 04/12/2021 |  | 04/12/2021
Con-Tech Lighting | ConTech Lighting | ASMR530KCMVD2-[B,S,W] | Light Emitting Diode | Inseparable Luminaire | Direct Wired | Forward Phase Cut Controls | 72 | 3000 | 0.0013 | 93 | 51 | 152 | 0.99 | Ambient | 60000 |  | 1 | 60000 | 0.1 | 20 | 19 | 0.28 | 0.27 | 0.27 | 0.26 | 0.02 | 0.01 | 0.23 | 0.23 | 0.23 | 0.19 | 0.02 | 0.01 | 0.17 | 0.17 | 0.17 | 0.14 | 0.01 | 0.01 | True | False | Non Federally-Regulated | 04/12/2021 |  | 04/12/2021
Con-Tech Lighting | ConTech Lighting | ASMR535KCMVD2-[B,S,W] | Light Emitting Diode | Inseparable Luminaire | Direct Wired | Forward Phase Cut Controls | 72 | 3500 | 0.0013 | 93 | 51 | 152 | 0.99 | Ambient | 60000 |  | 1 | 60000 | 0.1 | 20 | 19 | 0.28 | 0.27 | 0.27 | 0.26 | 0.02 | 0.01 | 0.23 | 0.23 | 0.23 | 0.19 | 0.02 | 0.01 | 0.17 | 0.17 | 0.17 | 0.14 | 0.01 | 0.01 | True | False | Non Federally-Regulated | 04/12/2021 |  | 04/12/2021
Con-Tech Lighting | ConTech Lighting | ASMR540KCMVD2-[B,S,W] | Light Emitting Diode | Inseparable Luminaire | Direct Wired | Forward Phase Cut Controls | 72 | 4000 | 0.0013 | 93 | 51 | 152 | 0.99 | Ambient | 60000 |  | 1 | 60000 | 0.1 | 20 | 19 | 0.28 | 0.27 | 0.27 | 0.26 | 0.02 | 0.01 | 0.23 | 0.23 | 0.23 | 0.19 | 0.02 | 0.01 | 0.17 | 0.17 | 0.17 | 0.14 | 0.01 | 0.01 | True | False | Non Federally-Regulated | 04/12/2021 |  | 04/12/2021
Con-Tech Lighting | ConTech Lighting | ASMS627KCMVD2-[B,S,W] | Light Emitting Diode | Inseparable Luminaire | Direct Wired | Forward Phase Cut Controls | 84 | 2645 | 0.0013 | 93 | 51 | 152 | 0.99 | Ambient | 60000 |  | 1 | 60000 | 0.1 | 20 | 19 | 0.28 | 0.27 | 0.27 | 0.26 | 0.02 | 0.01 | 0.23 | 0.23 | 0.23 | 0.19 | 0.02 | 0.01 | 0.17 | 0.17 | 0.17 | 0.14 | 0.01 | 0.01 | True | False | Non Federally-Regulated | 04/12/2021 |  | 04/12/2021
Con-Tech Lighting | ConTech Lighting | ASMS630KCMVD2-[B,S,W] | Light Emitting Diode | Inseparable Luminaire | Direct Wired | Forward Phase Cut Controls | 84 | 3000 | 0.0013 | 93 | 51 | 152 | 0.99 | Ambient | 60000 |  | 1 | 60000 | 0.1 | 20 | 19 | 0.28 | 0.27 | 0.27 | 0.26 | 0.02 | 0.01 | 0.23 | 0.23 | 0.23 | 0.19 | 0.02 | 0.01 | 0.17 | 0.17 | 0.17 | 0.14 | 0.01 | 0.01 | True | False | Non Federally-Regulated | 04/12/2021 |  | 04/12/2021
Con-Tech Lighting | ConTech Lighting | ASMS635KCMVD2-[B,S,W] | Light Emitting Diode | Inseparable Luminaire | Direct Wired | Forward Phase Cut Controls | 84 | 3500 | 0.0013 | 93 | 51 | 152 | 0.99 | Ambient | 60000 |  | 1 | 60000 | 0.1 | 20 | 19 | 0.28 | 0.27 | 0.27 | 0.26 | 0.02 | 0.01 | 0.23 | 0.23 | 0.23 | 0.19 | 0.02 | 0.01 | 0.17 | 0.17 | 0.17 | 0.14 | 0.01 | 0.01 | True | False | Non Federally-Regulated | 04/12/2021 |  | 04/12/2021
Con-Tech Lighting | ConTech Lighting | ASMS640KCMVD2-[B,S,W] | Light Emitting Diode | Inseparable Luminaire | Direct Wired | Forward Phase Cut Controls | 84 | 4000 | 0.0013 | 93 | 51 | 152 | 0.99 | Ambient | 60000 |  | 1 | 60000 | 0.1 | 20 | 19 | 0.28 | 0.27 | 0.27 | 0.26 | 0.02 | 0.01 | 0.23 | 0.23 | 0.23 | 0.19 | 0.02 | 0.01 | 0.17 | 0.17 | 0.17 | 0.14 | 0.01 | 0.01 | True | False | Non Federally-Regulated | 04/12/2021 |  | 04/12/2021
Con-Tech Lighting | ConTech Lighting | ASMS427KCMVD2-[B,S,W] | Light Emitting Diode | Inseparable Luminaire | Direct Wired | Forward Phase Cut Controls | 68 | 2645 | 0.0013 | 93 | 51 | 152 | 0.99 | Ambient | 60000 |  | 1 | 60000 | 0.1 | 20 | 19 | 0.28 | 0.27 | 0.27 | 0.26 | 0.02 | 0.01 | 0.23 | 0.23 | 0.23 | 0.19 | 0.02 | 0.01 | 0.17 | 0.17 | 0.17 | 0.14 | 0.01 | 0.01 | True | False | Non Federally-Regulated | 04/12/2021 |  | 04/12/2021
Con-Tech Lighting | ConTech Lighting | ASMS430KCMVD2-[B,S,W] | Light Emitting Diode | Inseparable Luminaire | Direct Wired | Forward Phase Cut Controls | 68 | 3000 | 0.0013 | 93 | 51 | 152 | 0.99 | Ambient | 60000 |  | 1 | 60000 | 0.1 | 20 | 19 | 0.28 | 0.27 | 0.27 | 0.26 | 0.02 | 0.01 | 0.23 | 0.23 | 0.23 | 0.19 | 0.02 | 0.01 | 0.17 | 0.17 | 0.17 | 0.14 | 0.01 | 0.01 | True | False | Non Federally-Regulated | 04/12/2021 |  | 04/12/2021
Con-Tech Lighting | ConTech Lighting | ASMS435KCMVD2-[B,S,W] | Light Emitting Diode | Inseparable Luminaire | Direct Wired | Forward Phase Cut Controls | 68 | 3500 | 0.0013 | 93 | 51 | 152 | 0.99 | Ambient | 60000 |  | 1 | 60000 | 0.1 | 20 | 19 | 0.28 | 0.27 | 0.27 | 0.26 | 0.02 | 0.01 | 0.23 | 0.23 | 0.23 | 0.19 | 0.02 | 0.01 | 0.17 | 0.17 | 0.17 | 0.14 | 0.01 | 0.01 | True | False | Non Federally-Regulated | 04/12/2021 |  | 04/12/2021
Con-Tech Lighting | ConTech Lighting | ASMS440KCMVD2-[B,S,W] | Light Emitting Diode | Inseparable Luminaire | Direct Wired | Forward Phase Cut Controls | 68 | 4000 | 0.0013 | 93 | 51 | 152 | 0.99 | Ambient | 60000 |  | 1 | 60000 | 0.1 | 20 | 19 | 0.28 | 0.27 | 0.27 | 0.26 | 0.02 | 0.01 | 0.23 | 0.23 | 0.23 | 0.19 | 0.02 | 0.01 | 0.17 | 0.17 | 0.17 | 0.14 | 0.01 | 0.01 | True | False | Non Federally-Regulated | 04/12/2021 |  | 04/12/2021
MaxLite | MaxLite | 4.5MRGD927NF/JA8/G2 | Light Emitting Diode | Directional Lamp | GU Base | Forward Phase Cut Controls | 91.9 | 2704 | -0.0009 | 93 | 56 | 75 | 0.94 | Ambient | 25000 |  | 1 | 25000 | 0.1 | 18 | 18 | 0.05 | 0.05 | 0.05 | 0.05 | 0.01 | 0.01 | 0.08 | 0.08 | 0.08 | 0.07 | 0.03 | 0.02 | 0.02 | 0.02 | 0.02 | 0.02 | 0.04 | 0.01 | True | False | Non Federally-Regulated | 04/14/2021 |  | 04/14/2021
MaxLite | MaxLite | 4.5MRGD930NF/JA8/G2 | Light Emitting Diode | Directional Lamp | GU Base | Forward Phase Cut Controls | 102 | 3020 | 0.0007 | 94 | 56 | 75 | 0.94 | Ambient | 25000 |  | 1 | 25000 | 0.1 | 18 | 18 | 0.05 | 0.05 | 0.05 | 0.05 | 0.01 | 0.01 | 0.08 | 0.08 | 0.08 | 0.07 | 0.03 | 0.02 | 0.02 | 0.02 | 0.02 | 0.02 | 0.04 | 0.01 | True | False | Non Federally-Regulated | 04/14/2021 |  | 04/14/2021
MaxLite | MaxLite | 4.5MRGD927FL/JA8/G2 | Light Emitting Diode | Directional Lamp | GU Base | Forward Phase Cut Controls | 91.6 | 2709 | -0.0009 | 93 | 56 | 75 | 0.94 | Ambient | 25000 |  | 1 | 25000 | 0.1 | 18 | 18 | 0.05 | 0.05 | 0.05 | 0.05 | 0.01 | 0.01 | 0.08 | 0.08 | 0.08 | 0.07 | 0.03 | 0.02 | 0.02 | 0.02 | 0.02 | 0.02 | 0.04 | 0.01 | True | False | Non Federally-Regulated | 04/14/2021 |  | 04/14/2021
MaxLite | MaxLite | 4.5MRGD930FL/JA8/G2 | Light Emitting Diode | Directional Lamp | GU Base | Forward Phase Cut Controls | 101 | 3041 | 0.0007 | 94 | 55 | 75 | 0.94 | Ambient | 25000 |  | 1 | 25000 | 0.1 | 18 | 18 | 0.05 | 0.05 | 0.05 | 0.05 | 0.01 | 0.01 | 0.08 | 0.08 | 0.08 | 0.07 | 0.03 | 0.02 | 0.02 | 0.02 | 0.02 | 0.02 | 0.04 | 0.01 | True | False | Non Federally-Regulated | 04/14/2021 |  | 04/14/2021
MaxLite | MaxLite | 6.5MRGD927NF/JA8/G2 | Light Emitting Diode | Directional Lamp | GU Base | Forward Phase Cut Controls | 88.2 | 2691 | -0.0007 | 94 | 59 | 58 | 0.95 | Ambient | 25000 |  | 1 | 25000 | 0.1 | 18 | 18 | 0.06 | 0.06 | 0.06 | 0.06 | 0.02 | 0.02 | 0.09 | 0.09 | 0.09 | 0.08 | 0.05 | 0.04 | 0.02 | 0.03 | 0.03 | 0.02 | 0.06 | 0.02 | True | False | Non Federally-Regulated | 04/14/2021 |  | 04/14/2021
MaxLite | MaxLite | 6.5MRGD930NF/JA8/G2 | Light Emitting Diode | Directional Lamp | GU Base | Forward Phase Cut Controls | 94.9 | 3046 | -0.0003 | 94 | 55 | 58 | 0.95 | Ambient | 25000 |  | 1 | 25000 | 0.1 | 18 | 18 | 0.06 | 0.06 | 0.06 | 0.06 | 0.02 | 0.02 | 0.09 | 0.09 | 0.09 | 0.08 | 0.05 | 0.04 | 0.02 | 0.03 | 0.03 | 0.02 | 0.06 | 0.02 | True | False | Non Federally-Regulated | 04/14/2021 |  | 04/14/2021
MaxLite | MaxLite | 6.5MRGD927FL/JA8/G2 | Light Emitting Diode | Directional Lamp | GU Base | Forward Phase Cut Controls | 87.2 | 2709 | -0.0008 | 93 | 56 | 58 | 0.95 | Ambient | 25000 |  | 1 | 25000 | 0.1 | 18 | 18 | 0.06 | 0.06 | 0.06 | 0.06 | 0.02 | 0.02 | 0.09 | 0.09 | 0.09 | 0.08 | 0.05 | 0.04 | 0.02 | 0.03 | 0.03 | 0.02 | 0.06 | 0.02 | True | False | Non Federally-Regulated | 04/14/2021 |  | 04/14/2021
MaxLite | MaxLite | 6.5MRGD930FL/JA8/G2 | Light Emitting Diode | Directional Lamp | GU Base | Forward Phase Cut Controls | 95.3 | 3035 | 0.0005 | 94 | 55 | 58 | 0.95 | Ambient | 25000 |  | 1 | 25000 | 0.1 | 18 | 18 | 0.06 | 0.06 | 0.06 | 0.06 | 0.02 | 0.02 | 0.09 | 0.09 | 0.09 | 0.08 | 0.05 | 0.04 | 0.02 | 0.03 | 0.03 | 0.02 | 0.06 | 0.02 | True | False | Non Federally-Regulated | 04/14/2021 |  | 04/14/2021
MaxLite | MaxLite | 7.5MRGD927NF/JA8/G2 | Light Emitting Diode | Directional Lamp | GU Base | Forward Phase Cut Controls | 92.2 | 2704 | -0.0014 | 93 | 58 | 82 | 0.96 | Ambient | 25000 |  | 1 | 25000 | 0.09 | 18 | 18 | 0.07 | 0.07 | 0.07 | 0.07 | 0.02 | 0.02 | 0.1 | 0.1 | 0.09 | 0.08 | 0.02 | 0.01 | 0.03 | 0.03 | 0.03 | 0.03 | 0.03 | 0.02 | True | False | Non Federally-Regulated | 04/14/2021 |  | 04/14/2021
MaxLite | MaxLite | 7.5MRGD930NF/JA8/G2 | Light Emitting Diode | Directional Lamp | GU Base | Forward Phase Cut Controls | 98.6 | 3006 | -0.002 | 93 | 60 | 82 | 0.96 | Ambient | 25000 |  | 1 | 25000 | 0.09 | 18 | 18 | 0.07 | 0.07 | 0.07 | 0.07 | 0.02 | 0.02 | 0.1 | 0.1 | 0.09 | 0.08 | 0.02 | 0.01 | 0.03 | 0.03 | 0.03 | 0.03 | 0.03 | 0.02 | True | False | Non Federally-Regulated | 04/14/2021 |  | 04/14/2021
MaxLite | MaxLite | 7.5MRGD927FL/JA8/G2 | Light Emitting Diode | Directional Lamp | GU Base | Forward Phase Cut Controls | 89.2 | 2678 | -0.0014 | 93 | 58 | 82 | 0.96 | Ambient | 25000 |  | 1 | 25000 | 0.09 | 18 | 18 | 0.07 | 0.07 | 0.07 | 0.07 | 0.02 | 0.02 | 0.1 | 0.1 | 0.09 | 0.08 | 0.02 | 0.01 | 0.03 | 0.03 | 0.03 | 0.03 | 0.03 | 0.02 | True | False | Non Federally-Regulated | 04/14/2021 |  | 04/14/2021
MaxLite | MaxLite | 7.5MRGD930FL/JA8/G2 | Light Emitting Diode | Directional Lamp | GU Base | Forward Phase Cut Controls | 96 | 3007 | -0.0023 | 93 | 61 | 82 | 0.96 | Ambient | 25000 |  | 1 | 25000 | 0.09 | 18 | 18 | 0.07 | 0.07 | 0.07 | 0.07 | 0.02 | 0.02 | 0.1 | 0.1 | 0.09 | 0.08 | 0.02 | 0.01 | 0.03 | 0.03 | 0.03 | 0.03 | 0.03 | 0.02 | True | False | Non Federally-Regulated | 04/14/2021 |  | 04/14/2021
EmeryAllen, LLC | EMERY ALLEN | EA-E12-6.0W-100-3090-D | Light Emitting Diode | Omnidirectional Lamp | Edison Screw Base | Forward Phase Cut Controls | 107.3 | 3000 | 0.0009 | 93 | 61 | 2 | 0.99 | Elevated | 15000 | 0.999 | 1 |  | 0.08 | 16 | 16 | 0.04 | 0.01 | 0 | 0 | 0 | 0 | 0.08 | 0.08 | 0.07 | 0.02 | 0.02 | 0.02 | 0.07 | 0.06 | 0.05 | 0.01 | 0.01 | 0 | True | True | Non Federally-Regulated | 04/06/2021 |  | 04/21/2021
EmeryAllen, LLC | EMERY ALLEN | EA-E12-6.0W-100-4090-D | Light Emitting Diode | Omnidirectional Lamp | Edison Screw Base | Forward Phase Cut Controls | 107.3 | 4000 | 0.0009 | 93 | 61 | 2 | 0.99 | Elevated | 15000 | 0.999 | 1 |  | 0.08 | 16 | 16 | 0.04 | 0.01 | 0 | 0 | 0 | 0 | 0.08 | 0.08 | 0.07 | 0.02 | 0.02 | 0.02 | 0.07 | 0.06 | 0.05 | 0.01 | 0.01 | 0 | True | True | Non Federally-Regulated | 04/06/2021 |  | 04/21/2021
EmeryAllen, LLC | EMERY ALLEN | EA-E11-6.0W-100-3090-D | Light Emitting Diode | Omnidirectional Lamp | Edison Screw Base | Forward Phase Cut Controls | 107.3 | 3000 | 0.0009 | 93 | 61 | 2 | 0.99 | Elevated | 15000 | 0.999 | 1 |  | 0.08 | 16 | 16 | 0.04 | 0.01 | 0 | 0 | 0 | 0 | 0.08 | 0.08 | 0.07 | 0.02 | 0.02 | 0.02 | 0.07 | 0.06 | 0.05 | 0.01 | 0.01 | 0 | True | False | Non Federally-Regulated | 04/06/2021 |  | 04/21/2021
EmeryAllen, LLC | EMERY ALLEN | EA-E11-6.0W-100-4090-D | Light Emitting Diode | Omnidirectional Lamp | Edison Screw Base | Forward Phase Cut Controls | 107.3 | 4000 | 0.0009 | 93 | 61 | 2 | 0.99 | Elevated | 15000 | 0.999 | 1 |  | 0.08 | 16 | 16 | 0.04 | 0.01 | 0 | 0 | 0 | 0 | 0.08 | 0.08 | 0.07 | 0.02 | 0.02 | 0.02 | 0.07 | 0.06 | 0.05 | 0.01 | 0.01 | 0 | True | False | Non Federally-Regulated | 04/06/2021 |  | 04/21/2021
EmeryAllen, LLC | EMERY ALLEN | EA-E17-6.0W-100-3090-D | Light Emitting Diode | Omnidirectional Lamp | Edison Screw Base | Forward Phase Cut Controls | 107.3 | 3000 | 0.0009 | 93 | 61 | 2 | 0.99 | Elevated | 15000 | 0.999 | 1 |  | 0.08 | 16 | 16 | 0.04 | 0.01 | 0 | 0 | 0 | 0 | 0.08 | 0.08 | 0.07 | 0.02 | 0.02 | 0.02 | 0.07 | 0.06 | 0.05 | 0.01 | 0.01 | 0 | True | True | Non Federally-Regulated | 04/06/2021 |  | 04/21/2021
EmeryAllen, LLC | EMERY ALLEN | EA-E17-6.0W-100-4090-D | Light Emitting Diode | Omnidirectional Lamp | Edison Screw Base | Forward Phase Cut Controls | 107.3 | 4000 | 0.0009 | 93 | 61 | 2 | 0.99 | Elevated | 15000 | 0.999 | 1 |  | 0.08 | 16 | 16 | 0.04 | 0.01 | 0 | 0 | 0 | 0 | 0.08 | 0.08 | 0.07 | 0.02 | 0.02 | 0.02 | 0.07 | 0.06 | 0.05 | 0.01 | 0.01 | 0 | True | True | Non Federally-Regulated | 04/06/2021 |  | 04/21/2021
EmeryAllen, LLC | EMERY ALLEN | EA-E26-6.0W-100-3090-D | Light Emitting Diode | Omnidirectional Lamp | Edison Screw Base | Forward Phase Cut Controls | 107.3 | 3000 | 0.0009 | 93 | 61 | 2 | 0.99 | Elevated | 15000 | 0.999 | 1 |  | 0.08 | 16 | 16 | 0.04 | 0.01 | 0 | 0 | 0 | 0 | 0.08 | 0.08 | 0.07 | 0.02 | 0.02 | 0.02 | 0.07 | 0.06 | 0.05 | 0.01 | 0.01 | 0 | True | True | Non Federally-Regulated | 04/06/2021 |  | 04/21/2021
EmeryAllen, LLC | EMERY ALLEN | EA-E26-6.0W-100-4090-D | Light Emitting Diode | Omnidirectional Lamp | Edison Screw Base | Forward Phase Cut Controls | 107.3 | 4000 | 0.0009 | 93 | 61 | 2 | 0.99 | Elevated | 15000 | 0.999 | 1 |  | 0.08 | 16 | 16 | 0.04 | 0.01 | 0 | 0 | 0 | 0 | 0.08 | 0.08 | 0.07 | 0.02 | 0.02 | 0.02 | 0.07 | 0.06 | 0.05 | 0.01 | 0.01 | 0 | True | True | Non Federally-Regulated | 04/06/2021 |  | 04/21/2021
EmeryAllen, LLC | EMERY ALLEN | EA-GU24-6.0W-100-3090-D | Light Emitting Diode | Omnidirectional Lamp | GU Base | Forward Phase Cut Controls | 107.3 | 3000 | 0.0009 | 93 | 61 | 2 | 0.99 | Elevated | 15000 | 0.999 | 1 |  | 0.08 | 16 | 16 | 0.04 | 0.01 | 0 | 0 | 0 | 0 | 0.08 | 0.08 | 0.07 | 0.02 | 0.02 | 0.02 | 0.07 | 0.06 | 0.05 | 0.01 | 0.01 | 0 | True | False | Non Federally-Regulated | 04/06/2021 |  | 04/21/2021
EmeryAllen, LLC | EMERY ALLEN | EA-GU24-6.0W-100-4090-D | Light Emitting Diode | Omnidirectional Lamp | GU Base | Forward Phase Cut Controls | 107.3 | 4000 | 0.0009 | 93 | 61 | 2 | 0.99 | Elevated | 15000 | 0.999 | 1 |  | 0.08 | 16 | 16 | 0.04 | 0.01 | 0 | 0 | 0 | 0 | 0.08 | 0.08 | 0.07 | 0.02 | 0.02 | 0.02 | 0.07 | 0.06 | 0.05 | 0.01 | 0.01 | 0 | True | False | Non Federally-Regulated | 04/06/2021 |  | 04/21/2021
EmeryAllen, LLC | EMERY ALLEN | EA-G8-6.0W-100-3090-D | Light Emitting Diode | Omnidirectional Lamp | Pin Base | Forward Phase Cut Controls | 107.3 | 3000 | 0.0009 | 93 | 61 | 2 | 0.99 | Elevated | 15000 | 0.999 | 1 |  | 0.08 | 16 | 16 | 0.04 | 0.01 | 0 | 0 | 0 | 0 | 0.08 | 0.08 | 0.07 | 0.02 | 0.02 | 0.02 | 0.07 | 0.06 | 0.05 | 0.01 | 0.01 | 0 | True | False | Non Federally-Regulated | 04/06/2021 |  | 04/21/2021
EmeryAllen, LLC | EMERY ALLEN | EA-G8-6.0W-100-4090-D | Light Emitting Diode | Omnidirectional Lamp | Pin Base | Forward Phase Cut Controls | 107.3 | 4000 | 0.0009 | 93 | 61 | 2 | 0.99 | Elevated | 15000 | 0.999 | 1 |  | 0.08 | 16 | 16 | 0.04 | 0.01 | 0 | 0 | 0 | 0 | 0.08 | 0.08 | 0.07 | 0.02 | 0.02 | 0.02 | 0.07 | 0.06 | 0.05 | 0.01 | 0.01 | 0 | True | False | Non Federally-Regulated | 04/06/2021 |  | 04/21/2021
EmeryAllen, LLC | EMERY ALLEN | EA-G9-6.0W-100-3090-D | Light Emitting Diode | Omnidirectional Lamp | Pin Base | Forward Phase Cut Controls | 107.3 | 3000 | 0.0009 | 93 | 61 | 2 | 0.99 | Elevated | 15000 | 0.999 | 1 |  | 0.08 | 16 | 16 | 0.04 | 0.01 | 0 | 0 | 0 | 0 | 0.08 | 0.08 | 0.07 | 0.02 | 0.02 | 0.02 | 0.07 | 0.06 | 0.05 | 0.01 | 0.01 | 0 | True | False | Non Federally-Regulated | 04/06/2021 |  | 04/21/2021
EmeryAllen, LLC | EMERY ALLEN | EA-G9-6.0W-100-4090-D | Light Emitting Diode | Omnidirectional Lamp | Pin Base | Forward Phase Cut Controls | 107.3 | 4000 | 0.0009 | 93 | 61 | 2 | 0.99 | Elevated | 15000 | 0.999 | 1 |  | 0.08 | 16 | 16 | 0.04 | 0.01 | 0 | 0 | 0 | 0 | 0.08 | 0.08 | 0.07 | 0.02 | 0.02 | 0.02 | 0.07 | 0.06 | 0.05 | 0.01 | 0.01 | 0 | True | False | Non Federally-Regulated | 04/06/2021 |  | 04/21/2021
EmeryAllen, LLC | EMERY ALLEN | EA-GY8-6.0W-100-3090-D | Light Emitting Diode | Omnidirectional Lamp | Pin Base | Forward Phase Cut Controls | 107.3 | 3000 | 0.0009 | 93 | 61 | 2 | 0.99 | Elevated | 15000 | 0.999 | 1 |  | 0.08 | 16 | 16 | 0.04 | 0.01 | 0 | 0 | 0 | 0 | 0.08 | 0.08 | 0.07 | 0.02 | 0.02 | 0.02 | 0.07 | 0.06 | 0.05 | 0.01 | 0.01 | 0 | True | False | Non Federally-Regulated | 04/06/2021 |  | 04/21/2021
EmeryAllen, LLC | EMERY ALLEN | EA-GY8-6.0W-100-4090-D | Light Emitting Diode | Omnidirectional Lamp | Pin Base | Forward Phase Cut Controls | 107.3 | 4000 | 0.0009 | 93 | 61 | 2 | 0.99 | Elevated | 15000 | 0.999 | 1 |  | 0.08 | 16 | 16 | 0.04 | 0.01 | 0 | 0 | 0 | 0 | 0.08 | 0.08 | 0.07 | 0.02 | 0.02 | 0.02 | 0.07 | 0.06 | 0.05 | 0.01 | 0.01 | 0 | True | False | Non Federally-Regulated | 04/06/2021 |  | 04/21/2021
EmeryAllen, LLC | EMERY ALLEN | EA-BA15D-6.0W-100-3090-D | Light Emitting Diode | Omnidirectional Lamp | Pin Base | Forward Phase Cut Controls | 107.3 | 3000 | 0.0009 | 93 | 61 | 2 | 0.99 | Elevated | 15000 | 0.999 | 1 |  | 0.08 | 16 | 16 | 0.04 | 0.01 | 0 | 0 | 0 | 0 | 0.08 | 0.08 | 0.07 | 0.02 | 0.02 | 0.02 | 0.07 | 0.06 | 0.05 | 0.01 | 0.01 | 0 | True | False | Non Federally-Regulated | 04/06/2021 |  | 04/21/2021
EmeryAllen, LLC | EMERY ALLEN | EA-BA15D-6.0W-100-4090-D | Light Emitting Diode | Omnidirectional Lamp | Pin Base | Forward Phase Cut Controls | 107.3 | 4000 | 0.0009 | 93 | 61 | 2 | 0.99 | Elevated | 15000 | 0.999 | 1 |  | 0.08 | 16 | 16 | 0.04 | 0.01 | 0 | 0 | 0 | 0 | 0.08 | 0.08 | 0.07 | 0.02 | 0.02 | 0.02 | 0.07 | 0.06 | 0.05 | 0.01 | 0.01 | 0 | True | False | Non Federally-Regulated | 04/06/2021 |  | 04/21/2021
EmeryAllen, LLC | EMERY ALLEN | EA-E12-8.5W-100-3090-D | Light Emitting Diode | Omnidirectional Lamp | Edison Screw Base | Forward Phase Cut Controls | 102.1 | 3000 | 0.0026 | 92 | 58 | 10 | 0.99 | Ambient | 25000 | 0.93 | 1 |  | 0.06 | 16 | 16 | 0.19 | 0.15 | 0.11 | 0.03 | 0.01 | 0 | 0.11 | 0.08 | 0.07 | 0.01 | 0.01 | 0.01 | 0.09 | 0.07 | 0.06 | 0.02 | 0.01 | 0.01 | True | True | Non Federally-Regulated | 04/06/2021 |  | 04/21/2021
EmeryAllen, LLC | EMERY ALLEN | EA-E12-8.5W-100-4090-D | Light Emitting Diode | Omnidirectional Lamp | Edison Screw Base | Forward Phase Cut Controls | 102.1 | 4000 | 0.0026 | 92 | 58 | 10 | 0.99 | Ambient | 25000 | 0.93 | 1 |  | 0.06 | 16 | 16 | 0.19 | 0.15 | 0.11 | 0.03 | 0.01 | 0 | 0.11 | 0.08 | 0.07 | 0.01 | 0.01 | 0.01 | 0.09 | 0.07 | 0.06 | 0.02 | 0.01 | 0.01 | True | True | Non Federally-Regulated | 04/06/2021 |  | 04/21/2021
EmeryAllen, LLC | EMERY ALLEN | EA-E11-8.5W-100-3090-D | Light Emitting Diode | Omnidirectional Lamp | Edison Screw Base | Forward Phase Cut Controls | 102.1 | 3000 | 0.0026 | 92 | 58 | 10 | 0.99 | Ambient | 25000 | 0.93 | 1 |  | 0.06 | 16 | 16 | 0.19 | 0.15 | 0.11 | 0.03 | 0.01 | 0 | 0.11 | 0.08 | 0.07 | 0.01 | 0.01 | 0.01 | 0.09 | 0.07 | 0.06 | 0.02 | 0.01 | 0.01 | True | False | Non Federally-Regulated | 04/06/2021 |  | 04/21/2021
EmeryAllen, LLC | EMERY ALLEN | EA-E11-8.5W-100-4090-D | Light Emitting Diode | Omnidirectional Lamp | Edison Screw Base | Forward Phase Cut Controls | 102.1 | 4000 | 0.0026 | 92 | 58 | 10 | 0.99 | Ambient | 25000 | 0.93 | 1 |  | 0.06 | 16 | 16 | 0.19 | 0.15 | 0.11 | 0.03 | 0.01 | 0 | 0.11 | 0.08 | 0.07 | 0.01 | 0.01 | 0.01 | 0.09 | 0.07 | 0.06 | 0.02 | 0.01 | 0.01 | True | False | Non Federally-Regulated | 04/06/2021 |  | 04/21/2021
EmeryAllen, LLC | EMERY ALLEN | EA-E17-8.5W-100-3090-D | Light Emitting Diode | Omnidirectional Lamp | Edison Screw Base | Forward Phase Cut Controls | 102.1 | 3000 | 0.0026 | 92 | 58 | 10 | 0.99 | Ambient | 25000 | 0.93 | 1 |  | 0.06 | 16 | 16 | 0.19 | 0.15 | 0.11 | 0.03 | 0.01 | 0 | 0.11 | 0.08 | 0.07 | 0.01 | 0.01 | 0.01 | 0.09 | 0.07 | 0.06 | 0.02 | 0.01 | 0.01 | True | True | Non Federally-Regulated | 04/06/2021 |  | 04/21/2021
EmeryAllen, LLC | EMERY ALLEN | EA-E17-8.5W-100-4090-D | Light Emitting Diode | Omnidirectional Lamp | Edison Screw Base | Forward Phase Cut Controls | 102.1 | 4000 | 0.0026 | 92 | 58 | 10 | 0.99 | Ambient | 25000 | 0.93 | 1 |  | 0.06 | 16 | 16 | 0.19 | 0.15 | 0.11 | 0.03 | 0.01 | 0 | 0.11 | 0.08 | 0.07 | 0.01 | 0.01 | 0.01 | 0.09 | 0.07 | 0.06 | 0.02 | 0.01 | 0.01 | True | True | Non Federally-Regulated | 04/06/2021 |  | 04/21/2021
EmeryAllen, LLC | EMERY ALLEN | EA-E26-8.5W-100-3090-D | Light Emitting Diode | Omnidirectional Lamp | Edison Screw Base | Forward Phase Cut Controls | 102.1 | 3000 | 0.0026 | 92 | 58 | 10 | 0.99 | Ambient | 25000 | 0.93 | 1 |  | 0.06 | 16 | 16 | 0.19 | 0.15 | 0.11 | 0.03 | 0.01 | 0 | 0.11 | 0.08 | 0.07 | 0.01 | 0.01 | 0.01 | 0.09 | 0.07 | 0.06 | 0.02 | 0.01 | 0.01 | True | True | Non Federally-Regulated | 04/06/2021 |  | 04/21/2021
EmeryAllen, LLC | EMERY ALLEN | EA-E26-8.5W-100-4090-D | Light Emitting Diode | Omnidirectional Lamp | Edison Screw Base | Forward Phase Cut Controls | 102.1 | 4000 | 0.0026 | 92 | 58 | 10 | 0.99 | Ambient | 25000 | 0.93 | 1 |  | 0.06 | 16 | 16 | 0.19 | 0.15 | 0.11 | 0.03 | 0.01 | 0 | 0.11 | 0.08 | 0.07 | 0.01 | 0.01 | 0.01 | 0.09 | 0.07 | 0.06 | 0.02 | 0.01 | 0.01 | True | True | Non Federally-Regulated | 04/06/2021 |  | 04/21/2021
EmeryAllen, LLC | EMERY ALLEN | EA-GU24-8.5W-100-3090-D | Light Emitting Diode | Omnidirectional Lamp | GU Base | Forward Phase Cut Controls | 102.1 | 3000 | 0.0026 | 92 | 58 | 10 | 0.99 | Ambient | 25000 | 0.93 | 1 |  | 0.06 | 16 | 16 | 0.19 | 0.15 | 0.11 | 0.03 | 0.01 | 0 | 0.11 | 0.08 | 0.07 | 0.01 | 0.01 | 0.01 | 0.09 | 0.07 | 0.06 | 0.02 | 0.01 | 0.01 | True | False | Non Federally-Regulated | 04/06/2021 |  | 04/21/2021
EmeryAllen, LLC | EMERY ALLEN | EA-GU24-8.5W-100-4090-D | Light Emitting Diode | Omnidirectional Lamp | GU Base | Forward Phase Cut Controls | 102.1 | 4000 | 0.0026 | 92 | 58 | 10 | 0.99 | Ambient | 25000 | 0.93 | 1 |  | 0.06 | 16 | 16 | 0.19 | 0.15 | 0.11 | 0.03 | 0.01 | 0 | 0.11 | 0.08 | 0.07 | 0.01 | 0.01 | 0.01 | 0.09 | 0.07 | 0.06 | 0.02 | 0.01 | 0.01 | True | False | Non Federally-Regulated | 04/06/2021 |  | 04/21/2021
EmeryAllen, LLC | EMERY ALLEN | EA-G8-8.5W-100-3090-D | Light Emitting Diode | Omnidirectional Lamp | Pin Base | Forward Phase Cut Controls | 102.1 | 3000 | 0.0026 | 92 | 58 | 10 | 0.99 | Ambient | 25000 | 0.93 | 1 |  | 0.06 | 16 | 16 | 0.19 | 0.15 | 0.11 | 0.03 | 0.01 | 0 | 0.11 | 0.08 | 0.07 | 0.01 | 0.01 | 0.01 | 0.09 | 0.07 | 0.06 | 0.02 | 0.01 | 0.01 | True | False | Non Federally-Regulated | 04/06/2021 |  | 04/21/2021
EmeryAllen, LLC | EMERY ALLEN | EA-G8-8.5W-100-4090-D | Light Emitting Diode | Omnidirectional Lamp | Pin Base | Forward Phase Cut Controls | 102.1 | 4000 | 0.0026 | 92 | 58 | 10 | 0.99 | Ambient | 25000 | 0.93 | 1 |  | 0.06 | 16 | 16 | 0.19 | 0.15 | 0.11 | 0.03 | 0.01 | 0 | 0.11 | 0.08 | 0.07 | 0.01 | 0.01 | 0.01 | 0.09 | 0.07 | 0.06 | 0.02 | 0.01 | 0.01 | True | False | Non Federally-Regulated | 04/06/2021 |  | 04/21/2021
EmeryAllen, LLC | EMERY ALLEN | EA-G9-8.5W-100-3090-D | Light Emitting Diode | Omnidirectional Lamp | Pin Base | Forward Phase Cut Controls | 102.1 | 3000 | 0.0026 | 92 | 58 | 10 | 0.99 | Ambient | 25000 | 0.93 | 1 |  | 0.06 | 16 | 16 | 0.19 | 0.15 | 0.11 | 0.03 | 0.01 | 0 | 0.11 | 0.08 | 0.07 | 0.01 | 0.01 | 0.01 | 0.09 | 0.07 | 0.06 | 0.02 | 0.01 | 0.01 | True | False | Non Federally-Regulated | 04/06/2021 |  | 04/21/2021
EmeryAllen, LLC | EMERY ALLEN | EA-G9-8.5W-100-4090-D | Light Emitting Diode | Omnidirectional Lamp | Pin Base | Forward Phase Cut Controls | 102.1 | 4000 | 0.0026 | 92 | 58 | 10 | 0.99 | Ambient | 25000 | 0.93 | 1 |  | 0.06 | 16 | 16 | 0.19 | 0.15 | 0.11 | 0.03 | 0.01 | 0 | 0.11 | 0.08 | 0.07 | 0.01 | 0.01 | 0.01 | 0.09 | 0.07 | 0.06 | 0.02 | 0.01 | 0.01 | True | False | Non Federally-Regulated | 04/06/2021 |  | 04/21/2021
EmeryAllen, LLC | EMERY ALLEN | EA-GY8-8.5W-100-3090-D | Light Emitting Diode | Omnidirectional Lamp | Pin Base | Forward Phase Cut Controls | 102.1 | 3000 | 0.0026 | 92 | 58 | 10 | 0.99 | Ambient | 25000 | 0.93 | 1 |  | 0.06 | 16 | 16 | 0.19 | 0.15 | 0.11 | 0.03 | 0.01 | 0 | 0.11 | 0.08 | 0.07 | 0.01 | 0.01 | 0.01 | 0.09 | 0.07 | 0.06 | 0.02 | 0.01 | 0.01 | True | False | Non Federally-Regulated | 04/06/2021 |  | 04/21/2021
EmeryAllen, LLC | EMERY ALLEN | EA-GY8-8.5W-100-4090-D | Light Emitting Diode | Omnidirectional Lamp | Pin Base | Forward Phase Cut Controls | 102.1 | 4000 | 0.0026 | 92 | 58 | 10 | 0.99 | Ambient | 25000 | 0.93 | 1 |  | 0.06 | 16 | 16 | 0.19 | 0.15 | 0.11 | 0.03 | 0.01 | 0 | 0.11 | 0.08 | 0.07 | 0.01 | 0.01 | 0.01 | 0.09 | 0.07 | 0.06 | 0.02 | 0.01 | 0.01 | True | False | Non Federally-Regulated | 04/06/2021 |  | 04/21/2021
EmeryAllen, LLC | EMERY ALLEN | EA-BA15D-8.5W-100-3090-D | Light Emitting Diode | Omnidirectional Lamp | Pin Base | Forward Phase Cut Controls | 102.1 | 3000 | 0.0026 | 92 | 58 | 10 | 0.99 | Ambient | 25000 | 0.93 | 1 |  | 0.06 | 16 | 16 | 0.19 | 0.15 | 0.11 | 0.03 | 0.01 | 0 | 0.11 | 0.08 | 0.07 | 0.01 | 0.01 | 0.01 | 0.09 | 0.07 | 0.06 | 0.02 | 0.01 | 0.01 | True | False | Non Federally-Regulated | 04/06/2021 |  | 04/21/2021
EmeryAllen, LLC | EMERY ALLEN | EA-BA15D-8.5W-100-4090-D | Light Emitting Diode | Omnidirectional Lamp | Pin Base | Forward Phase Cut Controls | 102.1 | 4000 | 0.0026 | 92 | 58 | 10 | 0.99 | Ambient | 25000 | 0.93 | 1 |  | 0.06 | 16 | 16 | 0.19 | 0.15 | 0.11 | 0.03 | 0.01 | 0 | 0.11 | 0.08 | 0.07 | 0.01 | 0.01 | 0.01 | 0.09 | 0.07 | 0.06 | 0.02 | 0.01 | 0.01 | True | False | Non Federally-Regulated | 04/06/2021 |  | 04/21/2021
EmeryAllen, LLC | EMERY ALLEN | EA-E12-9.5W-100-3090-D | Light Emitting Diode | Omnidirectional Lamp | Edison Screw Base | Forward Phase Cut Controls | 100.2 | 3000 | 0.0026 | 92 | 55 | 10 | 0.99 | Elevated | 25000 | 0.999 | 1 |  | 0.07 | 16 | 16 | 0.24 | 0.19 | 0.14 | 0.04 | 0.01 | 0 | 0.09 | 0.08 | 0.08 | 0.03 | 0.01 | 0.01 | 0.1 | 0.08 | 0.07 | 0.02 | 0.01 | 0.01 | True | True | Non Federally-Regulated | 04/06/2021 |  | 04/21/2021
EmeryAllen, LLC | EMERY ALLEN | EA-E12-9.5W-100-4090-D | Light Emitting Diode | Omnidirectional Lamp | Edison Screw Base | Forward Phase Cut Controls | 100.2 | 4000 | 0.0026 | 92 | 55 | 10 | 0.99 | Elevated | 25000 | 0.999 | 1 |  | 0.07 | 16 | 16 | 0.24 | 0.19 | 0.14 | 0.04 | 0.01 | 0 | 0.09 | 0.08 | 0.08 | 0.03 | 0.01 | 0.01 | 0.1 | 0.08 | 0.07 | 0.02 | 0.01 | 0.01 | True | True | Non Federally-Regulated | 04/06/2021 |  | 04/21/2021
EmeryAllen, LLC | EMERY ALLEN | EA-E11-9.5W-100-3090-D | Light Emitting Diode | Omnidirectional Lamp | Edison Screw Base | Forward Phase Cut Controls | 100.2 | 3000 | 0.0026 | 92 | 55 | 10 | 0.99 | Elevated | 25000 | 0.999 | 1 |  | 0.07 | 16 | 16 | 0.24 | 0.19 | 0.14 | 0.04 | 0.01 | 0 | 0.09 | 0.08 | 0.08 | 0.03 | 0.01 | 0.01 | 0.1 | 0.08 | 0.07 | 0.02 | 0.01 | 0.01 | True | False | Non Federally-Regulated | 04/06/2021 |  | 04/21/2021
EmeryAllen, LLC | EMERY ALLEN | EA-E11-9.5W-100-4090-D | Light Emitting Diode | Omnidirectional Lamp | Edison Screw Base | Forward Phase Cut Controls | 100.2 | 4000 | 0.0026 | 92 | 55 | 10 | 0.99 | Elevated | 25000 | 0.999 | 1 |  | 0.07 | 16 | 16 | 0.24 | 0.19 | 0.14 | 0.04 | 0.01 | 0 | 0.09 | 0.08 | 0.08 | 0.03 | 0.01 | 0.01 | 0.1 | 0.08 | 0.07 | 0.02 | 0.01 | 0.01 | True | False | Non Federally-Regulated | 04/06/2021 |  | 04/21/2021
EmeryAllen, LLC | EMERY ALLEN | EA-E17-9.5W-100-3090-D | Light Emitting Diode | Omnidirectional Lamp | Edison Screw Base | Forward Phase Cut Controls | 100.2 | 3000 | 0.0026 | 92 | 55 | 10 | 0.99 | Elevated | 25000 | 0.999 | 1 |  | 0.07 | 16 | 16 | 0.24 | 0.19 | 0.14 | 0.04 | 0.01 | 0 | 0.09 | 0.08 | 0.08 | 0.03 | 0.01 | 0.01 | 0.1 | 0.08 | 0.07 | 0.02 | 0.01 | 0.01 | True | True | Non Federally-Regulated | 04/06/2021 |  | 04/21/2021
EmeryAllen, LLC | EMERY ALLEN | EA-E17-9.5W-100-4090-D | Light Emitting Diode | Omnidirectional Lamp | Edison Screw Base | Forward Phase Cut Controls | 100.2 | 4000 | 0.0026 | 92 | 55 | 10 | 0.99 | Elevated | 25000 | 0.999 | 1 |  | 0.07 | 16 | 16 | 0.24 | 0.19 | 0.14 | 0.04 | 0.01 | 0 | 0.09 | 0.08 | 0.08 | 0.03 | 0.01 | 0.01 | 0.1 | 0.08 | 0.07 | 0.02 | 0.01 | 0.01 | True | True | Non Federally-Regulated | 04/06/2021 |  | 04/21/2021
EmeryAllen, LLC | EMERY ALLEN | EA-E26-9.5W-100-3090-D | Light Emitting Diode | Omnidirectional Lamp | Edison Screw Base | Forward Phase Cut Controls | 100.2 | 3000 | 0.0026 | 92 | 55 | 10 | 0.99 | Elevated | 25000 | 0.999 | 1 |  | 0.07 | 16 | 16 | 0.24 | 0.19 | 0.14 | 0.04 | 0.01 | 0 | 0.09 | 0.08 | 0.08 | 0.03 | 0.01 | 0.01 | 0.1 | 0.08 | 0.07 | 0.02 | 0.01 | 0.01 | True | True | Non Federally-Regulated | 04/06/2021 |  | 04/21/2021
EmeryAllen, LLC | EMERY ALLEN | EA-E26-9.5W-100-4090-D | Light Emitting Diode | Omnidirectional Lamp | Edison Screw Base | Forward Phase Cut Controls | 100.2 | 4000 | 0.0026 | 92 | 55 | 10 | 0.99 | Elevated | 25000 | 0.999 | 1 |  | 0.07 | 16 | 16 | 0.24 | 0.19 | 0.14 | 0.04 | 0.01 | 0 | 0.09 | 0.08 | 0.08 | 0.03 | 0.01 | 0.01 | 0.1 | 0.08 | 0.07 | 0.02 | 0.01 | 0.01 | True | True | Non Federally-Regulated | 04/06/2021 |  | 04/21/2021
EmeryAllen, LLC | EMERY ALLEN | EA-GU24-9.5W-100-3090-D | Light Emitting Diode | Omnidirectional Lamp | GU Base | Forward Phase Cut Controls | 100.2 | 3000 | 0.0026 | 92 | 55 | 10 | 0.99 | Elevated | 25000 | 0.999 | 1 |  | 0.07 | 16 | 16 | 0.24 | 0.19 | 0.14 | 0.04 | 0.01 | 0 | 0.09 | 0.08 | 0.08 | 0.03 | 0.01 | 0.01 | 0.1 | 0.08 | 0.07 | 0.02 | 0.01 | 0.01 | True | False | Non Federally-Regulated | 04/06/2021 |  | 04/21/2021
EmeryAllen, LLC | EMERY ALLEN | EA-GU24-9.5W-100-4090-D | Light Emitting Diode | Omnidirectional Lamp | GU Base | Forward Phase Cut Controls | 100.2 | 4000 | 0.0026 | 92 | 55 | 10 | 0.99 | Elevated | 25000 | 0.999 | 1 |  | 0.07 | 16 | 16 | 0.24 | 0.19 | 0.14 | 0.04 | 0.01 | 0 | 0.09 | 0.08 | 0.08 | 0.03 | 0.01 | 0.01 | 0.1 | 0.08 | 0.07 | 0.02 | 0.01 | 0.01 | True | False | Non Federally-Regulated | 04/06/2021 |  | 04/21/2021
EmeryAllen, LLC | EMERY ALLEN | EA-G8-9.5W-100-3090-D | Light Emitting Diode | Omnidirectional Lamp | Pin Base | Forward Phase Cut Controls | 100.2 | 3000 | 0.0026 | 92 | 55 | 10 | 0.99 | Elevated | 25000 | 0.999 | 1 |  | 0.07 | 16 | 16 | 0.24 | 0.19 | 0.14 | 0.04 | 0.01 | 0 | 0.09 | 0.08 | 0.08 | 0.03 | 0.01 | 0.01 | 0.1 | 0.08 | 0.07 | 0.02 | 0.01 | 0.01 | True | False | Non Federally-Regulated | 04/06/2021 |  | 04/21/2021
EmeryAllen, LLC | EMERY ALLEN | EA-G8-9.5W-100-4090-D | Light Emitting Diode | Omnidirectional Lamp | Pin Base | Forward Phase Cut Controls | 100.2 | 4000 | 0.0026 | 92 | 55 | 10 | 0.99 | Elevated | 25000 | 0.999 | 1 |  | 0.07 | 16 | 16 | 0.24 | 0.19 | 0.14 | 0.04 | 0.01 | 0 | 0.09 | 0.08 | 0.08 | 0.03 | 0.01 | 0.01 | 0.1 | 0.08 | 0.07 | 0.02 | 0.01 | 0.01 | True | False | Non Federally-Regulated | 04/06/2021 |  | 04/21/2021
EmeryAllen, LLC | EMERY ALLEN | EA-G9-9.5W-100-3090-D | Light Emitting Diode | Omnidirectional Lamp | Pin Base | Forward Phase Cut Controls | 100.2 | 3000 | 0.0026 | 92 | 55 | 10 | 0.99 | Elevated | 25000 | 0.999 | 1 |  | 0.07 | 16 | 16 | 0.24 | 0.19 | 0.14 | 0.04 | 0.01 | 0 | 0.09 | 0.08 | 0.08 | 0.03 | 0.01 | 0.01 | 0.1 | 0.08 | 0.07 | 0.02 | 0.01 | 0.01 | True | False | Non Federally-Regulated | 04/06/2021 |  | 04/21/2021
EmeryAllen, LLC | EMERY ALLEN | EA-G9-9.5W-100-4090-D | Light Emitting Diode | Omnidirectional Lamp | Pin Base | Forward Phase Cut Controls | 100.2 | 4000 | 0.0026 | 92 | 55 | 10 | 0.99 | Elevated | 25000 | 0.999 | 1 |  | 0.07 | 16 | 16 | 0.24 | 0.19 | 0.14 | 0.04 | 0.01 | 0 | 0.09 | 0.08 | 0.08 | 0.03 | 0.01 | 0.01 | 0.1 | 0.08 | 0.07 | 0.02 | 0.01 | 0.01 | True | False | Non Federally-Regulated | 04/06/2021 |  | 04/21/2021
EmeryAllen, LLC | EMERY ALLEN | EA-GY8-9.5W-100-3090-D | Light Emitting Diode | Omnidirectional Lamp | Pin Base | Forward Phase Cut Controls | 100.2 | 3000 | 0.0026 | 92 | 55 | 10 | 0.99 | Elevated | 25000 | 0.999 | 1 |  | 0.07 | 16 | 16 | 0.24 | 0.19 | 0.14 | 0.04 | 0.01 | 0 | 0.09 | 0.08 | 0.08 | 0.03 | 0.01 | 0.01 | 0.1 | 0.08 | 0.07 | 0.02 | 0.01 | 0.01 | True | False | Non Federally-Regulated | 04/06/2021 |  | 04/21/2021
EmeryAllen, LLC | EMERY ALLEN | EA-GY8-9.5W-100-4090-D | Light Emitting Diode | Omnidirectional Lamp | Pin Base | Forward Phase Cut Controls | 100.2 | 4000 | 0.0026 | 92 | 55 | 10 | 0.99 | Elevated | 25000 | 0.999 | 1 |  | 0.07 | 16 | 16 | 0.24 | 0.19 | 0.14 | 0.04 | 0.01 | 0 | 0.09 | 0.08 | 0.08 | 0.03 | 0.01 | 0.01 | 0.1 | 0.08 | 0.07 | 0.02 | 0.01 | 0.01 | True | False | Non Federally-Regulated | 04/06/2021 |  | 04/21/2021
EmeryAllen, LLC | EMERY ALLEN | EA-BA15D-9.5W-100-3090-D | Light Emitting Diode | Omnidirectional Lamp | Pin Base | Forward Phase Cut Controls | 100.2 | 3000 | 0.0026 | 92 | 55 | 10 | 0.99 | Elevated | 25000 | 0.999 | 1 |  | 0.07 | 16 | 16 | 0.24 | 0.19 | 0.14 | 0.04 | 0.01 | 0 | 0.09 | 0.08 | 0.08 | 0.03 | 0.01 | 0.01 | 0.1 | 0.08 | 0.07 | 0.02 | 0.01 | 0.01 | True | False | Non Federally-Regulated | 04/06/2021 |  | 04/21/2021
EmeryAllen, LLC | EMERY ALLEN | EA-BA15D-9.5W-100-4090-D | Light Emitting Diode | Omnidirectional Lamp | Pin Base | Forward Phase Cut Controls | 100.2 | 4000 | 0.0026 | 92 | 55 | 10 | 0.99 | Elevated | 25000 | 0.999 | 1 |  | 0.07 | 16 | 16 | 0.24 | 0.19 | 0.14 | 0.04 | 0.01 | 0 | 0.09 | 0.08 | 0.08 | 0.03 | 0.01 | 0.01 | 0.1 | 0.08 | 0.07 | 0.02 | 0.01 | 0.01 | True | False | Non Federally-Regulated | 04/06/2021 |  | 04/21/2021
B-K Lighting | Denali LED (Remote) | DE-LED-X**-***-***-**-**-* | Light Emitting Diode | Inseparable Luminaire | Direct Wired | Forward Phase Cut Controls | 73.4 | 2753 | 0.0015 | 92 | 65 | 97 | 0.98 | Elevated | 70000 |  | 1 | 55000 | 0.04 | 20 | 20 | 0.04 | 0 | 0 | 0 | 0 | 0 | 0.49 | 0.43 | 0.4 | 0.25 | 0.01 | 0 | 0.46 | 0.41 | 0.4 | 0.21 | 0.02 | 0.01 | True | False | Non Federally-Regulated | 09/15/2020 |  | 05/04/2021
B-K Lighting | Denali Sign Star LED (Remote) | SN-24-*-DE-LED-X**-***-***-**-**-*-** | Light Emitting Diode | Inseparable Luminaire | Direct Wired | Forward Phase Cut Controls | 73.4 | 2753 | 0.0015 | 92 | 65 | 97 | 0.98 | Elevated | 70000 |  | 1 | 55000 | 0.04 | 20 | 20 | 0.04 | 0 | 0 | 0 | 0 | 0 | 0.49 | 0.43 | 0.4 | 0.25 | 0.01 | 0 | 0.46 | 0.41 | 0.4 | 0.21 | 0.02 | 0.01 | True | False | Non Federally-Regulated | 09/15/2020 |  | 05/04/2021
B-K Lighting | Denali Sign Star LED (Remote) | SN-30-*-DE-LED-X**-***-***-**-**-*-** | Light Emitting Diode | Inseparable Luminaire | Direct Wired | Forward Phase Cut Controls | 73.4 | 2753 | 0.0015 | 92 | 65 | 97 | 0.98 | Elevated | 70000 |  | 1 | 55000 | 0.04 | 20 | 20 | 0.04 | 0 | 0 | 0 | 0 | 0 | 0.49 | 0.43 | 0.4 | 0.25 | 0.01 | 0 | 0.46 | 0.41 | 0.4 | 0.21 | 0.02 | 0.01 | True | False | Non Federally-Regulated | 09/15/2020 |  | 05/04/2021
B-K Lighting | Denali Sign Star LED (Remote) | SN-36-*-DE-LED-X**-***-***-**-**-*-** | Light Emitting Diode | Inseparable Luminaire | Direct Wired | Forward Phase Cut Controls | 73.4 | 2753 | 0.0015 | 92 | 65 | 97 | 0.98 | Elevated | 70000 |  | 1 | 55000 | 0.04 | 20 | 20 | 0.04 | 0 | 0 | 0 | 0 | 0 | 0.49 | 0.43 | 0.4 | 0.25 | 0.01 | 0 | 0.46 | 0.41 | 0.4 | 0.21 | 0.02 | 0.01 | True | False | Non Federally-Regulated | 09/15/2020 |  | 05/04/2021
B-K Lighting | Denali Sign Star LED (Remote) | SN-42-*-DE-LED-X**-***-***-**-**-*-** | Light Emitting Diode | Inseparable Luminaire | Direct Wired | Forward Phase Cut Controls | 73.4 | 2753 | 0.0015 | 92 | 65 | 97 | 0.98 | Elevated | 70000 |  | 1 | 55000 | 0.04 | 20 | 20 | 0.04 | 0 | 0 | 0 | 0 | 0 | 0.49 | 0.43 | 0.4 | 0.25 | 0.01 | 0 | 0.46 | 0.41 | 0.4 | 0.21 | 0.02 | 0.01 | True | False | Non Federally-Regulated | 09/15/2020 |  | 05/04/2021
B-K Lighting | Denali Sign Star LED (Remote) | SN-48-*-DE-LED-X**-***-***-**-**-*-** | Light Emitting Diode | Inseparable Luminaire | Direct Wired | Forward Phase Cut Controls | 73.4 | 2753 | 0.0015 | 92 | 65 | 97 | 0.98 | Elevated | 70000 |  | 1 | 55000 | 0.04 | 20 | 20 | 0.04 | 0 | 0 | 0 | 0 | 0 | 0.49 | 0.43 | 0.4 | 0.25 | 0.01 | 0 | 0.46 | 0.41 | 0.4 | 0.21 | 0.02 | 0.01 | True | False | Non Federally-Regulated | 09/15/2020 |  | 05/04/2021
B-K Lighting | Denali Twin Sign Star LED (Remote) | ST-24-*-DE-LED-X**-***-***-**-**-*-** | Light Emitting Diode | Inseparable Luminaire | Direct Wired | Forward Phase Cut Controls | 73.4 | 2753 | 0.0015 | 92 | 65 | 97 | 0.98 | Elevated | 70000 |  | 1 | 55000 | 0.04 | 20 | 20 | 0.04 | 0 | 0 | 0 | 0 | 0 | 0.49 | 0.43 | 0.4 | 0.25 | 0.01 | 0 | 0.46 | 0.41 | 0.4 | 0.21 | 0.02 | 0.01 | True | False | Non Federally-Regulated | 09/15/2020 |  | 05/04/2021
B-K Lighting | Denali Twin Sign Star LED (Remote) | ST-30-*-DE-LED-X**-***-***-**-**-*-** | Light Emitting Diode | Inseparable Luminaire | Direct Wired | Forward Phase Cut Controls | 73.4 | 2753 | 0.0015 | 92 | 65 | 97 | 0.98 | Elevated | 70000 |  | 1 | 55000 | 0.04 | 20 | 20 | 0.04 | 0 | 0 | 0 | 0 | 0 | 0.49 | 0.43 | 0.4 | 0.25 | 0.01 | 0 | 0.46 | 0.41 | 0.4 | 0.21 | 0.02 | 0.01 | True | False | Non Federally-Regulated | 09/15/2020 |  | 05/04/2021
B-K Lighting | Denali Twin Sign Star LED (Remote) | ST-36-*-DE-LED-X**-***-***-**-**-*-** | Light Emitting Diode | Inseparable Luminaire | Direct Wired | Forward Phase Cut Controls | 73.4 | 2753 | 0.0015 | 92 | 65 | 97 | 0.98 | Elevated | 70000 |  | 1 | 55000 | 0.04 | 20 | 20 | 0.04 | 0 | 0 | 0 | 0 | 0 | 0.49 | 0.43 | 0.4 | 0.25 | 0.01 | 0 | 0.46 | 0.41 | 0.4 | 0.21 | 0.02 | 0.01 | True | False | Non Federally-Regulated | 09/15/2020 |  | 05/04/2021
B-K Lighting | Denali Twin Sign Star LED (Remote) | ST-42-*-DE-LED-X**-***-***-**-**-*-** | Light Emitting Diode | Inseparable Luminaire | Direct Wired | Forward Phase Cut Controls | 73.4 | 2753 | 0.0015 | 92 | 65 | 97 | 0.98 | Elevated | 70000 |  | 1 | 55000 | 0.04 | 20 | 20 | 0.04 | 0 | 0 | 0 | 0 | 0 | 0.49 | 0.43 | 0.4 | 0.25 | 0.01 | 0 | 0.46 | 0.41 | 0.4 | 0.21 | 0.02 | 0.01 | True | False | Non Federally-Regulated | 09/15/2020 |  | 05/04/2021
B-K Lighting | Denali Twin Sign Star LED (Remote) | ST-48-*-DE-LED-X**-***-***-**-**-*-** | Light Emitting Diode | Inseparable Luminaire | Direct Wired | Forward Phase Cut Controls | 73.4 | 2753 | 0.0015 | 92 | 65 | 97 | 0.98 | Elevated | 70000 |  | 1 | 55000 | 0.04 | 20 | 20 | 0.04 | 0 | 0 | 0 | 0 | 0 | 0.49 | 0.43 | 0.4 | 0.25 | 0.01 | 0 | 0.46 | 0.41 | 0.4 | 0.21 | 0.02 | 0.01 | True | False | Non Federally-Regulated | 09/15/2020 |  | 05/04/2021
B-K Lighting | Denali Surface Downlight LED (Remote) | SM-0-DE-LED-X**-***-***-**-**-* | Light Emitting Diode | Inseparable Luminaire | Direct Wired | Forward Phase Cut Controls | 73.4 | 2753 | 0.0015 | 92 | 65 | 97 | 0.98 | Elevated | 70000 |  | 1 | 55000 | 0.04 | 20 | 20 | 0.04 | 0 | 0 | 0 | 0 | 0 | 0.49 | 0.43 | 0.4 | 0.25 | 0.01 | 0 | 0.46 | 0.41 | 0.4 | 0.21 | 0.02 | 0.01 | True | False | Non Federally-Regulated | 09/15/2020 |  | 05/04/2021
B-K Lighting | Denali Surface Downlight LED (Remote) | SM-3-DE-LED-X**-***-***-**-**-* | Light Emitting Diode | Inseparable Luminaire | Direct Wired | Forward Phase Cut Controls | 73.4 | 2753 | 0.0015 | 92 | 65 | 97 | 0.98 | Elevated | 70000 |  | 1 | 55000 | 0.04 | 20 | 20 | 0.04 | 0 | 0 | 0 | 0 | 0 | 0.49 | 0.43 | 0.4 | 0.25 | 0.01 | 0 | 0.46 | 0.41 | 0.4 | 0.21 | 0.02 | 0.01 | True | False | Non Federally-Regulated | 09/15/2020 |  | 05/04/2021
B-K Lighting | Denali Surface Downlight LED (Remote) | SM-6-DE-LED-X**-***-***-**-**-* | Light Emitting Diode | Inseparable Luminaire | Direct Wired | Forward Phase Cut Controls | 73.4 | 2753 | 0.0015 | 92 | 65 | 97 | 0.98 | Elevated | 70000 |  | 1 | 55000 | 0.04 | 20 | 20 | 0.04 | 0 | 0 | 0 | 0 | 0 | 0.49 | 0.43 | 0.4 | 0.25 | 0.01 | 0 | 0.46 | 0.41 | 0.4 | 0.21 | 0.02 | 0.01 | True | False | Non Federally-Regulated | 09/15/2020 |  | 05/04/2021
B-K Lighting | Denali Surface Downlight LED (Remote) | SM-12-DE-LED-X**-***-***-**-**-* | Light Emitting Diode | Inseparable Luminaire | Direct Wired | Forward Phase Cut Controls | 73.4 | 2753 | 0.0015 | 92 | 65 | 97 | 0.98 | Elevated | 70000 |  | 1 | 55000 | 0.04 | 20 | 20 | 0.04 | 0 | 0 | 0 | 0 | 0 | 0.49 | 0.43 | 0.4 | 0.25 | 0.01 | 0 | 0.46 | 0.41 | 0.4 | 0.21 | 0.02 | 0.01 | True | False | Non Federally-Regulated | 09/15/2020 |  | 05/04/2021
B-K Lighting | Denali Surface Downlight LED (Remote) | SM-18-DE-LED-X**-***-***-**-**-* | Light Emitting Diode | Inseparable Luminaire | Direct Wired | Forward Phase Cut Controls | 73.4 | 2753 | 0.0015 | 92 | 65 | 97 | 0.98 | Elevated | 70000 |  | 1 | 55000 | 0.04 | 20 | 20 | 0.04 | 0 | 0 | 0 | 0 | 0 | 0.49 | 0.43 | 0.4 | 0.25 | 0.01 | 0 | 0.46 | 0.41 | 0.4 | 0.21 | 0.02 | 0.01 | True | False | Non Federally-Regulated | 09/15/2020 |  | 05/04/2021
B-K Lighting | Denali Surface Downlight LED (Remote) | SM-24-DE-LED-X**-***-***-**-**-* | Light Emitting Diode | Inseparable Luminaire | Direct Wired | Forward Phase Cut Controls | 73.4 | 2753 | 0.0015 | 92 | 65 | 97 | 0.98 | Elevated | 70000 |  | 1 | 55000 | 0.04 | 20 | 20 | 0.04 | 0 | 0 | 0 | 0 | 0 | 0.49 | 0.43 | 0.4 | 0.25 | 0.01 | 0 | 0.46 | 0.41 | 0.4 | 0.21 | 0.02 | 0.01 | True | False | Non Federally-Regulated | 09/15/2020 |  | 05/04/2021
B-K Lighting | Denali Surface Downlight LED (Remote) | SM-30-DE-LED-X**-***-***-**-**-* | Light Emitting Diode | Inseparable Luminaire | Direct Wired | Forward Phase Cut Controls | 73.4 | 2753 | 0.0015 | 92 | 65 | 97 | 0.98 | Elevated | 70000 |  | 1 | 55000 | 0.04 | 20 | 20 | 0.04 | 0 | 0 | 0 | 0 | 0 | 0.49 | 0.43 | 0.4 | 0.25 | 0.01 | 0 | 0.46 | 0.41 | 0.4 | 0.21 | 0.02 | 0.01 | True | False | Non Federally-Regulated | 09/15/2020 |  | 05/04/2021
B-K Lighting | Denali Surface Downlight LED (Remote) | SM-36-DE-LED-X**-***-***-**-**-* | Light Emitting Diode | Inseparable Luminaire | Direct Wired | Forward Phase Cut Controls | 73.4 | 2753 | 0.0015 | 92 | 65 | 97 | 0.98 | Elevated | 70000 |  | 1 | 55000 | 0.04 | 20 | 20 | 0.04 | 0 | 0 | 0 | 0 | 0 | 0.49 | 0.43 | 0.4 | 0.25 | 0.01 | 0 | 0.46 | 0.41 | 0.4 | 0.21 | 0.02 | 0.01 | True | False | Non Federally-Regulated | 09/15/2020 |  | 05/04/2021
B-K Lighting | Denali Surface Downlight LED (Remote) | SM-42-DE-LED-X**-***-***-**-**-* | Light Emitting Diode | Inseparable Luminaire | Direct Wired | Forward Phase Cut Controls | 73.4 | 2753 | 0.0015 | 92 | 65 | 97 | 0.98 | Elevated | 70000 |  | 1 | 55000 | 0.04 | 20 | 20 | 0.04 | 0 | 0 | 0 | 0 | 0 | 0.49 | 0.43 | 0.4 | 0.25 | 0.01 | 0 | 0.46 | 0.41 | 0.4 | 0.21 | 0.02 | 0.01 | True | False | Non Federally-Regulated | 09/15/2020 |  | 05/04/2021
B-K Lighting | Denali Surface Downlight LED (Remote) | SM-48-DE-LED-X**-***-***-**-**-* | Light Emitting Diode | Inseparable Luminaire | Direct Wired | Forward Phase Cut Controls | 73.4 | 2753 | 0.0015 | 92 | 65 | 97 | 0.98 | Elevated | 70000 |  | 1 | 55000 | 0.04 | 20 | 20 | 0.04 | 0 | 0 | 0 | 0 | 0 | 0.49 | 0.43 | 0.4 | 0.25 | 0.01 | 0 | 0.46 | 0.41 | 0.4 | 0.21 | 0.02 | 0.01 | True | False | Non Federally-Regulated | 09/15/2020 |  | 05/04/2021
B-K Lighting | Denali Recessed Uplight LED (Remote) | UL-F-DE-LED-X**-***-***-**-** | Light Emitting Diode | Inseparable Luminaire | Direct Wired | Forward Phase Cut Controls | 73.4 | 2753 | 0.0015 | 92 | 65 | 97 | 0.98 | Elevated | 70000 |  | 1 | 55000 | 0.04 | 20 | 20 | 0.04 | 0 | 0 | 0 | 0 | 0 | 0.49 | 0.43 | 0.4 | 0.25 | 0.01 | 0 | 0.46 | 0.41 | 0.4 | 0.21 | 0.02 | 0.01 | True | False | Non Federally-Regulated | 09/15/2020 |  | 05/04/2021
B-K Lighting | Denali Recessed Uplight LED (Remote) | UL-S-DE-LED-X**-***-***-**-** | Light Emitting Diode | Inseparable Luminaire | Direct Wired | Forward Phase Cut Controls | 73.4 | 2753 | 0.0015 | 92 | 65 | 97 | 0.98 | Elevated | 70000 |  | 1 | 55000 | 0.04 | 20 | 20 | 0.04 | 0 | 0 | 0 | 0 | 0 | 0.49 | 0.43 | 0.4 | 0.25 | 0.01 | 0 | 0.46 | 0.41 | 0.4 | 0.21 | 0.02 | 0.01 | True | False | Non Federally-Regulated | 09/15/2020 |  | 05/04/2021
B-K Lighting | Catskill LED (Remote) | CK-LED-X**-***-***-**-**-* | Light Emitting Diode | Inseparable Luminaire | Direct Wired | Forward Phase Cut Controls | 73.4 | 2753 | 0.0015 | 92 | 65 | 97 | 0.98 | Elevated | 70000 |  | 1 | 55000 | 0.04 | 20 | 20 | 0.04 | 0 | 0 | 0 | 0 | 0 | 0.49 | 0.43 | 0.4 | 0.25 | 0.01 | 0 | 0.46 | 0.41 | 0.4 | 0.21 | 0.02 | 0.01 | True | False | Non Federally-Regulated | 09/15/2020 |  | 05/04/2021
B-K Lighting | Olympus LED (Remote) | OL-LED-X**-***/***-***-**/**-**/**-* | Light Emitting Diode | Inseparable Luminaire | Direct Wired | Forward Phase Cut Controls | 73.4 | 2753 | 0.0015 | 92 | 65 | 97 | 0.98 | Elevated | 70000 |  | 1 | 55000 | 0.04 | 20 | 20 | 0.04 | 0 | 0 | 0 | 0 | 0 | 0.49 | 0.43 | 0.4 | 0.25 | 0.01 | 0 | 0.46 | 0.41 | 0.4 | 0.21 | 0.02 | 0.01 | True | False | Non Federally-Regulated | 09/15/2020 |  | 05/04/2021
B-K Lighting | Denali Staff Star LED (Remote) | SF-24-*-DE-LED-X**-***-***-**-**-*-HP2-D**INC-MT | Light Emitting Diode | Inseparable Luminaire | Direct Wired | Forward Phase Cut Controls | 73.4 | 2753 | 0.0015 | 92 | 65 | 97 | 0.98 | Elevated | 70000 |  | 1 | 55000 | 0.04 | 20 | 20 | 0.04 | 0 | 0 | 0 | 0 | 0 | 0.49 | 0.43 | 0.4 | 0.25 | 0.01 | 0 | 0.46 | 0.41 | 0.4 | 0.21 | 0.02 | 0.01 | True | False | Non Federally-Regulated | 09/15/2020 |  | 05/04/2021
B-K Lighting | Denali Staff Star LED (Remote) | SF-30-*-DE-LED-X**-***-***-**-**-*-HP2-D**INC-MT | Light Emitting Diode | Inseparable Luminaire | Direct Wired | Forward Phase Cut Controls | 73.4 | 2753 | 0.0015 | 92 | 65 | 97 | 0.98 | Elevated | 70000 |  | 1 | 55000 | 0.04 | 20 | 20 | 0.04 | 0 | 0 | 0 | 0 | 0 | 0.49 | 0.43 | 0.4 | 0.25 | 0.01 | 0 | 0.46 | 0.41 | 0.4 | 0.21 | 0.02 | 0.01 | True | False | Non Federally-Regulated | 09/15/2020 |  | 05/04/2021
B-K Lighting | Denali Staff Star LED (Remote) | SF-36-*-DE-LED-X**-***-***-**-**-*-HP2-D**INC-MT | Light Emitting Diode | Inseparable Luminaire | Direct Wired | Forward Phase Cut Controls | 73.4 | 2753 | 0.0015 | 92 | 65 | 97 | 0.98 | Elevated | 70000 |  | 1 | 55000 | 0.04 | 20 | 20 | 0.04 | 0 | 0 | 0 | 0 | 0 | 0.49 | 0.43 | 0.4 | 0.25 | 0.01 | 0 | 0.46 | 0.41 | 0.4 | 0.21 | 0.02 | 0.01 | True | False | Non Federally-Regulated | 09/15/2020 |  | 05/04/2021
B-K Lighting | Denali Staff Star LED (Remote) | SF-42-*-DE-LED-X**-***-***-**-**-*-HP2-D**INC-MT | Light Emitting Diode | Inseparable Luminaire | Direct Wired | Forward Phase Cut Controls | 73.4 | 2753 | 0.0015 | 92 | 65 | 97 | 0.98 | Elevated | 70000 |  | 1 | 55000 | 0.04 | 20 | 20 | 0.04 | 0 | 0 | 0 | 0 | 0 | 0.49 | 0.43 | 0.4 | 0.25 | 0.01 | 0 | 0.46 | 0.41 | 0.4 | 0.21 | 0.02 | 0.01 | True | False | Non Federally-Regulated | 09/15/2020 |  | 05/04/2021
B-K Lighting | Denali Staff Star LED (Remote) | SF-48-*-DE-LED-X**-***-***-**-**-*-HP2-D**INC-MT | Light Emitting Diode | Inseparable Luminaire | Direct Wired | Forward Phase Cut Controls | 73.4 | 2753 | 0.0015 | 92 | 65 | 97 | 0.98 | Elevated | 70000 |  | 1 | 55000 | 0.04 | 20 | 20 | 0.04 | 0 | 0 | 0 | 0 | 0 | 0.49 | 0.43 | 0.4 | 0.25 | 0.01 | 0 | 0.46 | 0.41 | 0.4 | 0.21 | 0.02 | 0.01 | True | False | Non Federally-Regulated | 09/15/2020 |  | 05/04/2021
B-K Lighting | Denali Staff Star LED (Remote) | SF-54-*-DE-LED-X**-***-***-**-**-*-HP2-D**INC-MT | Light Emitting Diode | Inseparable Luminaire | Direct Wired | Forward Phase Cut Controls | 73.4 | 2753 | 0.0015 | 92 | 65 | 97 | 0.98 | Elevated | 70000 |  | 1 | 55000 | 0.04 | 20 | 20 | 0.04 | 0 | 0 | 0 | 0 | 0 | 0.49 | 0.43 | 0.4 | 0.25 | 0.01 | 0 | 0.46 | 0.41 | 0.4 | 0.21 | 0.02 | 0.01 | True | False | Non Federally-Regulated | 09/15/2020 |  | 05/04/2021
B-K Lighting | Denali Staff Star LED (Remote) | SF-60-*-DE-LED-X**-***-***-**-**-*-HP2-D**INC-MT | Light Emitting Diode | Inseparable Luminaire | Direct Wired | Forward Phase Cut Controls | 73.4 | 2753 | 0.0015 | 92 | 65 | 97 | 0.98 | Elevated | 70000 |  | 1 | 55000 | 0.04 | 20 | 20 | 0.04 | 0 | 0 | 0 | 0 | 0 | 0.49 | 0.43 | 0.4 | 0.25 | 0.01 | 0 | 0.46 | 0.41 | 0.4 | 0.21 | 0.02 | 0.01 | True | False | Non Federally-Regulated | 09/15/2020 |  | 05/04/2021
B-K Lighting | Denali Staff Star LED (Remote) | SF-66-*-DE-LED-X**-***-***-**-**-*-HP2-D**INC-MT | Light Emitting Diode | Inseparable Luminaire | Direct Wired | Forward Phase Cut Controls | 73.4 | 2753 | 0.0015 | 92 | 65 | 97 | 0.98 | Elevated | 70000 |  | 1 | 55000 | 0.04 | 20 | 20 | 0.04 | 0 | 0 | 0 | 0 | 0 | 0.49 | 0.43 | 0.4 | 0.25 | 0.01 | 0 | 0.46 | 0.41 | 0.4 | 0.21 | 0.02 | 0.01 | True | False | Non Federally-Regulated | 09/15/2020 |  | 05/04/2021
B-K Lighting | Denali Staff Star LED (Remote) | SF-72-*-DE-LED-X**-***-***-**-**-*-HP2-D**INC-MT | Light Emitting Diode | Inseparable Luminaire | Direct Wired | Forward Phase Cut Controls | 73.4 | 2753 | 0.0015 | 92 | 65 | 97 | 0.98 | Elevated | 70000 |  | 1 | 55000 | 0.04 | 20 | 20 | 0.04 | 0 | 0 | 0 | 0 | 0 | 0.49 | 0.43 | 0.4 | 0.25 | 0.01 | 0 | 0.46 | 0.41 | 0.4 | 0.21 | 0.02 | 0.01 | True | False | Non Federally-Regulated | 09/15/2020 |  | 05/04/2021
B-K Lighting | Denali Twin Staff Star LED (Remote) | TF-24-*-DE-LED-X**-***-***-**-**-*-HP2-D**INC-MT | Light Emitting Diode | Inseparable Luminaire | Direct Wired | Forward Phase Cut Controls | 73.4 | 2753 | 0.0015 | 92 | 65 | 97 | 0.98 | Elevated | 70000 |  | 1 | 55000 | 0.04 | 20 | 20 | 0.04 | 0 | 0 | 0 | 0 | 0 | 0.49 | 0.43 | 0.4 | 0.25 | 0.01 | 0 | 0.46 | 0.41 | 0.4 | 0.21 | 0.02 | 0.01 | True | False | Non Federally-Regulated | 09/15/2020 |  | 05/04/2021
B-K Lighting | Denali Twin Staff Star LED (Remote) | TF-30-*-DE-LED-X**-***-***-**-**-*-HP2-D**INC-MT | Light Emitting Diode | Inseparable Luminaire | Direct Wired | Forward Phase Cut Controls | 73.4 | 2753 | 0.0015 | 92 | 65 | 97 | 0.98 | Elevated | 70000 |  | 1 | 55000 | 0.04 | 20 | 20 | 0.04 | 0 | 0 | 0 | 0 | 0 | 0.49 | 0.43 | 0.4 | 0.25 | 0.01 | 0 | 0.46 | 0.41 | 0.4 | 0.21 | 0.02 | 0.01 | True | False | Non Federally-Regulated | 09/15/2020 |  | 05/04/2021
B-K Lighting | Denali Twin Staff Star LED (Remote) | TF-36-*-DE-LED-X**-***-***-**-**-*-HP2-D**INC-MT | Light Emitting Diode | Inseparable Luminaire | Direct Wired | Forward Phase Cut Controls | 73.4 | 2753 | 0.0015 | 92 | 65 | 97 | 0.98 | Elevated | 70000 |  | 1 | 55000 | 0.04 | 20 | 20 | 0.04 | 0 | 0 | 0 | 0 | 0 | 0.49 | 0.43 | 0.4 | 0.25 | 0.01 | 0 | 0.46 | 0.41 | 0.4 | 0.21 | 0.02 | 0.01 | True | False | Non Federally-Regulated | 09/15/2020 |  | 05/04/2021
B-K Lighting | Denali Twin Staff Star LED (Remote) | TF-42-*-DE-LED-X**-***-***-**-**-*-HP2-D**INC-MT | Light Emitting Diode | Inseparable Luminaire | Direct Wired | Forward Phase Cut Controls | 73.4 | 2753 | 0.0015 | 92 | 65 | 97 | 0.98 | Elevated | 70000 |  | 1 | 55000 | 0.04 | 20 | 20 | 0.04 | 0 | 0 | 0 | 0 | 0 | 0.49 | 0.43 | 0.4 | 0.25 | 0.01 | 0 | 0.46 | 0.41 | 0.4 | 0.21 | 0.02 | 0.01 | True | False | Non Federally-Regulated | 09/15/2020 |  | 05/04/2021
B-K Lighting | Denali Twin Staff Star LED (Remote) | TF-48-*-DE-LED-X**-***-***-**-**-*-HP2-D**INC-MT | Light Emitting Diode | Inseparable Luminaire | Direct Wired | Forward Phase Cut Controls | 73.4 | 2753 | 0.0015 | 92 | 65 | 97 | 0.98 | Elevated | 70000 |  | 1 | 55000 | 0.04 | 20 | 20 | 0.04 | 0 | 0 | 0 | 0 | 0 | 0.49 | 0.43 | 0.4 | 0.25 | 0.01 | 0 | 0.46 | 0.41 | 0.4 | 0.21 | 0.02 | 0.01 | True | False | Non Federally-Regulated | 09/15/2020 |  | 05/04/2021
B-K Lighting | Denali Twin Staff Star LED (Remote) | TF-54-*-DE-LED-X**-***-***-**-**-*-HP2-D**INC-MT | Light Emitting Diode | Inseparable Luminaire | Direct Wired | Forward Phase Cut Controls | 73.4 | 2753 | 0.0015 | 92 | 65 | 97 | 0.98 | Elevated | 70000 |  | 1 | 55000 | 0.04 | 20 | 20 | 0.04 | 0 | 0 | 0 | 0 | 0 | 0.49 | 0.43 | 0.4 | 0.25 | 0.01 | 0 | 0.46 | 0.41 | 0.4 | 0.21 | 0.02 | 0.01 | True | False | Non Federally-Regulated | 09/15/2020 |  | 05/04/2021
B-K Lighting | Denali Twin Staff Star LED (Remote) | TF-60-*-DE-LED-X**-***-***-**-**-*-HP2-D**INC-MT | Light Emitting Diode | Inseparable Luminaire | Direct Wired | Forward Phase Cut Controls | 73.4 | 2753 | 0.0015 | 92 | 65 | 97 | 0.98 | Elevated | 70000 |  | 1 | 55000 | 0.04 | 20 | 20 | 0.04 | 0 | 0 | 0 | 0 | 0 | 0.49 | 0.43 | 0.4 | 0.25 | 0.01 | 0 | 0.46 | 0.41 | 0.4 | 0.21 | 0.02 | 0.01 | True | False | Non Federally-Regulated | 09/15/2020 |  | 05/04/2021
B-K Lighting | Denali Twin Staff Star LED (Remote) | TF-66-*-DE-LED-X**-***-***-**-**-*-HP2-D**INC-MT | Light Emitting Diode | Inseparable Luminaire | Direct Wired | Forward Phase Cut Controls | 73.4 | 2753 | 0.0015 | 92 | 65 | 97 | 0.98 | Elevated | 70000 |  | 1 | 55000 | 0.04 | 20 | 20 | 0.04 | 0 | 0 | 0 | 0 | 0 | 0.49 | 0.43 | 0.4 | 0.25 | 0.01 | 0 | 0.46 | 0.41 | 0.4 | 0.21 | 0.02 | 0.01 | True | False | Non Federally-Regulated | 09/15/2020 |  | 05/04/2021
B-K Lighting | Denali Twin Staff Star LED (Remote) | TF-72-*-DE-LED-X**-***-***-**-**-*-HP2-D**INC-MT | Light Emitting Diode | Inseparable Luminaire | Direct Wired | Forward Phase Cut Controls | 73.4 | 2753 | 0.0015 | 92 | 65 | 97 | 0.98 | Elevated | 70000 |  | 1 | 55000 | 0.04 | 20 | 20 | 0.04 | 0 | 0 | 0 | 0 | 0 | 0.49 | 0.43 | 0.4 | 0.25 | 0.01 | 0 | 0.46 | 0.41 | 0.4 | 0.21 | 0.02 | 0.01 | True | False | Non Federally-Regulated | 09/15/2020 |  | 05/04/2021
B-K Lighting | Denali Catenary LED (Integral) | CY-DE-LED-TR-X***-***-***-**-**-*-***-**-** | Light Emitting Diode | Inseparable Luminaire | Direct Wired | Forward Phase Cut Controls | 73.4 | 2753 | 0.0015 | 92 | 65 | 97 | 0.98 | Elevated | 70000 |  | 1 | 55000 | 0.04 | 20 | 20 | 0.04 | 0 | 0 | 0 | 0 | 0 | 0.49 | 0.43 | 0.4 | 0.25 | 0.01 | 0 | 0.46 | 0.41 | 0.4 | 0.21 | 0.02 | 0.01 | True | False | Non Federally-Regulated | 09/15/2020 |  | 05/04/2021
B-K Lighting | Denali Palm Tree Ring LED (Integral) | PTR-*-**-DE-LED-TR-X***-***-***-**-**-*-***-** | Light Emitting Diode | Inseparable Luminaire | Direct Wired | Forward Phase Cut Controls | 73.4 | 2753 | 0.0015 | 92 | 65 | 97 | 0.98 | Elevated | 70000 |  | 1 | 55000 | 0.04 | 20 | 20 | 0.04 | 0 | 0 | 0 | 0 | 0 | 0.49 | 0.43 | 0.4 | 0.25 | 0.01 | 0 | 0.46 | 0.41 | 0.4 | 0.21 | 0.02 | 0.01 | True | False | Non Federally-Regulated | 09/15/2020 |  | 05/04/2021
B-K Lighting | Denali LED (Integral) | DE-LED-TR-X***-***-***-**-**-*-***-*** | Light Emitting Diode | Inseparable Luminaire | Direct Wired | Forward Phase Cut Controls | 59.6 | 2749 | 0.0003 | 90 | 61 | 41 | 0.98 | Elevated | 70000 |  | 1 | 55000 | 0.05 | 20 | 20 | 0.08 | 0.07 | 0.07 | 0.07 | 0.05 | 0 | 0.18 | 0.13 | 0.13 | 0.1 | 0.01 | 0 | 0.1 | 0.09 | 0.08 | 0.07 | 0.03 | 0 | True | False | Non Federally-Regulated | 09/15/2020 |  | 05/04/2021
B-K Lighting | Denali Sign Star LED (Integral) | SN-24-*-DE-LED-TR-X***-***-***-**-**-*-** | Light Emitting Diode | Inseparable Luminaire | Direct Wired | Forward Phase Cut Controls | 59.6 | 2749 | 0.0003 | 90 | 61 | 41 | 0.98 | Elevated | 70000 |  | 1 | 55000 | 0.05 | 20 | 20 | 0.08 | 0.07 | 0.07 | 0.07 | 0.05 | 0 | 0.18 | 0.13 | 0.13 | 0.1 | 0.01 | 0 | 0.1 | 0.09 | 0.08 | 0.07 | 0.03 | 0 | True | False | Non Federally-Regulated | 09/15/2020 |  | 05/04/2021
B-K Lighting | Denali Sign Star LED (Integral) | SN-30-*-DE-LED-TR-X***-***-***-**-**-*-** | Light Emitting Diode | Inseparable Luminaire | Direct Wired | Forward Phase Cut Controls | 59.6 | 2749 | 0.0003 | 90 | 61 | 41 | 0.98 | Elevated | 70000 |  | 1 | 55000 | 0.05 | 20 | 20 | 0.08 | 0.07 | 0.07 | 0.07 | 0.05 | 0 | 0.18 | 0.13 | 0.13 | 0.1 | 0.01 | 0 | 0.1 | 0.09 | 0.08 | 0.07 | 0.03 | 0 | True | False | Non Federally-Regulated | 09/15/2020 |  | 05/04/2021
B-K Lighting | Denali Sign Star LED (Integral) | SN-36-*-DE-LED-TR-X***-***-***-**-**-*-** | Light Emitting Diode | Inseparable Luminaire | Direct Wired | Forward Phase Cut Controls | 59.6 | 2749 | 0.0003 | 90 | 61 | 41 | 0.98 | Elevated | 70000 |  | 1 | 55000 | 0.05 | 20 | 20 | 0.08 | 0.07 | 0.07 | 0.07 | 0.05 | 0 | 0.18 | 0.13 | 0.13 | 0.1 | 0.01 | 0 | 0.1 | 0.09 | 0.08 | 0.07 | 0.03 | 0 | True | False | Non Federally-Regulated | 09/15/2020 |  | 05/04/2021
B-K Lighting | Denali Sign Star LED (Integral) | SN-42-*-DE-LED-TR-X***-***-***-**-**-*-** | Light Emitting Diode | Inseparable Luminaire | Direct Wired | Forward Phase Cut Controls | 59.6 | 2749 | 0.0003 | 90 | 61 | 41 | 0.98 | Elevated | 70000 |  | 1 | 55000 | 0.05 | 20 | 20 | 0.08 | 0.07 | 0.07 | 0.07 | 0.05 | 0 | 0.18 | 0.13 | 0.13 | 0.1 | 0.01 | 0 | 0.1 | 0.09 | 0.08 | 0.07 | 0.03 | 0 | True | False | Non Federally-Regulated | 09/15/2020 |  | 05/04/2021
B-K Lighting | Denali Sign Star LED (Integral) | SN-48-*-DE-LED-TR-X***-***-***-**-**-*-** | Light Emitting Diode | Inseparable Luminaire | Direct Wired | Forward Phase Cut Controls | 59.6 | 2749 | 0.0003 | 90 | 61 | 41 | 0.98 | Elevated | 70000 |  | 1 | 55000 | 0.05 | 20 | 20 | 0.08 | 0.07 | 0.07 | 0.07 | 0.05 | 0 | 0.18 | 0.13 | 0.13 | 0.1 | 0.01 | 0 | 0.1 | 0.09 | 0.08 | 0.07 | 0.03 | 0 | True | False | Non Federally-Regulated | 09/15/2020 |  | 05/04/2021
B-K Lighting | Denali Twin Sign Star LED (Integral) | ST-24-*-DE-LED-TR-X***-***-***-**-**-*-** | Light Emitting Diode | Inseparable Luminaire | Direct Wired | Forward Phase Cut Controls | 59.6 | 2749 | 0.0003 | 90 | 61 | 41 | 0.98 | Elevated | 70000 |  | 1 | 55000 | 0.05 | 20 | 20 | 0.08 | 0.07 | 0.07 | 0.07 | 0.05 | 0 | 0.18 | 0.13 | 0.13 | 0.1 | 0.01 | 0 | 0.1 | 0.09 | 0.08 | 0.07 | 0.03 | 0 | True | False | Non Federally-Regulated | 09/15/2020 |  | 05/04/2021
B-K Lighting | Denali Twin Sign Star LED (Integral) | ST-30-*-DE-LED-TR-X***-***-***-**-**-*-** | Light Emitting Diode | Inseparable Luminaire | Direct Wired | Forward Phase Cut Controls | 59.6 | 2749 | 0.0003 | 90 | 61 | 41 | 0.98 | Elevated | 70000 |  | 1 | 55000 | 0.05 | 20 | 20 | 0.08 | 0.07 | 0.07 | 0.07 | 0.05 | 0 | 0.18 | 0.13 | 0.13 | 0.1 | 0.01 | 0 | 0.1 | 0.09 | 0.08 | 0.07 | 0.03 | 0 | True | False | Non Federally-Regulated | 09/15/2020 |  | 05/04/2021
B-K Lighting | Denali Twin Sign Star LED (Integral) | ST-36-*-DE-LED-TR-X***-***-***-**-**-*-** | Light Emitting Diode | Inseparable Luminaire | Direct Wired | Forward Phase Cut Controls | 59.6 | 2749 | 0.0003 | 90 | 61 | 41 | 0.98 | Elevated | 70000 |  | 1 | 55000 | 0.05 | 20 | 20 | 0.08 | 0.07 | 0.07 | 0.07 | 0.05 | 0 | 0.18 | 0.13 | 0.13 | 0.1 | 0.01 | 0 | 0.1 | 0.09 | 0.08 | 0.07 | 0.03 | 0 | True | False | Non Federally-Regulated | 09/15/2020 |  | 05/04/2021
B-K Lighting | Denali Twin Sign Star LED (Integral) | ST-42-*-DE-LED-TR-X***-***-***-**-**-*-** | Light Emitting Diode | Inseparable Luminaire | Direct Wired | Forward Phase Cut Controls | 59.6 | 2749 | 0.0003 | 90 | 61 | 41 | 0.98 | Elevated | 70000 |  | 1 | 55000 | 0.05 | 20 | 20 | 0.08 | 0.07 | 0.07 | 0.07 | 0.05 | 0 | 0.18 | 0.13 | 0.13 | 0.1 | 0.01 | 0 | 0.1 | 0.09 | 0.08 | 0.07 | 0.03 | 0 | True | False | Non Federally-Regulated | 09/15/2020 |  | 05/04/2021
B-K Lighting | Denali Twin Sign Star LED (Integral) | ST-48-*-DE-LED-TR-X***-***-***-**-**-*-** | Light Emitting Diode | Inseparable Luminaire | Direct Wired | Forward Phase Cut Controls | 59.6 | 2749 | 0.0003 | 90 | 61 | 41 | 0.98 | Elevated | 70000 |  | 1 | 55000 | 0.05 | 20 | 20 | 0.08 | 0.07 | 0.07 | 0.07 | 0.05 | 0 | 0.18 | 0.13 | 0.13 | 0.1 | 0.01 | 0 | 0.1 | 0.09 | 0.08 | 0.07 | 0.03 | 0 | True | False | Non Federally-Regulated | 09/15/2020 |  | 05/04/2021
B-K Lighting | Denali Surface Downlight LED (Integral) | SM-0-DE-LED-TR-X***-***-***-**-**-*-*** | Light Emitting Diode | Inseparable Luminaire | Direct Wired | Forward Phase Cut Controls | 59.6 | 2749 | 0.0003 | 90 | 61 | 41 | 0.98 | Elevated | 70000 |  | 1 | 55000 | 0.05 | 20 | 20 | 0.08 | 0.07 | 0.07 | 0.07 | 0.05 | 0 | 0.18 | 0.13 | 0.13 | 0.1 | 0.01 | 0 | 0.1 | 0.09 | 0.08 | 0.07 | 0.03 | 0 | True | False | Non Federally-Regulated | 09/15/2020 |  | 05/04/2021
B-K Lighting | Denali Surface Downlight LED (Integral) | SM-3-DE-LED-TR-X***-***-***-**-**-*-*** | Light Emitting Diode | Inseparable Luminaire | Direct Wired | Forward Phase Cut Controls | 59.6 | 2749 | 0.0003 | 90 | 61 | 41 | 0.98 | Elevated | 70000 |  | 1 | 55000 | 0.05 | 20 | 20 | 0.08 | 0.07 | 0.07 | 0.07 | 0.05 | 0 | 0.18 | 0.13 | 0.13 | 0.1 | 0.01 | 0 | 0.1 | 0.09 | 0.08 | 0.07 | 0.03 | 0 | True | False | Non Federally-Regulated | 09/15/2020 |  | 05/04/2021
B-K Lighting | Denali Surface Downlight LED (Integral) | SM-6-DE-LED-TR-X***-***-***-**-**-*-*** | Light Emitting Diode | Inseparable Luminaire | Direct Wired | Forward Phase Cut Controls | 59.6 | 2749 | 0.0003 | 90 | 61 | 41 | 0.98 | Elevated | 70000 |  | 1 | 55000 | 0.05 | 20 | 20 | 0.08 | 0.07 | 0.07 | 0.07 | 0.05 | 0 | 0.18 | 0.13 | 0.13 | 0.1 | 0.01 | 0 | 0.1 | 0.09 | 0.08 | 0.07 | 0.03 | 0 | True | False | Non Federally-Regulated | 09/15/2020 |  | 05/04/2021
B-K Lighting | Denali Surface Downlight LED (Integral) | SM-12-DE-LED-TR-X***-***-***-**-**-*-*** | Light Emitting Diode | Inseparable Luminaire | Direct Wired | Forward Phase Cut Controls | 59.6 | 2749 | 0.0003 | 90 | 61 | 41 | 0.98 | Elevated | 70000 |  | 1 | 55000 | 0.05 | 20 | 20 | 0.08 | 0.07 | 0.07 | 0.07 | 0.05 | 0 | 0.18 | 0.13 | 0.13 | 0.1 | 0.01 | 0 | 0.1 | 0.09 | 0.08 | 0.07 | 0.03 | 0 | True | False | Non Federally-Regulated | 09/15/2020 |  | 05/04/2021
B-K Lighting | Denali Surface Downlight LED (Integral) | SM-18-DE-LED-TR-X***-***-***-**-**-*-*** | Light Emitting Diode | Inseparable Luminaire | Direct Wired | Forward Phase Cut Controls | 59.6 | 2749 | 0.0003 | 90 | 61 | 41 | 0.98 | Elevated | 70000 |  | 1 | 55000 | 0.05 | 20 | 20 | 0.08 | 0.07 | 0.07 | 0.07 | 0.05 | 0 | 0.18 | 0.13 | 0.13 | 0.1 | 0.01 | 0 | 0.1 | 0.09 | 0.08 | 0.07 | 0.03 | 0 | True | False | Non Federally-Regulated | 09/15/2020 |  | 05/04/2021
B-K Lighting | Denali Surface Downlight LED (Integral) | SM-24-DE-LED-TR-X***-***-***-**-**-*-*** | Light Emitting Diode | Inseparable Luminaire | Direct Wired | Forward Phase Cut Controls | 59.6 | 2749 | 0.0003 | 90 | 61 | 41 | 0.98 | Elevated | 70000 |  | 1 | 55000 | 0.05 | 20 | 20 | 0.08 | 0.07 | 0.07 | 0.07 | 0.05 | 0 | 0.18 | 0.13 | 0.13 | 0.1 | 0.01 | 0 | 0.1 | 0.09 | 0.08 | 0.07 | 0.03 | 0 | True | False | Non Federally-Regulated | 09/15/2020 |  | 05/04/2021
B-K Lighting | Denali Surface Downlight LED (Integral) | SM-30-DE-LED-TR-X***-***-***-**-**-*-*** | Light Emitting Diode | Inseparable Luminaire | Direct Wired | Forward Phase Cut Controls | 59.6 | 2749 | 0.0003 | 90 | 61 | 41 | 0.98 | Elevated | 70000 |  | 1 | 55000 | 0.05 | 20 | 20 | 0.08 | 0.07 | 0.07 | 0.07 | 0.05 | 0 | 0.18 | 0.13 | 0.13 | 0.1 | 0.01 | 0 | 0.1 | 0.09 | 0.08 | 0.07 | 0.03 | 0 | True | False | Non Federally-Regulated | 09/15/2020 |  | 05/04/2021
B-K Lighting | Denali Surface Downlight LED (Integral) | SM-36-DE-LED-TR-X***-***-***-**-**-*-*** | Light Emitting Diode | Inseparable Luminaire | Direct Wired | Forward Phase Cut Controls | 59.6 | 2749 | 0.0003 | 90 | 61 | 41 | 0.98 | Elevated | 70000 |  | 1 | 55000 | 0.05 | 20 | 20 | 0.08 | 0.07 | 0.07 | 0.07 | 0.05 | 0 | 0.18 | 0.13 | 0.13 | 0.1 | 0.01 | 0 | 0.1 | 0.09 | 0.08 | 0.07 | 0.03 | 0 | True | False | Non Federally-Regulated | 09/15/2020 |  | 05/04/2021
B-K Lighting | Denali Surface Downlight LED (Integral) | SM-42-DE-LED-TR-X***-***-***-**-**-*-*** | Light Emitting Diode | Inseparable Luminaire | Direct Wired | Forward Phase Cut Controls | 59.6 | 2749 | 0.0003 | 90 | 61 | 41 | 0.98 | Elevated | 70000 |  | 1 | 55000 | 0.05 | 20 | 20 | 0.08 | 0.07 | 0.07 | 0.07 | 0.05 | 0 | 0.18 | 0.13 | 0.13 | 0.1 | 0.01 | 0 | 0.1 | 0.09 | 0.08 | 0.07 | 0.03 | 0 | True | False | Non Federally-Regulated | 09/15/2020 |  | 05/04/2021
B-K Lighting | Denali Surface Downlight LED (Integral) | SM-48-DE-LED-TR-X***-***-***-**-**-*-*** | Light Emitting Diode | Inseparable Luminaire | Direct Wired | Forward Phase Cut Controls | 59.6 | 2749 | 0.0003 | 90 | 61 | 41 | 0.98 | Elevated | 70000 |  | 1 | 55000 | 0.05 | 20 | 20 | 0.08 | 0.07 | 0.07 | 0.07 | 0.05 | 0 | 0.18 | 0.13 | 0.13 | 0.1 | 0.01 | 0 | 0.1 | 0.09 | 0.08 | 0.07 | 0.03 | 0 | True | False | Non Federally-Regulated | 09/15/2020 |  | 05/04/2021
B-K Lighting | Denali Recessed Uplight LED (Integral) | UL-F-DE-LED-TR-X***-***-***-**-**-*** | Light Emitting Diode | Inseparable Luminaire | Direct Wired | Forward Phase Cut Controls | 59.6 | 2749 | 0.0003 | 90 | 61 | 41 | 0.98 | Elevated | 70000 |  | 1 | 55000 | 0.05 | 20 | 20 | 0.08 | 0.07 | 0.07 | 0.07 | 0.05 | 0 | 0.18 | 0.13 | 0.13 | 0.1 | 0.01 | 0 | 0.1 | 0.09 | 0.08 | 0.07 | 0.03 | 0 | True | False | Non Federally-Regulated | 09/15/2020 |  | 05/04/2021
B-K Lighting | Denali Recessed Uplight LED (Integral) | UL-S-DE-LED-TR-X***-***-***-**-**-*** | Light Emitting Diode | Inseparable Luminaire | Direct Wired | Forward Phase Cut Controls | 59.6 | 2749 | 0.0003 | 90 | 61 | 41 | 0.98 | Elevated | 70000 |  | 1 | 55000 | 0.05 | 20 | 20 | 0.08 | 0.07 | 0.07 | 0.07 | 0.05 | 0 | 0.18 | 0.13 | 0.13 | 0.1 | 0.01 | 0 | 0.1 | 0.09 | 0.08 | 0.07 | 0.03 | 0 | True | False | Non Federally-Regulated | 09/15/2020 |  | 05/04/2021
B-K Lighting | Catskill LED (Integral) | CK-LED-TR-X***-***-***-**-**-* | Light Emitting Diode | Inseparable Luminaire | Direct Wired | Forward Phase Cut Controls | 59.6 | 2749 | 0.0003 | 90 | 61 | 41 | 0.98 | Elevated | 70000 |  | 1 | 55000 | 0.05 | 20 | 20 | 0.08 | 0.07 | 0.07 | 0.07 | 0.05 | 0 | 0.18 | 0.13 | 0.13 | 0.1 | 0.01 | 0 | 0.1 | 0.09 | 0.08 | 0.07 | 0.03 | 0 | True | False | Non Federally-Regulated | 09/15/2020 |  | 05/04/2021
B-K Lighting | Olympus LED (Integral) | OL-LED-TR-X***-***/***-***-**/**-**/**-* | Light Emitting Diode | Inseparable Luminaire | Direct Wired | Forward Phase Cut Controls | 59.6 | 2749 | 0.0003 | 90 | 61 | 41 | 0.98 | Elevated | 70000 |  | 1 | 55000 | 0.05 | 20 | 20 | 0.08 | 0.07 | 0.07 | 0.07 | 0.05 | 0 | 0.18 | 0.13 | 0.13 | 0.1 | 0.01 | 0 | 0.1 | 0.09 | 0.08 | 0.07 | 0.03 | 0 | True | False | Non Federally-Regulated | 09/15/2020 |  | 05/04/2021
B-K Lighting | Denali Staff Star LED (Integral) | SF-24-*-DE-LED-TR-X***-***-***-**-**-*-HP2 | Light Emitting Diode | Inseparable Luminaire | Direct Wired | Forward Phase Cut Controls | 59.6 | 2749 | 0.0003 | 90 | 61 | 41 | 0.98 | Elevated | 70000 |  | 1 | 55000 | 0.05 | 20 | 20 | 0.08 | 0.07 | 0.07 | 0.07 | 0.05 | 0 | 0.18 | 0.13 | 0.13 | 0.1 | 0.01 | 0 | 0.1 | 0.09 | 0.08 | 0.07 | 0.03 | 0 | True | False | Non Federally-Regulated | 09/15/2020 |  | 05/04/2021
B-K Lighting | Denali Staff Star LED (Integral) | SF-30-*-DE-LED-TR-X***-***-***-**-**-*-HP2 | Light Emitting Diode | Inseparable Luminaire | Direct Wired | Forward Phase Cut Controls | 59.6 | 2749 | 0.0003 | 90 | 61 | 41 | 0.98 | Elevated | 70000 |  | 1 | 55000 | 0.05 | 20 | 20 | 0.08 | 0.07 | 0.07 | 0.07 | 0.05 | 0 | 0.18 | 0.13 | 0.13 | 0.1 | 0.01 | 0 | 0.1 | 0.09 | 0.08 | 0.07 | 0.03 | 0 | True | False | Non Federally-Regulated | 09/15/2020 |  | 05/04/2021
B-K Lighting | Denali Staff Star LED (Integral) | SF-36-*-DE-LED-TR-X***-***-***-**-**-*-HP2 | Light Emitting Diode | Inseparable Luminaire | Direct Wired | Forward Phase Cut Controls | 59.6 | 2749 | 0.0003 | 90 | 61 | 41 | 0.98 | Elevated | 70000 |  | 1 | 55000 | 0.05 | 20 | 20 | 0.08 | 0.07 | 0.07 | 0.07 | 0.05 | 0 | 0.18 | 0.13 | 0.13 | 0.1 | 0.01 | 0 | 0.1 | 0.09 | 0.08 | 0.07 | 0.03 | 0 | True | False | Non Federally-Regulated | 09/15/2020 |  | 05/04/2021
B-K Lighting | Denali Staff Star LED (Integral) | SF-42-*-DE-LED-TR-X***-***-***-**-**-*-HP2 | Light Emitting Diode | Inseparable Luminaire | Direct Wired | Forward Phase Cut Controls | 59.6 | 2749 | 0.0003 | 90 | 61 | 41 | 0.98 | Elevated | 70000 |  | 1 | 55000 | 0.05 | 20 | 20 | 0.08 | 0.07 | 0.07 | 0.07 | 0.05 | 0 | 0.18 | 0.13 | 0.13 | 0.1 | 0.01 | 0 | 0.1 | 0.09 | 0.08 | 0.07 | 0.03 | 0 | True | False | Non Federally-Regulated | 09/15/2020 |  | 05/04/2021
B-K Lighting | Denali Staff Star LED (Integral) | SF-48-*-DE-LED-TR-X***-***-***-**-**-*-HP2 | Light Emitting Diode | Inseparable Luminaire | Direct Wired | Forward Phase Cut Controls | 59.6 | 2749 | 0.0003 | 90 | 61 | 41 | 0.98 | Elevated | 70000 |  | 1 | 55000 | 0.05 | 20 | 20 | 0.08 | 0.07 | 0.07 | 0.07 | 0.05 | 0 | 0.18 | 0.13 | 0.13 | 0.1 | 0.01 | 0 | 0.1 | 0.09 | 0.08 | 0.07 | 0.03 | 0 | True | False | Non Federally-Regulated | 09/15/2020 |  | 05/04/2021
B-K Lighting | Denali Staff Star LED (Integral) | SF-54-*-DE-LED-TR-X***-***-***-**-**-*-HP2 | Light Emitting Diode | Inseparable Luminaire | Direct Wired | Forward Phase Cut Controls | 59.6 | 2749 | 0.0003 | 90 | 61 | 41 | 0.98 | Elevated | 70000 |  | 1 | 55000 | 0.05 | 20 | 20 | 0.08 | 0.07 | 0.07 | 0.07 | 0.05 | 0 | 0.18 | 0.13 | 0.13 | 0.1 | 0.01 | 0 | 0.1 | 0.09 | 0.08 | 0.07 | 0.03 | 0 | True | False | Non Federally-Regulated | 09/15/2020 |  | 05/04/2021
B-K Lighting | Denali Staff Star LED (Integral) | SF-60-*-DE-LED-TR-X***-***-***-**-**-*-HP2 | Light Emitting Diode | Inseparable Luminaire | Direct Wired | Forward Phase Cut Controls | 59.6 | 2749 | 0.0003 | 90 | 61 | 41 | 0.98 | Elevated | 70000 |  | 1 | 55000 | 0.05 | 20 | 20 | 0.08 | 0.07 | 0.07 | 0.07 | 0.05 | 0 | 0.18 | 0.13 | 0.13 | 0.1 | 0.01 | 0 | 0.1 | 0.09 | 0.08 | 0.07 | 0.03 | 0 | True | False | Non Federally-Regulated | 09/15/2020 |  | 05/04/2021
B-K Lighting | Denali Staff Star LED (Integral) | SF-66-*-DE-LED-TR-X***-***-***-**-**-*-HP2 | Light Emitting Diode | Inseparable Luminaire | Direct Wired | Forward Phase Cut Controls | 59.6 | 2749 | 0.0003 | 90 | 61 | 41 | 0.98 | Elevated | 70000 |  | 1 | 55000 | 0.05 | 20 | 20 | 0.08 | 0.07 | 0.07 | 0.07 | 0.05 | 0 | 0.18 | 0.13 | 0.13 | 0.1 | 0.01 | 0 | 0.1 | 0.09 | 0.08 | 0.07 | 0.03 | 0 | True | False | Non Federally-Regulated | 09/15/2020 |  | 05/04/2021
B-K Lighting | Denali Staff Star LED (Integral) | SF-72-*-DE-LED-TR-X***-***-***-**-**-*-HP2 | Light Emitting Diode | Inseparable Luminaire | Direct Wired | Forward Phase Cut Controls | 59.6 | 2749 | 0.0003 | 90 | 61 | 41 | 0.98 | Elevated | 70000 |  | 1 | 55000 | 0.05 | 20 | 20 | 0.08 | 0.07 | 0.07 | 0.07 | 0.05 | 0 | 0.18 | 0.13 | 0.13 | 0.1 | 0.01 | 0 | 0.1 | 0.09 | 0.08 | 0.07 | 0.03 | 0 | True | False | Non Federally-Regulated | 09/15/2020 |  | 05/04/2021
B-K Lighting | Denali Twin Staff Star LED (Integral) | TF-24-*-DE-LED-TR-X***-***-***-**-**-*-HP2 | Light Emitting Diode | Inseparable Luminaire | Direct Wired | Forward Phase Cut Controls | 59.6 | 2749 | 0.0003 | 90 | 61 | 41 | 0.98 | Elevated | 70000 |  | 1 | 55000 | 0.05 | 20 | 20 | 0.08 | 0.07 | 0.07 | 0.07 | 0.05 | 0 | 0.18 | 0.13 | 0.13 | 0.1 | 0.01 | 0 | 0.1 | 0.09 | 0.08 | 0.07 | 0.03 | 0 | True | False | Non Federally-Regulated | 09/15/2020 |  | 05/04/2021
B-K Lighting | Denali Twin Staff Star LED (Integral) | TF-30-*-DE-LED-TR-X***-***-***-**-**-*-HP2 | Light Emitting Diode | Inseparable Luminaire | Direct Wired | Forward Phase Cut Controls | 59.6 | 2749 | 0.0003 | 90 | 61 | 41 | 0.98 | Elevated | 70000 |  | 1 | 55000 | 0.05 | 20 | 20 | 0.08 | 0.07 | 0.07 | 0.07 | 0.05 | 0 | 0.18 | 0.13 | 0.13 | 0.1 | 0.01 | 0 | 0.1 | 0.09 | 0.08 | 0.07 | 0.03 | 0 | True | False | Non Federally-Regulated | 09/15/2020 |  | 05/04/2021
B-K Lighting | Denali Twin Staff Star LED (Integral) | TF-36-*-DE-LED-TR-X***-***-***-**-**-*-HP2 | Light Emitting Diode | Inseparable Luminaire | Direct Wired | Forward Phase Cut Controls | 59.6 | 2749 | 0.0003 | 90 | 61 | 41 | 0.98 | Elevated | 70000 |  | 1 | 55000 | 0.05 | 20 | 20 | 0.08 | 0.07 | 0.07 | 0.07 | 0.05 | 0 | 0.18 | 0.13 | 0.13 | 0.1 | 0.01 | 0 | 0.1 | 0.09 | 0.08 | 0.07 | 0.03 | 0 | True | False | Non Federally-Regulated | 09/15/2020 |  | 05/04/2021
B-K Lighting | Denali Twin Staff Star LED (Integral) | TF-42-*-DE-LED-TR-X***-***-***-**-**-*-HP2 | Light Emitting Diode | Inseparable Luminaire | Direct Wired | Forward Phase Cut Controls | 59.6 | 2749 | 0.0003 | 90 | 61 | 41 | 0.98 | Elevated | 70000 |  | 1 | 55000 | 0.05 | 20 | 20 | 0.08 | 0.07 | 0.07 | 0.07 | 0.05 | 0 | 0.18 | 0.13 | 0.13 | 0.1 | 0.01 | 0 | 0.1 | 0.09 | 0.08 | 0.07 | 0.03 | 0 | True | False | Non Federally-Regulated | 09/15/2020 |  | 05/04/2021
B-K Lighting | Denali Twin Staff Star LED (Integral) | TF-48-*-DE-LED-TR-X***-***-***-**-**-*-HP2 | Light Emitting Diode | Inseparable Luminaire | Direct Wired | Forward Phase Cut Controls | 59.6 | 2749 | 0.0003 | 90 | 61 | 41 | 0.98 | Elevated | 70000 |  | 1 | 55000 | 0.05 | 20 | 20 | 0.08 | 0.07 | 0.07 | 0.07 | 0.05 | 0 | 0.18 | 0.13 | 0.13 | 0.1 | 0.01 | 0 | 0.1 | 0.09 | 0.08 | 0.07 | 0.03 | 0 | True | False | Non Federally-Regulated | 09/15/2020 |  | 05/04/2021
B-K Lighting | Denali Twin Staff Star LED (Integral) | TF-54-*-DE-LED-TR-X***-***-***-**-**-*-HP2 | Light Emitting Diode | Inseparable Luminaire | Direct Wired | Forward Phase Cut Controls | 59.6 | 2749 | 0.0003 | 90 | 61 | 41 | 0.98 | Elevated | 70000 |  | 1 | 55000 | 0.05 | 20 | 20 | 0.08 | 0.07 | 0.07 | 0.07 | 0.05 | 0 | 0.18 | 0.13 | 0.13 | 0.1 | 0.01 | 0 | 0.1 | 0.09 | 0.08 | 0.07 | 0.03 | 0 | True | False | Non Federally-Regulated | 09/15/2020 |  | 05/04/2021
B-K Lighting | Denali Twin Staff Star LED (Integral) | TF-60-*-DE-LED-TR-X***-***-***-**-**-*-HP2 | Light Emitting Diode | Inseparable Luminaire | Direct Wired | Forward Phase Cut Controls | 59.6 | 2749 | 0.0003 | 90 | 61 | 41 | 0.98 | Elevated | 70000 |  | 1 | 55000 | 0.05 | 20 | 20 | 0.08 | 0.07 | 0.07 | 0.07 | 0.05 | 0 | 0.18 | 0.13 | 0.13 | 0.1 | 0.01 | 0 | 0.1 | 0.09 | 0.08 | 0.07 | 0.03 | 0 | True | False | Non Federally-Regulated | 09/15/2020 |  | 05/04/2021
B-K Lighting | Denali Twin Staff Star LED (Integral) | TF-66-*-DE-LED-TR-X***-***-***-**-**-*-HP2 | Light Emitting Diode | Inseparable Luminaire | Direct Wired | Forward Phase Cut Controls | 59.6 | 2749 | 0.0003 | 90 | 61 | 41 | 0.98 | Elevated | 70000 |  | 1 | 55000 | 0.05 | 20 | 20 | 0.08 | 0.07 | 0.07 | 0.07 | 0.05 | 0 | 0.18 | 0.13 | 0.13 | 0.1 | 0.01 | 0 | 0.1 | 0.09 | 0.08 | 0.07 | 0.03 | 0 | True | False | Non Federally-Regulated | 09/15/2020 |  | 05/04/2021
B-K Lighting | Denali Twin Staff Star LED (Integral) | TF-72-*-DE-LED-TR-X***-***-***-**-**-*-HP2 | Light Emitting Diode | Inseparable Luminaire | Direct Wired | Forward Phase Cut Controls | 59.6 | 2749 | 0.0003 | 90 | 61 | 41 | 0.98 | Elevated | 70000 |  | 1 | 55000 | 0.05 | 20 | 20 | 0.08 | 0.07 | 0.07 | 0.07 | 0.05 | 0 | 0.18 | 0.13 | 0.13 | 0.1 | 0.01 | 0 | 0.1 | 0.09 | 0.08 | 0.07 | 0.03 | 0 | True | False | Non Federally-Regulated | 09/15/2020 |  | 05/04/2021
Acuity Brands Lighting | Aculux | AX3 D* 1*LM **K 90CRI **D FPC 120 ICAT + 3**** *** **** *** | Light Emitting Diode | Inseparable Luminaire | Direct Wired | Forward Phase Cut Controls | 46 | 2700 | 0.0016 | 92 | 50 | 260 | 1 | Ambient | 50000 |  |  | 50000 | 0.02 | 14 | 21 | 0.07 | 0.01 | 0.01 | 0 | 0 | 0 | 0.39 | 0.01 | 0.01 | 0.01 | 0 | 0 | 1 | 0.1 | 0.06 | 0.05 | 0.04 | 0.02 | True |  | Non Federally-Regulated | 04/05/2017 |  | 05/06/2021
Acuity Brands Lighting | Aculux | AX3 D* 08LM **K 90CRI **D FPC 120 ICAT + 3**** *** **** *** | Light Emitting Diode | Inseparable Luminaire | Direct Wired | Forward Phase Cut Controls | 50 | 2700 | 0.0016 | 92 | 50 | 260 | 1 | Ambient | 50000 |  |  | 50000 | 0.02 | 14 | 21 | 0.07 | 0.01 | 0.01 | 0 | 0 | 0 | 0.39 | 0.01 | 0.01 | 0.01 | 0 | 0 | 1 | 0.1 | 0.06 | 0.05 | 0.04 | 0.02 | True |  | Non Federally-Regulated | 04/05/2017 |  | 05/06/2021
Acuity Brands Lighting | Aculux | AX3 D* 20LM **K 90CRI **D FPC 120 ICAT + 3AOVAL BS **** | Light Emitting Diode | Inseparable Luminaire | Direct Wired | Forward Phase Cut Controls | 48 | 2700 | 0.0016 | 92 | 50 | 260 | 1 | Ambient | 50000 |  |  | 50000 | 0.02 | 14 | 21 | 0.07 | 0.01 | 0.01 | 0 | 0 | 0 | 0.39 | 0.01 | 0.01 | 0.01 | 0 | 0 | 1 | 0.1 | 0.06 | 0.05 | 0.04 | 0.02 | True |  | Non Federally-Regulated | 04/05/2017 |  | 05/06/2021
Acuity Brands Lighting | Aculux | AX3 D* 20LM **K 90CRI **D FPC 120 ICAT + 3AC *** **** *** | Light Emitting Diode | Inseparable Luminaire | Direct Wired | Forward Phase Cut Controls | 49 | 2700 | 0.0016 | 92 | 50 | 260 | 1 | Ambient | 50000 |  |  | 50000 | 0.02 | 14 | 21 | 0.07 | 0.01 | 0.01 | 0 | 0 | 0 | 0.39 | 0.01 | 0.01 | 0.01 | 0 | 0 | 1 | 0.1 | 0.06 | 0.05 | 0.04 | 0.02 | True |  | Non Federally-Regulated | 04/05/2017 |  | 05/06/2021
Acuity Brands Lighting | Aculux | AX3 D* 20LM **K 90CRI **D FPC 120 ICAT + 3*BAF * **** | Light Emitting Diode | Inseparable Luminaire | Direct Wired | Forward Phase Cut Controls | 54 | 2700 | 0.0016 | 92 | 50 | 260 | 1 | Ambient | 50000 |  |  | 50000 | 0.02 | 14 | 21 | 0.07 | 0.01 | 0.01 | 0 | 0 | 0 | 0.39 | 0.01 | 0.01 | 0.01 | 0 | 0 | 1 | 0.1 | 0.06 | 0.05 | 0.04 | 0.02 | True |  | Non Federally-Regulated | 04/05/2017 |  | 05/06/2021
Acuity Brands Lighting | Aculux | AX3 D* 20LM **K 90CRI **D FPC 120 ICAT + 3D* *** **** *** | Light Emitting Diode | Inseparable Luminaire | Direct Wired | Forward Phase Cut Controls | 52 | 2700 | 0.0016 | 92 | 50 | 260 | 1 | Ambient | 50000 |  |  | 50000 | 0.02 | 14 | 21 | 0.07 | 0.01 | 0.01 | 0 | 0 | 0 | 0.39 | 0.01 | 0.01 | 0.01 | 0 | 0 | 1 | 0.1 | 0.06 | 0.05 | 0.04 | 0.02 | True |  | Non Federally-Regulated | 04/05/2017 |  | 05/06/2021
Acuity Brands Lighting | Aculux | AX3 D* 20LM **K 90CRI **D FPC 120 ICAT + 3ASLOT *** **** | Light Emitting Diode | Inseparable Luminaire | Direct Wired | Forward Phase Cut Controls | 53 | 2700 | 0.0016 | 92 | 50 | 260 | 1 | Ambient | 50000 |  |  | 50000 | 0.02 | 14 | 21 | 0.07 | 0.01 | 0.01 | 0 | 0 | 0 | 0.39 | 0.01 | 0.01 | 0.01 | 0 | 0 | 1 | 0.1 | 0.06 | 0.05 | 0.04 | 0.02 | True |  | Non Federally-Regulated | 04/05/2017 |  | 05/06/2021
Acuity Brands Lighting | Aculux | AX3 D* 1*LM **K 90CRI **D EZ* MVOLT ICAT + 3**** *** **** *** | Light Emitting Diode | Inseparable Luminaire | Direct Wired | 0-10 VDC Controls | 46 | 2700 | 0.0015 | 92 | 50 | 444 | 1 | Ambient | 50000 |  |  | 50000 | 0.01 | 14 | 19 | 0.05 | 0.02 | 0.02 | 0.01 | 0 | 0 | 0.96 | 0.08 | 0.08 | 0.02 | 0.01 | 0 | 1 | 0.51 | 0.4 | 0.12 | 0.06 | 0.04 | True |  | Non Federally-Regulated | 04/05/2017 |  | 05/06/2021
Acuity Brands Lighting | Aculux | AX3 D* 08LM **K 90CRI **D EZ* MVOLT ICAT + 3**** *** **** *** | Light Emitting Diode | Inseparable Luminaire | Direct Wired | 0-10 VDC Controls | 50 | 2700 | 0.0015 | 92 | 50 | 444 | 1 | Ambient | 50000 |  |  | 50000 | 0.01 | 14 | 19 | 0.05 | 0.02 | 0.02 | 0.01 | 0 | 0 | 0.96 | 0.08 | 0.08 | 0.02 | 0.01 | 0 | 1 | 0.51 | 0.4 | 0.12 | 0.06 | 0.04 | True |  | Non Federally-Regulated | 04/05/2017 |  | 05/06/2021
Acuity Brands Lighting | Aculux | AX3 D* 20LM **K 90CRI **D EZ* MVOLT ICAT + 3AOVAL BS **** | Light Emitting Diode | Inseparable Luminaire | Direct Wired | 0-10 VDC Controls | 48 | 2700 | 0.0015 | 92 | 50 | 444 | 1 | Ambient | 50000 |  |  | 50000 | 0.01 | 14 | 19 | 0.05 | 0.02 | 0.02 | 0.01 | 0 | 0 | 0.96 | 0.08 | 0.08 | 0.02 | 0.01 | 0 | 1 | 0.51 | 0.4 | 0.12 | 0.06 | 0.04 | True |  | Non Federally-Regulated | 04/05/2017 |  | 05/06/2021
Acuity Brands Lighting | Aculux | AX3 D* 20LM **K 90CRI **D EZ* MVOLT ICAT + 3*BAF * **** | Light Emitting Diode | Inseparable Luminaire | Direct Wired | 0-10 VDC Controls | 49 | 2700 | 0.0015 | 92 | 50 | 444 | 1 | Ambient | 50000 |  |  | 50000 | 0.01 | 14 | 19 | 0.05 | 0.02 | 0.02 | 0.01 | 0 | 0 | 0.96 | 0.08 | 0.08 | 0.02 | 0.01 | 0 | 1 | 0.51 | 0.4 | 0.12 | 0.06 | 0.04 | True |  | Non Federally-Regulated | 04/05/2017 |  | 05/06/2021
Acuity Brands Lighting | Aculux | AX3 D* 20LM **K 90CRI **D EZ* MVOLT ICAT + 3D* *** **** *** | Light Emitting Diode | Inseparable Luminaire | Direct Wired | 0-10 VDC Controls | 56 | 2700 | 0.0015 | 92 | 50 | 444 | 1 | Ambient | 50000 |  |  | 50000 | 0.01 | 14 | 19 | 0.05 | 0.02 | 0.02 | 0.01 | 0 | 0 | 0.96 | 0.08 | 0.08 | 0.02 | 0.01 | 0 | 1 | 0.51 | 0.4 | 0.12 | 0.06 | 0.04 | True |  | Non Federally-Regulated | 04/05/2017 |  | 05/06/2021
Acuity Brands Lighting | Aculux | AX3 D* 20LM **K 90CRI **D EZ* MVOLT ICAT + 3DBAF * **** | Light Emitting Diode | Inseparable Luminaire | Direct Wired | 0-10 VDC Controls | 52 | 2700 | 0.0015 | 92 | 50 | 444 | 1 | Ambient | 50000 |  |  | 50000 | 0.01 | 14 | 19 | 0.05 | 0.02 | 0.02 | 0.01 | 0 | 0 | 0.96 | 0.08 | 0.08 | 0.02 | 0.01 | 0 | 1 | 0.51 | 0.4 | 0.12 | 0.06 | 0.04 | True |  | Non Federally-Regulated | 04/05/2017 |  | 05/06/2021
Acuity Brands Lighting | Aculux | AX3 D* 20LM **K 90CRI **D EZ* MVOLT ICAT + 3AC *** **** | Light Emitting Diode | Inseparable Luminaire | Direct Wired | 0-10 VDC Controls | 59 | 2700 | 0.0015 | 92 | 50 | 444 | 1 | Ambient | 50000 |  |  | 50000 | 0.01 | 14 | 19 | 0.05 | 0.02 | 0.02 | 0.01 | 0 | 0 | 0.96 | 0.08 | 0.08 | 0.02 | 0.01 | 0 | 1 | 0.51 | 0.4 | 0.12 | 0.06 | 0.04 | True |  | Non Federally-Regulated | 04/05/2017 |  | 05/06/2021
Acuity Brands Lighting | Aculux | AX3 D* 1*LM **K 90CRI **D DMXR MVOLT ICAT + 3**** *** **** *** | Light Emitting Diode | Inseparable Luminaire | Direct Wired | Direct Digital Controls | 46 | 2700 | 0.0012 | 92 | 50 | 442 | 1 | Ambient | 50000 |  |  | 50000 | 0 | 14 | 18 | 0.09 | 0.07 | 0.07 | 0 | 0 | 0 | 1 | 0.16 | 0.15 | 0.03 | 0.01 | 0 | 1 | 0.65 | 0.57 | 0.12 | 0.05 | 0.03 | True |  | Non Federally-Regulated | 04/05/2017 |  | 05/06/2021
Acuity Brands Lighting | Aculux | AX3 D* 08LM **K 90CRI **D DMXR MVOLT ICAT + 3**** *** **** *** | Light Emitting Diode | Inseparable Luminaire | Direct Wired | Direct Digital Controls | 50 | 2700 | 0.0012 | 92 | 50 | 442 | 1 | Ambient | 50000 |  |  | 50000 | 0 | 14 | 18 | 0.09 | 0.07 | 0.07 | 0 | 0 | 0 | 1 | 0.16 | 0.15 | 0.03 | 0.01 | 0 | 1 | 0.65 | 0.57 | 0.12 | 0.05 | 0.03 | True |  | Non Federally-Regulated | 04/05/2017 |  | 05/06/2021
Acuity Brands Lighting | Aculux | AX3 D* 20LM **K 90CRI **D DMXR MVOLT ICAT + 3AOVAL BS **** | Light Emitting Diode | Inseparable Luminaire | Direct Wired | Direct Digital Controls | 48 | 2700 | 0.0012 | 92 | 50 | 442 | 1 | Ambient | 50000 |  |  | 50000 | 0 | 14 | 18 | 0.09 | 0.07 | 0.07 | 0 | 0 | 0 | 1 | 0.16 | 0.15 | 0.03 | 0.01 | 0 | 1 | 0.65 | 0.57 | 0.12 | 0.05 | 0.03 | True |  | Non Federally-Regulated | 04/05/2017 |  | 05/06/2021
Acuity Brands Lighting | Aculux | AX3 D* 20LM **K 90CRI **D DMXR MVOLT ICAT + 3AC *** **** *** | Light Emitting Diode | Inseparable Luminaire | Direct Wired | Direct Digital Controls | 49 | 2700 | 0.0012 | 92 | 50 | 442 | 1 | Ambient | 50000 |  |  | 50000 | 0 | 14 | 18 | 0.09 | 0.07 | 0.07 | 0 | 0 | 0 | 1 | 0.16 | 0.15 | 0.03 | 0.01 | 0 | 1 | 0.65 | 0.57 | 0.12 | 0.05 | 0.03 | True |  | Non Federally-Regulated | 04/05/2017 |  | 05/06/2021
Acuity Brands Lighting | Aculux | AX3 D* 20LM **K 90CRI **D DMXR MVOLT ICAT + 3*BAF * **** | Light Emitting Diode | Inseparable Luminaire | Direct Wired | Direct Digital Controls | 54 | 2700 | 0.0012 | 92 | 50 | 442 | 1 | Ambient | 50000 |  |  | 50000 | 0 | 14 | 18 | 0.09 | 0.07 | 0.07 | 0 | 0 | 0 | 1 | 0.16 | 0.15 | 0.03 | 0.01 | 0 | 1 | 0.65 | 0.57 | 0.12 | 0.05 | 0.03 | True |  | Non Federally-Regulated | 04/05/2017 |  | 05/06/2021
Acuity Brands Lighting | Aculux | AX3 D* 20LM **K 90CRI **D DMXR MVOLT ICAT + 3D* *** **** *** | Light Emitting Diode | Inseparable Luminaire | Direct Wired | Direct Digital Controls | 52 | 2700 | 0.0012 | 92 | 50 | 442 | 1 | Ambient | 50000 |  |  | 50000 | 0 | 14 | 18 | 0.09 | 0.07 | 0.07 | 0 | 0 | 0 | 1 | 0.16 | 0.15 | 0.03 | 0.01 | 0 | 1 | 0.65 | 0.57 | 0.12 | 0.05 | 0.03 | True |  | Non Federally-Regulated | 04/05/2017 |  | 05/06/2021
Acuity Brands Lighting | Aculux | AX3 D* 20LM **K 90CRI **D DMXR MVOLT ICAT + 3ASLOT *** **** | Light Emitting Diode | Inseparable Luminaire | Direct Wired | Direct Digital Controls | 53 | 2700 | 0.0012 | 92 | 50 | 442 | 1 | Ambient | 50000 |  |  | 50000 | 0 | 14 | 18 | 0.09 | 0.07 | 0.07 | 0 | 0 | 0 | 1 | 0.16 | 0.15 | 0.03 | 0.01 | 0 | 1 | 0.65 | 0.57 | 0.12 | 0.05 | 0.03 | True |  | Non Federally-Regulated | 04/05/2017 |  | 05/06/2021
Acuity Brands Lighting | Aculux | AX3 D* 1*LM **K 90CRI **D DALI MVOLT ICAT + 3**** *** **** *** | Light Emitting Diode | Inseparable Luminaire | Direct Wired | Direct Digital Controls | 46 | 2700 | 0.0012 | 92 | 50 | 416 | 1 | Ambient | 50000 |  |  | 50000 | 0 | 14 | 18 | 0.09 | 0.07 | 0.04 | 0.01 | 0 | 0 | 1 | 0.12 | 0.06 | 0.02 | 1 | 0 | 1 | 0.27 | 0.17 | 0.12 | 0.03 | 0.02 | True |  | Non Federally-Regulated | 04/05/2017 |  | 05/06/2021
Acuity Brands Lighting | Aculux | AX3 D* 08LM **K 90CRI **D DALI MVOLT ICAT + 3**** *** **** *** | Light Emitting Diode | Inseparable Luminaire | Direct Wired | Direct Digital Controls | 50 | 2700 | 0.0012 | 92 | 50 | 416 | 1 | Ambient | 50000 |  |  | 50000 | 0 | 14 | 18 | 0.09 | 0.07 | 0.04 | 0.01 | 0 | 0 | 1 | 0.12 | 0.06 | 0.02 | 1 | 0 | 1 | 0.27 | 0.17 | 0.12 | 0.03 | 0.02 | True |  | Non Federally-Regulated | 04/05/2017 |  | 05/06/2021
Acuity Brands Lighting | Aculux | AX3 D* 20LM **K 90CRI **D DALI MVOLT ICAT + 3AOVAL BS **** | Light Emitting Diode | Inseparable Luminaire | Direct Wired | Direct Digital Controls | 48 | 2700 | 0.0012 | 92 | 50 | 416 | 1 | Ambient | 50000 |  |  | 50000 | 0 | 14 | 18 | 0.09 | 0.07 | 0.04 | 0.01 | 0 | 0 | 1 | 0.12 | 0.06 | 0.02 | 1 | 0 | 1 | 0.27 | 0.17 | 0.12 | 0.03 | 0.02 | True |  | Non Federally-Regulated | 04/05/2017 |  | 05/06/2021
Acuity Brands Lighting | Aculux | AX3 D* 20LM **K 90CRI **D DALI MVOLT ICAT + 3AC *** **** *** | Light Emitting Diode | Inseparable Luminaire | Direct Wired | Direct Digital Controls | 49 | 2700 | 0.0012 | 92 | 50 | 416 | 1 | Ambient | 50000 |  |  | 50000 | 0 | 14 | 18 | 0.09 | 0.07 | 0.04 | 0.01 | 0 | 0 | 1 | 0.12 | 0.06 | 0.02 | 1 | 0 | 1 | 0.27 | 0.17 | 0.12 | 0.03 | 0.02 | True |  | Non Federally-Regulated | 04/05/2017 |  | 05/06/2021
Acuity Brands Lighting | Aculux | AX3 D* 20LM **K 90CRI **D DALI MVOLT ICAT + 3*BAF * **** | Light Emitting Diode | Inseparable Luminaire | Direct Wired | Direct Digital Controls | 54 | 2700 | 0.0012 | 92 | 50 | 416 | 1 | Ambient | 50000 |  |  | 50000 | 0 | 14 | 18 | 0.09 | 0.07 | 0.04 | 0.01 | 0 | 0 | 1 | 0.12 | 0.06 | 0.02 | 1 | 0 | 1 | 0.27 | 0.17 | 0.12 | 0.03 | 0.02 | True |  | Non Federally-Regulated | 04/05/2017 |  | 05/06/2021
Acuity Brands Lighting | Aculux | AX3 D* 20LM **K 90CRI **D DALI MVOLT ICAT + 3D* *** **** *** | Light Emitting Diode | Inseparable Luminaire | Direct Wired | Direct Digital Controls | 52 | 2700 | 0.0012 | 92 | 50 | 416 | 1 | Ambient | 50000 |  |  | 50000 | 0 | 14 | 18 | 0.09 | 0.07 | 0.04 | 0.01 | 0 | 0 | 1 | 0.12 | 0.06 | 0.02 | 1 | 0 | 1 | 0.27 | 0.17 | 0.12 | 0.03 | 0.02 | True |  | Non Federally-Regulated | 04/05/2017 |  | 05/06/2021
Acuity Brands Lighting | Aculux | AX3 D* 20LM **K 90CRI **D DALI MVOLT ICAT + 3ASLOT *** **** | Light Emitting Diode | Inseparable Luminaire | Direct Wired | Direct Digital Controls | 53 | 2700 | 0.0012 | 92 | 50 | 416 | 1 | Ambient | 50000 |  |  | 50000 | 0 | 14 | 18 | 0.09 | 0.07 | 0.04 | 0.01 | 0 | 0 | 1 | 0.12 | 0.06 | 0.02 | 1 | 0 | 1 | 0.27 | 0.17 | 0.12 | 0.03 | 0.02 | True |  | Non Federally-Regulated | 04/05/2017 |  | 05/06/2021
Acuity Brands Lighting | Aculux | AX3SQ *** 20LM **K 90CRI **D FPC 120 ICAT + 3SQD *** **** WET | Light Emitting Diode | Inseparable Luminaire | Direct Wired | Forward Phase Cut Controls | 47 | 2700 | 0.0016 | 92 | 50 | 260 | 1 | Ambient | 50000 |  |  | 50000 | 0.02 | 14 | 21 | 0.07 | 0.01 | 0.01 | 0 | 0 | 0 | 0.39 | 0.01 | 0.01 | 0.01 | 0 | 0 | 1 | 0.1 | 0.06 | 0.05 | 0.04 | 0.02 | True |  | Non Federally-Regulated | 02/22/2017 |  | 05/06/2021
Acuity Brands Lighting | Aculux | AX3SQ *** 20LM **K 90CRI **D FPC 120 ICAT + 3SQ* *** **** | Light Emitting Diode | Inseparable Luminaire | Direct Wired | Forward Phase Cut Controls | 48 | 2700 | 0.0016 | 92 | 50 | 260 | 1 | Ambient | 50000 |  |  | 50000 | 0.02 | 14 | 21 | 0.07 | 0.01 | 0.01 | 0 | 0 | 0 | 0.39 | 0.01 | 0.01 | 0.01 | 0 | 0 | 1 | 0.1 | 0.06 | 0.05 | 0.04 | 0.02 | True |  | Non Federally-Regulated | 02/22/2017 |  | 05/06/2021
Acuity Brands Lighting | Aculux | AX3SQ *** 1*LM **K 90CRI **D FPC 120 ICAT + 3SQD *** **** WET | Light Emitting Diode | Inseparable Luminaire | Direct Wired | Forward Phase Cut Controls | 49 | 2700 | 0.0016 | 92 | 50 | 260 | 1 | Ambient | 50000 |  |  | 50000 | 0.02 | 14 | 21 | 0.07 | 0.01 | 0.01 | 0 | 0 | 0 | 0.39 | 0.01 | 0.01 | 0.01 | 0 | 0 | 1 | 0.1 | 0.06 | 0.05 | 0.04 | 0.02 | True |  | Non Federally-Regulated | 02/22/2017 |  | 05/06/2021
Acuity Brands Lighting | Aculux | AX3SQ *** 1*LM **K 90CRI **D FPC 120 ICAT + 3SQ* *** **** | Light Emitting Diode | Inseparable Luminaire | Direct Wired | Forward Phase Cut Controls | 51 | 2700 | 0.0016 | 92 | 50 | 260 | 1 | Ambient | 50000 |  |  | 50000 | 0.02 | 14 | 21 | 0.07 | 0.01 | 0.01 | 0 | 0 | 0 | 0.39 | 0.01 | 0.01 | 0.01 | 0 | 0 | 1 | 0.1 | 0.06 | 0.05 | 0.04 | 0.02 | True |  | Non Federally-Regulated | 02/22/2017 |  | 05/06/2021
Acuity Brands Lighting | Aculux | AX3SQ *** 12LM **K 90CRI **D FPC 120 ICAT + 3SQ*BV BS **** *** | Light Emitting Diode | Inseparable Luminaire | Direct Wired | Forward Phase Cut Controls | 47 | 2700 | 0.0016 | 92 | 50 | 260 | 1 | Ambient | 50000 |  |  | 50000 | 0.02 | 14 | 21 | 0.07 | 0.01 | 0.01 | 0 | 0 | 0 | 0.39 | 0.01 | 0.01 | 0.01 | 0 | 0 | 1 | 0.1 | 0.06 | 0.05 | 0.04 | 0.02 | True |  | Non Federally-Regulated | 02/22/2017 |  | 05/06/2021
Acuity Brands Lighting | Aculux | AX3SQ *** 12LM **K 90CRI **D FPC 120 ICAT + 3SQA *** **** WET | Light Emitting Diode | Inseparable Luminaire | Direct Wired | Forward Phase Cut Controls | 47 | 2700 | 0.0016 | 92 | 50 | 260 | 1 | Ambient | 50000 |  |  | 50000 | 0.02 | 14 | 21 | 0.07 | 0.01 | 0.01 | 0 | 0 | 0 | 0.39 | 0.01 | 0.01 | 0.01 | 0 | 0 | 1 | 0.1 | 0.06 | 0.05 | 0.04 | 0.02 | True |  | Non Federally-Regulated | 02/22/2017 |  | 05/06/2021
Acuity Brands Lighting | Aculux | AX3SQ *** 08LM **K 90CRI **D FPC 120 ICAT + 3SQ*BV BS **** *** | Light Emitting Diode | Inseparable Luminaire | Direct Wired | Forward Phase Cut Controls | 47 | 2700 | 0.0016 | 92 | 50 | 260 | 1 | Ambient | 50000 |  |  | 50000 | 0.02 | 14 | 21 | 0.07 | 0.01 | 0.01 | 0 | 0 | 0 | 0.39 | 0.01 | 0.01 | 0.01 | 0 | 0 | 1 | 0.1 | 0.06 | 0.05 | 0.04 | 0.02 | True |  | Non Federally-Regulated | 02/22/2017 |  | 05/06/2021
Acuity Brands Lighting | Aculux | AX3SQ *** 08LM **K 90CRI **D FPC 120 ICAT + 3SQ* *** **** WET | Light Emitting Diode | Inseparable Luminaire | Direct Wired | Forward Phase Cut Controls | 47 | 2700 | 0.0016 | 92 | 50 | 260 | 1 | Ambient | 50000 |  |  | 50000 | 0.02 | 14 | 21 | 0.07 | 0.01 | 0.01 | 0 | 0 | 0 | 0.39 | 0.01 | 0.01 | 0.01 | 0 | 0 | 1 | 0.1 | 0.06 | 0.05 | 0.04 | 0.02 | True |  | Non Federally-Regulated | 02/22/2017 |  | 05/06/2021
Acuity Brands Lighting | Aculux | AX3SQ *** 08LM **K 90CRI **D FPC 120 ICAT + 3SQ* *** **** | Light Emitting Diode | Inseparable Luminaire | Direct Wired | Forward Phase Cut Controls | 56 | 2700 | 0.0016 | 92 | 50 | 260 | 1 | Ambient | 50000 |  |  | 50000 | 0.02 | 14 | 21 | 0.07 | 0.01 | 0.01 | 0 | 0 | 0 | 0.39 | 0.01 | 0.01 | 0.01 | 0 | 0 | 1 | 0.1 | 0.06 | 0.05 | 0.04 | 0.02 | True |  | Non Federally-Regulated | 02/22/2017 |  | 05/06/2021
Acuity Brands Lighting | Aculux | AX3 A* 1*LM **K 90CRI **D FPC 120 ICAT + 3**** *** **** *** | Light Emitting Diode | Inseparable Luminaire | Direct Wired | Forward Phase Cut Controls | 46 | 2700 | 0.0016 | 92 | 50 | 260 | 1 | Ambient | 50000 |  |  | 50000 | 0.02 | 14 | 21 | 0.07 | 0.01 | 0.01 | 0 | 0 | 0 | 0.39 | 0.01 | 0.01 | 0.01 | 0 | 0 | 1 | 0.1 | 0.06 | 0.05 | 0.04 | 0.02 | True |  | Non Federally-Regulated | 02/22/2017 |  | 05/06/2021
Acuity Brands Lighting | Aculux | AX3 A* 08LM **K 90CRI **D FPC 120 ICAT + 3**** *** **** *** | Light Emitting Diode | Inseparable Luminaire | Direct Wired | Forward Phase Cut Controls | 50 | 2700 | 0.0016 | 92 | 50 | 260 | 1 | Ambient | 50000 |  |  | 50000 | 0.02 | 14 | 21 | 0.07 | 0.01 | 0.01 | 0 | 0 | 0 | 0.39 | 0.01 | 0.01 | 0.01 | 0 | 0 | 1 | 0.1 | 0.06 | 0.05 | 0.04 | 0.02 | True |  | Non Federally-Regulated | 02/22/2017 |  | 05/06/2021
Acuity Brands Lighting | Aculux | AX3 A* 20LM **K 90CRI **D FPC 120 ICAT + 3AOVAL BS **** | Light Emitting Diode | Inseparable Luminaire | Direct Wired | Forward Phase Cut Controls | 48 | 2700 | 0.0016 | 92 | 50 | 260 | 1 | Ambient | 50000 |  |  | 50000 | 0.02 | 14 | 21 | 0.07 | 0.01 | 0.01 | 0 | 0 | 0 | 0.39 | 0.01 | 0.01 | 0.01 | 0 | 0 | 1 | 0.1 | 0.06 | 0.05 | 0.04 | 0.02 | True |  | Non Federally-Regulated | 02/22/2017 |  | 05/06/2021
Acuity Brands Lighting | Aculux | AX3 A* 20LM **K 90CRI **D FPC 120 ICAT + 3AC *** **** *** | Light Emitting Diode | Inseparable Luminaire | Direct Wired | Forward Phase Cut Controls | 49 | 2700 | 0.0016 | 92 | 50 | 260 | 1 | Ambient | 50000 |  |  | 50000 | 0.02 | 14 | 21 | 0.07 | 0.01 | 0.01 | 0 | 0 | 0 | 0.39 | 0.01 | 0.01 | 0.01 | 0 | 0 | 1 | 0.1 | 0.06 | 0.05 | 0.04 | 0.02 | True |  | Non Federally-Regulated | 02/22/2017 |  | 05/06/2021
Acuity Brands Lighting | Aculux | AX3 A* 20LM **K 90CRI **D FPC 120 ICAT + 3*BAF * **** | Light Emitting Diode | Inseparable Luminaire | Direct Wired | Forward Phase Cut Controls | 54 | 2700 | 0.0016 | 92 | 50 | 260 | 1 | Ambient | 50000 |  |  | 50000 | 0.02 | 14 | 21 | 0.07 | 0.01 | 0.01 | 0 | 0 | 0 | 0.39 | 0.01 | 0.01 | 0.01 | 0 | 0 | 1 | 0.1 | 0.06 | 0.05 | 0.04 | 0.02 | True |  | Non Federally-Regulated | 02/22/2017 |  | 05/06/2021
Acuity Brands Lighting | Aculux | AX3 A* 20LM **K 90CRI **D FPC 120 ICAT + 3D* *** **** *** | Light Emitting Diode | Inseparable Luminaire | Direct Wired | Forward Phase Cut Controls | 52 | 2700 | 0.0016 | 92 | 50 | 260 | 1 | Ambient | 50000 |  |  | 50000 | 0.02 | 14 | 21 | 0.07 | 0.01 | 0.01 | 0 | 0 | 0 | 0.39 | 0.01 | 0.01 | 0.01 | 0 | 0 | 1 | 0.1 | 0.06 | 0.05 | 0.04 | 0.02 | True |  | Non Federally-Regulated | 02/22/2017 |  | 05/06/2021
Acuity Brands Lighting | Aculux | AX3 A* 20LM **K 90CRI **D FPC 120 ICAT + 3ASLOT *** **** | Light Emitting Diode | Inseparable Luminaire | Direct Wired | Forward Phase Cut Controls | 53 | 2700 | 0.0016 | 92 | 50 | 260 | 1 | Ambient | 50000 |  |  | 50000 | 0.02 | 14 | 21 | 0.07 | 0.01 | 0.01 | 0 | 0 | 0 | 0.39 | 0.01 | 0.01 | 0.01 | 0 | 0 | 1 | 0.1 | 0.06 | 0.05 | 0.04 | 0.02 | True |  | Non Federally-Regulated | 02/22/2017 |  | 05/06/2021
Acuity Brands Lighting | Aculux | AX3 LPA 1*LM **K 90CRI **D FPC 120 ICAT + 3**** *** **** *** | Light Emitting Diode | Inseparable Luminaire | Direct Wired | Forward Phase Cut Controls | 46 | 2700 | 0.0016 | 92 | 50 | 260 | 1 | Ambient | 50000 |  |  | 50000 | 0.02 | 14 | 21 | 0.07 | 0.01 | 0.01 | 0 | 0 | 0 | 0.39 | 0.01 | 0.01 | 0.01 | 0 | 0 | 1 | 0.1 | 0.06 | 0.05 | 0.04 | 0.02 | True |  | Non Federally-Regulated | 02/22/2017 |  | 05/06/2021
Acuity Brands Lighting | Aculux | AX3 LPA 08LM **K 90CRI **D FPC 120 ICAT + 3**** *** **** *** | Light Emitting Diode | Inseparable Luminaire | Direct Wired | Forward Phase Cut Controls | 50 | 2700 | 0.0016 | 92 | 50 | 260 | 1 | Ambient | 50000 |  |  | 50000 | 0.02 | 14 | 21 | 0.07 | 0.01 | 0.01 | 0 | 0 | 0 | 0.39 | 0.01 | 0.01 | 0.01 | 0 | 0 | 1 | 0.1 | 0.06 | 0.05 | 0.04 | 0.02 | True |  | Non Federally-Regulated | 02/22/2017 |  | 05/06/2021
Acuity Brands Lighting | Aculux | AX3 LPA 20LM **K 90CRI **D FPC 120 ICAT + 3AOVAL BS **** | Light Emitting Diode | Inseparable Luminaire | Direct Wired | Forward Phase Cut Controls | 48 | 2700 | 0.0016 | 92 | 50 | 260 | 1 | Ambient | 50000 |  |  | 50000 | 0.02 | 14 | 21 | 0.07 | 0.01 | 0.01 | 0 | 0 | 0 | 0.39 | 0.01 | 0.01 | 0.01 | 0 | 0 | 1 | 0.1 | 0.06 | 0.05 | 0.04 | 0.02 | True |  | Non Federally-Regulated | 02/22/2017 |  | 05/06/2021
Acuity Brands Lighting | Aculux | AX3 LPA 20LM **K 90CRI **D FPC 120 ICAT + 3AC *** **** *** | Light Emitting Diode | Inseparable Luminaire | Direct Wired | Forward Phase Cut Controls | 49 | 2700 | 0.0016 | 92 | 50 | 260 | 1 | Ambient | 50000 |  |  | 50000 | 0.02 | 14 | 21 | 0.07 | 0.01 | 0.01 | 0 | 0 | 0 | 0.39 | 0.01 | 0.01 | 0.01 | 0 | 0 | 1 | 0.1 | 0.06 | 0.05 | 0.04 | 0.02 | True |  | Non Federally-Regulated | 02/22/2017 |  | 05/06/2021
Acuity Brands Lighting | Aculux | AX3 LPA 20LM **K 90CRI **D FPC 120 ICAT + 3*BAF * **** | Light Emitting Diode | Inseparable Luminaire | Direct Wired | Forward Phase Cut Controls | 54 | 2700 | 0.0016 | 92 | 50 | 260 | 1 | Ambient | 50000 |  |  | 50000 | 0.02 | 14 | 21 | 0.07 | 0.01 | 0.01 | 0 | 0 | 0 | 0.39 | 0.01 | 0.01 | 0.01 | 0 | 0 | 1 | 0.1 | 0.06 | 0.05 | 0.04 | 0.02 | True |  | Non Federally-Regulated | 02/22/2017 |  | 05/06/2021
Acuity Brands Lighting | Aculux | AX3 LPA 20LM **K 90CRI **D FPC 120 ICAT + 3D* *** **** *** | Light Emitting Diode | Inseparable Luminaire | Direct Wired | Forward Phase Cut Controls | 52 | 2700 | 0.0016 | 92 | 50 | 260 | 1 | Ambient | 50000 |  |  | 50000 | 0.02 | 14 | 21 | 0.07 | 0.01 | 0.01 | 0 | 0 | 0 | 0.39 | 0.01 | 0.01 | 0.01 | 0 | 0 | 1 | 0.1 | 0.06 | 0.05 | 0.04 | 0.02 | True |  | Non Federally-Regulated | 02/22/2017 |  | 05/06/2021
Acuity Brands Lighting | Aculux | AX3 LPA 20LM **K 90CRI **D FPC 120 ICAT + 3ASLOT *** **** | Light Emitting Diode | Inseparable Luminaire | Direct Wired | Forward Phase Cut Controls | 53 | 2700 | 0.0016 | 92 | 50 | 260 | 1 | Ambient | 50000 |  |  | 50000 | 0.02 | 14 | 21 | 0.07 | 0.01 | 0.01 | 0 | 0 | 0 | 0.39 | 0.01 | 0.01 | 0.01 | 0 | 0 | 1 | 0.1 | 0.06 | 0.05 | 0.04 | 0.02 | True |  | Non Federally-Regulated | 02/22/2017 |  | 05/06/2021
Acuity Brands Lighting | Aculux | AX3SQ *** 20LM **K 90CRI **D EZ* MVOLT ICAT + 3SQD *** **** WET | Light Emitting Diode | Inseparable Luminaire | Direct Wired | 0-10 VDC Controls | 47 | 2700 | 0.0015 | 92 | 50 | 444 | 1 | Ambient | 50000 |  |  | 50000 | 0.01 | 14 | 19 | 0.05 | 0.02 | 0.02 | 0.01 | 0 | 0 | 0.96 | 0.08 | 0.08 | 0.02 | 0.01 | 0 | 1 | 0.51 | 0.4 | 0.12 | 0.06 | 0.04 | True |  | Non Federally-Regulated | 02/22/2017 |  | 05/06/2021
Acuity Brands Lighting | Aculux | AX3SQ *** 20LM **K 90CRI **D EZ* MVOLT ICAT + 3SQ* *** **** | Light Emitting Diode | Inseparable Luminaire | Direct Wired | 0-10 VDC Controls | 48 | 2700 | 0.0015 | 92 | 50 | 444 | 1 | Ambient | 50000 |  |  | 50000 | 0.01 | 14 | 19 | 0.05 | 0.02 | 0.02 | 0.01 | 0 | 0 | 0.96 | 0.08 | 0.08 | 0.02 | 0.01 | 0 | 1 | 0.51 | 0.4 | 0.12 | 0.06 | 0.04 | True |  | Non Federally-Regulated | 02/22/2017 |  | 05/06/2021
Acuity Brands Lighting | Aculux | AX3SQ *** 1*LM **K 90CRI **D EZ* MVOLT ICAT + 3SQD *** **** WET | Light Emitting Diode | Inseparable Luminaire | Direct Wired | 0-10 VDC Controls | 49 | 2700 | 0.0015 | 92 | 50 | 444 | 1 | Ambient | 50000 |  |  | 50000 | 0.01 | 14 | 19 | 0.05 | 0.02 | 0.02 | 0.01 | 0 | 0 | 0.96 | 0.08 | 0.08 | 0.02 | 0.01 | 0 | 1 | 0.51 | 0.4 | 0.12 | 0.06 | 0.04 | True |  | Non Federally-Regulated | 02/22/2017 |  | 05/06/2021
Acuity Brands Lighting | Aculux | AX3SQ *** 1*LM **K 90CRI **D EZ* MVOLT ICAT + 3SQ* *** **** | Light Emitting Diode | Inseparable Luminaire | Direct Wired | 0-10 VDC Controls | 51 | 2700 | 0.0015 | 92 | 50 | 444 | 1 | Ambient | 50000 |  |  | 50000 | 0.01 | 14 | 19 | 0.05 | 0.02 | 0.02 | 0.01 | 0 | 0 | 0.96 | 0.08 | 0.08 | 0.02 | 0.01 | 0 | 1 | 0.51 | 0.4 | 0.12 | 0.06 | 0.04 | True |  | Non Federally-Regulated | 02/22/2017 |  | 05/06/2021
Acuity Brands Lighting | Aculux | AX3SQ *** 12LM **K 90CRI **D EZ* MVOLT ICAT + 3SQ*BV BS **** *** | Light Emitting Diode | Inseparable Luminaire | Direct Wired | 0-10 VDC Controls | 47 | 2700 | 0.0015 | 92 | 50 | 444 | 1 | Ambient | 50000 |  |  | 50000 | 0.01 | 14 | 19 | 0.05 | 0.02 | 0.02 | 0.01 | 0 | 0 | 0.96 | 0.08 | 0.08 | 0.02 | 0.01 | 0 | 1 | 0.51 | 0.4 | 0.12 | 0.06 | 0.04 | True |  | Non Federally-Regulated | 02/22/2017 |  | 05/06/2021
Acuity Brands Lighting | Aculux | AX3SQ *** 12LM **K 90CRI **D EZ* MVOLT ICAT + 3SQA *** **** WET | Light Emitting Diode | Inseparable Luminaire | Direct Wired | 0-10 VDC Controls | 47 | 2700 | 0.0015 | 92 | 50 | 444 | 1 | Ambient | 50000 |  |  | 50000 | 0.01 | 14 | 19 | 0.05 | 0.02 | 0.02 | 0.01 | 0 | 0 | 0.96 | 0.08 | 0.08 | 0.02 | 0.01 | 0 | 1 | 0.51 | 0.4 | 0.12 | 0.06 | 0.04 | True |  | Non Federally-Regulated | 02/22/2017 |  | 05/06/2021
Acuity Brands Lighting | Aculux | AX3SQ *** 08LM **K 90CRI **D EZ* MVOLT ICAT + 3SQ*BV BS **** *** | Light Emitting Diode | Inseparable Luminaire | Direct Wired | 0-10 VDC Controls | 47 | 2700 | 0.0015 | 92 | 50 | 444 | 1 | Ambient | 50000 |  |  | 50000 | 0.01 | 14 | 19 | 0.05 | 0.02 | 0.02 | 0.01 | 0 | 0 | 0.96 | 0.08 | 0.08 | 0.02 | 0.01 | 0 | 1 | 0.51 | 0.4 | 0.12 | 0.06 | 0.04 | True |  | Non Federally-Regulated | 02/22/2017 |  | 05/06/2021
Acuity Brands Lighting | Aculux | AX3SQ *** 08LM **K 90CRI **D EZ* MVOLT ICAT + 3SQ* *** **** WET | Light Emitting Diode | Inseparable Luminaire | Direct Wired | 0-10 VDC Controls | 47 | 2700 | 0.0015 | 92 | 50 | 444 | 1 | Ambient | 50000 |  |  | 50000 | 0.01 | 14 | 19 | 0.05 | 0.02 | 0.02 | 0.01 | 0 | 0 | 0.96 | 0.08 | 0.08 | 0.02 | 0.01 | 0 | 1 | 0.51 | 0.4 | 0.12 | 0.06 | 0.04 | True |  | Non Federally-Regulated | 02/22/2017 |  | 05/06/2021
Acuity Brands Lighting | Aculux | AX3SQ *** 08LM **K 90CRI **D EZ* MVOLT ICAT + 3SQ* *** **** | Light Emitting Diode | Inseparable Luminaire | Direct Wired | 0-10 VDC Controls | 56 | 2700 | 0.0015 | 92 | 50 | 444 | 1 | Ambient | 50000 |  |  | 50000 | 0.01 | 14 | 19 | 0.05 | 0.02 | 0.02 | 0.01 | 0 | 0 | 0.96 | 0.08 | 0.08 | 0.02 | 0.01 | 0 | 1 | 0.51 | 0.4 | 0.12 | 0.06 | 0.04 | True |  | Non Federally-Regulated | 02/22/2017 |  | 05/06/2021
Acuity Brands Lighting | Aculux | AX3 A* 1*LM **K 90CRI **D EZ* MVOLT ICAT + 3**** *** **** *** | Light Emitting Diode | Inseparable Luminaire | Direct Wired | 0-10 VDC Controls | 46 | 2700 | 0.0015 | 92 | 50 | 444 | 1 | Ambient | 50000 |  |  | 50000 | 0.01 | 14 | 19 | 0.05 | 0.02 | 0.02 | 0.01 | 0 | 0 | 0.96 | 0.08 | 0.08 | 0.02 | 0.01 | 0 | 1 | 0.51 | 0.4 | 0.12 | 0.06 | 0.04 | True |  | Non Federally-Regulated | 02/22/2017 |  | 05/06/2021
Acuity Brands Lighting | Aculux | AX3 A* 08LM **K 90CRI **D EZ* MVOLT ICAT + 3**** *** **** *** | Light Emitting Diode | Inseparable Luminaire | Direct Wired | 0-10 VDC Controls | 50 | 2700 | 0.0015 | 92 | 50 | 444 | 1 | Ambient | 50000 |  |  | 50000 | 0.01 | 14 | 19 | 0.05 | 0.02 | 0.02 | 0.01 | 0 | 0 | 0.96 | 0.08 | 0.08 | 0.02 | 0.01 | 0 | 1 | 0.51 | 0.4 | 0.12 | 0.06 | 0.04 | True |  | Non Federally-Regulated | 02/22/2017 |  | 05/06/2021
Acuity Brands Lighting | Aculux | AX3 A* 20LM **K 90CRI **D EZ* MVOLT ICAT + 3AOVAL BS **** | Light Emitting Diode | Inseparable Luminaire | Direct Wired | 0-10 VDC Controls | 48 | 2700 | 0.0015 | 92 | 50 | 444 | 1 | Ambient | 50000 |  |  | 50000 | 0.01 | 14 | 19 | 0.05 | 0.02 | 0.02 | 0.01 | 0 | 0 | 0.96 | 0.08 | 0.08 | 0.02 | 0.01 | 0 | 1 | 0.51 | 0.4 | 0.12 | 0.06 | 0.04 | True |  | Non Federally-Regulated | 02/22/2017 |  | 05/06/2021
Acuity Brands Lighting | Aculux | AX3 A* 20LM **K 90CRI **D EZ* MVOLT ICAT + 3*BAF * **** | Light Emitting Diode | Inseparable Luminaire | Direct Wired | 0-10 VDC Controls | 49 | 2700 | 0.0015 | 92 | 50 | 444 | 1 | Ambient | 50000 |  |  | 50000 | 0.01 | 14 | 19 | 0.05 | 0.02 | 0.02 | 0.01 | 0 | 0 | 0.96 | 0.08 | 0.08 | 0.02 | 0.01 | 0 | 1 | 0.51 | 0.4 | 0.12 | 0.06 | 0.04 | True |  | Non Federally-Regulated | 02/22/2017 |  | 05/06/2021
Acuity Brands Lighting | Aculux | AX3 A* 20LM **K 90CRI **D EZ* MVOLT ICAT + 3D* *** **** *** | Light Emitting Diode | Inseparable Luminaire | Direct Wired | 0-10 VDC Controls | 56 | 2700 | 0.0015 | 92 | 50 | 444 | 1 | Ambient | 50000 |  |  | 50000 | 0.01 | 14 | 19 | 0.05 | 0.02 | 0.02 | 0.01 | 0 | 0 | 0.96 | 0.08 | 0.08 | 0.02 | 0.01 | 0 | 1 | 0.51 | 0.4 | 0.12 | 0.06 | 0.04 | True |  | Non Federally-Regulated | 02/22/2017 |  | 05/06/2021
Acuity Brands Lighting | Aculux | AX3 A* 20LM **K 90CRI **D EZ* MVOLT ICAT + 3DBAF * **** | Light Emitting Diode | Inseparable Luminaire | Direct Wired | 0-10 VDC Controls | 52 | 2700 | 0.0015 | 92 | 50 | 444 | 1 | Ambient | 50000 |  |  | 50000 | 0.01 | 14 | 19 | 0.05 | 0.02 | 0.02 | 0.01 | 0 | 0 | 0.96 | 0.08 | 0.08 | 0.02 | 0.01 | 0 | 1 | 0.51 | 0.4 | 0.12 | 0.06 | 0.04 | True |  | Non Federally-Regulated | 02/22/2017 |  | 05/06/2021
Acuity Brands Lighting | Aculux | AX3 A* 20LM **K 90CRI **D EZ* MVOLT ICAT + 3AC *** **** | Light Emitting Diode | Inseparable Luminaire | Direct Wired | 0-10 VDC Controls | 59 | 2700 | 0.0015 | 92 | 50 | 444 | 1 | Ambient | 50000 |  |  | 50000 | 0.01 | 14 | 19 | 0.05 | 0.02 | 0.02 | 0.01 | 0 | 0 | 0.96 | 0.08 | 0.08 | 0.02 | 0.01 | 0 | 1 | 0.51 | 0.4 | 0.12 | 0.06 | 0.04 | True |  | Non Federally-Regulated | 02/22/2017 |  | 05/06/2021
Acuity Brands Lighting | Aculux | AX3 LPA 1*LM **K 90CRI **D EZ* MVOLT ICAT + 3**** *** **** *** | Light Emitting Diode | Inseparable Luminaire | Direct Wired | 0-10 VDC Controls | 46 | 2700 | 0.0015 | 92 | 50 | 444 | 1 | Ambient | 50000 |  |  | 50000 | 0.01 | 14 | 19 | 0.05 | 0.02 | 0.02 | 0.01 | 0 | 0 | 0.96 | 0.08 | 0.08 | 0.02 | 0.01 | 0 | 1 | 0.51 | 0.4 | 0.12 | 0.06 | 0.04 | True |  | Non Federally-Regulated | 02/22/2017 |  | 05/06/2021
Acuity Brands Lighting | Aculux | AX3 LPA 08LM **K 90CRI **D EZ* MVOLT ICAT + 3**** *** **** *** | Light Emitting Diode | Inseparable Luminaire | Direct Wired | 0-10 VDC Controls | 50 | 2700 | 0.0015 | 92 | 50 | 444 | 1 | Ambient | 50000 |  |  | 50000 | 0.01 | 14 | 19 | 0.05 | 0.02 | 0.02 | 0.01 | 0 | 0 | 0.96 | 0.08 | 0.08 | 0.02 | 0.01 | 0 | 1 | 0.51 | 0.4 | 0.12 | 0.06 | 0.04 | True |  | Non Federally-Regulated | 02/22/2017 |  | 05/06/2021
Acuity Brands Lighting | Aculux | AX3 LPA 20LM **K 90CRI **D EZ* MVOLT ICAT + 3AOVAL BS **** | Light Emitting Diode | Inseparable Luminaire | Direct Wired | 0-10 VDC Controls | 48 | 2700 | 0.0015 | 92 | 50 | 444 | 1 | Ambient | 50000 |  |  | 50000 | 0.01 | 14 | 19 | 0.05 | 0.02 | 0.02 | 0.01 | 0 | 0 | 0.96 | 0.08 | 0.08 | 0.02 | 0.01 | 0 | 1 | 0.51 | 0.4 | 0.12 | 0.06 | 0.04 | True |  | Non Federally-Regulated | 02/22/2017 |  | 05/06/2021
Acuity Brands Lighting | Aculux | AX3 LPA 20LM **K 90CRI **D EZ* MVOLT ICAT + 3*BAF * **** | Light Emitting Diode | Inseparable Luminaire | Direct Wired | 0-10 VDC Controls | 49 | 2700 | 0.0015 | 92 | 50 | 444 | 1 | Ambient | 50000 |  |  | 50000 | 0.01 | 14 | 19 | 0.05 | 0.02 | 0.02 | 0.01 | 0 | 0 | 0.96 | 0.08 | 0.08 | 0.02 | 0.01 | 0 | 1 | 0.51 | 0.4 | 0.12 | 0.06 | 0.04 | True |  | Non Federally-Regulated | 02/22/2017 |  | 05/06/2021
Acuity Brands Lighting | Aculux | AX3 LPA 20LM **K 90CRI **D EZ* MVOLT ICAT + 3D* *** **** *** | Light Emitting Diode | Inseparable Luminaire | Direct Wired | 0-10 VDC Controls | 56 | 2700 | 0.0015 | 92 | 50 | 444 | 1 | Ambient | 50000 |  |  | 50000 | 0.01 | 14 | 19 | 0.05 | 0.02 | 0.02 | 0.01 | 0 | 0 | 0.96 | 0.08 | 0.08 | 0.02 | 0.01 | 0 | 1 | 0.51 | 0.4 | 0.12 | 0.06 | 0.04 | True |  | Non Federally-Regulated | 02/22/2017 |  | 05/06/2021
Acuity Brands Lighting | Aculux | AX3 LPA 20LM **K 90CRI **D EZ* MVOLT ICAT + 3DBAF * **** | Light Emitting Diode | Inseparable Luminaire | Direct Wired | 0-10 VDC Controls | 52 | 2700 | 0.0015 | 92 | 50 | 444 | 1 | Ambient | 50000 |  |  | 50000 | 0.01 | 14 | 19 | 0.05 | 0.02 | 0.02 | 0.01 | 0 | 0 | 0.96 | 0.08 | 0.08 | 0.02 | 0.01 | 0 | 1 | 0.51 | 0.4 | 0.12 | 0.06 | 0.04 | True |  | Non Federally-Regulated | 02/22/2017 |  | 05/06/2021
Acuity Brands Lighting | Aculux | AX3 LPA 20LM **K 90CRI **D EZ* MVOLT ICAT + 3AC *** **** | Light Emitting Diode | Inseparable Luminaire | Direct Wired | 0-10 VDC Controls | 59 | 2700 | 0.0015 | 92 | 50 | 444 | 1 | Ambient | 50000 |  |  | 50000 | 0.01 | 14 | 19 | 0.05 | 0.02 | 0.02 | 0.01 | 0 | 0 | 0.96 | 0.08 | 0.08 | 0.02 | 0.01 | 0 | 1 | 0.51 | 0.4 | 0.12 | 0.06 | 0.04 | True |  | Non Federally-Regulated | 02/22/2017 |  | 05/06/2021
Acuity Brands Lighting | Aculux | AX3SQ *** 20LM **K 90CRI **D DMXR MVOLT ICAT + 3SQD *** **** WET | Light Emitting Diode | Inseparable Luminaire | Direct Wired | Direct Digital Controls | 47 | 2700 | 0.0012 | 92 | 50 | 442 | 1 | Ambient | 50000 |  |  | 50000 | 0 | 14 | 18 | 0.09 | 0.07 | 0.07 | 0 | 0 | 0 | 1 | 0.16 | 0.15 | 0.03 | 0.01 | 0 | 1 | 0.65 | 0.57 | 0.12 | 0.05 | 0.03 | True |  | Non Federally-Regulated | 02/22/2017 |  | 05/06/2021
Acuity Brands Lighting | Aculux | AX3SQ *** 20LM **K 90CRI **D DMXR MVOLT ICAT + 3SQ* *** **** | Light Emitting Diode | Inseparable Luminaire | Direct Wired | Direct Digital Controls | 48 | 2700 | 0.0012 | 92 | 50 | 442 | 1 | Ambient | 50000 |  |  | 50000 | 0 | 14 | 18 | 0.09 | 0.07 | 0.07 | 0 | 0 | 0 | 1 | 0.16 | 0.15 | 0.03 | 0.01 | 0 | 1 | 0.65 | 0.57 | 0.12 | 0.05 | 0.03 | True |  | Non Federally-Regulated | 02/22/2017 |  | 05/06/2021
Acuity Brands Lighting | Aculux | AX3SQ *** 1*LM **K 90CRI **D DMXR MVOLT ICAT + 3SQD *** **** WET | Light Emitting Diode | Inseparable Luminaire | Direct Wired | Direct Digital Controls | 49 | 2700 | 0.0012 | 92 | 50 | 442 | 1 | Ambient | 50000 |  |  | 50000 | 0 | 14 | 18 | 0.09 | 0.07 | 0.07 | 0 | 0 | 0 | 1 | 0.16 | 0.15 | 0.03 | 0.01 | 0 | 1 | 0.65 | 0.57 | 0.12 | 0.05 | 0.03 | True |  | Non Federally-Regulated | 02/22/2017 |  | 05/06/2021
Acuity Brands Lighting | Aculux | AX3SQ *** 1*LM **K 90CRI **D DMXR MVOLT ICAT + 3SQ* *** **** | Light Emitting Diode | Inseparable Luminaire | Direct Wired | Direct Digital Controls | 51 | 2700 | 0.0012 | 92 | 50 | 442 | 1 | Ambient | 50000 |  |  | 50000 | 0 | 14 | 18 | 0.09 | 0.07 | 0.07 | 0 | 0 | 0 | 1 | 0.16 | 0.15 | 0.03 | 0.01 | 0 | 1 | 0.65 | 0.57 | 0.12 | 0.05 | 0.03 | True |  | Non Federally-Regulated | 02/22/2017 |  | 05/06/2021
Acuity Brands Lighting | Aculux | AX3SQ *** 12LM **K 90CRI **D DMXR MVOLT ICAT + 3SQ*BV BS **** *** | Light Emitting Diode | Inseparable Luminaire | Direct Wired | Direct Digital Controls | 47 | 2700 | 0.0012 | 92 | 50 | 442 | 1 | Ambient | 50000 |  |  | 50000 | 0 | 14 | 18 | 0.09 | 0.07 | 0.07 | 0 | 0 | 0 | 1 | 0.16 | 0.15 | 0.03 | 0.01 | 0 | 1 | 0.65 | 0.57 | 0.12 | 0.05 | 0.03 | True |  | Non Federally-Regulated | 02/22/2017 |  | 05/06/2021
Acuity Brands Lighting | Aculux | AX3SQ *** 12LM **K 90CRI **D DMXR MVOLT ICAT + 3SQA *** **** WET | Light Emitting Diode | Inseparable Luminaire | Direct Wired | Direct Digital Controls | 47 | 2700 | 0.0012 | 92 | 50 | 442 | 1 | Ambient | 50000 |  |  | 50000 | 0 | 14 | 18 | 0.09 | 0.07 | 0.07 | 0 | 0 | 0 | 1 | 0.16 | 0.15 | 0.03 | 0.01 | 0 | 1 | 0.65 | 0.57 | 0.12 | 0.05 | 0.03 | True |  | Non Federally-Regulated | 02/22/2017 |  | 05/06/2021
Acuity Brands Lighting | Aculux | AX3SQ *** 08LM **K 90CRI **D DMXR MVOLT ICAT + 3SQ*BV BS **** *** | Light Emitting Diode | Inseparable Luminaire | Direct Wired | Direct Digital Controls | 47 | 2700 | 0.0012 | 92 | 50 | 442 | 1 | Ambient | 50000 |  |  | 50000 | 0 | 14 | 18 | 0.09 | 0.07 | 0.07 | 0 | 0 | 0 | 1 | 0.16 | 0.15 | 0.03 | 0.01 | 0 | 1 | 0.65 | 0.57 | 0.12 | 0.05 | 0.03 | True |  | Non Federally-Regulated | 02/22/2017 |  | 05/06/2021
Acuity Brands Lighting | Aculux | AX3SQ *** 08LM **K 90CRI **D DMXR MVOLT ICAT + 3SQ* *** **** WET | Light Emitting Diode | Inseparable Luminaire | Direct Wired | Direct Digital Controls | 47 | 2700 | 0.0012 | 92 | 50 | 442 | 1 | Ambient | 50000 |  |  | 50000 | 0 | 14 | 18 | 0.09 | 0.07 | 0.07 | 0 | 0 | 0 | 1 | 0.16 | 0.15 | 0.03 | 0.01 | 0 | 1 | 0.65 | 0.57 | 0.12 | 0.05 | 0.03 | True |  | Non Federally-Regulated | 02/22/2017 |  | 05/06/2021
Acuity Brands Lighting | Aculux | AX3SQ *** 08LM **K 90CRI **D DMXR MVOLT ICAT + 3SQ* *** **** | Light Emitting Diode | Inseparable Luminaire | Direct Wired | Direct Digital Controls | 56 | 2700 | 0.0012 | 92 | 50 | 442 | 1 | Ambient | 50000 |  |  | 50000 | 0 | 14 | 18 | 0.09 | 0.07 | 0.07 | 0 | 0 | 0 | 1 | 0.16 | 0.15 | 0.03 | 0.01 | 0 | 1 | 0.65 | 0.57 | 0.12 | 0.05 | 0.03 | True |  | Non Federally-Regulated | 02/22/2017 |  | 05/06/2021
Acuity Brands Lighting | Aculux | AX3 A* 1*LM **K 90CRI **D DMXR MVOLT ICAT + 3**** *** **** *** | Light Emitting Diode | Inseparable Luminaire | Direct Wired | Direct Digital Controls | 46 | 2700 | 0.0012 | 92 | 50 | 442 | 1 | Ambient | 50000 |  |  | 50000 | 0 | 14 | 18 | 0.09 | 0.07 | 0.07 | 0 | 0 | 0 | 1 | 0.16 | 0.15 | 0.03 | 0.01 | 0 | 1 | 0.65 | 0.57 | 0.12 | 0.05 | 0.03 | True |  | Non Federally-Regulated | 02/22/2017 |  | 05/06/2021
Acuity Brands Lighting | Aculux | AX3 A* 08LM **K 90CRI **D DMXR MVOLT ICAT + 3**** *** **** *** | Light Emitting Diode | Inseparable Luminaire | Direct Wired | Direct Digital Controls | 50 | 2700 | 0.0012 | 92 | 50 | 442 | 1 | Ambient | 50000 |  |  | 50000 | 0 | 14 | 18 | 0.09 | 0.07 | 0.07 | 0 | 0 | 0 | 1 | 0.16 | 0.15 | 0.03 | 0.01 | 0 | 1 | 0.65 | 0.57 | 0.12 | 0.05 | 0.03 | True |  | Non Federally-Regulated | 02/22/2017 |  | 05/06/2021
Acuity Brands Lighting | Aculux | AX3 A* 20LM **K 90CRI **D DMXR MVOLT ICAT + 3AOVAL BS **** | Light Emitting Diode | Inseparable Luminaire | Direct Wired | Direct Digital Controls | 48 | 2700 | 0.0012 | 92 | 50 | 442 | 1 | Ambient | 50000 |  |  | 50000 | 0 | 14 | 18 | 0.09 | 0.07 | 0.07 | 0 | 0 | 0 | 1 | 0.16 | 0.15 | 0.03 | 0.01 | 0 | 1 | 0.65 | 0.57 | 0.12 | 0.05 | 0.03 | True |  | Non Federally-Regulated | 02/22/2017 |  | 05/06/2021
Acuity Brands Lighting | Aculux | AX3 A* 20LM **K 90CRI **D DMXR MVOLT ICAT + 3AC *** **** *** | Light Emitting Diode | Inseparable Luminaire | Direct Wired | Direct Digital Controls | 49 | 2700 | 0.0012 | 92 | 50 | 442 | 1 | Ambient | 50000 |  |  | 50000 | 0 | 14 | 18 | 0.09 | 0.07 | 0.07 | 0 | 0 | 0 | 1 | 0.16 | 0.15 | 0.03 | 0.01 | 0 | 1 | 0.65 | 0.57 | 0.12 | 0.05 | 0.03 | True |  | Non Federally-Regulated | 02/22/2017 |  | 05/06/2021
Acuity Brands Lighting | Aculux | AX3 A* 20LM **K 90CRI **D DMXR MVOLT ICAT + 3*BAF * **** | Light Emitting Diode | Inseparable Luminaire | Direct Wired | Direct Digital Controls | 54 | 2700 | 0.0012 | 92 | 50 | 442 | 1 | Ambient | 50000 |  |  | 50000 | 0 | 14 | 18 | 0.09 | 0.07 | 0.07 | 0 | 0 | 0 | 1 | 0.16 | 0.15 | 0.03 | 0.01 | 0 | 1 | 0.65 | 0.57 | 0.12 | 0.05 | 0.03 | True |  | Non Federally-Regulated | 02/22/2017 |  | 05/06/2021
Acuity Brands Lighting | Aculux | AX3 A* 20LM **K 90CRI **D DMXR MVOLT ICAT + 3D* *** **** *** | Light Emitting Diode | Inseparable Luminaire | Direct Wired | Direct Digital Controls | 52 | 2700 | 0.0012 | 92 | 50 | 442 | 1 | Ambient | 50000 |  |  | 50000 | 0 | 14 | 18 | 0.09 | 0.07 | 0.07 | 0 | 0 | 0 | 1 | 0.16 | 0.15 | 0.03 | 0.01 | 0 | 1 | 0.65 | 0.57 | 0.12 | 0.05 | 0.03 | True |  | Non Federally-Regulated | 02/22/2017 |  | 05/06/2021
Acuity Brands Lighting | Aculux | AX3 A* 20LM **K 90CRI **D DMXR MVOLT ICAT + 3ASLOT *** **** | Light Emitting Diode | Inseparable Luminaire | Direct Wired | Direct Digital Controls | 53 | 2700 | 0.0012 | 92 | 50 | 442 | 1 | Ambient | 50000 |  |  | 50000 | 0 | 14 | 18 | 0.09 | 0.07 | 0.07 | 0 | 0 | 0 | 1 | 0.16 | 0.15 | 0.03 | 0.01 | 0 | 1 | 0.65 | 0.57 | 0.12 | 0.05 | 0.03 | True |  | Non Federally-Regulated | 02/22/2017 |  | 05/06/2021
Acuity Brands Lighting | Aculux | AX3 LPA 1*LM **K 90CRI **D DMXR MVOLT ICAT + 3**** *** **** *** | Light Emitting Diode | Inseparable Luminaire | Direct Wired | Direct Digital Controls | 46 | 2700 | 0.0012 | 92 | 50 | 442 | 1 | Ambient | 50000 |  |  | 50000 | 0 | 14 | 18 | 0.09 | 0.07 | 0.07 | 0 | 0 | 0 | 1 | 0.16 | 0.15 | 0.03 | 0.01 | 0 | 1 | 0.65 | 0.57 | 0.12 | 0.05 | 0.03 | True |  | Non Federally-Regulated | 02/22/2017 |  | 05/06/2021
Acuity Brands Lighting | Aculux | AX3 LPA 08LM **K 90CRI **D DMXR MVOLT ICAT + 3**** *** **** *** | Light Emitting Diode | Inseparable Luminaire | Direct Wired | Direct Digital Controls | 50 | 2700 | 0.0012 | 92 | 50 | 442 | 1 | Ambient | 50000 |  |  | 50000 | 0 | 14 | 18 | 0.09 | 0.07 | 0.07 | 0 | 0 | 0 | 1 | 0.16 | 0.15 | 0.03 | 0.01 | 0 | 1 | 0.65 | 0.57 | 0.12 | 0.05 | 0.03 | True |  | Non Federally-Regulated | 02/22/2017 |  | 05/06/2021
Acuity Brands Lighting | Aculux | AX3 LPA 20LM **K 90CRI **D DMXR MVOLT ICAT + 3AOVAL BS **** | Light Emitting Diode | Inseparable Luminaire | Direct Wired | Direct Digital Controls | 48 | 2700 | 0.0012 | 92 | 50 | 442 | 1 | Ambient | 50000 |  |  | 50000 | 0 | 14 | 18 | 0.09 | 0.07 | 0.07 | 0 | 0 | 0 | 1 | 0.16 | 0.15 | 0.03 | 0.01 | 0 | 1 | 0.65 | 0.57 | 0.12 | 0.05 | 0.03 | True |  | Non Federally-Regulated | 02/22/2017 |  | 05/06/2021
Acuity Brands Lighting | Aculux | AX3 LPA 20LM **K 90CRI **D DMXR MVOLT ICAT + 3AC *** **** *** | Light Emitting Diode | Inseparable Luminaire | Direct Wired | Direct Digital Controls | 49 | 2700 | 0.0012 | 92 | 50 | 442 | 1 | Ambient | 50000 |  |  | 50000 | 0 | 14 | 18 | 0.09 | 0.07 | 0.07 | 0 | 0 | 0 | 1 | 0.16 | 0.15 | 0.03 | 0.01 | 0 | 1 | 0.65 | 0.57 | 0.12 | 0.05 | 0.03 | True |  | Non Federally-Regulated | 02/22/2017 |  | 05/06/2021
Acuity Brands Lighting | Aculux | AX3 LPA 20LM **K 90CRI **D DMXR MVOLT ICAT + 3*BAF * **** | Light Emitting Diode | Inseparable Luminaire | Direct Wired | Direct Digital Controls | 54 | 2700 | 0.0012 | 92 | 50 | 442 | 1 | Ambient | 50000 |  |  | 50000 | 0 | 14 | 18 | 0.09 | 0.07 | 0.07 | 0 | 0 | 0 | 1 | 0.16 | 0.15 | 0.03 | 0.01 | 0 | 1 | 0.65 | 0.57 | 0.12 | 0.05 | 0.03 | True |  | Non Federally-Regulated | 02/22/2017 |  | 05/06/2021
Acuity Brands Lighting | Aculux | AX3 LPA 20LM **K 90CRI **D DMXR MVOLT ICAT + 3D* *** **** *** | Light Emitting Diode | Inseparable Luminaire | Direct Wired | Direct Digital Controls | 52 | 2700 | 0.0012 | 92 | 50 | 442 | 1 | Ambient | 50000 |  |  | 50000 | 0 | 14 | 18 | 0.09 | 0.07 | 0.07 | 0 | 0 | 0 | 1 | 0.16 | 0.15 | 0.03 | 0.01 | 0 | 1 | 0.65 | 0.57 | 0.12 | 0.05 | 0.03 | True |  | Non Federally-Regulated | 02/22/2017 |  | 05/06/2021
Acuity Brands Lighting | Aculux | AX3 LPA 20LM **K 90CRI **D DMXR MVOLT ICAT + 3ASLOT *** **** | Light Emitting Diode | Inseparable Luminaire | Direct Wired | Direct Digital Controls | 53 | 2700 | 0.0012 | 92 | 50 | 442 | 1 | Ambient | 50000 |  |  | 50000 | 0 | 14 | 18 | 0.09 | 0.07 | 0.07 | 0 | 0 | 0 | 1 | 0.16 | 0.15 | 0.03 | 0.01 | 0 | 1 | 0.65 | 0.57 | 0.12 | 0.05 | 0.03 | True |  | Non Federally-Regulated | 02/22/2017 |  | 05/06/2021
Acuity Brands Lighting | Aculux | AX3SQ *** 20LM **K 90CRI **D DALI MVOLT ICAT + 3SQD *** **** WET | Light Emitting Diode | Inseparable Luminaire | Direct Wired | Direct Digital Controls | 47 | 2700 | 0.0012 | 92 | 50 | 416 | 1 | Ambient | 50000 |  |  | 50000 | 0 | 14 | 18 | 0.09 | 0.07 | 0.04 | 0.01 | 0 | 0 | 1 | 0.12 | 0.06 | 0.02 | 1 | 0 | 1 | 0.27 | 0.17 | 0.12 | 0.03 | 0.02 | True |  | Non Federally-Regulated | 02/22/2017 |  | 05/06/2021
Acuity Brands Lighting | Aculux | AX3SQ *** 20LM **K 90CRI **D DALI MVOLT ICAT + 3SQ* *** **** | Light Emitting Diode | Inseparable Luminaire | Direct Wired | Direct Digital Controls | 48 | 2700 | 0.0012 | 92 | 50 | 416 | 1 | Ambient | 50000 |  |  | 50000 | 0 | 14 | 18 | 0.09 | 0.07 | 0.04 | 0.01 | 0 | 0 | 1 | 0.12 | 0.06 | 0.02 | 1 | 0 | 1 | 0.27 | 0.17 | 0.12 | 0.03 | 0.02 | True |  | Non Federally-Regulated | 02/22/2017 |  | 05/06/2021
Acuity Brands Lighting | Aculux | AX3SQ *** 1*LM **K 90CRI **D DALI MVOLT ICAT + 3SQD *** **** WET | Light Emitting Diode | Inseparable Luminaire | Direct Wired | Direct Digital Controls | 49 | 2700 | 0.0012 | 92 | 50 | 416 | 1 | Ambient | 50000 |  |  | 50000 | 0 | 14 | 18 | 0.09 | 0.07 | 0.04 | 0.01 | 0 | 0 | 1 | 0.12 | 0.06 | 0.02 | 1 | 0 | 1 | 0.27 | 0.17 | 0.12 | 0.03 | 0.02 | True |  | Non Federally-Regulated | 02/22/2017 |  | 05/06/2021
Acuity Brands Lighting | Aculux | AX3SQ *** 1*LM **K 90CRI **D DALI MVOLT ICAT + 3SQ* *** **** | Light Emitting Diode | Inseparable Luminaire | Direct Wired | Direct Digital Controls | 51 | 2700 | 0.0012 | 92 | 50 | 416 | 1 | Ambient | 50000 |  |  | 50000 | 0 | 14 | 18 | 0.09 | 0.07 | 0.04 | 0.01 | 0 | 0 | 1 | 0.12 | 0.06 | 0.02 | 1 | 0 | 1 | 0.27 | 0.17 | 0.12 | 0.03 | 0.02 | True |  | Non Federally-Regulated | 02/22/2017 |  | 05/06/2021
Acuity Brands Lighting | Aculux | AX3SQ *** 12LM **K 90CRI **D DALI MVOLT ICAT + 3SQ*BV BS **** *** | Light Emitting Diode | Inseparable Luminaire | Direct Wired | Direct Digital Controls | 47 | 2700 | 0.0012 | 92 | 50 | 416 | 1 | Ambient | 50000 |  |  | 50000 | 0 | 14 | 18 | 0.09 | 0.07 | 0.04 | 0.01 | 0 | 0 | 1 | 0.12 | 0.06 | 0.02 | 1 | 0 | 1 | 0.27 | 0.17 | 0.12 | 0.03 | 0.02 | True |  | Non Federally-Regulated | 02/22/2017 |  | 05/06/2021
Acuity Brands Lighting | Aculux | AX3SQ *** 12LM **K 90CRI **D DALI MVOLT ICAT + 3SQA *** **** WET | Light Emitting Diode | Inseparable Luminaire | Direct Wired | Direct Digital Controls | 47 | 2700 | 0.0012 | 92 | 50 | 416 | 1 | Ambient | 50000 |  |  | 50000 | 0 | 14 | 18 | 0.09 | 0.07 | 0.04 | 0.01 | 0 | 0 | 1 | 0.12 | 0.06 | 0.02 | 1 | 0 | 1 | 0.27 | 0.17 | 0.12 | 0.03 | 0.02 | True |  | Non Federally-Regulated | 02/22/2017 |  | 05/06/2021
Acuity Brands Lighting | Aculux | AX3SQ *** 08LM **K 90CRI **D DALI MVOLT ICAT + 3SQ*BV BS **** *** | Light Emitting Diode | Inseparable Luminaire | Direct Wired | Direct Digital Controls | 47 | 2700 | 0.0012 | 92 | 50 | 416 | 1 | Ambient | 50000 |  |  | 50000 | 0 | 14 | 18 | 0.09 | 0.07 | 0.04 | 0.01 | 0 | 0 | 1 | 0.12 | 0.06 | 0.02 | 1 | 0 | 1 | 0.27 | 0.17 | 0.12 | 0.03 | 0.02 | True |  | Non Federally-Regulated | 02/22/2017 |  | 05/06/2021
Acuity Brands Lighting | Aculux | AX3SQ *** 08LM **K 90CRI **D DALI MVOLT ICAT + 3SQ* *** **** WET | Light Emitting Diode | Inseparable Luminaire | Direct Wired | Direct Digital Controls | 47 | 2700 | 0.0012 | 92 | 50 | 416 | 1 | Ambient | 50000 |  |  | 50000 | 0 | 14 | 18 | 0.09 | 0.07 | 0.04 | 0.01 | 0 | 0 | 1 | 0.12 | 0.06 | 0.02 | 1 | 0 | 1 | 0.27 | 0.17 | 0.12 | 0.03 | 0.02 | True |  | Non Federally-Regulated | 02/22/2017 |  | 05/06/2021
Acuity Brands Lighting | Aculux | AX3SQ *** 08LM **K 90CRI **D DALI MVOLT ICAT + 3SQ* *** **** | Light Emitting Diode | Inseparable Luminaire | Direct Wired | Direct Digital Controls | 56 | 2700 | 0.0012 | 92 | 50 | 416 | 1 | Ambient | 50000 |  |  | 50000 | 0 | 14 | 18 | 0.09 | 0.07 | 0.04 | 0.01 | 0 | 0 | 1 | 0.12 | 0.06 | 0.02 | 1 | 0 | 1 | 0.27 | 0.17 | 0.12 | 0.03 | 0.02 | True |  | Non Federally-Regulated | 02/22/2017 |  | 05/06/2021
Acuity Brands Lighting | Aculux | AX3 A* 1*LM **K 90CRI **D DALI MVOLT ICAT + 3**** *** **** *** | Light Emitting Diode | Inseparable Luminaire | Direct Wired | Direct Digital Controls | 46 | 2700 | 0.0012 | 92 | 50 | 416 | 1 | Ambient | 50000 |  |  | 50000 | 0 | 14 | 18 | 0.09 | 0.07 | 0.04 | 0.01 | 0 | 0 | 1 | 0.12 | 0.06 | 0.02 | 1 | 0 | 1 | 0.27 | 0.17 | 0.12 | 0.03 | 0.02 | True |  | Non Federally-Regulated | 02/22/2017 |  | 05/06/2021
Acuity Brands Lighting | Aculux | AX3 A* 08LM **K 90CRI **D DALI MVOLT ICAT + 3**** *** **** *** | Light Emitting Diode | Inseparable Luminaire | Direct Wired | Direct Digital Controls | 50 | 2700 | 0.0012 | 92 | 50 | 416 | 1 | Ambient | 50000 |  |  | 50000 | 0 | 14 | 18 | 0.09 | 0.07 | 0.04 | 0.01 | 0 | 0 | 1 | 0.12 | 0.06 | 0.02 | 1 | 0 | 1 | 0.27 | 0.17 | 0.12 | 0.03 | 0.02 | True |  | Non Federally-Regulated | 02/22/2017 |  | 05/06/2021
Acuity Brands Lighting | Aculux | AX3 A* 20LM **K 90CRI **D DALI MVOLT ICAT + 3AOVAL BS **** | Light Emitting Diode | Inseparable Luminaire | Direct Wired | Direct Digital Controls | 48 | 2700 | 0.0012 | 92 | 50 | 416 | 1 | Ambient | 50000 |  |  | 50000 | 0 | 14 | 18 | 0.09 | 0.07 | 0.04 | 0.01 | 0 | 0 | 1 | 0.12 | 0.06 | 0.02 | 1 | 0 | 1 | 0.27 | 0.17 | 0.12 | 0.03 | 0.02 | True |  | Non Federally-Regulated | 02/22/2017 |  | 05/06/2021
Acuity Brands Lighting | Aculux | AX3 A* 20LM **K 90CRI **D DALI MVOLT ICAT + 3AC *** **** *** | Light Emitting Diode | Inseparable Luminaire | Direct Wired | Direct Digital Controls | 49 | 2700 | 0.0012 | 92 | 50 | 416 | 1 | Ambient | 50000 |  |  | 50000 | 0 | 14 | 18 | 0.09 | 0.07 | 0.04 | 0.01 | 0 | 0 | 1 | 0.12 | 0.06 | 0.02 | 1 | 0 | 1 | 0.27 | 0.17 | 0.12 | 0.03 | 0.02 | True |  | Non Federally-Regulated | 02/22/2017 |  | 05/06/2021
Acuity Brands Lighting | Aculux | AX3 A* 20LM **K 90CRI **D DALI MVOLT ICAT + 3*BAF * **** | Light Emitting Diode | Inseparable Luminaire | Direct Wired | Direct Digital Controls | 54 | 2700 | 0.0012 | 92 | 50 | 416 | 1 | Ambient | 50000 |  |  | 50000 | 0 | 14 | 18 | 0.09 | 0.07 | 0.04 | 0.01 | 0 | 0 | 1 | 0.12 | 0.06 | 0.02 | 1 | 0 | 1 | 0.27 | 0.17 | 0.12 | 0.03 | 0.02 | True |  | Non Federally-Regulated | 02/22/2017 |  | 05/06/2021
Acuity Brands Lighting | Aculux | AX3 A* 20LM **K 90CRI **D DALI MVOLT ICAT + 3D* *** **** *** | Light Emitting Diode | Inseparable Luminaire | Direct Wired | Direct Digital Controls | 52 | 2700 | 0.0012 | 92 | 50 | 416 | 1 | Ambient | 50000 |  |  | 50000 | 0 | 14 | 18 | 0.09 | 0.07 | 0.04 | 0.01 | 0 | 0 | 1 | 0.12 | 0.06 | 0.02 | 1 | 0 | 1 | 0.27 | 0.17 | 0.12 | 0.03 | 0.02 | True |  | Non Federally-Regulated | 02/22/2017 |  | 05/06/2021
Acuity Brands Lighting | Aculux | AX3 A* 20LM **K 90CRI **D DALI MVOLT ICAT + 3ASLOT *** **** | Light Emitting Diode | Inseparable Luminaire | Direct Wired | Direct Digital Controls | 53 | 2700 | 0.0012 | 92 | 50 | 416 | 1 | Ambient | 50000 |  |  | 50000 | 0 | 14 | 18 | 0.09 | 0.07 | 0.04 | 0.01 | 0 | 0 | 1 | 0.12 | 0.06 | 0.02 | 1 | 0 | 1 | 0.27 | 0.17 | 0.12 | 0.03 | 0.02 | True |  | Non Federally-Regulated | 02/22/2017 |  | 05/06/2021
Acuity Brands Lighting | Aculux | AX3 LPA 1*LM **K 90CRI **D DALI MVOLT ICAT + 3**** *** **** *** | Light Emitting Diode | Inseparable Luminaire | Direct Wired | Direct Digital Controls | 46 | 2700 | 0.0012 | 92 | 50 | 416 | 1 | Ambient | 50000 |  |  | 50000 | 0 | 14 | 18 | 0.09 | 0.07 | 0.04 | 0.01 | 0 | 0 | 1 | 0.12 | 0.06 | 0.02 | 1 | 0 | 1 | 0.27 | 0.17 | 0.12 | 0.03 | 0.02 | True |  | Non Federally-Regulated | 02/22/2017 |  | 05/06/2021
Acuity Brands Lighting | Aculux | AX3 LPA 08LM **K 90CRI **D DALI MVOLT ICAT + 3**** *** **** *** | Light Emitting Diode | Inseparable Luminaire | Direct Wired | Direct Digital Controls | 50 | 2700 | 0.0012 | 92 | 50 | 416 | 1 | Ambient | 50000 |  |  | 50000 | 0 | 14 | 18 | 0.09 | 0.07 | 0.04 | 0.01 | 0 | 0 | 1 | 0.12 | 0.06 | 0.02 | 1 | 0 | 1 | 0.27 | 0.17 | 0.12 | 0.03 | 0.02 | True |  | Non Federally-Regulated | 02/22/2017 |  | 05/06/2021
Acuity Brands Lighting | Aculux | AX3 LPA 20LM **K 90CRI **D DALI MVOLT ICAT + 3AOVAL BS **** | Light Emitting Diode | Inseparable Luminaire | Direct Wired | Direct Digital Controls | 48 | 2700 | 0.0012 | 92 | 50 | 416 | 1 | Ambient | 50000 |  |  | 50000 | 0 | 14 | 18 | 0.09 | 0.07 | 0.04 | 0.01 | 0 | 0 | 1 | 0.12 | 0.06 | 0.02 | 1 | 0 | 1 | 0.27 | 0.17 | 0.12 | 0.03 | 0.02 | True |  | Non Federally-Regulated | 02/22/2017 |  | 05/06/2021
Acuity Brands Lighting | Aculux | AX3 LPA 20LM **K 90CRI **D DALI MVOLT ICAT + 3AC *** **** *** | Light Emitting Diode | Inseparable Luminaire | Direct Wired | Direct Digital Controls | 49 | 2700 | 0.0012 | 92 | 50 | 416 | 1 | Ambient | 50000 |  |  | 50000 | 0 | 14 | 18 | 0.09 | 0.07 | 0.04 | 0.01 | 0 | 0 | 1 | 0.12 | 0.06 | 0.02 | 1 | 0 | 1 | 0.27 | 0.17 | 0.12 | 0.03 | 0.02 | True |  | Non Federally-Regulated | 02/22/2017 |  | 05/06/2021
Acuity Brands Lighting | Aculux | AX3 LPA 20LM **K 90CRI **D DALI MVOLT ICAT + 3*BAF * **** | Light Emitting Diode | Inseparable Luminaire | Direct Wired | Direct Digital Controls | 54 | 2700 | 0.0012 | 92 | 50 | 416 | 1 | Ambient | 50000 |  |  | 50000 | 0 | 14 | 18 | 0.09 | 0.07 | 0.04 | 0.01 | 0 | 0 | 1 | 0.12 | 0.06 | 0.02 | 1 | 0 | 1 | 0.27 | 0.17 | 0.12 | 0.03 | 0.02 | True |  | Non Federally-Regulated | 02/22/2017 |  | 05/06/2021
Acuity Brands Lighting | Aculux | AX3 LPA 20LM **K 90CRI **D DALI MVOLT ICAT + 3D* *** **** *** | Light Emitting Diode | Inseparable Luminaire | Direct Wired | Direct Digital Controls | 52 | 2700 | 0.0012 | 92 | 50 | 416 | 1 | Ambient | 50000 |  |  | 50000 | 0 | 14 | 18 | 0.09 | 0.07 | 0.04 | 0.01 | 0 | 0 | 1 | 0.12 | 0.06 | 0.02 | 1 | 0 | 1 | 0.27 | 0.17 | 0.12 | 0.03 | 0.02 | True |  | Non Federally-Regulated | 02/22/2017 |  | 05/06/2021
Acuity Brands Lighting | Aculux | AX3 LPA 20LM **K 90CRI **D DALI MVOLT ICAT + 3ASLOT *** **** | Light Emitting Diode | Inseparable Luminaire | Direct Wired | Direct Digital Controls | 53 | 2700 | 0.0012 | 92 | 50 | 416 | 1 | Ambient | 50000 |  |  | 50000 | 0 | 14 | 18 | 0.09 | 0.07 | 0.04 | 0.01 | 0 | 0 | 1 | 0.12 | 0.06 | 0.02 | 1 | 0 | 1 | 0.27 | 0.17 | 0.12 | 0.03 | 0.02 | True |  | Non Federally-Regulated | 02/22/2017 |  | 05/06/2021
Liteline Corporation | LITELINE | SLM6-12W-DTW | Light Emitting Diode | Inseparable Luminaire | Direct Wired | Forward Phase Cut Controls | 52 | 2978 | -0.0056 | 95 | 75 | 106 | 0.98 | Ambient | 54000 | 1 | 1 |  | 0.01 | 18 | 18 | 0.23 | 0.19 | 0.19 | 0.03 | 0.01 | 0 | 0.15 | 0.14 | 0.12 | 0.04 | 0.01 | 0.01 | 0.06 | 0.04 | 0.03 | 0.01 | 0 | 0 | True | True | Non Federally-Regulated | 04/27/2021 |  | 05/11/2021
Liteline Corporation | LITELINE | SLM6S-12W-DTW | Light Emitting Diode | Inseparable Luminaire | Direct Wired | Forward Phase Cut Controls | 52 | 2978 | -0.0056 | 95 | 75 | 106 | 0.98 | Ambient | 54000 | 1 | 1 |  | 0.01 | 18 | 18 | 0.23 | 0.19 | 0.19 | 0.03 | 0.01 | 0 | 0.15 | 0.14 | 0.12 | 0.04 | 0.01 | 0.01 | 0.06 | 0.04 | 0.03 | 0.01 | 0 | 0 | True | True | Non Federally-Regulated | 04/27/2021 |  | 05/11/2021
Liteline Corporation | LITELINE | SLM4-12W-CCT | Light Emitting Diode | Inseparable Luminaire | Direct Wired | Forward Phase Cut Controls | 61 | 2700 | 0.0006 | 93 | 60 | 140 | 0.98 | Elevated | 50000 |  | 1 | 59000 | 0.1 | 18 | 18 | 0.21 | 0 | 0 | 0 | 0 | 0 | 0.23 | 0 | 0 | 0 | 0 | 0 | 0.17 | 0 | 0 | 0 | 0 | 0 | True | False | Non Federally-Regulated | 05/05/2021 |  | 05/11/2021
Liteline Corporation | LITELINE | SLM4-12W-CCT-****-* | Light Emitting Diode | Inseparable Luminaire | Direct Wired | Forward Phase Cut Controls | 61 | 2700 | 0.0006 | 93 | 60 | 140 | 0.98 | Elevated | 50000 |  | 1 | 59000 | 0.1 | 18 | 18 | 0.21 | 0 | 0 | 0 | 0 | 0 | 0.23 | 0 | 0 | 0 | 0 | 0 | 0.17 | 0 | 0 | 0 | 0 | 0 | True | False | Non Federally-Regulated | 05/05/2021 |  | 05/11/2021
Liteline Corporation | LITELINE | SLM4S-12W-CCT | Light Emitting Diode | Inseparable Luminaire | Direct Wired | Forward Phase Cut Controls | 61 | 2700 | 0.0006 | 93 | 60 | 140 | 0.98 | Elevated | 50000 |  | 1 | 59000 | 0.1 | 18 | 18 | 0.21 | 0 | 0 | 0 | 0 | 0 | 0.23 | 0 | 0 | 0 | 0 | 0 | 0.17 | 0 | 0 | 0 | 0 | 0 | True | False | Non Federally-Regulated | 05/05/2021 |  | 05/11/2021
Liteline Corporation | LITELINE | SLM4S-12W-CCT-****-* | Light Emitting Diode | Inseparable Luminaire | Direct Wired | Forward Phase Cut Controls | 61 | 2700 | 0.0006 | 93 | 60 | 140 | 0.98 | Elevated | 50000 |  | 1 | 59000 | 0.1 | 18 | 18 | 0.21 | 0 | 0 | 0 | 0 | 0 | 0.23 | 0 | 0 | 0 | 0 | 0 | 0.17 | 0 | 0 | 0 | 0 | 0 | True | False | Non Federally-Regulated | 05/05/2021 |  | 05/11/2021
Liteline Corporation | LITELINE | SLM6-16W-CCT | Light Emitting Diode | Inseparable Luminaire | Direct Wired | Forward Phase Cut Controls | 61.7 | 2700 | 0.0016 | 92 | 56 | 182 | 0.99 | Elevated | 50000 |  | 1 | 59000 | 0.1 | 18 | 18 | 0.25 | 0 | 0 | 0 | 0 | 0 | 0.26 | 0 | 0 | 0 | 0 | 0 | 0.19 | 0 | 0 | 0 | 0 | 0 | True | False | Non Federally-Regulated | 05/05/2021 |  | 05/11/2021
Liteline Corporation | LITELINE | SLM6-16W-CCT-****-* | Light Emitting Diode | Inseparable Luminaire | Direct Wired | Forward Phase Cut Controls | 61.7 | 2700 | 0.0016 | 92 | 56 | 182 | 0.99 | Elevated | 50000 |  | 1 | 59000 | 0.1 | 18 | 18 | 0.25 | 0 | 0 | 0 | 0 | 0 | 0.26 | 0 | 0 | 0 | 0 | 0 | 0.19 | 0 | 0 | 0 | 0 | 0 | True | False | Non Federally-Regulated | 05/05/2021 |  | 05/11/2021
Liteline Corporation | LITELINE | SLM6S-16W-CCT | Light Emitting Diode | Inseparable Luminaire | Direct Wired | Forward Phase Cut Controls | 61.7 | 2700 | 0.0016 | 92 | 56 | 182 | 0.99 | Elevated | 50000 |  | 1 | 59000 | 0.1 | 18 | 18 | 0.25 | 0 | 0 | 0 | 0 | 0 | 0.26 | 0 | 0 | 0 | 0 | 0 | 0.19 | 0 | 0 | 0 | 0 | 0 | True | False | Non Federally-Regulated | 05/05/2021 |  | 05/11/2021
Liteline Corporation | LITELINE | SLM6S-12W-CCT-****-* | Light Emitting Diode | Inseparable Luminaire | Direct Wired | Forward Phase Cut Controls | 61 | 2700 | 0.0016 | 93 | 56 | 140 | 0.98 | Elevated | 50000 |  | 1 | 59000 | 0.1 | 18 | 18 | 0.21 | 0 | 0 | 0 | 0 | 0 | 0.23 | 0 | 0 | 0 | 0 | 0 | 0.17 | 0 | 0 | 0 | 0 | 0 | True | False | Non Federally-Regulated | 05/05/2021 |  | 05/11/2021
Liteline Corporation | Spex Lighting | SL-SLM4-CCT5-90 | Light Emitting Diode | Inseparable Luminaire | Direct Wired | Forward Phase Cut Controls | 61 | 2700 | 0.0006 | 93 | 60 | 140 | 0.98 | Elevated | 50000 |  | 1 | 59000 | 0.1 | 18 | 18 | 0.21 | 0 | 0 | 0 | 0 | 0 | 0.23 | 0 | 0 | 0 | 0 | 0 | 0.17 | 0 | 0 | 0 | 0 | 0 | True | False | Non Federally-Regulated | 05/05/2021 |  | 05/11/2021
Liteline Corporation | Spex Lighting | SL-SLM4-CCT5-90****-* | Light Emitting Diode | Inseparable Luminaire | Direct Wired | Forward Phase Cut Controls | 61 | 2700 | 0.0006 | 93 | 60 | 140 | 0.98 | Elevated | 50000 |  | 1 | 59000 | 0.1 | 18 | 18 | 0.21 | 0 | 0 | 0 | 0 | 0 | 0.23 | 0 | 0 | 0 | 0 | 0 | 0.17 | 0 | 0 | 0 | 0 | 0 | True | False | Non Federally-Regulated | 05/05/2021 |  | 05/11/2021
Liteline Corporation | Trenz Lighting | TL-SLM4-CCT5-90 | Light Emitting Diode | Inseparable Luminaire | Direct Wired | Forward Phase Cut Controls | 61 | 2700 | 0.0006 | 93 | 60 | 140 | 0.98 | Elevated | 50000 |  | 1 | 59000 | 0.1 | 18 | 18 | 0.21 | 0 | 0 | 0 | 0 | 0 | 0.23 | 0 | 0 | 0 | 0 | 0 | 0.17 | 0 | 0 | 0 | 0 | 0 | True | False | Non Federally-Regulated | 05/05/2021 |  | 05/11/2021
Liteline Corporation | Trenz Lighting | TL-SLM4-CCT5-90****-* | Light Emitting Diode | Inseparable Luminaire | Direct Wired | Forward Phase Cut Controls | 61 | 2700 | 0.0006 | 93 | 60 | 140 | 0.98 | Elevated | 50000 |  | 1 | 59000 | 0.1 | 18 | 18 | 0.21 | 0 | 0 | 0 | 0 | 0 | 0.23 | 0 | 0 | 0 | 0 | 0 | 0.17 | 0 | 0 | 0 | 0 | 0 | True | False | Non Federally-Regulated | 05/05/2021 |  | 05/11/2021
Liteline Corporation | Spex Lighting | SL-SLM6-CCT5-90 | Light Emitting Diode | Inseparable Luminaire | Direct Wired | Forward Phase Cut Controls | 61.7 | 2700 | 0.0016 | 92 | 56 | 182 | 0.99 | Elevated | 50000 |  | 1 | 59000 | 0.1 | 18 | 18 | 0.25 | 0 | 0 | 0 | 0 | 0 | 0.26 | 0 | 0 | 0 | 0 | 0 | 0.19 | 0 | 0 | 0 | 0 | 0 | True | False | Non Federally-Regulated | 05/05/2021 |  | 05/11/2021
Liteline Corporation | LITELINE | SL-SLM6-CCT5-90****-* | Light Emitting Diode | Inseparable Luminaire | Direct Wired | Forward Phase Cut Controls | 61.7 | 2700 | 0.0016 | 92 | 56 | 182 | 0.99 | Elevated | 50000 |  | 1 | 59000 | 0.1 | 18 | 18 | 0.25 | 0 | 0 | 0 | 0 | 0 | 0.26 | 0 | 0 | 0 | 0 | 0 | 0.19 | 0 | 0 | 0 | 0 | 0 | True | False | Non Federally-Regulated | 05/05/2021 |  | 05/11/2021
Liteline Corporation | Trenz Lighting | TL-SLM6-CCT5-90 | Light Emitting Diode | Inseparable Luminaire | Direct Wired | Forward Phase Cut Controls | 61.7 | 2700 | 0.0016 | 92 | 56 | 182 | 0.99 | Elevated | 50000 |  | 1 | 59000 | 0.1 | 18 | 18 | 0.25 | 0 | 0 | 0 | 0 | 0 | 0.26 | 0 | 0 | 0 | 0 | 0 | 0.19 | 0 | 0 | 0 | 0 | 0 | True | False | Non Federally-Regulated | 05/05/2021 |  | 05/11/2021
Liteline Corporation | Trenz Lighting | TL-SLM6-CCT5-90****-* | Light Emitting Diode | Inseparable Luminaire | Direct Wired | Forward Phase Cut Controls | 61.7 | 2700 | 0.0016 | 92 | 56 | 182 | 0.99 | Elevated | 50000 |  | 1 | 59000 | 0.1 | 18 | 18 | 0.25 | 0 | 0 | 0 | 0 | 0 | 0.26 | 0 | 0 | 0 | 0 | 0 | 0.19 | 0 | 0 | 0 | 0 | 0 | True | False | Non Federally-Regulated | 05/05/2021 |  | 05/11/2021
Acuity Brands Lighting | Aculux | AX3 *** G4 **LM **K 90CRI **D ***** 120 ICAT + 3D* *** *** | Light Emitting Diode | Inseparable Luminaire | Direct Wired | Forward Phase Cut Controls | 46 | 2700 | 0.0019 | 92 | 50 | 292 | 1 | Ambient | 50000 |  |  | 50000 | 0.01 | 20 | 22 | 0.39 | 0.01 | 0 | 0 | 0 | 0 | 1 | 0.02 | 0.01 | 0.01 | 0 | 0 | 1 | 0.29 | 0.16 | 0.13 | 0.1 | 0.03 | True |  | Non Federally-Regulated | 03/06/2019 |  | 05/11/2021
Acuity Brands Lighting | Aculux | AX3 *** G4 **LM **K 90CRI **D ***** 120 ICAT + 3*B** ** | Light Emitting Diode | Inseparable Luminaire | Direct Wired | Forward Phase Cut Controls | 46 | 2700 | 0.0019 | 92 | 50 | 292 | 1 | Ambient | 50000 |  |  | 50000 | 0.01 | 20 | 22 | 0.39 | 0.01 | 0 | 0 | 0 | 0 | 1 | 0.02 | 0.01 | 0.01 | 0 | 0 | 1 | 0.29 | 0.16 | 0.13 | 0.1 | 0.03 | True |  | Non Federally-Regulated | 03/06/2019 |  | 05/11/2021
Acuity Brands Lighting | Aculux | AX3 *** G4 **LM **K 90CRI **D ***** 120 ICAT + 3AC** *** *** | Light Emitting Diode | Inseparable Luminaire | Direct Wired | Forward Phase Cut Controls | 46 | 2700 | 0.0019 | 92 | 50 | 292 | 1 | Ambient | 50000 |  |  | 50000 | 0.01 | 20 | 22 | 0.39 | 0.01 | 0 | 0 | 0 | 0 | 1 | 0.02 | 0.01 | 0.01 | 0 | 0 | 1 | 0.29 | 0.16 | 0.13 | 0.1 | 0.03 | True |  | Non Federally-Regulated | 03/06/2019 |  | 05/11/2021
Acuity Brands Lighting | Aculux | AX3 *** G4 **LM **K 90CRI **D ***** 120 ICAT + 3ASLOT *** | Light Emitting Diode | Inseparable Luminaire | Direct Wired | Forward Phase Cut Controls | 46 | 2700 | 0.0019 | 92 | 50 | 292 | 1 | Ambient | 50000 |  |  | 50000 | 0.01 | 20 | 22 | 0.39 | 0.01 | 0 | 0 | 0 | 0 | 1 | 0.02 | 0.01 | 0.01 | 0 | 0 | 1 | 0.29 | 0.16 | 0.13 | 0.1 | 0.03 | True |  | Non Federally-Regulated | 03/06/2019 |  | 05/11/2021
Acuity Brands Lighting | Aculux | AX3 *** G4 **LM **K 90CRI **D *Z* MVOLT ICAT + 3D* *** *** | Light Emitting Diode | Inseparable Luminaire | Direct Wired | 0-10 VDC Controls | 46 | 2700 | 0.0019 | 92 | 50 | 452 | 1 | Ambient | 50000 |  |  | 50000 | 0.01 | 17 | 20 | 0.99 | 0.11 | 0.1 | 0.03 | 0.01 | 0.01 | 0.99 | 0.59 | 0.43 | 0.06 | 0.02 | 0.01 | 1 | 1 | 0.63 | 0.5 | 0.19 | 0.04 | True |  | Non Federally-Regulated | 06/18/2018 |  | 05/11/2021
Acuity Brands Lighting | Aculux | AX3 *** G4 **LM **K 90CRI **D *Z* MVOLT ICAT + 3*B** ** | Light Emitting Diode | Inseparable Luminaire | Direct Wired | 0-10 VDC Controls | 46 | 2700 | 0.0019 | 92 | 50 | 452 | 1 | Ambient | 50000 |  |  | 50000 | 0.01 | 17 | 20 | 0.99 | 0.11 | 0.1 | 0.03 | 0.01 | 0.01 | 0.99 | 0.59 | 0.43 | 0.06 | 0.02 | 0.01 | 1 | 1 | 0.63 | 0.5 | 0.19 | 0.04 | True |  | Non Federally-Regulated | 06/18/2018 |  | 05/11/2021
Acuity Brands Lighting | Aculux | AX3 *** G4 **LM **K 90CRI **D *Z* MVOLT ICAT + 3AC** *** *** | Light Emitting Diode | Inseparable Luminaire | Direct Wired | 0-10 VDC Controls | 46 | 2700 | 0.0019 | 92 | 50 | 452 | 1 | Ambient | 50000 |  |  | 50000 | 0.01 | 17 | 20 | 0.99 | 0.11 | 0.1 | 0.03 | 0.01 | 0.01 | 0.99 | 0.59 | 0.43 | 0.06 | 0.02 | 0.01 | 1 | 1 | 0.63 | 0.5 | 0.19 | 0.04 | True |  | Non Federally-Regulated | 06/18/2018 |  | 05/11/2021
Acuity Brands Lighting | Aculux | AX3 *** G4 **LM **K 90CRI **D *Z* MVOLT ICAT + 3ASLOT *** | Light Emitting Diode | Inseparable Luminaire | Direct Wired | 0-10 VDC Controls | 46 | 2700 | 0.0019 | 92 | 50 | 452 | 1 | Ambient | 50000 |  |  | 50000 | 0.01 | 17 | 20 | 0.99 | 0.11 | 0.1 | 0.03 | 0.01 | 0.01 | 0.99 | 0.59 | 0.43 | 0.06 | 0.02 | 0.01 | 1 | 1 | 0.63 | 0.5 | 0.19 | 0.04 | True |  | Non Federally-Regulated | 06/18/2018 |  | 05/11/2021
Acuity Brands Lighting | Aculux | AX3 *** G4 **LM **K 90CRI **D D**** MVOLT ICAT + 3D* *** *** | Light Emitting Diode | Inseparable Luminaire | Direct Wired | Direct Digital Controls | 46 | 2700 | 0.0019 | 92 | 50 | 477 | 1 | Ambient | 50000 |  |  | 50000 | 0.01 | 17 | 18 | 1 | 0.28 | 0.14 | 0.02 | 0.01 | 0.01 | 1 | 0.5 | 0.33 | 0.26 | 0.04 | 0.02 | 1 | 1 | 1 | 0.84 | 0.09 | 0.07 | True |  | Non Federally-Regulated | 06/18/2018 |  | 05/11/2021
Acuity Brands Lighting | Aculux | AX3 *** G4 **LM **K 90CRI **D D**** MVOLT ICAT + 3*B** ** | Light Emitting Diode | Inseparable Luminaire | Direct Wired | Direct Digital Controls | 46 | 2700 | 0.0019 | 92 | 50 | 477 | 1 | Ambient | 50000 |  |  | 50000 | 0.01 | 17 | 18 | 1 | 0.28 | 0.14 | 0.02 | 0.01 | 0.01 | 1 | 0.5 | 0.33 | 0.26 | 0.04 | 0.02 | 1 | 1 | 1 | 0.84 | 0.09 | 0.07 | True |  | Non Federally-Regulated | 06/18/2018 |  | 05/11/2021
Acuity Brands Lighting | Aculux | AX3 *** G4 **LM **K 90CRI **D D**** MVOLT ICAT + 3AC** *** *** | Light Emitting Diode | Inseparable Luminaire | Direct Wired | Direct Digital Controls | 46 | 2700 | 0.0019 | 92 | 50 | 477 | 1 | Ambient | 50000 |  |  | 50000 | 0.01 | 17 | 18 | 1 | 0.28 | 0.14 | 0.02 | 0.01 | 0.01 | 1 | 0.5 | 0.33 | 0.26 | 0.04 | 0.02 | 1 | 1 | 1 | 0.84 | 0.09 | 0.07 | True |  | Non Federally-Regulated | 06/18/2018 |  | 05/11/2021
Acuity Brands Lighting | Aculux | AX3 *** G4 **LM **K 90CRI **D D**** MVOLT ICAT + 3ASLOT *** | Light Emitting Diode | Inseparable Luminaire | Direct Wired | Direct Digital Controls | 46 | 2700 | 0.0019 | 92 | 50 | 477 | 1 | Ambient | 50000 |  |  | 50000 | 0.01 | 17 | 18 | 1 | 0.28 | 0.14 | 0.02 | 0.01 | 0.01 | 1 | 0.5 | 0.33 | 0.26 | 0.04 | 0.02 | 1 | 1 | 1 | 0.84 | 0.09 | 0.07 | True |  | Non Federally-Regulated | 06/18/2018 |  | 05/11/2021
Acuity Brands Lighting | Aculux | AX3SQ *** G4 **LM **K 90CRI **D ***** 120 ICAT + 3SQ* *** *** | Light Emitting Diode | Inseparable Luminaire | Direct Wired | Forward Phase Cut Controls | 46 | 2700 | 0.0019 | 91 | 51 | 292 | 1 | Ambient | 50000 |  |  | 50000 | 0.01 | 20 | 22 | 0.39 | 0.01 | 0 | 0 | 0 | 0 | 1 | 0.02 | 0.01 | 0.01 | 0 | 0 | 1 | 0.29 | 0.16 | 0.13 | 0.1 | 0.03 | True |  | Non Federally-Regulated | 03/06/2019 |  | 05/11/2021
Acuity Brands Lighting | Aculux | AX3SQ *** G4 **LM **K 90CRI **D ***** 120 ICAT + 3SQDBV BS *** | Light Emitting Diode | Inseparable Luminaire | Direct Wired | Forward Phase Cut Controls | 46 | 2700 | 0.0019 | 91 | 51 | 292 | 1 | Ambient | 50000 |  |  | 50000 | 0.01 | 20 | 22 | 0.39 | 0.01 | 0 | 0 | 0 | 0 | 1 | 0.02 | 0.01 | 0.01 | 0 | 0 | 1 | 0.29 | 0.16 | 0.13 | 0.1 | 0.03 | True |  | Non Federally-Regulated | 03/06/2019 |  | 05/11/2021
Acuity Brands Lighting | Aculux | AX3SQ *** G4 **LM **K 90CRI **D *Z* MVOLT ICAT + 3SQ* *** *** | Light Emitting Diode | Inseparable Luminaire | Direct Wired | 0-10 VDC Controls | 46 | 2700 | 0.0019 | 91 | 51 | 452 | 1 | Ambient | 50000 |  |  | 50000 | 0.01 | 17 | 20 | 0.99 | 0.11 | 0.1 | 0.03 | 0.01 | 0.01 | 0.99 | 0.59 | 0.43 | 0.06 | 0.02 | 0.01 | 1 | 1 | 0.63 | 0.5 | 0.19 | 0.04 | True |  | Non Federally-Regulated | 06/18/2018 |  | 05/11/2021
Acuity Brands Lighting | Aculux | AX3SQ *** G4 **LM **K 90CRI **D *Z* MVOLT ICAT + 3SQDBV BS *** | Light Emitting Diode | Inseparable Luminaire | Direct Wired | 0-10 VDC Controls | 46 | 2700 | 0.0019 | 91 | 51 | 452 | 1 | Ambient | 50000 |  |  | 50000 | 0.01 | 17 | 20 | 0.99 | 0.11 | 0.1 | 0.03 | 0.01 | 0.01 | 0.99 | 0.59 | 0.43 | 0.06 | 0.02 | 0.01 | 1 | 1 | 0.63 | 0.5 | 0.19 | 0.04 | True |  | Non Federally-Regulated | 06/18/2018 |  | 05/11/2021
Acuity Brands Lighting | Aculux | AX3SQ *** G4 **LM **K 90CRI **D D**** MVOLT ICAT + 3SQ* *** *** | Light Emitting Diode | Inseparable Luminaire | Direct Wired | Direct Digital Controls | 46 | 2700 | 0.0019 | 91 | 51 | 477 | 1 | Ambient | 50000 |  |  | 50000 | 0.01 | 17 | 18 | 1 | 0.28 | 0.14 | 0.02 | 0.01 | 0.01 | 1 | 0.5 | 0.33 | 0.26 | 0.04 | 0.02 | 1 | 1 | 1 | 0.84 | 0.09 | 0.07 | True |  | Non Federally-Regulated | 06/18/2018 |  | 05/11/2021
Acuity Brands Lighting | Aculux | AX3SQ *** G4 **LM **K 90CRI **D D**** MVOLT ICAT + 3SQDBV BS *** | Light Emitting Diode | Inseparable Luminaire | Direct Wired | Direct Digital Controls | 46 | 2700 | 0.0019 | 91 | 51 | 477 | 1 | Ambient | 50000 |  |  | 50000 | 0.01 | 17 | 18 | 1 | 0.28 | 0.14 | 0.02 | 0.01 | 0.01 | 1 | 0.5 | 0.33 | 0.26 | 0.04 | 0.02 | 1 | 1 | 1 | 0.84 | 0.09 | 0.07 | True |  | Non Federally-Regulated | 06/18/2018 |  | 05/11/2021
WAC Lighting Co. | AISPIRE | A1RE-148M-DW | Light Emitting Diode | Inseparable Luminaire | Direct Wired | Reverse Phase Cut Controls | 57.9 | 3097 | 0.0021 | 97 | 85 | 240 | 0.99 | Ambient | 54000 | 0.98 | 1 |  | 0 | 22 | 22 | 0.01 | 0.01 | 0.01 | 0 | 0 | 0 | 0.02 | 0.02 | 0.02 | 0.02 | 0 | 0 | 0 | 0 | 0 | 0 | 0 | 0 | True | False | Non Federally-Regulated | 01/12/2021 |  | 05/16/2021
WAC Lighting Co. | AISPIRE | A1RE-158M-DW | Light Emitting Diode | Inseparable Luminaire | Direct Wired | Reverse Phase Cut Controls | 57.9 | 3097 | 0.0021 | 97 | 85 | 240 | 0.99 | Ambient | 54000 | 0.98 | 1 |  | 0 | 22 | 22 | 0.01 | 0.01 | 0.01 | 0 | 0 | 0 | 0.02 | 0.02 | 0.02 | 0.02 | 0 | 0 | 0 | 0 | 0 | 0 | 0 | 0 | True | False | Non Federally-Regulated | 01/12/2021 |  | 05/16/2021
WAC Lighting Co. | AISPIRE | A1RE-346M-DW | Light Emitting Diode | Inseparable Luminaire | Direct Wired | Reverse Phase Cut Controls | 57.9 | 3097 | 0.0021 | 97 | 85 | 240 | 0.99 | Ambient | 54000 | 0.98 | 1 |  | 0 | 22 | 22 | 0.01 | 0.01 | 0.01 | 0 | 0 | 0 | 0.02 | 0.02 | 0.02 | 0.02 | 0 | 0 | 0 | 0 | 0 | 0 | 0 | 0 | True | False | Non Federally-Regulated | 01/12/2021 |  | 05/16/2021
WAC Lighting Co. | AISPIRE | A1RE-356M-DW | Light Emitting Diode | Inseparable Luminaire | Direct Wired | Reverse Phase Cut Controls | 57.9 | 3097 | 0.0021 | 97 | 85 | 240 | 0.99 | Ambient | 54000 | 0.98 | 1 |  | 0 | 22 | 22 | 0.01 | 0.01 | 0.01 | 0 | 0 | 0 | 0.02 | 0.02 | 0.02 | 0.02 | 0 | 0 | 0 | 0 | 0 | 0 | 0 | 0 | True | False | Non Federally-Regulated | 01/12/2021 |  | 05/16/2021
WAC Lighting Co. | AISPIRE | A1RE-347M-DW | Light Emitting Diode | Inseparable Luminaire | Direct Wired | Reverse Phase Cut Controls | 57.9 | 3097 | 0.0021 | 97 | 85 | 240 | 0.99 | Ambient | 54000 | 0.98 | 1 |  | 0 | 22 | 22 | 0.01 | 0.01 | 0.01 | 0 | 0 | 0 | 0.02 | 0.02 | 0.02 | 0.02 | 0 | 0 | 0 | 0 | 0 | 0 | 0 | 0 | True | False | Non Federally-Regulated | 01/12/2021 |  | 05/16/2021
WAC Lighting Co. | AISPIRE | A1RE-357M-DW | Light Emitting Diode | Inseparable Luminaire | Direct Wired | Reverse Phase Cut Controls | 57.9 | 3097 | 0.0021 | 97 | 85 | 240 | 0.99 | Ambient | 54000 | 0.98 | 1 |  | 0 | 22 | 22 | 0.01 | 0.01 | 0.01 | 0 | 0 | 0 | 0.02 | 0.02 | 0.02 | 0.02 | 0 | 0 | 0 | 0 | 0 | 0 | 0 | 0 | True | False | Non Federally-Regulated | 01/12/2021 |  | 05/16/2021
WAC Lighting Co. | AISPIRE | A1RE-346M-27 | Light Emitting Diode | Light Engine | Direct Wired | Reverse Phase Cut Controls | 54.7 | 2741 | 0.0006 | 94 | 70 | 280 | 0.99 | Ambient | 55000 | 0.92 | 1 |  | 0.02 | 21 | 23 | 0 | 0 | 0 | 0 | 0 | 0 | 0.03 | 0.02 | 0.02 | 0.02 | 0 | 0 | 0 | 0 | 0 | 0 | 0 | 0 | True | False | Non Federally-Regulated | 01/12/2021 |  | 05/16/2021
WAC Lighting Co. | AISPIRE | A1RE-346M-30 | Light Emitting Diode | Light Engine | Direct Wired | Reverse Phase Cut Controls | 54.7 | 3000 | 0.0006 | 94 | 70 | 280 | 0.99 | Ambient | 55000 | 0.92 | 1 |  | 0.02 | 21 | 23 | 0 | 0 | 0 | 0 | 0 | 0 | 0.03 | 0.02 | 0.02 | 0.02 | 0 | 0 | 0 | 0 | 0 | 0 | 0 | 0 | True | False | Non Federally-Regulated | 01/12/2021 |  | 05/16/2021
WAC Lighting Co. | AISPIRE | A1RE-356M-27 | Light Emitting Diode | Light Engine | Direct Wired | Reverse Phase Cut Controls | 54.7 | 2741 | 0.0006 | 94 | 70 | 280 | 0.99 | Ambient | 55000 | 0.92 | 1 |  | 0.02 | 21 | 23 | 0 | 0 | 0 | 0 | 0 | 0 | 0.03 | 0.02 | 0.02 | 0.02 | 0 | 0 | 0 | 0 | 0 | 0 | 0 | 0 | True | False | Non Federally-Regulated | 01/12/2021 |  | 05/16/2021
WAC Lighting Co. | AISPIRE | A1RE-356M-30 | Light Emitting Diode | Light Engine | Direct Wired | Reverse Phase Cut Controls | 54.7 | 3000 | 0.0006 | 94 | 70 | 280 | 0.99 | Ambient | 55000 | 0.92 | 1 |  | 0.02 | 21 | 23 | 0 | 0 | 0 | 0 | 0 | 0 | 0.03 | 0.02 | 0.02 | 0.02 | 0 | 0 | 0 | 0 | 0 | 0 | 0 | 0 | True | False | Non Federally-Regulated | 01/12/2021 |  | 05/16/2021
WAC Lighting Co. | AISPIRE | A1RE-347M-27 | Light Emitting Diode | Light Engine | Direct Wired | Reverse Phase Cut Controls | 54.7 | 2741 | 0.0006 | 94 | 70 | 280 | 0.99 | Ambient | 55000 | 0.92 | 1 |  | 0.02 | 21 | 23 | 0 | 0 | 0 | 0 | 0 | 0 | 0.03 | 0.02 | 0.02 | 0.02 | 0 | 0 | 0 | 0 | 0 | 0 | 0 | 0 | True | False | Non Federally-Regulated | 01/12/2021 |  | 05/16/2021
WAC Lighting Co. | AISPIRE | A1RE-347M-30 | Light Emitting Diode | Light Engine | Direct Wired | Reverse Phase Cut Controls | 54.7 | 3000 | 0.0006 | 94 | 70 | 280 | 0.99 | Ambient | 55000 | 0.92 | 1 |  | 0.02 | 21 | 23 | 0 | 0 | 0 | 0 | 0 | 0 | 0.03 | 0.02 | 0.02 | 0.02 | 0 | 0 | 0 | 0 | 0 | 0 | 0 | 0 | True | False | Non Federally-Regulated | 01/12/2021 |  | 05/16/2021
WAC Lighting Co. | AISPIRE | A1RE-357M-27 | Light Emitting Diode | Light Engine | Direct Wired | Reverse Phase Cut Controls | 54.7 | 2741 | 0.0006 | 94 | 70 | 280 | 0.99 | Ambient | 55000 | 0.92 | 1 |  | 0.02 | 21 | 23 | 0 | 0 | 0 | 0 | 0 | 0 | 0.03 | 0.02 | 0.02 | 0.02 | 0 | 0 | 0 | 0 | 0 | 0 | 0 | 0 | True | False | Non Federally-Regulated | 01/12/2021 |  | 05/16/2021
WAC Lighting Co. | AISPIRE | A1RE-357M-30 | Light Emitting Diode | Light Engine | Direct Wired | Reverse Phase Cut Controls | 54.7 | 3000 | 0.0006 | 94 | 70 | 280 | 0.99 | Ambient | 55000 | 0.92 | 1 |  | 0.02 | 21 | 23 | 0 | 0 | 0 | 0 | 0 | 0 | 0.03 | 0.02 | 0.02 | 0.02 | 0 | 0 | 0 | 0 | 0 | 0 | 0 | 0 | True | False | Non Federally-Regulated | 01/12/2021 |  | 05/16/2021
DongGuan JiaSheng Lighting Technology Co.,Ltd | Commercial Electric | JVJ3011L-8/*** | Light Emitting Diode | Inseparable Luminaire | Direct Wired | Forward Phase Cut Controls | 68.8 | 3107 | -0.0011 | 95 | 75 | 155 | 0.93 | Ambient | 50000 |  | 0.96 | 56000 | 0 | 19 | 20 | 0.25 | 0.24 | 0.23 | 0.21 | 0.02 | 0.01 | 0.21 | 0.2 | 0.19 | 0.16 | 0 | 0 | 0 | 0 | 0 | 0 | 0 | 0 | True | False | Non Federally-Regulated | 08/26/2020 |  | 05/17/2021
DongGuan JiaSheng Lighting Technology Co.,Ltd | Commercial Electric | JVJ3011L-8 | Light Emitting Diode | Inseparable Luminaire | Direct Wired | Forward Phase Cut Controls | 68.8 | 3107 | -0.0011 | 95 | 75 | 155 | 0.93 | Ambient | 50000 |  | 0.96 | 56000 | 0 | 19 | 20 | 0.25 | 0.24 | 0.23 | 0.21 | 0.02 | 0.01 | 0.21 | 0.2 | 0.19 | 0.16 | 0 | 0 | 0 | 0 | 0 | 0 | 0 | 0 | True | False | Non Federally-Regulated | 08/26/2020 |  | 05/17/2021
DongGuan JiaSheng Lighting Technology Co.,Ltd | Hampton Bay | HUI8011LL-6/*** | Light Emitting Diode | Inseparable Luminaire | Direct Wired | Forward Phase Cut Controls | 52.8 | 2719 | 0.0009 | 94 | 66 | 174 | 0.91 | Ambient | 50000 |  | 0.96 | 56000 | 0 | 18 | 18 | 0.23 | 0.23 | 0.21 | 0.2 | 0.01 | 0 | 0.2 | 0.2 | 0.19 | 0.16 | 0.01 | 0 | 0 | 0 | 0 | 0 | 0 | 0 | True | False | Non Federally-Regulated | 08/26/2020 |  | 05/17/2021
DongGuan JiaSheng Lighting Technology Co.,Ltd | Hampton Bay | HUI8011LL-6 | Light Emitting Diode | Inseparable Luminaire | Direct Wired | Forward Phase Cut Controls | 52.8 | 2719 | 0.0009 | 94 | 66 | 174 | 0.91 | Ambient | 50000 |  | 0.96 | 56000 | 0 | 18 | 18 | 0.23 | 0.23 | 0.21 | 0.2 | 0.01 | 0 | 0.2 | 0.2 | 0.19 | 0.16 | 0.01 | 0 | 0 | 0 | 0 | 0 | 0 | 0 | True | False | Non Federally-Regulated | 08/26/2020 |  | 05/17/2021
Acuity Brands Lighting | Juno | IC20*LED WD G4 09LM 30K 90CRI 120 FRPC + 204 CWH | Light Emitting Diode | Inseparable Luminaire | Direct Wired | Reverse Phase Cut Controls | 62 | 3000 | 0.0019 | 95 | 65 | 251 | 1 | Ambient | 25000 |  |  | 25000 | 0.01 | 19 | 19 | 0.08 | 0 | 0 | 0 | 0 | 0 | 1 | 0.02 | 0.01 | 0.01 | 0 | 0 | 1 | 0.06 | 0.03 | 0.02 | 0.01 | 0.01 | True |  | Non Federally-Regulated | 02/22/2017 |  | 06/01/2021
Acuity Brands Lighting | Juno | IC20*LED WD G4 09LM 30K 90CRI 120 FRPC + 204 GWH | Light Emitting Diode | Inseparable Luminaire | Direct Wired | Reverse Phase Cut Controls | 59 | 3000 | 0.0019 | 95 | 65 | 251 | 1 | Ambient | 25000 |  |  | 25000 | 0.01 | 19 | 19 | 0.08 | 0 | 0 | 0 | 0 | 0 | 1 | 0.02 | 0.01 | 0.01 | 0 | 0 | 1 | 0.06 | 0.03 | 0.02 | 0.01 | 0.01 | True |  | Non Federally-Regulated | 02/22/2017 |  | 06/01/2021
Acuity Brands Lighting | Juno | IC20*LED WD G4 09LM 30K 90CRI 120 FRPC + 204 HZWH | Light Emitting Diode | Inseparable Luminaire | Direct Wired | Reverse Phase Cut Controls | 58 | 3000 | 0.0019 | 95 | 65 | 251 | 1 | Ambient | 25000 |  |  | 25000 | 0.01 | 19 | 19 | 0.08 | 0 | 0 | 0 | 0 | 0 | 1 | 0.02 | 0.01 | 0.01 | 0 | 0 | 1 | 0.06 | 0.03 | 0.02 | 0.01 | 0.01 | True |  | Non Federally-Regulated | 02/22/2017 |  | 06/01/2021
Acuity Brands Lighting | Juno | IC20*LED WD G4 09LM 30K 90CRI 120 FRPC + 204 W***** | Light Emitting Diode | Inseparable Luminaire | Direct Wired | Reverse Phase Cut Controls | 54 | 3000 | 0.0019 | 95 | 65 | 251 | 1 | Ambient | 25000 |  |  | 25000 | 0.01 | 19 | 19 | 0.08 | 0 | 0 | 0 | 0 | 0 | 1 | 0.02 | 0.01 | 0.01 | 0 | 0 | 1 | 0.06 | 0.03 | 0.02 | 0.01 | 0.01 | True |  | Non Federally-Regulated | 02/22/2017 |  | 06/01/2021
Acuity Brands Lighting | Juno | IC20*LED WD G4 09LM 30K 90CRI 120 FRPC + 204 PTSC | Light Emitting Diode | Inseparable Luminaire | Direct Wired | Reverse Phase Cut Controls | 54 | 3000 | 0.0019 | 95 | 65 | 251 | 1 | Ambient | 25000 |  |  | 25000 | 0.01 | 19 | 19 | 0.08 | 0 | 0 | 0 | 0 | 0 | 1 | 0.02 | 0.01 | 0.01 | 0 | 0 | 1 | 0.06 | 0.03 | 0.02 | 0.01 | 0.01 | True |  | Non Federally-Regulated | 02/22/2017 |  | 06/01/2021
Acuity Brands Lighting | Juno | IC20*LED WD G4 09LM 30K 90CRI 120 FRPC + 205 WWH | Light Emitting Diode | Inseparable Luminaire | Direct Wired | Reverse Phase Cut Controls | 53 | 3000 | 0.0019 | 95 | 65 | 251 | 1 | Ambient | 25000 |  |  | 25000 | 0.01 | 19 | 19 | 0.08 | 0 | 0 | 0 | 0 | 0 | 1 | 0.02 | 0.01 | 0.01 | 0 | 0 | 1 | 0.06 | 0.03 | 0.02 | 0.01 | 0.01 | True |  | Non Federally-Regulated | 02/22/2017 |  | 06/01/2021
Acuity Brands Lighting | Juno | IC22LED WD G4 09LM 30K 90CRI 120 FRPC +24 WWH | Light Emitting Diode | Inseparable Luminaire | Direct Wired | Reverse Phase Cut Controls | 53 | 3000 | 0.0019 | 95 | 65 | 251 | 1 | Ambient | 25000 |  |  | 25000 | 0.01 | 19 | 19 | 0.08 | 0 | 0 | 0 | 0 | 0 | 1 | 0.02 | 0.01 | 0.01 | 0 | 0 | 1 | 0.06 | 0.03 | 0.02 | 0.01 | 0.01 | True |  | Non Federally-Regulated | 02/22/2017 |  | 06/01/2021
Acuity Brands Lighting | Juno | IC22LED WD G4 09LM 30K 90CRI 120 FRPC + 27 ****** | Light Emitting Diode | Inseparable Luminaire | Direct Wired | Reverse Phase Cut Controls | 53 | 3000 | 0.0019 | 95 | 65 | 251 | 1 | Ambient | 25000 |  |  | 25000 | 0.01 | 19 | 19 | 0.08 | 0 | 0 | 0 | 0 | 0 | 1 | 0.02 | 0.01 | 0.01 | 0 | 0 | 1 | 0.06 | 0.03 | 0.02 | 0.01 | 0.01 | True |  | Non Federally-Regulated | 02/22/2017 |  | 06/01/2021
Acuity Brands Lighting | Juno | IC22LED WD G4N 06LM 30K 80CRI 120 FRPC + 27 ****** | Light Emitting Diode | Inseparable Luminaire | Direct Wired | Forward Phase Cut Controls | 54 | 3000 | 0.0016 | 93 | 60 | 248 | 1 | Ambient | 42000 |  |  | 42000 | 0 | 19 | 19 | 0.11 | 0.01 | 0.01 | 0 | 0 | 0 | 1 | 0.02 | 0.01 | 0.01 | 0.01 | 0 | 1 | 0.1 | 0.05 | 0.04 | 0.03 | 0.01 | True |  | Non Federally-Regulated | 02/22/2017 |  | 06/01/2021
Acuity Brands Lighting | Juno | IC22LED WD G4N 06LM 30K 80CRI 120 FRPC + 24 **** | Light Emitting Diode | Inseparable Luminaire | Direct Wired | Forward Phase Cut Controls | 53 | 3000 | 0.0016 | 93 | 60 | 248 | 1 | Ambient | 42000 |  |  | 42000 | 0 | 19 | 19 | 0.11 | 0.01 | 0.01 | 0 | 0 | 0 | 1 | 0.02 | 0.01 | 0.01 | 0.01 | 0 | 1 | 0.1 | 0.05 | 0.04 | 0.03 | 0.01 | True |  | Non Federally-Regulated | 02/22/2017 |  | 06/01/2021
Acuity Brands Lighting | Juno | IC22LED WD G4N 06LM 30K 80CRI 120 FRPC + 239 WH | Light Emitting Diode | Inseparable Luminaire | Direct Wired | Forward Phase Cut Controls | 51 | 3000 | 0.0016 | 93 | 60 | 248 | 1 | Ambient | 42000 |  |  | 42000 | 0 | 19 | 19 | 0.11 | 0.01 | 0.01 | 0 | 0 | 0 | 1 | 0.02 | 0.01 | 0.01 | 0.01 | 0 | 1 | 0.1 | 0.05 | 0.04 | 0.03 | 0.01 | True |  | Non Federally-Regulated | 02/22/2017 |  | 06/01/2021
Acuity Brands Lighting | Juno | IC22RLED WD G4N 06LM 30K 80CRI 120 FRPC + 27 ****** | Light Emitting Diode | Inseparable Luminaire | Direct Wired | Forward Phase Cut Controls | 54 | 3000 | 0.0016 | 93 | 60 | 248 | 1 | Ambient | 42000 |  |  | 42000 | 0 | 19 | 19 | 0.11 | 0.01 | 0.01 | 0 | 0 | 0 | 1 | 0.02 | 0.01 | 0.01 | 0.01 | 0 | 1 | 0.1 | 0.05 | 0.04 | 0.03 | 0.01 | True |  | Non Federally-Regulated | 02/22/2017 |  | 06/01/2021
Acuity Brands Lighting | Juno | IC22RLED WD G4N 06LM 30K 80CRI 120 FRPC + 24 **** | Light Emitting Diode | Inseparable Luminaire | Direct Wired | Forward Phase Cut Controls | 53 | 3000 | 0.0016 | 93 | 60 | 248 | 1 | Ambient | 42000 |  |  | 42000 | 0 | 19 | 19 | 0.11 | 0.01 | 0.01 | 0 | 0 | 0 | 1 | 0.02 | 0.01 | 0.01 | 0.01 | 0 | 1 | 0.1 | 0.05 | 0.04 | 0.03 | 0.01 | True |  | Non Federally-Regulated | 02/22/2017 |  | 06/01/2021
Acuity Brands Lighting | Juno | IC22RLED WD G4N 06LM 30K 80CRI 120 FRPC + 239 WH | Light Emitting Diode | Inseparable Luminaire | Direct Wired | Forward Phase Cut Controls | 51 | 3000 | 0.0016 | 93 | 60 | 248 | 1 | Ambient | 42000 |  |  | 42000 | 0 | 19 | 19 | 0.11 | 0.01 | 0.01 | 0 | 0 | 0 | 1 | 0.02 | 0.01 | 0.01 | 0.01 | 0 | 1 | 0.1 | 0.05 | 0.04 | 0.03 | 0.01 | True |  | Non Federally-Regulated | 02/22/2017 |  | 06/01/2021
Acuity Brands Lighting | Juno | IC20LED WD G4N 06LM 30K 80CRI 120 FRPC + 204 ****** | Light Emitting Diode | Inseparable Luminaire | Direct Wired | Forward Phase Cut Controls | 48 | 3000 | 0.0016 | 93 | 60 | 248 | 1 | Ambient | 42000 |  |  | 42000 | 0 | 19 | 19 | 0.11 | 0.01 | 0.01 | 0 | 0 | 0 | 1 | 0.02 | 0.01 | 0.01 | 0.01 | 0 | 1 | 0.1 | 0.05 | 0.04 | 0.03 | 0.01 | True |  | Non Federally-Regulated | 02/22/2017 |  | 06/01/2021
Acuity Brands Lighting | Juno | IC20LED WD G4N 06LM 30K 80CRI 120 FRPC + 205 **** | Light Emitting Diode | Inseparable Luminaire | Direct Wired | Forward Phase Cut Controls | 46 | 3000 | 0.0016 | 93 | 60 | 248 | 1 | Ambient | 42000 |  |  | 42000 | 0 | 19 | 19 | 0.11 | 0.01 | 0.01 | 0 | 0 | 0 | 1 | 0.02 | 0.01 | 0.01 | 0.01 | 0 | 1 | 0.1 | 0.05 | 0.04 | 0.03 | 0.01 | True |  | Non Federally-Regulated | 02/22/2017 |  | 06/01/2021
Acuity Brands Lighting | Juno | IC20LED WD G4N 06LM 30K 80CRI 120 FRPC + 210 **** | Light Emitting Diode | Inseparable Luminaire | Direct Wired | Forward Phase Cut Controls | 45 | 3000 | 0.0016 | 93 | 60 | 248 | 1 | Ambient | 42000 |  |  | 42000 | 0 | 19 | 19 | 0.11 | 0.01 | 0.01 | 0 | 0 | 0 | 1 | 0.02 | 0.01 | 0.01 | 0.01 | 0 | 1 | 0.1 | 0.05 | 0.04 | 0.03 | 0.01 | True |  | Non Federally-Regulated | 02/22/2017 |  | 06/01/2021
Acuity Brands Lighting | Juno | IC20RLED WD G4N 06LM 30K 80CRI 120 FRPC + 204 ****** | Light Emitting Diode | Inseparable Luminaire | Direct Wired | Forward Phase Cut Controls | 48 | 3000 | 0.0016 | 93 | 60 | 248 | 1 | Ambient | 42000 |  |  | 42000 | 0 | 19 | 19 | 0.11 | 0.01 | 0.01 | 0 | 0 | 0 | 1 | 0.02 | 0.01 | 0.01 | 0.01 | 0 | 1 | 0.1 | 0.05 | 0.04 | 0.03 | 0.01 | True |  | Non Federally-Regulated | 02/22/2017 |  | 06/01/2021
Acuity Brands Lighting | Juno | IC20RLED WD G4N 06LM 30K 80CRI 120 FRPC + 205 **** | Light Emitting Diode | Inseparable Luminaire | Direct Wired | Forward Phase Cut Controls | 46 | 3000 | 0.0016 | 93 | 60 | 248 | 1 | Ambient | 42000 |  |  | 42000 | 0 | 19 | 19 | 0.11 | 0.01 | 0.01 | 0 | 0 | 0 | 1 | 0.02 | 0.01 | 0.01 | 0.01 | 0 | 1 | 0.1 | 0.05 | 0.04 | 0.03 | 0.01 | True |  | Non Federally-Regulated | 02/22/2017 |  | 06/01/2021
Acuity Brands Lighting | Juno | IC20RLED WD G4N 06LM 30K 80CRI 120 FRPC + 210 **** | Light Emitting Diode | Inseparable Luminaire | Direct Wired | Forward Phase Cut Controls | 45 | 3000 | 0.0016 | 93 | 60 | 248 | 1 | Ambient | 42000 |  |  | 42000 | 0 | 19 | 19 | 0.11 | 0.01 | 0.01 | 0 | 0 | 0 | 1 | 0.02 | 0.01 | 0.01 | 0.01 | 0 | 1 | 0.1 | 0.05 | 0.04 | 0.03 | 0.01 | True |  | Non Federally-Regulated | 02/22/2017 |  | 06/01/2021
QTL | Qtran Inc | ATOM-03-SW-1.0-24-ENC/CL-**-*****-*****-**-****-***-** | Light Emitting Diode | Light Engine | Direct Wired | Forward Phase Cut Controls | 52.5 | 1999 | 0.0009 | 93 | 59 | 225 | 0.99 | Ambient | 36000 |  | 1 | 36000 | 0.09 | 22 | 21 | 0.02 | 0.01 | 0.01 | 0.01 | 0 | 0 | 0.03 | 0.01 | 0 | 0 | 0 | 0 | 0.03 | 0.01 | 0.01 | 0 | 0 | 0 | True | False | Non Federally-Regulated | 06/01/2021 |  | 06/01/2021
QTL | Qtran Inc | ATOM-03-SW-1.0-27-ENC/CL-**-*****-*****-**-****-***-** | Light Emitting Diode | Light Engine | Direct Wired | Forward Phase Cut Controls | 52.5 | 1999 | 0.0009 | 93 | 59 | 225 | 0.99 | Ambient | 36000 |  | 1 | 36000 | 0.09 | 22 | 21 | 0.02 | 0.01 | 0.01 | 0.01 | 0 | 0 | 0.03 | 0.01 | 0 | 0 | 0 | 0 | 0.03 | 0.01 | 0.01 | 0 | 0 | 0 | True | False | Non Federally-Regulated | 06/01/2021 |  | 06/01/2021
QTL | Qtran Inc | ATOM-03-SW-1.0-30-ENC/CL-**-*****-*****-**-****-***-** | Light Emitting Diode | Light Engine | Direct Wired | Forward Phase Cut Controls | 52.5 | 1999 | 0.0009 | 93 | 59 | 225 | 0.99 | Ambient | 36000 |  | 1 | 36000 | 0.09 | 22 | 21 | 0.02 | 0.01 | 0.01 | 0.01 | 0 | 0 | 0.03 | 0.01 | 0 | 0 | 0 | 0 | 0.03 | 0.01 | 0.01 | 0 | 0 | 0 | True | False | Non Federally-Regulated | 06/01/2021 |  | 06/01/2021
QTL | Qtran Inc | ATOM-03-SW-1.0-35-ENC/CL-**-*****-*****-**-****-***-** | Light Emitting Diode | Light Engine | Direct Wired | Forward Phase Cut Controls | 52.5 | 1999 | 0.0009 | 93 | 59 | 225 | 0.99 | Ambient | 36000 |  | 1 | 36000 | 0.09 | 22 | 21 | 0.02 | 0.01 | 0.01 | 0.01 | 0 | 0 | 0.03 | 0.01 | 0 | 0 | 0 | 0 | 0.03 | 0.01 | 0.01 | 0 | 0 | 0 | True | False | Non Federally-Regulated | 06/01/2021 |  | 06/01/2021
QTL | Qtran Inc | ATOM-03-SW-1.0-40-ENC/CL-**-*****-*****-**-****-***-** | Light Emitting Diode | Light Engine | Direct Wired | Forward Phase Cut Controls | 52.5 | 1999 | 0.0009 | 93 | 59 | 225 | 0.99 | Ambient | 36000 |  | 1 | 36000 | 0.09 | 22 | 21 | 0.02 | 0.01 | 0.01 | 0.01 | 0 | 0 | 0.03 | 0.01 | 0 | 0 | 0 | 0 | 0.03 | 0.01 | 0.01 | 0 | 0 | 0 | True | False | Non Federally-Regulated | 06/01/2021 |  | 06/01/2021
QTL | Qtran Inc | ATOM-03-SW-1.0-24-ENC/TL-**-*****-*****-**-****-***-** | Light Emitting Diode | Light Engine | Direct Wired | Forward Phase Cut Controls | 52.5 | 1999 | 0.0009 | 93 | 59 | 225 | 0.99 | Ambient | 36000 |  | 1 | 36000 | 0.09 | 22 | 21 | 0.02 | 0.01 | 0.01 | 0.01 | 0 | 0 | 0.03 | 0.01 | 0 | 0 | 0 | 0 | 0.03 | 0.01 | 0.01 | 0 | 0 | 0 | True | False | Non Federally-Regulated | 06/01/2021 |  | 06/01/2021
QTL | Qtran Inc | ATOM-03-SW-1.0-27-ENC/TL-**-*****-*****-**-****-***-** | Light Emitting Diode | Light Engine | Direct Wired | Forward Phase Cut Controls | 52.5 | 1999 | 0.0009 | 93 | 59 | 225 | 0.99 | Ambient | 36000 |  | 1 | 36000 | 0.09 | 22 | 21 | 0.02 | 0.01 | 0.01 | 0.01 | 0 | 0 | 0.03 | 0.01 | 0 | 0 | 0 | 0 | 0.03 | 0.01 | 0.01 | 0 | 0 | 0 | True | False | Non Federally-Regulated | 06/01/2021 |  | 06/01/2021
QTL | Qtran Inc | ATOM-03-SW-1.0-30-ENC/TL-**-*****-*****-**-****-***-** | Light Emitting Diode | Light Engine | Direct Wired | Forward Phase Cut Controls | 52.5 | 1999 | 0.0009 | 93 | 59 | 225 | 0.99 | Ambient | 36000 |  | 1 | 36000 | 0.09 | 22 | 21 | 0.02 | 0.01 | 0.01 | 0.01 | 0 | 0 | 0.03 | 0.01 | 0 | 0 | 0 | 0 | 0.03 | 0.01 | 0.01 | 0 | 0 | 0 | True | False | Non Federally-Regulated | 06/01/2021 |  | 06/01/2021
QTL | Qtran Inc | ATOM-03-SW-1.0-35-ENC/TL-**-*****-*****-**-****-***-** | Light Emitting Diode | Light Engine | Direct Wired | Forward Phase Cut Controls | 52.5 | 1999 | 0.0009 | 93 | 59 | 225 | 0.99 | Ambient | 36000 |  | 1 | 36000 | 0.09 | 22 | 21 | 0.02 | 0.01 | 0.01 | 0.01 | 0 | 0 | 0.03 | 0.01 | 0 | 0 | 0 | 0 | 0.03 | 0.01 | 0.01 | 0 | 0 | 0 | True | False | Non Federally-Regulated | 06/01/2021 |  | 06/01/2021
QTL | Qtran Inc | ATOM-03-SW-1.0-40-ENC/TL-**-*****-*****-**-****-***-** | Light Emitting Diode | Light Engine | Direct Wired | Forward Phase Cut Controls | 52.5 | 1999 | 0.0009 | 93 | 59 | 225 | 0.99 | Ambient | 36000 |  | 1 | 36000 | 0.09 | 22 | 21 | 0.02 | 0.01 | 0.01 | 0.01 | 0 | 0 | 0.03 | 0.01 | 0 | 0 | 0 | 0 | 0.03 | 0.01 | 0.01 | 0 | 0 | 0 | True | False | Non Federally-Regulated | 06/01/2021 |  | 06/01/2021
QTL | Qtran Inc | ATOM-03-SW-2.0-24-ENC/CL-**-*****-*****-**-****-***-** | Light Emitting Diode | Light Engine | Direct Wired | Forward Phase Cut Controls | 60.4 | 1993 | 0.0008 | 92 | 58 | 192 | 0.99 | Ambient | 36000 |  | 1 | 36000 | 0.07 | 21 | 22 | 0.02 | 0.01 | 0.01 | 0.01 | 0 | 0 | 0.03 | 0.01 | 0.01 | 0 | 0 | 0 | 0.03 | 0.01 | 0 | 0 | 0 | 0 | True | False | Non Federally-Regulated | 06/01/2021 |  | 06/01/2021
QTL | Qtran Inc | ATOM-03-SW-2.0-27-ENC/CL-**-*****-*****-**-****-***-** | Light Emitting Diode | Light Engine | Direct Wired | Forward Phase Cut Controls | 60.4 | 1993 | 0.0008 | 92 | 58 | 192 | 0.99 | Ambient | 36000 |  | 1 | 36000 | 0.07 | 21 | 22 | 0.02 | 0.01 | 0.01 | 0.01 | 0 | 0 | 0.03 | 0.01 | 0.01 | 0 | 0 | 0 | 0.03 | 0.01 | 0 | 0 | 0 | 0 | True | False | Non Federally-Regulated | 06/01/2021 |  | 06/01/2021
QTL | Qtran Inc | ATOM-03-SW-2.0-30-ENC/CL-**-*****-*****-**-****-***-** | Light Emitting Diode | Light Engine | Direct Wired | Forward Phase Cut Controls | 60.4 | 1993 | 0.0008 | 92 | 58 | 192 | 0.99 | Ambient | 36000 |  | 1 | 36000 | 0.07 | 21 | 22 | 0.02 | 0.01 | 0.01 | 0.01 | 0 | 0 | 0.03 | 0.01 | 0.01 | 0 | 0 | 0 | 0.03 | 0.01 | 0 | 0 | 0 | 0 | True | False | Non Federally-Regulated | 06/01/2021 |  | 06/01/2021
QTL | Qtran Inc | ATOM-03-SW-2.0-35-ENC/CL-**-*****-*****-**-****-***-** | Light Emitting Diode | Light Engine | Direct Wired | Forward Phase Cut Controls | 60.4 | 1993 | 0.0008 | 92 | 58 | 192 | 0.99 | Ambient | 36000 |  | 1 | 36000 | 0.07 | 21 | 22 | 0.02 | 0.01 | 0.01 | 0.01 | 0 | 0 | 0.03 | 0.01 | 0.01 | 0 | 0 | 0 | 0.03 | 0.01 | 0 | 0 | 0 | 0 | True | False | Non Federally-Regulated | 06/01/2021 |  | 06/01/2021
QTL | Qtran Inc | ATOM-03-SW-2.0-40-ENC/CL-**-*****-*****-**-****-***-** | Light Emitting Diode | Light Engine | Direct Wired | Forward Phase Cut Controls | 60.4 | 1993 | 0.0008 | 92 | 58 | 192 | 0.99 | Ambient | 36000 |  | 1 | 36000 | 0.07 | 21 | 22 | 0.02 | 0.01 | 0.01 | 0.01 | 0 | 0 | 0.03 | 0.01 | 0.01 | 0 | 0 | 0 | 0.03 | 0.01 | 0 | 0 | 0 | 0 | True | False | Non Federally-Regulated | 06/01/2021 |  | 06/01/2021
QTL | Qtran Inc | ATOM-03-SW-2.0-24-ENC/TL-**-*****-*****-**-****-***-** | Light Emitting Diode | Light Engine | Direct Wired | Forward Phase Cut Controls | 60.4 | 1993 | 0.0008 | 92 | 58 | 192 | 0.99 | Ambient | 36000 |  | 1 | 36000 | 0.07 | 21 | 22 | 0.02 | 0.01 | 0.01 | 0.01 | 0 | 0 | 0.03 | 0.01 | 0.01 | 0 | 0 | 0 | 0.03 | 0.01 | 0 | 0 | 0 | 0 | True | False | Non Federally-Regulated | 06/01/2021 |  | 06/01/2021
QTL | Qtran Inc | ATOM-03-SW-2.0-27-ENC/TL-**-*****-*****-**-****-***-** | Light Emitting Diode | Light Engine | Direct Wired | Forward Phase Cut Controls | 60.4 | 1993 | 0.0008 | 92 | 58 | 192 | 0.99 | Ambient | 36000 |  | 1 | 36000 | 0.07 | 21 | 22 | 0.02 | 0.01 | 0.01 | 0.01 | 0 | 0 | 0.03 | 0.01 | 0.01 | 0 | 0 | 0 | 0.03 | 0.01 | 0 | 0 | 0 | 0 | True | False | Non Federally-Regulated | 06/01/2021 |  | 06/01/2021
QTL | Qtran Inc | ATOM-03-SW-2.0-30-ENC/TL-**-*****-*****-**-****-***-** | Light Emitting Diode | Light Engine | Direct Wired | Forward Phase Cut Controls | 60.4 | 1993 | 0.0008 | 92 | 58 | 192 | 0.99 | Ambient | 36000 |  | 1 | 36000 | 0.07 | 21 | 22 | 0.02 | 0.01 | 0.01 | 0.01 | 0 | 0 | 0.03 | 0.01 | 0.01 | 0 | 0 | 0 | 0.03 | 0.01 | 0 | 0 | 0 | 0 | True | False | Non Federally-Regulated | 06/01/2021 |  | 06/01/2021
QTL | Qtran Inc | ATOM-03-SW-2.0-35-ENC/TL-**-*****-*****-**-****-***-** | Light Emitting Diode | Light Engine | Direct Wired | Forward Phase Cut Controls | 60.4 | 1993 | 0.0008 | 92 | 58 | 192 | 0.99 | Ambient | 36000 |  | 1 | 36000 | 0.07 | 21 | 22 | 0.02 | 0.01 | 0.01 | 0.01 | 0 | 0 | 0.03 | 0.01 | 0.01 | 0 | 0 | 0 | 0.03 | 0.01 | 0 | 0 | 0 | 0 | True | False | Non Federally-Regulated | 06/01/2021 |  | 06/01/2021
QTL | Qtran Inc | ATOM-03-SW-2.0-40-ENC/TL-**-*****-*****-**-****-***-** | Light Emitting Diode | Light Engine | Direct Wired | Forward Phase Cut Controls | 60.4 | 1993 | 0.0008 | 92 | 58 | 192 | 0.99 | Ambient | 36000 |  | 1 | 36000 | 0.07 | 21 | 22 | 0.02 | 0.01 | 0.01 | 0.01 | 0 | 0 | 0.03 | 0.01 | 0.01 | 0 | 0 | 0 | 0.03 | 0.01 | 0 | 0 | 0 | 0 | True | False | Non Federally-Regulated | 06/01/2021 |  | 06/01/2021
QTL | Qtran Inc | ATOM-03-SW-4.0-24-ENC/CL-**-*****-*****-**-****-***-** | Light Emitting Diode | Light Engine | Direct Wired | Forward Phase Cut Controls | 59.7 | 1987 | 0.0011 | 92 | 55 | 228 | 0.99 | Ambient | 36000 |  | 1 | 36000 | 0.09 | 21 | 21 | 0.02 | 0.02 | 0.02 | 0.02 | 0 | 0 | 1 | 0.05 | 0.02 | 0.01 | 0.01 | 0 | 0.03 | 0.01 | 0 | 0 | 0 | 0 | True | False | Non Federally-Regulated | 06/01/2021 |  | 06/01/2021
QTL | Qtran Inc | ATOM-03-SW-4.0-27-ENC/CL-**-*****-*****-**-****-***-** | Light Emitting Diode | Light Engine | Direct Wired | Forward Phase Cut Controls | 59.7 | 1987 | 0.0011 | 92 | 55 | 228 | 0.99 | Ambient | 36000 |  | 1 | 36000 | 0.09 | 21 | 21 | 0.02 | 0.02 | 0.02 | 0.02 | 0 | 0 | 1 | 0.05 | 0.02 | 0.01 | 0.01 | 0 | 0.03 | 0.01 | 0 | 0 | 0 | 0 | True | False | Non Federally-Regulated | 06/01/2021 |  | 06/01/2021
QTL | Qtran Inc | ATOM-03-SW-4.0-30-ENC/CL-**-*****-*****-**-****-***-** | Light Emitting Diode | Light Engine | Direct Wired | Forward Phase Cut Controls | 59.7 | 1987 | 0.0011 | 92 | 55 | 228 | 0.99 | Ambient | 36000 |  | 1 | 36000 | 0.09 | 21 | 21 | 0.02 | 0.02 | 0.02 | 0.02 | 0 | 0 | 1 | 0.05 | 0.02 | 0.01 | 0.01 | 0 | 0.03 | 0.01 | 0 | 0 | 0 | 0 | True | False | Non Federally-Regulated | 06/01/2021 |  | 06/01/2021
QTL | Qtran Inc | ATOM-03-SW-4.0-35-ENC/CL-**-*****-*****-**-****-***-** | Light Emitting Diode | Light Engine | Direct Wired | Forward Phase Cut Controls | 59.7 | 1987 | 0.0011 | 92 | 55 | 228 | 0.99 | Ambient | 36000 |  | 1 | 36000 | 0.09 | 21 | 21 | 0.02 | 0.02 | 0.02 | 0.02 | 0 | 0 | 1 | 0.05 | 0.02 | 0.01 | 0.01 | 0 | 0.03 | 0.01 | 0 | 0 | 0 | 0 | True | False | Non Federally-Regulated | 06/01/2021 |  | 06/01/2021
QTL | Qtran Inc | ATOM-03-SW-4.0-40-ENC/CL-**-*****-*****-**-****-***-** | Light Emitting Diode | Light Engine | Direct Wired | Forward Phase Cut Controls | 59.7 | 1987 | 0.0011 | 92 | 55 | 228 | 0.99 | Ambient | 36000 |  | 1 | 36000 | 0.09 | 21 | 21 | 0.02 | 0.02 | 0.02 | 0.02 | 0 | 0 | 1 | 0.05 | 0.02 | 0.01 | 0.01 | 0 | 0.03 | 0.01 | 0 | 0 | 0 | 0 | True | False | Non Federally-Regulated | 06/01/2021 |  | 06/01/2021
QTL | Qtran Inc | ATOM-03-SW-4.0-24-ENC/TL-**-*****-*****-**-****-***-** | Light Emitting Diode | Light Engine | Direct Wired | Forward Phase Cut Controls | 59.7 | 1987 | 0.0011 | 92 | 55 | 228 | 0.99 | Ambient | 36000 |  | 1 | 36000 | 0.09 | 21 | 21 | 0.02 | 0.02 | 0.02 | 0.02 | 0 | 0 | 1 | 0.05 | 0.02 | 0.01 | 0.01 | 0 | 0.03 | 0.01 | 0 | 0 | 0 | 0 | True | False | Non Federally-Regulated | 06/01/2021 |  | 06/01/2021
QTL | Qtran Inc | ATOM-03-SW-4.0-27-ENC/TL-**-*****-*****-**-****-***-** | Light Emitting Diode | Light Engine | Direct Wired | Forward Phase Cut Controls | 59.7 | 1987 | 0.0011 | 92 | 55 | 228 | 0.99 | Ambient | 36000 |  | 1 | 36000 | 0.09 | 21 | 21 | 0.02 | 0.02 | 0.02 | 0.02 | 0 | 0 | 1 | 0.05 | 0.02 | 0.01 | 0.01 | 0 | 0.03 | 0.01 | 0 | 0 | 0 | 0 | True | False | Non Federally-Regulated | 06/01/2021 |  | 06/01/2021
QTL | Qtran Inc | ATOM-03-SW-4.0-30-ENC/TL-**-*****-*****-**-****-***-** | Light Emitting Diode | Light Engine | Direct Wired | Forward Phase Cut Controls | 59.7 | 1987 | 0.0011 | 92 | 55 | 228 | 0.99 | Ambient | 36000 |  | 1 | 36000 | 0.09 | 21 | 21 | 0.02 | 0.02 | 0.02 | 0.02 | 0 | 0 | 1 | 0.05 | 0.02 | 0.01 | 0.01 | 0 | 0.03 | 0.01 | 0 | 0 | 0 | 0 | True | False | Non Federally-Regulated | 06/01/2021 |  | 06/01/2021
QTL | Qtran Inc | ATOM-03-SW-4.0-35-ENC/TL-**-*****-*****-**-****-***-** | Light Emitting Diode | Light Engine | Direct Wired | Forward Phase Cut Controls | 59.7 | 1987 | 0.0011 | 92 | 55 | 228 | 0.99 | Ambient | 36000 |  | 1 | 36000 | 0.09 | 21 | 21 | 0.02 | 0.02 | 0.02 | 0.02 | 0 | 0 | 1 | 0.05 | 0.02 | 0.01 | 0.01 | 0 | 0.03 | 0.01 | 0 | 0 | 0 | 0 | True | False | Non Federally-Regulated | 06/01/2021 |  | 06/01/2021
QTL | Qtran Inc | ATOM-03-SW-4.0-40-ENC/TL-**-*****-*****-**-****-***-** | Light Emitting Diode | Light Engine | Direct Wired | Forward Phase Cut Controls | 59.7 | 1987 | 0.0011 | 92 | 55 | 228 | 0.99 | Ambient | 36000 |  | 1 | 36000 | 0.09 | 21 | 21 | 0.02 | 0.02 | 0.02 | 0.02 | 0 | 0 | 1 | 0.05 | 0.02 | 0.01 | 0.01 | 0 | 0.03 | 0.01 | 0 | 0 | 0 | 0 | True | False | Non Federally-Regulated | 06/01/2021 |  | 06/01/2021
QTL | Qtran Inc | ALTA-03-SW-1.0-24-ENC/CL-**-*****-*****-**-****-***-** | Light Emitting Diode | Light Engine | Direct Wired | Forward Phase Cut Controls | 52.5 | 1999 | 0.0009 | 93 | 59 | 225 | 0.99 | Ambient | 36000 |  | 1 | 36000 | 0.09 | 22 | 21 | 0.02 | 0.01 | 0.01 | 0.01 | 0 | 0 | 0.03 | 0.01 | 0 | 0 | 0 | 0 | 0.03 | 0.01 | 0.01 | 0 | 0 | 0 | True | False | Non Federally-Regulated | 06/01/2021 |  | 06/01/2021
QTL | Qtran Inc | ALTA-03-SW-1.0-27-ENC/CL-**-*****-*****-**-****-***-** | Light Emitting Diode | Light Engine | Direct Wired | Forward Phase Cut Controls | 52.5 | 1999 | 0.0009 | 93 | 59 | 225 | 0.99 | Ambient | 36000 |  | 1 | 36000 | 0.09 | 22 | 21 | 0.02 | 0.01 | 0.01 | 0.01 | 0 | 0 | 0.03 | 0.01 | 0 | 0 | 0 | 0 | 0.03 | 0.01 | 0.01 | 0 | 0 | 0 | True | False | Non Federally-Regulated | 06/01/2021 |  | 06/01/2021
QTL | Qtran Inc | ALTA-03-SW-1.0-30-ENC/CL-**-*****-*****-**-****-***-** | Light Emitting Diode | Light Engine | Direct Wired | Forward Phase Cut Controls | 52.5 | 1999 | 0.0009 | 93 | 59 | 225 | 0.99 | Ambient | 36000 |  | 1 | 36000 | 0.09 | 22 | 21 | 0.02 | 0.01 | 0.01 | 0.01 | 0 | 0 | 0.03 | 0.01 | 0 | 0 | 0 | 0 | 0.03 | 0.01 | 0.01 | 0 | 0 | 0 | True | False | Non Federally-Regulated | 06/01/2021 |  | 06/01/2021
QTL | Qtran Inc | ALTA-03-SW-1.0-35-ENC/CL-**-*****-*****-**-****-***-** | Light Emitting Diode | Light Engine | Direct Wired | Forward Phase Cut Controls | 52.5 | 1999 | 0.0009 | 93 | 59 | 225 | 0.99 | Ambient | 36000 |  | 1 | 36000 | 0.09 | 22 | 21 | 0.02 | 0.01 | 0.01 | 0.01 | 0 | 0 | 0.03 | 0.01 | 0 | 0 | 0 | 0 | 0.03 | 0.01 | 0.01 | 0 | 0 | 0 | True | False | Non Federally-Regulated | 06/01/2021 |  | 06/01/2021
QTL | Qtran Inc | ALTA-03-SW-1.0-40-ENC/CL-**-*****-*****-**-****-***-** | Light Emitting Diode | Light Engine | Direct Wired | Forward Phase Cut Controls | 52.5 | 1999 | 0.0009 | 93 | 59 | 225 | 0.99 | Ambient | 36000 |  | 1 | 36000 | 0.09 | 22 | 21 | 0.02 | 0.01 | 0.01 | 0.01 | 0 | 0 | 0.03 | 0.01 | 0 | 0 | 0 | 0 | 0.03 | 0.01 | 0.01 | 0 | 0 | 0 | True | False | Non Federally-Regulated | 06/01/2021 |  | 06/01/2021
QTL | Qtran Inc | ALTA-03-SW-1.0-24-ENC/TL-**-*****-*****-**-****-***-** | Light Emitting Diode | Light Engine | Direct Wired | Forward Phase Cut Controls | 52.5 | 1999 | 0.0009 | 93 | 59 | 225 | 0.99 | Ambient | 36000 |  | 1 | 36000 | 0.09 | 22 | 21 | 0.02 | 0.01 | 0.01 | 0.01 | 0 | 0 | 0.03 | 0.01 | 0 | 0 | 0 | 0 | 0.03 | 0.01 | 0.01 | 0 | 0 | 0 | True | False | Non Federally-Regulated | 06/01/2021 |  | 06/01/2021
QTL | Qtran Inc | ALTA-03-SW-1.0-27-ENC/TL-**-*****-*****-**-****-***-** | Light Emitting Diode | Light Engine | Direct Wired | Forward Phase Cut Controls | 52.5 | 1999 | 0.0009 | 93 | 59 | 225 | 0.99 | Ambient | 36000 |  | 1 | 36000 | 0.09 | 22 | 21 | 0.02 | 0.01 | 0.01 | 0.01 | 0 | 0 | 0.03 | 0.01 | 0 | 0 | 0 | 0 | 0.03 | 0.01 | 0.01 | 0 | 0 | 0 | True | False | Non Federally-Regulated | 06/01/2021 |  | 06/01/2021
QTL | Qtran Inc | ALTA-03-SW-1.0-30-ENC/TL-**-*****-*****-**-****-***-** | Light Emitting Diode | Light Engine | Direct Wired | Forward Phase Cut Controls | 52.5 | 1999 | 0.0009 | 93 | 59 | 225 | 0.99 | Ambient | 36000 |  | 1 | 36000 | 0.09 | 22 | 21 | 0.02 | 0.01 | 0.01 | 0.01 | 0 | 0 | 0.03 | 0.01 | 0 | 0 | 0 | 0 | 0.03 | 0.01 | 0.01 | 0 | 0 | 0 | True | False | Non Federally-Regulated | 06/01/2021 |  | 06/01/2021
QTL | Qtran Inc | ALTA-03-SW-1.0-35-ENC/TL-**-*****-*****-**-****-***-** | Light Emitting Diode | Light Engine | Direct Wired | Forward Phase Cut Controls | 52.5 | 1999 | 0.0009 | 93 | 59 | 225 | 0.99 | Ambient | 36000 |  | 1 | 36000 | 0.09 | 22 | 21 | 0.02 | 0.01 | 0.01 | 0.01 | 0 | 0 | 0.03 | 0.01 | 0 | 0 | 0 | 0 | 0.03 | 0.01 | 0.01 | 0 | 0 | 0 | True | False | Non Federally-Regulated | 06/01/2021 |  | 06/01/2021
QTL | Qtran Inc | ALTA-03-SW-1.0-40-ENC/TL-**-*****-*****-**-****-***-** | Light Emitting Diode | Light Engine | Direct Wired | Forward Phase Cut Controls | 52.5 | 1999 | 0.0009 | 93 | 59 | 225 | 0.99 | Ambient | 36000 |  | 1 | 36000 | 0.09 | 22 | 21 | 0.02 | 0.01 | 0.01 | 0.01 | 0 | 0 | 0.03 | 0.01 | 0 | 0 | 0 | 0 | 0.03 | 0.01 | 0.01 | 0 | 0 | 0 | True | False | Non Federally-Regulated | 06/01/2021 |  | 06/01/2021
QTL | Qtran Inc | ALTA-03-SW-2.0-24-ENC/CL-**-*****-*****-**-****-***-** | Light Emitting Diode | Light Engine | Direct Wired | Forward Phase Cut Controls | 60.4 | 1993 | 0.0008 | 92 | 58 | 192 | 0.99 | Ambient | 36000 |  | 1 | 36000 | 0.07 | 21 | 22 | 0.02 | 0.01 | 0.01 | 0.01 | 0 | 0 | 0.03 | 0.01 | 0.01 | 0 | 0 | 0 | 0.03 | 0.01 | 0 | 0 | 0 | 0 | True | False | Non Federally-Regulated | 06/01/2021 |  | 06/01/2021
QTL | Qtran Inc | ALTA-03-SW-2.0-27-ENC/CL-**-*****-*****-**-****-***-** | Light Emitting Diode | Light Engine | Direct Wired | Forward Phase Cut Controls | 60.4 | 1993 | 0.0008 | 92 | 58 | 192 | 0.99 | Ambient | 36000 |  | 1 | 36000 | 0.07 | 21 | 22 | 0.02 | 0.01 | 0.01 | 0.01 | 0 | 0 | 0.03 | 0.01 | 0.01 | 0 | 0 | 0 | 0.03 | 0.01 | 0 | 0 | 0 | 0 | True | False | Non Federally-Regulated | 06/01/2021 |  | 06/01/2021
QTL | Qtran Inc | ALTA-03-SW-2.0-30-ENC/CL-**-*****-*****-**-****-***-** | Light Emitting Diode | Light Engine | Direct Wired | Forward Phase Cut Controls | 60.4 | 1993 | 0.0008 | 92 | 58 | 192 | 0.99 | Ambient | 36000 |  | 1 | 36000 | 0.07 | 21 | 22 | 0.02 | 0.01 | 0.01 | 0.01 | 0 | 0 | 0.03 | 0.01 | 0.01 | 0 | 0 | 0 | 0.03 | 0.01 | 0 | 0 | 0 | 0 | True | False | Non Federally-Regulated | 06/01/2021 |  | 06/01/2021
QTL | Qtran Inc | ALTA-03-SW-2.0-35-ENC/CL-**-*****-*****-**-****-***-** | Light Emitting Diode | Light Engine | Direct Wired | Forward Phase Cut Controls | 60.4 | 1993 | 0.0008 | 92 | 58 | 192 | 0.99 | Ambient | 36000 |  | 1 | 36000 | 0.07 | 21 | 22 | 0.02 | 0.01 | 0.01 | 0.01 | 0 | 0 | 0.03 | 0.01 | 0.01 | 0 | 0 | 0 | 0.03 | 0.01 | 0 | 0 | 0 | 0 | True | False | Non Federally-Regulated | 06/01/2021 |  | 06/01/2021
QTL | Qtran Inc | ALTA-03-SW-2.0-40-ENC/CL-**-*****-*****-**-****-***-** | Light Emitting Diode | Light Engine | Direct Wired | Forward Phase Cut Controls | 60.4 | 1993 | 0.0008 | 92 | 58 | 192 | 0.99 | Ambient | 36000 |  | 1 | 36000 | 0.07 | 21 | 22 | 0.02 | 0.01 | 0.01 | 0.01 | 0 | 0 | 0.03 | 0.01 | 0.01 | 0 | 0 | 0 | 0.03 | 0.01 | 0 | 0 | 0 | 0 | True | False | Non Federally-Regulated | 06/01/2021 |  | 06/01/2021
QTL | Qtran Inc | ALTA-03-SW-2.0-24-ENC/TL-**-*****-*****-**-****-***-** | Light Emitting Diode | Light Engine | Direct Wired | Forward Phase Cut Controls | 60.4 | 1993 | 0.0008 | 92 | 58 | 192 | 0.99 | Ambient | 36000 |  | 1 | 36000 | 0.07 | 21 | 22 | 0.02 | 0.01 | 0.01 | 0.01 | 0 | 0 | 0.03 | 0.01 | 0.01 | 0 | 0 | 0 | 0.03 | 0.01 | 0 | 0 | 0 | 0 | True | False | Non Federally-Regulated | 06/01/2021 |  | 06/01/2021
QTL | Qtran Inc | ALTA-03-SW-2.0-27-ENC/TL-**-*****-*****-**-****-***-** | Light Emitting Diode | Light Engine | Direct Wired | Forward Phase Cut Controls | 60.4 | 1993 | 0.0008 | 92 | 58 | 192 | 0.99 | Ambient | 36000 |  | 1 | 36000 | 0.07 | 21 | 22 | 0.02 | 0.01 | 0.01 | 0.01 | 0 | 0 | 0.03 | 0.01 | 0.01 | 0 | 0 | 0 | 0.03 | 0.01 | 0 | 0 | 0 | 0 | True | False | Non Federally-Regulated | 06/01/2021 |  | 06/01/2021
QTL | Qtran Inc | ALTA-03-SW-2.0-30-ENC/TL-**-*****-*****-**-****-***-** | Light Emitting Diode | Light Engine | Direct Wired | Forward Phase Cut Controls | 60.4 | 1993 | 0.0008 | 92 | 58 | 192 | 0.99 | Ambient | 36000 |  | 1 | 36000 | 0.07 | 21 | 22 | 0.02 | 0.01 | 0.01 | 0.01 | 0 | 0 | 0.03 | 0.01 | 0.01 | 0 | 0 | 0 | 0.03 | 0.01 | 0 | 0 | 0 | 0 | True | False | Non Federally-Regulated | 06/01/2021 |  | 06/01/2021
QTL | Qtran Inc | ALTA-03-SW-2.0-35-ENC/TL-**-*****-*****-**-****-***-** | Light Emitting Diode | Light Engine | Direct Wired | Forward Phase Cut Controls | 60.4 | 1993 | 0.0008 | 92 | 58 | 192 | 0.99 | Ambient | 36000 |  | 1 | 36000 | 0.07 | 21 | 22 | 0.02 | 0.01 | 0.01 | 0.01 | 0 | 0 | 0.03 | 0.01 | 0.01 | 0 | 0 | 0 | 0.03 | 0.01 | 0 | 0 | 0 | 0 | True | False | Non Federally-Regulated | 06/01/2021 |  | 06/01/2021
QTL | Qtran Inc | ALTA-03-SW-2.0-40-ENC/TL-**-*****-*****-**-****-***-** | Light Emitting Diode | Light Engine | Direct Wired | Forward Phase Cut Controls | 60.4 | 1993 | 0.0008 | 92 | 58 | 192 | 0.99 | Ambient | 36000 |  | 1 | 36000 | 0.07 | 21 | 22 | 0.02 | 0.01 | 0.01 | 0.01 | 0 | 0 | 0.03 | 0.01 | 0.01 | 0 | 0 | 0 | 0.03 | 0.01 | 0 | 0 | 0 | 0 | True | False | Non Federally-Regulated | 06/01/2021 |  | 06/01/2021
QTL | Qtran Inc | ALTA-03-SW-4.0-24-ENC/CL-**-*****-*****-**-****-***-** | Light Emitting Diode | Light Engine | Direct Wired | Forward Phase Cut Controls | 59.7 | 1987 | 0.0011 | 92 | 55 | 228 | 0.99 | Ambient | 36000 |  | 1 | 36000 | 0.09 | 21 | 21 | 0.02 | 0.02 | 0.02 | 0.02 | 0 | 0 | 1 | 0.05 | 0.02 | 0.01 | 0.01 | 0 | 0.03 | 0.01 | 0 | 0 | 0 | 0 | True | False | Non Federally-Regulated | 06/01/2021 |  | 06/01/2021
QTL | Qtran Inc | ALTA-03-SW-4.0-27-ENC/CL-**-*****-*****-**-****-***-** | Light Emitting Diode | Light Engine | Direct Wired | Forward Phase Cut Controls | 59.7 | 1987 | 0.0011 | 92 | 55 | 228 | 0.99 | Ambient | 36000 |  | 1 | 36000 | 0.09 | 21 | 21 | 0.02 | 0.02 | 0.02 | 0.02 | 0 | 0 | 1 | 0.05 | 0.02 | 0.01 | 0.01 | 0 | 0.03 | 0.01 | 0 | 0 | 0 | 0 | True | False | Non Federally-Regulated | 06/01/2021 |  | 06/01/2021
QTL | Qtran Inc | ALTA-03-SW-4.0-30-ENC/CL-**-*****-*****-**-****-***-** | Light Emitting Diode | Light Engine | Direct Wired | Forward Phase Cut Controls | 59.7 | 1987 | 0.0011 | 92 | 55 | 228 | 0.99 | Ambient | 36000 |  | 1 | 36000 | 0.09 | 21 | 21 | 0.02 | 0.02 | 0.02 | 0.02 | 0 | 0 | 1 | 0.05 | 0.02 | 0.01 | 0.01 | 0 | 0.03 | 0.01 | 0 | 0 | 0 | 0 | True | False | Non Federally-Regulated | 06/01/2021 |  | 06/01/2021
QTL | Qtran Inc | ALTA-03-SW-4.0-35-ENC/CL-**-*****-*****-**-****-***-** | Light Emitting Diode | Light Engine | Direct Wired | Forward Phase Cut Controls | 59.7 | 1987 | 0.0011 | 92 | 55 | 228 | 0.99 | Ambient | 36000 |  | 1 | 36000 | 0.09 | 21 | 21 | 0.02 | 0.02 | 0.02 | 0.02 | 0 | 0 | 1 | 0.05 | 0.02 | 0.01 | 0.01 | 0 | 0.03 | 0.01 | 0 | 0 | 0 | 0 | True | False | Non Federally-Regulated | 06/01/2021 |  | 06/01/2021
QTL | Qtran Inc | ALTA-03-SW-4.0-40-ENC/CL-**-*****-*****-**-****-***-** | Light Emitting Diode | Light Engine | Direct Wired | Forward Phase Cut Controls | 59.7 | 1987 | 0.0011 | 92 | 55 | 228 | 0.99 | Ambient | 36000 |  | 1 | 36000 | 0.09 | 21 | 21 | 0.02 | 0.02 | 0.02 | 0.02 | 0 | 0 | 1 | 0.05 | 0.02 | 0.01 | 0.01 | 0 | 0.03 | 0.01 | 0 | 0 | 0 | 0 | True | False | Non Federally-Regulated | 06/01/2021 |  | 06/01/2021
QTL | Qtran Inc | ALTA-03-SW-4.0-24-ENC/TL-**-*****-*****-**-****-***-** | Light Emitting Diode | Light Engine | Direct Wired | Forward Phase Cut Controls | 59.7 | 1987 | 0.0011 | 92 | 55 | 228 | 0.99 | Ambient | 36000 |  | 1 | 36000 | 0.09 | 21 | 21 | 0.02 | 0.02 | 0.02 | 0.02 | 0 | 0 | 1 | 0.05 | 0.02 | 0.01 | 0.01 | 0 | 0.03 | 0.01 | 0 | 0 | 0 | 0 | True | False | Non Federally-Regulated | 06/01/2021 |  | 06/01/2021
QTL | Qtran Inc | ALTA-03-SW-4.0-27-ENC/TL-**-*****-*****-**-****-***-** | Light Emitting Diode | Light Engine | Direct Wired | Forward Phase Cut Controls | 59.7 | 1987 | 0.0011 | 92 | 55 | 228 | 0.99 | Ambient | 36000 |  | 1 | 36000 | 0.09 | 21 | 21 | 0.02 | 0.02 | 0.02 | 0.02 | 0 | 0 | 1 | 0.05 | 0.02 | 0.01 | 0.01 | 0 | 0.03 | 0.01 | 0 | 0 | 0 | 0 | True | False | Non Federally-Regulated | 06/01/2021 |  | 06/01/2021
QTL | Qtran Inc | ALTA-03-SW-4.0-30-ENC/TL-**-*****-*****-**-****-***-** | Light Emitting Diode | Light Engine | Direct Wired | Forward Phase Cut Controls | 59.7 | 1987 | 0.0011 | 92 | 55 | 228 | 0.99 | Ambient | 36000 |  | 1 | 36000 | 0.09 | 21 | 21 | 0.02 | 0.02 | 0.02 | 0.02 | 0 | 0 | 1 | 0.05 | 0.02 | 0.01 | 0.01 | 0 | 0.03 | 0.01 | 0 | 0 | 0 | 0 | True | False | Non Federally-Regulated | 06/01/2021 |  | 06/01/2021
QTL | Qtran Inc | ALTA-03-SW-4.0-35-ENC/TL-**-*****-*****-**-****-***-** | Light Emitting Diode | Light Engine | Direct Wired | Forward Phase Cut Controls | 59.7 | 1987 | 0.0011 | 92 | 55 | 228 | 0.99 | Ambient | 36000 |  | 1 | 36000 | 0.09 | 21 | 21 | 0.02 | 0.02 | 0.02 | 0.02 | 0 | 0 | 1 | 0.05 | 0.02 | 0.01 | 0.01 | 0 | 0.03 | 0.01 | 0 | 0 | 0 | 0 | True | False | Non Federally-Regulated | 06/01/2021 |  | 06/01/2021
QTL | Qtran Inc | ALTA-03-SW-4.0-40-ENC/TL-**-*****-*****-**-****-***-** | Light Emitting Diode | Light Engine | Direct Wired | Forward Phase Cut Controls | 59.7 | 1987 | 0.0011 | 92 | 55 | 228 | 0.99 | Ambient | 36000 |  | 1 | 36000 | 0.09 | 21 | 21 | 0.02 | 0.02 | 0.02 | 0.02 | 0 | 0 | 1 | 0.05 | 0.02 | 0.01 | 0.01 | 0 | 0.03 | 0.01 | 0 | 0 | 0 | 0 | True | False | Non Federally-Regulated | 06/01/2021 |  | 06/01/2021
QTL | Qtran Inc | SLITE-03-SW-1.0-24-ENC/CL-**-*****-*****-**-****-***-** | Light Emitting Diode | Light Engine | Direct Wired | Forward Phase Cut Controls | 52.5 | 1999 | 0.0009 | 93 | 59 | 225 | 0.99 | Ambient | 36000 |  | 1 | 36000 | 0.09 | 22 | 21 | 0.02 | 0.01 | 0.01 | 0.01 | 0 | 0 | 0.03 | 0.01 | 0 | 0 | 0 | 0 | 0.03 | 0.01 | 0.01 | 0 | 0 | 0 | True | False | Non Federally-Regulated | 06/01/2021 |  | 06/01/2021
QTL | Qtran Inc | SLITE-03-SW-1.0-27-ENC/CL-**-*****-*****-**-****-***-** | Light Emitting Diode | Light Engine | Direct Wired | Forward Phase Cut Controls | 52.5 | 1999 | 0.0009 | 93 | 59 | 225 | 0.99 | Ambient | 36000 |  | 1 | 36000 | 0.09 | 22 | 21 | 0.02 | 0.01 | 0.01 | 0.01 | 0 | 0 | 0.03 | 0.01 | 0 | 0 | 0 | 0 | 0.03 | 0.01 | 0.01 | 0 | 0 | 0 | True | False | Non Federally-Regulated | 06/01/2021 |  | 06/01/2021
QTL | Qtran Inc | SLITE-03-SW-1.0-30-ENC/CL-**-*****-*****-**-****-***-** | Light Emitting Diode | Light Engine | Direct Wired | Forward Phase Cut Controls | 52.5 | 1999 | 0.0009 | 93 | 59 | 225 | 0.99 | Ambient | 36000 |  | 1 | 36000 | 0.09 | 22 | 21 | 0.02 | 0.01 | 0.01 | 0.01 | 0 | 0 | 0.03 | 0.01 | 0 | 0 | 0 | 0 | 0.03 | 0.01 | 0.01 | 0 | 0 | 0 | True | False | Non Federally-Regulated | 06/01/2021 |  | 06/01/2021
QTL | Qtran Inc | SLITE-03-SW-1.0-35-ENC/CL-**-*****-*****-**-****-***-** | Light Emitting Diode | Light Engine | Direct Wired | Forward Phase Cut Controls | 52.5 | 1999 | 0.0009 | 93 | 59 | 225 | 0.99 | Ambient | 36000 |  | 1 | 36000 | 0.09 | 22 | 21 | 0.02 | 0.01 | 0.01 | 0.01 | 0 | 0 | 0.03 | 0.01 | 0 | 0 | 0 | 0 | 0.03 | 0.01 | 0.01 | 0 | 0 | 0 | True | False | Non Federally-Regulated | 06/01/2021 |  | 06/01/2021
QTL | Qtran Inc | SLITE-03-SW-1.0-40-ENC/CL-**-*****-*****-**-****-***-** | Light Emitting Diode | Light Engine | Direct Wired | Forward Phase Cut Controls | 52.5 | 1999 | 0.0009 | 93 | 59 | 225 | 0.99 | Ambient | 36000 |  | 1 | 36000 | 0.09 | 22 | 21 | 0.02 | 0.01 | 0.01 | 0.01 | 0 | 0 | 0.03 | 0.01 | 0 | 0 | 0 | 0 | 0.03 | 0.01 | 0.01 | 0 | 0 | 0 | True | False | Non Federally-Regulated | 06/01/2021 |  | 06/01/2021
QTL | Qtran Inc | SLITE-03-SW-1.0-24-ENC/TL-**-*****-*****-**-****-***-** | Light Emitting Diode | Light Engine | Direct Wired | Forward Phase Cut Controls | 52.5 | 1999 | 0.0009 | 93 | 59 | 225 | 0.99 | Ambient | 36000 |  | 1 | 36000 | 0.09 | 22 | 21 | 0.02 | 0.01 | 0.01 | 0.01 | 0 | 0 | 0.03 | 0.01 | 0 | 0 | 0 | 0 | 0.03 | 0.01 | 0.01 | 0 | 0 | 0 | True | False | Non Federally-Regulated | 06/01/2021 |  | 06/01/2021
QTL | Qtran Inc | SLITE-03-SW-1.0-27-ENC/TL-**-*****-*****-**-****-***-** | Light Emitting Diode | Light Engine | Direct Wired | Forward Phase Cut Controls | 52.5 | 1999 | 0.0009 | 93 | 59 | 225 | 0.99 | Ambient | 36000 |  | 1 | 36000 | 0.09 | 22 | 21 | 0.02 | 0.01 | 0.01 | 0.01 | 0 | 0 | 0.03 | 0.01 | 0 | 0 | 0 | 0 | 0.03 | 0.01 | 0.01 | 0 | 0 | 0 | True | False | Non Federally-Regulated | 06/01/2021 |  | 06/01/2021
QTL | Qtran Inc | SLITE-03-SW-1.0-30-ENC/TL-**-*****-*****-**-****-***-** | Light Emitting Diode | Light Engine | Direct Wired | Forward Phase Cut Controls | 52.5 | 1999 | 0.0009 | 93 | 59 | 225 | 0.99 | Ambient | 36000 |  | 1 | 36000 | 0.09 | 22 | 21 | 0.02 | 0.01 | 0.01 | 0.01 | 0 | 0 | 0.03 | 0.01 | 0 | 0 | 0 | 0 | 0.03 | 0.01 | 0.01 | 0 | 0 | 0 | True | False | Non Federally-Regulated | 06/01/2021 |  | 06/01/2021
QTL | Qtran Inc | SLITE-03-SW-1.0-35-ENC/TL-**-*****-*****-**-****-***-** | Light Emitting Diode | Light Engine | Direct Wired | Forward Phase Cut Controls | 52.5 | 1999 | 0.0009 | 93 | 59 | 225 | 0.99 | Ambient | 36000 |  | 1 | 36000 | 0.09 | 22 | 21 | 0.02 | 0.01 | 0.01 | 0.01 | 0 | 0 | 0.03 | 0.01 | 0 | 0 | 0 | 0 | 0.03 | 0.01 | 0.01 | 0 | 0 | 0 | True | False | Non Federally-Regulated | 06/01/2021 |  | 06/01/2021
QTL | Qtran Inc | SLITE-03-SW-1.0-40-ENC/TL-**-*****-*****-**-****-***-** | Light Emitting Diode | Light Engine | Direct Wired | Forward Phase Cut Controls | 52.5 | 1999 | 0.0009 | 93 | 59 | 225 | 0.99 | Ambient | 36000 |  | 1 | 36000 | 0.09 | 22 | 21 | 0.02 | 0.01 | 0.01 | 0.01 | 0 | 0 | 0.03 | 0.01 | 0 | 0 | 0 | 0 | 0.03 | 0.01 | 0.01 | 0 | 0 | 0 | True | False | Non Federally-Regulated | 06/01/2021 |  | 06/01/2021
QTL | Qtran Inc | SLITE-03-SW-2.0-24-ENC/CL-**-*****-*****-**-****-***-** | Light Emitting Diode | Light Engine | Direct Wired | Forward Phase Cut Controls | 60.4 | 1993 | 0.0008 | 92 | 58 | 192 | 0.99 | Ambient | 36000 |  | 1 | 36000 | 0.07 | 21 | 22 | 0.02 | 0.01 | 0.01 | 0.01 | 0 | 0 | 0.03 | 0.01 | 0.01 | 0 | 0 | 0 | 0.03 | 0.01 | 0 | 0 | 0 | 0 | True | False | Non Federally-Regulated | 06/01/2021 |  | 06/01/2021
QTL | Qtran Inc | SLITE-03-SW-2.0-27-ENC/CL-**-*****-*****-**-****-***-** | Light Emitting Diode | Light Engine | Direct Wired | Forward Phase Cut Controls | 60.4 | 1993 | 0.0008 | 92 | 58 | 192 | 0.99 | Ambient | 36000 |  | 1 | 36000 | 0.07 | 21 | 22 | 0.02 | 0.01 | 0.01 | 0.01 | 0 | 0 | 0.03 | 0.01 | 0.01 | 0 | 0 | 0 | 0.03 | 0.01 | 0 | 0 | 0 | 0 | True | False | Non Federally-Regulated | 06/01/2021 |  | 06/01/2021
QTL | Qtran Inc | SLITE-03-SW-2.0-30-ENC/CL-**-*****-*****-**-****-***-** | Light Emitting Diode | Light Engine | Direct Wired | Forward Phase Cut Controls | 60.4 | 1993 | 0.0008 | 92 | 58 | 192 | 0.99 | Ambient | 36000 |  | 1 | 36000 | 0.07 | 21 | 22 | 0.02 | 0.01 | 0.01 | 0.01 | 0 | 0 | 0.03 | 0.01 | 0.01 | 0 | 0 | 0 | 0.03 | 0.01 | 0 | 0 | 0 | 0 | True | False | Non Federally-Regulated | 06/01/2021 |  | 06/01/2021
QTL | Qtran Inc | SLITE-03-SW-2.0-35-ENC/CL-**-*****-*****-**-****-***-** | Light Emitting Diode | Light Engine | Direct Wired | Forward Phase Cut Controls | 60.4 | 1993 | 0.0008 | 92 | 58 | 192 | 0.99 | Ambient | 36000 |  | 1 | 36000 | 0.07 | 21 | 22 | 0.02 | 0.01 | 0.01 | 0.01 | 0 | 0 | 0.03 | 0.01 | 0.01 | 0 | 0 | 0 | 0.03 | 0.01 | 0 | 0 | 0 | 0 | True | False | Non Federally-Regulated | 06/01/2021 |  | 06/01/2021
QTL | Qtran Inc | SLITE-03-SW-2.0-40-ENC/CL-**-*****-*****-**-****-***-** | Light Emitting Diode | Light Engine | Direct Wired | Forward Phase Cut Controls | 60.4 | 1993 | 0.0008 | 92 | 58 | 192 | 0.99 | Ambient | 36000 |  | 1 | 36000 | 0.07 | 21 | 22 | 0.02 | 0.01 | 0.01 | 0.01 | 0 | 0 | 0.03 | 0.01 | 0.01 | 0 | 0 | 0 | 0.03 | 0.01 | 0 | 0 | 0 | 0 | True | False | Non Federally-Regulated | 06/01/2021 |  | 06/01/2021
QTL | Qtran Inc | SLITE-03-SW-2.0-24-ENC/TL-**-*****-*****-**-****-***-** | Light Emitting Diode | Light Engine | Direct Wired | Forward Phase Cut Controls | 60.4 | 1993 | 0.0008 | 92 | 58 | 192 | 0.99 | Ambient | 36000 |  | 1 | 36000 | 0.07 | 21 | 22 | 0.02 | 0.01 | 0.01 | 0.01 | 0 | 0 | 0.03 | 0.01 | 0.01 | 0 | 0 | 0 | 0.03 | 0.01 | 0 | 0 | 0 | 0 | True | False | Non Federally-Regulated | 06/01/2021 |  | 06/01/2021
QTL | Qtran Inc | SLITE-03-SW-2.0-27-ENC/TL-**-*****-*****-**-****-***-** | Light Emitting Diode | Light Engine | Direct Wired | Forward Phase Cut Controls | 60.4 | 1993 | 0.0008 | 92 | 58 | 192 | 0.99 | Ambient | 36000 |  | 1 | 36000 | 0.07 | 21 | 22 | 0.02 | 0.01 | 0.01 | 0.01 | 0 | 0 | 0.03 | 0.01 | 0.01 | 0 | 0 | 0 | 0.03 | 0.01 | 0 | 0 | 0 | 0 | True | False | Non Federally-Regulated | 06/01/2021 |  | 06/01/2021
QTL | Qtran Inc | SLITE-03-SW-2.0-30-ENC/TL-**-*****-*****-**-****-***-** | Light Emitting Diode | Light Engine | Direct Wired | Forward Phase Cut Controls | 60.4 | 1993 | 0.0008 | 92 | 58 | 192 | 0.99 | Ambient | 36000 |  | 1 | 36000 | 0.07 | 21 | 22 | 0.02 | 0.01 | 0.01 | 0.01 | 0 | 0 | 0.03 | 0.01 | 0.01 | 0 | 0 | 0 | 0.03 | 0.01 | 0 | 0 | 0 | 0 | True | False | Non Federally-Regulated | 06/01/2021 |  | 06/01/2021
QTL | Qtran Inc | SLITE-03-SW-2.0-35-ENC/TL-**-*****-*****-**-****-***-** | Light Emitting Diode | Light Engine | Direct Wired | Forward Phase Cut Controls | 60.4 | 1993 | 0.0008 | 92 | 58 | 192 | 0.99 | Ambient | 36000 |  | 1 | 36000 | 0.07 | 21 | 22 | 0.02 | 0.01 | 0.01 | 0.01 | 0 | 0 | 0.03 | 0.01 | 0.01 | 0 | 0 | 0 | 0.03 | 0.01 | 0 | 0 | 0 | 0 | True | False | Non Federally-Regulated | 06/01/2021 |  | 06/01/2021
QTL | Qtran Inc | SLITE-03-SW-2.0-40-ENC/TL-**-*****-*****-**-****-***-** | Light Emitting Diode | Light Engine | Direct Wired | Forward Phase Cut Controls | 60.4 | 1993 | 0.0008 | 92 | 58 | 192 | 0.99 | Ambient | 36000 |  | 1 | 36000 | 0.07 | 21 | 22 | 0.02 | 0.01 | 0.01 | 0.01 | 0 | 0 | 0.03 | 0.01 | 0.01 | 0 | 0 | 0 | 0.03 | 0.01 | 0 | 0 | 0 | 0 | True | False | Non Federally-Regulated | 06/01/2021 |  | 06/01/2021
QTL | Qtran Inc | SLITE-03-SW-4.0-24-ENC/CL-**-*****-*****-**-****-***-** | Light Emitting Diode | Light Engine | Direct Wired | Forward Phase Cut Controls | 59.7 | 1987 | 0.0011 | 92 | 55 | 228 | 0.99 | Ambient | 36000 |  | 1 | 36000 | 0.09 | 21 | 21 | 0.02 | 0.02 | 0.02 | 0.02 | 0 | 0 | 1 | 0.05 | 0.02 | 0.01 | 0.01 | 0 | 0.03 | 0.01 | 0 | 0 | 0 | 0 | True | False | Non Federally-Regulated | 06/01/2021 |  | 06/01/2021
QTL | Qtran Inc | SLITE-03-SW-4.0-27-ENC/CL-**-*****-*****-**-****-***-** | Light Emitting Diode | Light Engine | Direct Wired | Forward Phase Cut Controls | 59.7 | 1987 | 0.0011 | 92 | 55 | 228 | 0.99 | Ambient | 36000 |  | 1 | 36000 | 0.09 | 21 | 21 | 0.02 | 0.02 | 0.02 | 0.02 | 0 | 0 | 1 | 0.05 | 0.02 | 0.01 | 0.01 | 0 | 0.03 | 0.01 | 0 | 0 | 0 | 0 | True | False | Non Federally-Regulated | 06/01/2021 |  | 06/01/2021
QTL | Qtran Inc | SLITE-03-SW-4.0-30-ENC/CL-**-*****-*****-**-****-***-** | Light Emitting Diode | Light Engine | Direct Wired | Forward Phase Cut Controls | 59.7 | 1987 | 0.0011 | 92 | 55 | 228 | 0.99 | Ambient | 36000 |  | 1 | 36000 | 0.09 | 21 | 21 | 0.02 | 0.02 | 0.02 | 0.02 | 0 | 0 | 1 | 0.05 | 0.02 | 0.01 | 0.01 | 0 | 0.03 | 0.01 | 0 | 0 | 0 | 0 | True | False | Non Federally-Regulated | 06/01/2021 |  | 06/01/2021
QTL | Qtran Inc | SLITE-03-SW-4.0-35-ENC/CL-**-*****-*****-**-****-***-** | Light Emitting Diode | Light Engine | Direct Wired | Forward Phase Cut Controls | 59.7 | 1987 | 0.0011 | 92 | 55 | 228 | 0.99 | Ambient | 36000 |  | 1 | 36000 | 0.09 | 21 | 21 | 0.02 | 0.02 | 0.02 | 0.02 | 0 | 0 | 1 | 0.05 | 0.02 | 0.01 | 0.01 | 0 | 0.03 | 0.01 | 0 | 0 | 0 | 0 | True | False | Non Federally-Regulated | 06/01/2021 |  | 06/01/2021
QTL | Qtran Inc | SLITE-03-SW-4.0-40-ENC/CL-**-*****-*****-**-****-***-** | Light Emitting Diode | Light Engine | Direct Wired | Forward Phase Cut Controls | 59.7 | 1987 | 0.0011 | 92 | 55 | 228 | 0.99 | Ambient | 36000 |  | 1 | 36000 | 0.09 | 21 | 21 | 0.02 | 0.02 | 0.02 | 0.02 | 0 | 0 | 1 | 0.05 | 0.02 | 0.01 | 0.01 | 0 | 0.03 | 0.01 | 0 | 0 | 0 | 0 | True | False | Non Federally-Regulated | 06/01/2021 |  | 06/01/2021
QTL | Qtran Inc | SLITE-03-SW-4.0-24-ENC/TL-**-*****-*****-**-****-***-** | Light Emitting Diode | Light Engine | Direct Wired | Forward Phase Cut Controls | 59.7 | 1987 | 0.0011 | 92 | 55 | 228 | 0.99 | Ambient | 36000 |  | 1 | 36000 | 0.09 | 21 | 21 | 0.02 | 0.02 | 0.02 | 0.02 | 0 | 0 | 1 | 0.05 | 0.02 | 0.01 | 0.01 | 0 | 0.03 | 0.01 | 0 | 0 | 0 | 0 | True | False | Non Federally-Regulated | 06/01/2021 |  | 06/01/2021
QTL | Qtran Inc | SLITE-03-SW-4.0-27-ENC/TL-**-*****-*****-**-****-***-** | Light Emitting Diode | Light Engine | Direct Wired | Forward Phase Cut Controls | 59.7 | 1987 | 0.0011 | 92 | 55 | 228 | 0.99 | Ambient | 36000 |  | 1 | 36000 | 0.09 | 21 | 21 | 0.02 | 0.02 | 0.02 | 0.02 | 0 | 0 | 1 | 0.05 | 0.02 | 0.01 | 0.01 | 0 | 0.03 | 0.01 | 0 | 0 | 0 | 0 | True | False | Non Federally-Regulated | 06/01/2021 |  | 06/01/2021
QTL | Qtran Inc | SLITE-03-SW-4.0-30-ENC/TL-**-*****-*****-**-****-***-** | Light Emitting Diode | Light Engine | Direct Wired | Forward Phase Cut Controls | 59.7 | 1987 | 0.0011 | 92 | 55 | 228 | 0.99 | Ambient | 36000 |  | 1 | 36000 | 0.09 | 21 | 21 | 0.02 | 0.02 | 0.02 | 0.02 | 0 | 0 | 1 | 0.05 | 0.02 | 0.01 | 0.01 | 0 | 0.03 | 0.01 | 0 | 0 | 0 | 0 | True | False | Non Federally-Regulated | 06/01/2021 |  | 06/01/2021
QTL | Qtran Inc | SLITE-03-SW-4.0-35-ENC/TL-**-*****-*****-**-****-***-** | Light Emitting Diode | Light Engine | Direct Wired | Forward Phase Cut Controls | 59.7 | 1987 | 0.0011 | 92 | 55 | 228 | 0.99 | Ambient | 36000 |  | 1 | 36000 | 0.09 | 21 | 21 | 0.02 | 0.02 | 0.02 | 0.02 | 0 | 0 | 1 | 0.05 | 0.02 | 0.01 | 0.01 | 0 | 0.03 | 0.01 | 0 | 0 | 0 | 0 | True | False | Non Federally-Regulated | 06/01/2021 |  | 06/01/2021
QTL | Qtran Inc | SLITE-03-SW-4.0-40-ENC/TL-**-*****-*****-**-****-***-** | Light Emitting Diode | Light Engine | Direct Wired | Forward Phase Cut Controls | 59.7 | 1987 | 0.0011 | 92 | 55 | 228 | 0.99 | Ambient | 36000 |  | 1 | 36000 | 0.09 | 21 | 21 | 0.02 | 0.02 | 0.02 | 0.02 | 0 | 0 | 1 | 0.05 | 0.02 | 0.01 | 0.01 | 0 | 0.03 | 0.01 | 0 | 0 | 0 | 0 | True | False | Non Federally-Regulated | 06/01/2021 |  | 06/01/2021
Acuity Brands Lighting | Juno | IC1LED G4 06LM **K 90CRI *** 120 FRPC ** + 12 WWH | Light Emitting Diode | Inseparable Luminaire | Direct Wired | Forward Phase Cut Controls | 62 | 2700 | 0.0021 | 91 | 58 | 480 | 1 | Ambient | 50000 |  | 1 | 50000 | 0 | 19 | 19 | 0.04 | 0.01 | 0 | 0 | 0 | 0 | 0.29 | 0.02 | 0.02 | 0.02 | 0.01 | 0.01 | 1 | 0.1 | 0.07 | 0.05 | 0.04 | 0.02 | True |  | Non Federally-Regulated | 10/13/2020 |  | 06/02/2021
Acuity Brands Lighting | Juno | IC1LED G4 06LM **K 90CRI *** 120 FRPC ** + 12SQ **** | Light Emitting Diode | Inseparable Luminaire | Direct Wired | Forward Phase Cut Controls | 60 | 2700 | 0.0021 | 91 | 58 | 480 | 1 | Ambient | 50000 |  | 1 | 50000 | 0 | 19 | 19 | 0.04 | 0.01 | 0 | 0 | 0 | 0 | 0.29 | 0.02 | 0.02 | 0.02 | 0.01 | 0.01 | 1 | 0.1 | 0.07 | 0.05 | 0.04 | 0.02 | True |  | Non Federally-Regulated | 10/13/2020 |  | 06/02/2021
Acuity Brands Lighting | Juno | IC1LED G4 06LM **K 90CRI *** 120 FRPC ** + 14 ***** | Light Emitting Diode | Inseparable Luminaire | Direct Wired | Forward Phase Cut Controls | 64 | 2700 | 0.0021 | 91 | 58 | 480 | 1 | Ambient | 50000 |  | 1 | 50000 | 0 | 19 | 19 | 0.04 | 0.01 | 0 | 0 | 0 | 0 | 0.29 | 0.02 | 0.02 | 0.02 | 0.01 | 0.01 | 1 | 0.1 | 0.07 | 0.05 | 0.04 | 0.02 | True |  | Non Federally-Regulated | 10/13/2020 |  | 06/02/2021
Acuity Brands Lighting | Juno | IC1LED G4 06LM **K 90CRI *** 120 FRPC ** + 17 ****** | Light Emitting Diode | Inseparable Luminaire | Direct Wired | Forward Phase Cut Controls | 64 | 2700 | 0.0021 | 91 | 58 | 480 | 1 | Ambient | 50000 |  | 1 | 50000 | 0 | 19 | 19 | 0.04 | 0.01 | 0 | 0 | 0 | 0 | 0.29 | 0.02 | 0.02 | 0.02 | 0.01 | 0.01 | 1 | 0.1 | 0.07 | 0.05 | 0.04 | 0.02 | True |  | Non Federally-Regulated | 10/13/2020 |  | 06/02/2021
Acuity Brands Lighting | Juno | IC1LED G4 06LM **K 90CRI *** 120 FRPC ** + 17HYP2 ***** | Light Emitting Diode | Inseparable Luminaire | Direct Wired | Forward Phase Cut Controls | 59 | 2700 | 0.0021 | 91 | 58 | 480 | 1 | Ambient | 50000 |  | 1 | 50000 | 0 | 19 | 19 | 0.04 | 0.01 | 0 | 0 | 0 | 0 | 0.29 | 0.02 | 0.02 | 0.02 | 0.01 | 0.01 | 1 | 0.1 | 0.07 | 0.05 | 0.04 | 0.02 | True |  | Non Federally-Regulated | 10/13/2020 |  | 06/02/2021
Acuity Brands Lighting | Juno | IC1LED G4 06LM **K 90CRI *** 120 FRPC ** + 17SQ **** | Light Emitting Diode | Inseparable Luminaire | Direct Wired | Forward Phase Cut Controls | 58 | 2700 | 0.0021 | 91 | 58 | 480 | 1 | Ambient | 50000 |  | 1 | 50000 | 0 | 19 | 19 | 0.04 | 0.01 | 0 | 0 | 0 | 0 | 0.29 | 0.02 | 0.02 | 0.02 | 0.01 | 0.01 | 1 | 0.1 | 0.07 | 0.05 | 0.04 | 0.02 | True |  | Non Federally-Regulated | 10/13/2020 |  | 06/02/2021
Acuity Brands Lighting | Juno | IC1LED G4 06LM **K 90CRI *** 120 FRPC ** + 41** *** | Light Emitting Diode | Inseparable Luminaire | Direct Wired | Forward Phase Cut Controls | 62 | 2700 | 0.0021 | 91 | 58 | 480 | 1 | Ambient | 50000 |  | 1 | 50000 | 0 | 19 | 19 | 0.04 | 0.01 | 0 | 0 | 0 | 0 | 0.29 | 0.02 | 0.02 | 0.02 | 0.01 | 0.01 | 1 | 0.1 | 0.07 | 0.05 | 0.04 | 0.02 | True |  | Non Federally-Regulated | 10/13/2020 |  | 06/02/2021
Acuity Brands Lighting | Juno | IC1LED G4 06LM **K 90CRI *** MVOLT **** + 12 WWH | Light Emitting Diode | Inseparable Luminaire | Direct Wired | 0-10 VDC Controls | 61 | 2700 | 0.0021 | 91 | 58 | 480 | 1 | Ambient | 50000 |  | 1 | 50000 | 0.08 | 19 | 19 | 0.09 | 0.09 | 0.09 | 0.02 | 0.01 | 0.01 | 1 | 0.14 | 0.12 | 0.02 | 0.02 | 0.01 | 0.92 | 0.14 | 0.11 | 0.07 | 0.02 | 0.02 | True |  | Non Federally-Regulated | 10/13/2020 |  | 06/02/2021
Acuity Brands Lighting | Juno | IC1LED G4 06LM **K 90CRI *** MVOLT **** + 12SQ **** | Light Emitting Diode | Inseparable Luminaire | Direct Wired | 0-10 VDC Controls | 59 | 2700 | 0.0021 | 91 | 58 | 480 | 1 | Ambient | 50000 |  | 1 | 50000 | 0.08 | 19 | 19 | 0.09 | 0.09 | 0.09 | 0.02 | 0.01 | 0.01 | 1 | 0.14 | 0.12 | 0.02 | 0.02 | 0.01 | 0.92 | 0.14 | 0.11 | 0.07 | 0.02 | 0.02 | True |  | Non Federally-Regulated | 10/13/2020 |  | 06/02/2021
Acuity Brands Lighting | Juno | IC1LED G4 06LM **K 90CRI *** MVOLT **** + 14 ***** | Light Emitting Diode | Inseparable Luminaire | Direct Wired | 0-10 VDC Controls | 63 | 2700 | 0.0021 | 91 | 58 | 480 | 1 | Ambient | 50000 |  | 1 | 50000 | 0.08 | 19 | 19 | 0.09 | 0.09 | 0.09 | 0.02 | 0.01 | 0.01 | 1 | 0.14 | 0.12 | 0.02 | 0.02 | 0.01 | 0.92 | 0.14 | 0.11 | 0.07 | 0.02 | 0.02 | True |  | Non Federally-Regulated | 10/13/2020 |  | 06/02/2021
Acuity Brands Lighting | Juno | IC1LED G4 06LM **K 90CRI *** MVOLT **** + 17 ****** | Light Emitting Diode | Inseparable Luminaire | Direct Wired | 0-10 VDC Controls | 63 | 2700 | 0.0021 | 91 | 58 | 480 | 1 | Ambient | 50000 |  | 1 | 50000 | 0.08 | 19 | 19 | 0.09 | 0.09 | 0.09 | 0.02 | 0.01 | 0.01 | 1 | 0.14 | 0.12 | 0.02 | 0.02 | 0.01 | 0.92 | 0.14 | 0.11 | 0.07 | 0.02 | 0.02 | True |  | Non Federally-Regulated | 10/13/2020 |  | 06/02/2021
Acuity Brands Lighting | Juno | IC1LED G4 06LM **K 90CRI *** MVOLT **** + 17HYP2 ***** | Light Emitting Diode | Inseparable Luminaire | Direct Wired | 0-10 VDC Controls | 58 | 2700 | 0.0021 | 91 | 58 | 480 | 1 | Ambient | 50000 |  | 1 | 50000 | 0.08 | 19 | 19 | 0.09 | 0.09 | 0.09 | 0.02 | 0.01 | 0.01 | 1 | 0.14 | 0.12 | 0.02 | 0.02 | 0.01 | 0.92 | 0.14 | 0.11 | 0.07 | 0.02 | 0.02 | True |  | Non Federally-Regulated | 10/13/2020 |  | 06/02/2021
Acuity Brands Lighting | Juno | IC1LED G4 06LM **K 90CRI *** MVOLT **** + 17SQ **** | Light Emitting Diode | Inseparable Luminaire | Direct Wired | 0-10 VDC Controls | 57 | 2700 | 0.0021 | 91 | 58 | 480 | 1 | Ambient | 50000 |  | 1 | 50000 | 0.08 | 19 | 19 | 0.09 | 0.09 | 0.09 | 0.02 | 0.01 | 0.01 | 1 | 0.14 | 0.12 | 0.02 | 0.02 | 0.01 | 0.92 | 0.14 | 0.11 | 0.07 | 0.02 | 0.02 | True |  | Non Federally-Regulated | 10/13/2020 |  | 06/02/2021
Acuity Brands Lighting | Juno | IC1LED G4 06LM **K 90CRI *** MVOLT **** + 41** *** | Light Emitting Diode | Inseparable Luminaire | Direct Wired | 0-10 VDC Controls | 61 | 2700 | 0.0021 | 91 | 58 | 480 | 1 | Ambient | 50000 |  | 1 | 50000 | 0.08 | 19 | 19 | 0.09 | 0.09 | 0.09 | 0.02 | 0.01 | 0.01 | 1 | 0.14 | 0.12 | 0.02 | 0.02 | 0.01 | 0.92 | 0.14 | 0.11 | 0.07 | 0.02 | 0.02 | True |  | Non Federally-Regulated | 10/13/2020 |  | 06/02/2021
Acuity Brands Lighting | Juno | IC1LED G4 09LM **K 90CRI *** 120 FRPC ** + 12 WWH | Light Emitting Diode | Inseparable Luminaire | Direct Wired | Forward Phase Cut Controls | 63 | 2700 | 0.0008 | 92 | 60 | 268 | 1 | Ambient | 50000 |  | 1 | 50000 | 0.02 | 19 | 19 | 0.08 | 0.01 | 0 | 0 | 0 | 0 | 0.33 | 0.02 | 0.02 | 0.02 | 0.01 | 0.01 | 1 | 0.05 | 0.04 | 0.04 | 0.04 | 0.04 | True |  | Non Federally-Regulated | 10/13/2020 |  | 06/02/2021
Acuity Brands Lighting | Juno | IC1LED G4 09LM **K 90CRI *** 120 FRPC ** + 12SQ WWH | Light Emitting Diode | Inseparable Luminaire | Direct Wired | Forward Phase Cut Controls | 61 | 2700 | 0.0008 | 92 | 60 | 268 | 1 | Ambient | 50000 |  | 1 | 50000 | 0.02 | 19 | 19 | 0.08 | 0.01 | 0 | 0 | 0 | 0 | 0.33 | 0.02 | 0.02 | 0.02 | 0.01 | 0.01 | 1 | 0.05 | 0.04 | 0.04 | 0.04 | 0.04 | True |  | Non Federally-Regulated | 10/13/2020 |  | 06/02/2021
Acuity Brands Lighting | Juno | IC1LED G4 09LM **K 90CRI *** 120 FRPC ** + 14 **** | Light Emitting Diode | Inseparable Luminaire | Direct Wired | Forward Phase Cut Controls | 65 | 2700 | 0.0008 | 92 | 60 | 268 | 1 | Ambient | 50000 |  | 1 | 50000 | 0.02 | 19 | 19 | 0.08 | 0.01 | 0 | 0 | 0 | 0 | 0.33 | 0.02 | 0.02 | 0.02 | 0.01 | 0.01 | 1 | 0.05 | 0.04 | 0.04 | 0.04 | 0.04 | True |  | Non Federally-Regulated | 10/13/2020 |  | 06/02/2021
Acuity Brands Lighting | Juno | IC1LED G4 09LM **K 90CRI *** 120 FRPC ** + 17 ****** | Light Emitting Diode | Inseparable Luminaire | Direct Wired | Forward Phase Cut Controls | 66 | 2700 | 0.0008 | 92 | 60 | 268 | 1 | Ambient | 50000 |  | 1 | 50000 | 0.02 | 19 | 19 | 0.08 | 0.01 | 0 | 0 | 0 | 0 | 0.33 | 0.02 | 0.02 | 0.02 | 0.01 | 0.01 | 1 | 0.05 | 0.04 | 0.04 | 0.04 | 0.04 | True |  | Non Federally-Regulated | 10/13/2020 |  | 06/02/2021
Acuity Brands Lighting | Juno | IC1LED G4 09LM **K 90CRI *** 120 FRPC ** + 17HYP2 ***** | Light Emitting Diode | Inseparable Luminaire | Direct Wired | Forward Phase Cut Controls | 59 | 2700 | 0.0008 | 92 | 60 | 268 | 1 | Ambient | 50000 |  | 1 | 50000 | 0.02 | 19 | 19 | 0.08 | 0.01 | 0 | 0 | 0 | 0 | 0.33 | 0.02 | 0.02 | 0.02 | 0.01 | 0.01 | 1 | 0.05 | 0.04 | 0.04 | 0.04 | 0.04 | True |  | Non Federally-Regulated | 10/13/2020 |  | 06/02/2021
Acuity Brands Lighting | Juno | IC1LED G4 09LM **K 90CRI *** 120 FRPC ** + 17SQ WWH | Light Emitting Diode | Inseparable Luminaire | Direct Wired | Forward Phase Cut Controls | 57 | 2700 | 0.0008 | 92 | 60 | 268 | 1 | Ambient | 50000 |  | 1 | 50000 | 0.02 | 19 | 19 | 0.08 | 0.01 | 0 | 0 | 0 | 0 | 0.33 | 0.02 | 0.02 | 0.02 | 0.01 | 0.01 | 1 | 0.05 | 0.04 | 0.04 | 0.04 | 0.04 | True |  | Non Federally-Regulated | 10/13/2020 |  | 06/02/2021
Acuity Brands Lighting | Juno | IC1LED G4 09LM **K 90CRI *** 120 FRPC ** + 39 ***** | Light Emitting Diode | Inseparable Luminaire | Direct Wired | Forward Phase Cut Controls | 65 | 2700 | 0.0008 | 92 | 60 | 268 | 1 | Ambient | 50000 |  | 1 | 50000 | 0.02 | 19 | 19 | 0.08 | 0.01 | 0 | 0 | 0 | 0 | 0.33 | 0.02 | 0.02 | 0.02 | 0.01 | 0.01 | 1 | 0.05 | 0.04 | 0.04 | 0.04 | 0.04 | True |  | Non Federally-Regulated | 10/13/2020 |  | 06/02/2021
Acuity Brands Lighting | Juno | IC1LED G4 09LM **K 90CRI *** 120 FRPC ** + 410 ****** | Light Emitting Diode | Inseparable Luminaire | Direct Wired | Forward Phase Cut Controls | 63 | 2700 | 0.0008 | 92 | 60 | 268 | 1 | Ambient | 50000 |  | 1 | 50000 | 0.02 | 19 | 19 | 0.08 | 0.01 | 0 | 0 | 0 | 0 | 0.33 | 0.02 | 0.02 | 0.02 | 0.01 | 0.01 | 1 | 0.05 | 0.04 | 0.04 | 0.04 | 0.04 | True |  | Non Federally-Regulated | 10/13/2020 |  | 06/02/2021
Acuity Brands Lighting | Juno | IC1LED G4 09LM **K 90CRI *** MVOLT **** + 12 WWH | Light Emitting Diode | Inseparable Luminaire | Direct Wired | 0-10 VDC Controls | 60 | 2700 | 0.0008 | 92 | 60 | 160 | 1 | Ambient | 50000 |  | 1 | 50000 | 0.06 | 23 | 19 | 0.07 | 0.06 | 0.06 | 0.02 | 0.01 | 0 | 0.68 | 0.11 | 0.05 | 0.02 | 0.01 | 0.01 | 0.92 | 0.14 | 0.11 | 0.07 | 0.02 | 0.02 | True |  | Non Federally-Regulated | 10/13/2020 |  | 06/02/2021
Acuity Brands Lighting | Juno | IC1LED G4 09LM **K 90CRI *** MVOLT **** + 12SQ WWH | Light Emitting Diode | Inseparable Luminaire | Direct Wired | 0-10 VDC Controls | 58 | 2700 | 0.0008 | 92 | 60 | 160 | 1 | Ambient | 50000 |  | 1 | 50000 | 0.06 | 23 | 19 | 0.07 | 0.06 | 0.06 | 0.02 | 0.01 | 0 | 0.68 | 0.11 | 0.05 | 0.02 | 0.01 | 0.01 | 0.92 | 0.14 | 0.11 | 0.07 | 0.02 | 0.02 | True |  | Non Federally-Regulated | 10/13/2020 |  | 06/02/2021
Acuity Brands Lighting | Juno | IC1LED G4 09LM **K 90CRI *** MVOLT **** + 14 **** | Light Emitting Diode | Inseparable Luminaire | Direct Wired | 0-10 VDC Controls | 62 | 2700 | 0.0008 | 92 | 60 | 160 | 1 | Ambient | 50000 |  | 1 | 50000 | 0.06 | 23 | 19 | 0.07 | 0.06 | 0.06 | 0.02 | 0.01 | 0 | 0.68 | 0.11 | 0.05 | 0.02 | 0.01 | 0.01 | 0.92 | 0.14 | 0.11 | 0.07 | 0.02 | 0.02 | True |  | Non Federally-Regulated | 10/13/2020 |  | 06/02/2021
Acuity Brands Lighting | Juno | IC1LED G4 09LM **K 90CRI *** MVOLT **** + 17 ****** | Light Emitting Diode | Inseparable Luminaire | Direct Wired | 0-10 VDC Controls | 63 | 2700 | 0.0008 | 92 | 60 | 160 | 1 | Ambient | 50000 |  | 1 | 50000 | 0.06 | 23 | 19 | 0.07 | 0.06 | 0.06 | 0.02 | 0.01 | 0 | 0.68 | 0.11 | 0.05 | 0.02 | 0.01 | 0.01 | 0.92 | 0.14 | 0.11 | 0.07 | 0.02 | 0.02 | True |  | Non Federally-Regulated | 10/13/2020 |  | 06/02/2021
Acuity Brands Lighting | Juno | IC1LED G4 09LM **K 90CRI *** MVOLT **** + 17HYP2 ***** | Light Emitting Diode | Inseparable Luminaire | Direct Wired | 0-10 VDC Controls | 56 | 2700 | 0.0008 | 92 | 60 | 160 | 1 | Ambient | 50000 |  | 1 | 50000 | 0.06 | 23 | 19 | 0.07 | 0.06 | 0.06 | 0.02 | 0.01 | 0 | 0.68 | 0.11 | 0.05 | 0.02 | 0.01 | 0.01 | 0.92 | 0.14 | 0.11 | 0.07 | 0.02 | 0.02 | True |  | Non Federally-Regulated | 10/13/2020 |  | 06/02/2021
Acuity Brands Lighting | Juno | IC1LED G4 09LM **K 90CRI *** MVOLT **** + 17SQ WWH | Light Emitting Diode | Inseparable Luminaire | Direct Wired | 0-10 VDC Controls | 54 | 2700 | 0.0008 | 92 | 60 | 160 | 1 | Ambient | 50000 |  | 1 | 50000 | 0.06 | 23 | 19 | 0.07 | 0.06 | 0.06 | 0.02 | 0.01 | 0 | 0.68 | 0.11 | 0.05 | 0.02 | 0.01 | 0.01 | 0.92 | 0.14 | 0.11 | 0.07 | 0.02 | 0.02 | True |  | Non Federally-Regulated | 10/13/2020 |  | 06/02/2021
Acuity Brands Lighting | Juno | IC1LED G4 09LM **K 90CRI *** MVOLT **** + 39 ***** | Light Emitting Diode | Inseparable Luminaire | Direct Wired | 0-10 VDC Controls | 61 | 2700 | 0.0008 | 92 | 60 | 160 | 1 | Ambient | 50000 |  | 1 | 50000 | 0.06 | 23 | 19 | 0.07 | 0.06 | 0.06 | 0.02 | 0.01 | 0 | 0.68 | 0.11 | 0.05 | 0.02 | 0.01 | 0.01 | 0.92 | 0.14 | 0.11 | 0.07 | 0.02 | 0.02 | True |  | Non Federally-Regulated | 10/13/2020 |  | 06/02/2021
Acuity Brands Lighting | Juno | IC1LED G4 09LM **K 90CRI *** MVOLT **** + 410 ****** | Light Emitting Diode | Inseparable Luminaire | Direct Wired | 0-10 VDC Controls | 60 | 2700 | 0.0008 | 92 | 60 | 160 | 1 | Ambient | 50000 |  | 1 | 50000 | 0.06 | 23 | 19 | 0.07 | 0.06 | 0.06 | 0.02 | 0.01 | 0 | 0.68 | 0.11 | 0.05 | 0.02 | 0.01 | 0.01 | 0.92 | 0.14 | 0.11 | 0.07 | 0.02 | 0.02 | True |  | Non Federally-Regulated | 10/13/2020 |  | 06/02/2021
Acuity Brands Lighting | Juno | IC1LED G4 14LM **K 90CRI *** 120 FRPC ** + 12 WWH | Light Emitting Diode | Inseparable Luminaire | Direct Wired | Forward Phase Cut Controls | 57 | 2700 | 0.0006 | 93 | 55 | 268 | 1 | Ambient | 50000 |  | 1 | 50000 | 0.03 | 19 | 19 | 0.08 | 0.01 | 0 | 0 | 0 | 0 | 0.33 | 0.02 | 0.02 | 0.02 | 0.01 | 0.01 | 1 | 0.05 | 0.04 | 0.04 | 0.04 | 0.04 | True |  | Non Federally-Regulated | 10/13/2020 |  | 06/02/2021
Acuity Brands Lighting | Juno | IC1LED G4 14LM **K 90CRI *** 120 FRPC ** + 12SQ WWH | Light Emitting Diode | Inseparable Luminaire | Direct Wired | Forward Phase Cut Controls | 55 | 2700 | 0.0006 | 93 | 55 | 268 | 1 | Ambient | 50000 |  | 1 | 50000 | 0.03 | 19 | 19 | 0.08 | 0.01 | 0 | 0 | 0 | 0 | 0.33 | 0.02 | 0.02 | 0.02 | 0.01 | 0.01 | 1 | 0.05 | 0.04 | 0.04 | 0.04 | 0.04 | True |  | Non Federally-Regulated | 10/13/2020 |  | 06/02/2021
Acuity Brands Lighting | Juno | IC1LED G4 14LM **K 90CRI *** 120 FRPC ** + 14 **** | Light Emitting Diode | Inseparable Luminaire | Direct Wired | Forward Phase Cut Controls | 59 | 2700 | 0.0006 | 93 | 55 | 268 | 1 | Ambient | 50000 |  | 1 | 50000 | 0.03 | 19 | 19 | 0.08 | 0.01 | 0 | 0 | 0 | 0 | 0.33 | 0.02 | 0.02 | 0.02 | 0.01 | 0.01 | 1 | 0.05 | 0.04 | 0.04 | 0.04 | 0.04 | True |  | Non Federally-Regulated | 10/13/2020 |  | 06/02/2021
Acuity Brands Lighting | Juno | IC1LED G4 14LM **K 90CRI *** 120 FRPC ** + 17 ****** | Light Emitting Diode | Inseparable Luminaire | Direct Wired | Forward Phase Cut Controls | 60 | 2700 | 0.0006 | 93 | 55 | 268 | 1 | Ambient | 50000 |  | 1 | 50000 | 0.03 | 19 | 19 | 0.08 | 0.01 | 0 | 0 | 0 | 0 | 0.33 | 0.02 | 0.02 | 0.02 | 0.01 | 0.01 | 1 | 0.05 | 0.04 | 0.04 | 0.04 | 0.04 | True |  | Non Federally-Regulated | 10/13/2020 |  | 06/02/2021
Acuity Brands Lighting | Juno | IC1LED G4 14LM **K 90CRI *** 120 FRPC ** + 17HYP2 ***** | Light Emitting Diode | Inseparable Luminaire | Direct Wired | Forward Phase Cut Controls | 53 | 2700 | 0.0006 | 93 | 55 | 268 | 1 | Ambient | 50000 |  | 1 | 50000 | 0.03 | 19 | 19 | 0.08 | 0.01 | 0 | 0 | 0 | 0 | 0.33 | 0.02 | 0.02 | 0.02 | 0.01 | 0.01 | 1 | 0.05 | 0.04 | 0.04 | 0.04 | 0.04 | True |  | Non Federally-Regulated | 10/13/2020 |  | 06/02/2021
Acuity Brands Lighting | Juno | IC1LED G4 14LM **K 90CRI *** 120 FRPC ** + 17SQ WWH | Light Emitting Diode | Inseparable Luminaire | Direct Wired | Forward Phase Cut Controls | 51 | 2700 | 0.0006 | 93 | 55 | 268 | 1 | Ambient | 50000 |  | 1 | 50000 | 0.03 | 19 | 19 | 0.08 | 0.01 | 0 | 0 | 0 | 0 | 0.33 | 0.02 | 0.02 | 0.02 | 0.01 | 0.01 | 1 | 0.05 | 0.04 | 0.04 | 0.04 | 0.04 | True |  | Non Federally-Regulated | 10/13/2020 |  | 06/02/2021
Acuity Brands Lighting | Juno | IC1LED G4 14LM **K 90CRI *** 120 FRPC ** + 39 ***** | Light Emitting Diode | Inseparable Luminaire | Direct Wired | Forward Phase Cut Controls | 59 | 2700 | 0.0006 | 93 | 55 | 268 | 1 | Ambient | 50000 |  | 1 | 50000 | 0.03 | 19 | 19 | 0.08 | 0.01 | 0 | 0 | 0 | 0 | 0.33 | 0.02 | 0.02 | 0.02 | 0.01 | 0.01 | 1 | 0.05 | 0.04 | 0.04 | 0.04 | 0.04 | True |  | Non Federally-Regulated | 10/13/2020 |  | 06/02/2021
Acuity Brands Lighting | Juno | IC1LED G4 14LM **K 90CRI *** 120 FRPC ** + 410 ****** | Light Emitting Diode | Inseparable Luminaire | Direct Wired | Forward Phase Cut Controls | 57 | 2700 | 0.0006 | 93 | 55 | 268 | 1 | Ambient | 50000 |  | 1 | 50000 | 0.03 | 19 | 19 | 0.08 | 0.01 | 0 | 0 | 0 | 0 | 0.33 | 0.02 | 0.02 | 0.02 | 0.01 | 0.01 | 1 | 0.05 | 0.04 | 0.04 | 0.04 | 0.04 | True |  | Non Federally-Regulated | 10/13/2020 |  | 06/02/2021
Acuity Brands Lighting | Juno | IC1LED G4 14LM **K 90CRI *** MVOLT **** ** + 12 WWH | Light Emitting Diode | Inseparable Luminaire | Direct Wired | 0-10 VDC Controls | 57 | 2700 | 0.0006 | 93 | 55 | 268 | 1 | Ambient | 50000 |  | 1 | 50000 | 0.03 | 19 | 19 | 0.08 | 0.01 | 0 | 0 | 0 | 0 | 0.33 | 0.02 | 0.02 | 0.02 | 0.01 | 0.01 | 1 | 0.05 | 0.04 | 0.04 | 0.04 | 0.04 | True |  | Non Federally-Regulated | 10/13/2020 |  | 06/02/2021
Acuity Brands Lighting | Juno | IC1LED G4 14LM **K 90CRI *** MVOLT **** ** + 12SQ WWH | Light Emitting Diode | Inseparable Luminaire | Direct Wired | 0-10 VDC Controls | 55 | 2700 | 0.0006 | 93 | 55 | 268 | 1 | Ambient | 50000 |  | 1 | 50000 | 0.03 | 19 | 19 | 0.08 | 0.01 | 0 | 0 | 0 | 0 | 0.33 | 0.02 | 0.02 | 0.02 | 0.01 | 0.01 | 1 | 0.05 | 0.04 | 0.04 | 0.04 | 0.04 | True |  | Non Federally-Regulated | 10/13/2020 |  | 06/02/2021
Acuity Brands Lighting | Juno | IC1LED G4 14LM **K 90CRI *** MVOLT **** ** + 14 **** | Light Emitting Diode | Inseparable Luminaire | Direct Wired | 0-10 VDC Controls | 59 | 2700 | 0.0006 | 93 | 55 | 268 | 1 | Ambient | 50000 |  | 1 | 50000 | 0.03 | 19 | 19 | 0.08 | 0.01 | 0 | 0 | 0 | 0 | 0.33 | 0.02 | 0.02 | 0.02 | 0.01 | 0.01 | 1 | 0.05 | 0.04 | 0.04 | 0.04 | 0.04 | True |  | Non Federally-Regulated | 10/13/2020 |  | 06/02/2021
Acuity Brands Lighting | Juno | IC1LED G4 14LM **K 90CRI *** MVOLT **** ** + 17 ****** | Light Emitting Diode | Inseparable Luminaire | Direct Wired | 0-10 VDC Controls | 60 | 2700 | 0.0006 | 93 | 55 | 268 | 1 | Ambient | 50000 |  | 1 | 50000 | 0.03 | 19 | 19 | 0.08 | 0.01 | 0 | 0 | 0 | 0 | 0.33 | 0.02 | 0.02 | 0.02 | 0.01 | 0.01 | 1 | 0.05 | 0.04 | 0.04 | 0.04 | 0.04 | True |  | Non Federally-Regulated | 10/13/2020 |  | 06/02/2021
Acuity Brands Lighting | Juno | IC1LED G4 14LM **K 90CRI *** MVOLT **** ** + 17HYP2 ***** | Light Emitting Diode | Inseparable Luminaire | Direct Wired | 0-10 VDC Controls | 53 | 2700 | 0.0006 | 93 | 55 | 268 | 1 | Ambient | 50000 |  | 1 | 50000 | 0.03 | 19 | 19 | 0.08 | 0.01 | 0 | 0 | 0 | 0 | 0.33 | 0.02 | 0.02 | 0.02 | 0.01 | 0.01 | 1 | 0.05 | 0.04 | 0.04 | 0.04 | 0.04 | True |  | Non Federally-Regulated | 10/13/2020 |  | 06/02/2021
Acuity Brands Lighting | Juno | IC1LED G4 14LM **K 90CRI *** MVOLT **** ** + 17SQ WWH | Light Emitting Diode | Inseparable Luminaire | Direct Wired | 0-10 VDC Controls | 51 | 2700 | 0.0006 | 93 | 55 | 268 | 1 | Ambient | 50000 |  | 1 | 50000 | 0.03 | 19 | 19 | 0.08 | 0.01 | 0 | 0 | 0 | 0 | 0.33 | 0.02 | 0.02 | 0.02 | 0.01 | 0.01 | 1 | 0.05 | 0.04 | 0.04 | 0.04 | 0.04 | True |  | Non Federally-Regulated | 10/13/2020 |  | 06/02/2021
Acuity Brands Lighting | Juno | IC1LED G4 14LM **K 90CRI *** MVOLT **** ** + 39 ***** | Light Emitting Diode | Inseparable Luminaire | Direct Wired | 0-10 VDC Controls | 59 | 2700 | 0.0006 | 93 | 55 | 268 | 1 | Ambient | 50000 |  | 1 | 50000 | 0.03 | 19 | 19 | 0.08 | 0.01 | 0 | 0 | 0 | 0 | 0.33 | 0.02 | 0.02 | 0.02 | 0.01 | 0.01 | 1 | 0.05 | 0.04 | 0.04 | 0.04 | 0.04 | True |  | Non Federally-Regulated | 10/13/2020 |  | 06/02/2021
Acuity Brands Lighting | Juno | IC1LED G4 14LM **K 90CRI *** MVOLT **** ** + 410 ****** | Light Emitting Diode | Inseparable Luminaire | Direct Wired | 0-10 VDC Controls | 57 | 2700 | 0.0006 | 93 | 55 | 268 | 1 | Ambient | 50000 |  | 1 | 50000 | 0.03 | 19 | 19 | 0.08 | 0.01 | 0 | 0 | 0 | 0 | 0.33 | 0.02 | 0.02 | 0.02 | 0.01 | 0.01 | 1 | 0.05 | 0.04 | 0.04 | 0.04 | 0.04 | True |  | Non Federally-Regulated | 10/13/2020 |  | 06/02/2021
Acuity Brands Lighting | Juno | IC1LED WD G4 09LM 30K 90CRI 120 FRPC + 12 ******* | Light Emitting Diode | Inseparable Luminaire | Direct Wired | Forward Phase Cut Controls | 50 | 3000 | 0.003 | 94 | 65 | 251 | 1 | Ambient | 25000 |  |  | 25000 | 0.01 | 19 | 19 | 0.08 | 0 | 0 | 0 | 0 | 0 | 1 | 0.02 | 0.01 | 0.01 | 0 | 0 | 1 | 0.06 | 0.03 | 0.02 | 0.01 | 0.01 | True |  | Non Federally-Regulated | 02/22/2017 |  | 06/02/2021
Acuity Brands Lighting | Juno | IC1LED WD G4 09LM 30K 90CRI 120 FRPC + 14 **** | Light Emitting Diode | Inseparable Luminaire | Direct Wired | Forward Phase Cut Controls | 54 | 3000 | 0.003 | 94 | 65 | 251 | 1 | Ambient | 25000 |  |  | 25000 | 0.01 | 19 | 19 | 0.08 | 0 | 0 | 0 | 0 | 0 | 1 | 0.02 | 0.01 | 0.01 | 0 | 0 | 1 | 0.06 | 0.03 | 0.02 | 0.01 | 0.01 | True |  | Non Federally-Regulated | 02/22/2017 |  | 06/02/2021
Acuity Brands Lighting | Juno | IC1LED WD G4 09LM 30K 90CRI 120 FRPC + 17 ****** | Light Emitting Diode | Inseparable Luminaire | Direct Wired | Forward Phase Cut Controls | 55 | 3000 | 0.003 | 94 | 65 | 251 | 1 | Ambient | 25000 |  |  | 25000 | 0.01 | 19 | 19 | 0.08 | 0 | 0 | 0 | 0 | 0 | 1 | 0.02 | 0.01 | 0.01 | 0 | 0 | 1 | 0.06 | 0.03 | 0.02 | 0.01 | 0.01 | True |  | Non Federally-Regulated | 02/22/2017 |  | 06/02/2021
Acuity Brands Lighting | Juno | IC1LED WD G4 09LM 30K 90CRI 120 FRPC + 17HYP2 ***** | Light Emitting Diode | Inseparable Luminaire | Direct Wired | Forward Phase Cut Controls | 49 | 3000 | 0.003 | 94 | 65 | 251 | 1 | Ambient | 25000 |  |  | 25000 | 0.01 | 19 | 19 | 0.08 | 0 | 0 | 0 | 0 | 0 | 1 | 0.02 | 0.01 | 0.01 | 0 | 0 | 1 | 0.06 | 0.03 | 0.02 | 0.01 | 0.01 | True |  | Non Federally-Regulated | 02/22/2017 |  | 06/02/2021
Acuity Brands Lighting | Juno | IC1LED WD G4 09LM 30K 90CRI 120 FRPC + 17SQ WWH | Light Emitting Diode | Inseparable Luminaire | Direct Wired | Forward Phase Cut Controls | 47 | 3000 | 0.003 | 94 | 65 | 251 | 1 | Ambient | 25000 |  |  | 25000 | 0.01 | 19 | 19 | 0.08 | 0 | 0 | 0 | 0 | 0 | 1 | 0.02 | 0.01 | 0.01 | 0 | 0 | 1 | 0.06 | 0.03 | 0.02 | 0.01 | 0.01 | True |  | Non Federally-Regulated | 02/22/2017 |  | 06/02/2021
Acuity Brands Lighting | Juno | IC1LED WD G4 09LM 30K 90CRI 120 FRPC + 39 ****** | Light Emitting Diode | Inseparable Luminaire | Direct Wired | Forward Phase Cut Controls | 54 | 3000 | 0.003 | 94 | 65 | 251 | 1 | Ambient | 25000 |  |  | 25000 | 0.01 | 19 | 19 | 0.08 | 0 | 0 | 0 | 0 | 0 | 1 | 0.02 | 0.01 | 0.01 | 0 | 0 | 1 | 0.06 | 0.03 | 0.02 | 0.01 | 0.01 | True |  | Non Federally-Regulated | 02/22/2017 |  | 06/02/2021
Acuity Brands Lighting | Juno | IC1LED WD G4 09LM 30K 90CRI 120 FRPC + 410 ******* | Light Emitting Diode | Inseparable Luminaire | Direct Wired | Forward Phase Cut Controls | 52 | 3000 | 0.003 | 94 | 65 | 251 | 1 | Ambient | 25000 |  |  | 25000 | 0.01 | 19 | 19 | 0.08 | 0 | 0 | 0 | 0 | 0 | 1 | 0.02 | 0.01 | 0.01 | 0 | 0 | 1 | 0.06 | 0.03 | 0.02 | 0.01 | 0.01 | True |  | Non Federally-Regulated | 02/22/2017 |  | 06/02/2021
Acuity Brands Lighting | Juno | IC1LED WD G4N 06LM 30K 80CRI 120 FRPC + 12W *** | Light Emitting Diode | Inseparable Luminaire | Direct Wired | Forward Phase Cut Controls | 56 | 3000 | 0.0022 | 94 | 61 | 248 | 1 | Ambient | 25000 |  |  | 28000 | 0 | 19 | 19 | 0.11 | 0.01 | 0.01 | 0 | 0 | 0 | 1 | 0.02 | 0.01 | 0.01 | 0.01 | 0 | 1 | 0.1 | 0.05 | 0.04 | 0.03 | 0.01 | True |  | Non Federally-Regulated | 02/22/2017 |  | 06/02/2021
Acuity Brands Lighting | Juno | IC1LED WD G4N 06LM 30K 80CRI 120 FRPC + 14 ***** | Light Emitting Diode | Inseparable Luminaire | Direct Wired | Forward Phase Cut Controls | 57 | 3000 | 0.0022 | 94 | 61 | 248 | 1 | Ambient | 25000 |  |  | 28000 | 0 | 19 | 19 | 0.11 | 0.01 | 0.01 | 0 | 0 | 0 | 1 | 0.02 | 0.01 | 0.01 | 0.01 | 0 | 1 | 0.1 | 0.05 | 0.04 | 0.03 | 0.01 | True |  | Non Federally-Regulated | 02/22/2017 |  | 06/02/2021
Acuity Brands Lighting | Juno | IC1LED WD G4N 06LM 30K 80CRI 120 FRPC + 17 ***** | Light Emitting Diode | Inseparable Luminaire | Direct Wired | Forward Phase Cut Controls | 58 | 3000 | 0.0022 | 94 | 61 | 248 | 1 | Ambient | 25000 |  |  | 28000 | 0 | 19 | 19 | 0.11 | 0.01 | 0.01 | 0 | 0 | 0 | 1 | 0.02 | 0.01 | 0.01 | 0.01 | 0 | 1 | 0.1 | 0.05 | 0.04 | 0.03 | 0.01 | True |  | Non Federally-Regulated | 02/22/2017 |  | 06/02/2021
Acuity Brands Lighting | Juno | IC1LED WD G4N 06LM 30K 80CRI 120 FRPC + 4101 *** | Light Emitting Diode | Inseparable Luminaire | Direct Wired | Forward Phase Cut Controls | 55 | 3000 | 0.0022 | 94 | 61 | 248 | 1 | Ambient | 25000 |  |  | 28000 | 0 | 19 | 19 | 0.11 | 0.01 | 0.01 | 0 | 0 | 0 | 1 | 0.02 | 0.01 | 0.01 | 0.01 | 0 | 1 | 0.1 | 0.05 | 0.04 | 0.03 | 0.01 | True |  | Non Federally-Regulated | 02/22/2017 |  | 06/02/2021
Acuity Brands Lighting | Juno | IC1LED WD G4N 06LM 30K 80CRI 120 FRPC + 4103 FROST *** | Light Emitting Diode | Inseparable Luminaire | Direct Wired | Forward Phase Cut Controls | 58 | 3000 | 0.0022 | 94 | 61 | 248 | 1 | Ambient | 25000 |  |  | 28000 | 0 | 19 | 19 | 0.11 | 0.01 | 0.01 | 0 | 0 | 0 | 1 | 0.02 | 0.01 | 0.01 | 0.01 | 0 | 1 | 0.1 | 0.05 | 0.04 | 0.03 | 0.01 | True |  | Non Federally-Regulated | 02/22/2017 |  | 06/02/2021
Acuity Brands Lighting | Juno | IC1LED WD G4N 06LM 30K 80CRI 120 FRPC + 4104 ****** | Light Emitting Diode | Inseparable Luminaire | Direct Wired | Forward Phase Cut Controls | 65 | 3000 | 0.0022 | 94 | 61 | 248 | 1 | Ambient | 25000 |  |  | 28000 | 0 | 19 | 19 | 0.11 | 0.01 | 0.01 | 0 | 0 | 0 | 1 | 0.02 | 0.01 | 0.01 | 0.01 | 0 | 1 | 0.1 | 0.05 | 0.04 | 0.03 | 0.01 | True |  | Non Federally-Regulated | 02/22/2017 |  | 06/02/2021
Acuity Brands Lighting | Juno | IC1LWDG4N-3K-1 + 12W*** | Light Emitting Diode | Inseparable Luminaire | Direct Wired | Forward Phase Cut Controls | 56 | 3000 | 0.0022 | 94 | 61 | 248 | 1 | Ambient | 25000 |  |  | 28000 | 0 | 19 | 19 | 0.11 | 0.01 | 0.01 | 0 | 0 | 0 | 1 | 0.02 | 0.01 | 0.01 | 0.01 | 0 | 1 | 0.1 | 0.05 | 0.04 | 0.03 | 0.01 | True |  | Non Federally-Regulated | 11/22/2016 |  | 06/02/2021
Acuity Brands Lighting | Juno | IC1LWDG4N-3K-1 + 14***** | Light Emitting Diode | Inseparable Luminaire | Direct Wired | Forward Phase Cut Controls | 57 | 3000 | 0.0022 | 94 | 61 | 248 | 1 | Ambient | 25000 |  |  | 28000 | 0 | 19 | 19 | 0.11 | 0.01 | 0.01 | 0 | 0 | 0 | 1 | 0.02 | 0.01 | 0.01 | 0.01 | 0 | 1 | 0.1 | 0.05 | 0.04 | 0.03 | 0.01 | True |  | Non Federally-Regulated | 11/22/2016 |  | 06/02/2021
Acuity Brands Lighting | Juno | IC1LWDG4N-3K-1 + 17***** | Light Emitting Diode | Inseparable Luminaire | Direct Wired | Forward Phase Cut Controls | 58 | 3000 | 0.0022 | 94 | 61 | 248 | 1 | Ambient | 25000 |  |  | 28000 | 0 | 19 | 19 | 0.11 | 0.01 | 0.01 | 0 | 0 | 0 | 1 | 0.02 | 0.01 | 0.01 | 0.01 | 0 | 1 | 0.1 | 0.05 | 0.04 | 0.03 | 0.01 | True |  | Non Federally-Regulated | 11/22/2016 |  | 06/02/2021
Acuity Brands Lighting | Juno | IC1LWDG4N-3K-1 + 4101*** | Light Emitting Diode | Inseparable Luminaire | Direct Wired | Forward Phase Cut Controls | 55 | 3000 | 0.0022 | 94 | 61 | 248 | 1 | Ambient | 25000 |  |  | 28000 | 0 | 19 | 19 | 0.11 | 0.01 | 0.01 | 0 | 0 | 0 | 1 | 0.02 | 0.01 | 0.01 | 0.01 | 0 | 1 | 0.1 | 0.05 | 0.04 | 0.03 | 0.01 | True |  | Non Federally-Regulated | 11/22/2016 |  | 06/02/2021
Acuity Brands Lighting | Juno | IC1LWDG4N-3K-1 + 4103FROST*** | Light Emitting Diode | Inseparable Luminaire | Direct Wired | Forward Phase Cut Controls | 58 | 3000 | 0.0022 | 94 | 61 | 248 | 1 | Ambient | 25000 |  |  | 28000 | 0 | 19 | 19 | 0.11 | 0.01 | 0.01 | 0 | 0 | 0 | 1 | 0.02 | 0.01 | 0.01 | 0.01 | 0 | 1 | 0.1 | 0.05 | 0.04 | 0.03 | 0.01 | True |  | Non Federally-Regulated | 11/22/2016 |  | 06/02/2021
Acuity Brands Lighting | Juno | IC1LWDG4N-3K-1 + 4104****** | Light Emitting Diode | Inseparable Luminaire | Direct Wired | Forward Phase Cut Controls | 65 | 3000 | 0.0022 | 94 | 61 | 248 | 1 | Ambient | 25000 |  |  | 28000 | 0 | 19 | 19 | 0.11 | 0.01 | 0.01 | 0 | 0 | 0 | 1 | 0.02 | 0.01 | 0.01 | 0.01 | 0 | 1 | 0.1 | 0.05 | 0.04 | 0.03 | 0.01 | True |  | Non Federally-Regulated | 11/22/2016 |  | 06/02/2021
Acuity Brands Lighting | Juno | IC1RLED G4 06LM **K 90CRI 120 FRPC + 12 WWH | Light Emitting Diode | Inseparable Luminaire | Direct Wired | Forward Phase Cut Controls | 62 | 2700 | 0.0021 | 91 | 58 | 480 | 1 | Ambient | 50000 |  |  | 50000 | 0 | 19 | 19 | 0.04 | 0 | 0 | 0 | 0 | 0 | 0.29 | 0.01 | 0.01 | 0.01 | 0 | 0 | 1 | 0.1 | 0.07 | 0.05 | 0.04 | 0.02 | True |  | Non Federally-Regulated | 02/22/2017 |  | 06/02/2021
Acuity Brands Lighting | Juno | IC1RLED G4 06LM **K 90CRI 120 FRPC + 12SQ **** | Light Emitting Diode | Inseparable Luminaire | Direct Wired | Forward Phase Cut Controls | 60 | 2700 | 0.0021 | 91 | 58 | 480 | 1 | Ambient | 50000 |  |  | 50000 | 0 | 19 | 19 | 0.04 | 0 | 0 | 0 | 0 | 0 | 0.29 | 0.01 | 0.01 | 0.01 | 0 | 0 | 1 | 0.1 | 0.07 | 0.05 | 0.04 | 0.02 | True |  | Non Federally-Regulated | 02/22/2017 |  | 06/02/2021
Acuity Brands Lighting | Juno | IC1RLED G4 06LM **K 90CRI 120 FRPC + 14 ***** | Light Emitting Diode | Inseparable Luminaire | Direct Wired | Forward Phase Cut Controls | 64 | 2700 | 0.0021 | 91 | 58 | 480 | 1 | Ambient | 50000 |  |  | 50000 | 0 | 19 | 19 | 0.04 | 0 | 0 | 0 | 0 | 0 | 0.29 | 0.01 | 0.01 | 0.01 | 0 | 0 | 1 | 0.1 | 0.07 | 0.05 | 0.04 | 0.02 | True |  | Non Federally-Regulated | 02/22/2017 |  | 06/02/2021
Acuity Brands Lighting | Juno | IC1RLED G4 06LM **K 90CRI 120 FRPC + 17 ****** | Light Emitting Diode | Inseparable Luminaire | Direct Wired | Forward Phase Cut Controls | 64 | 2700 | 0.0021 | 91 | 58 | 480 | 1 | Ambient | 50000 |  |  | 50000 | 0 | 19 | 19 | 0.04 | 0 | 0 | 0 | 0 | 0 | 0.29 | 0.01 | 0.01 | 0.01 | 0 | 0 | 1 | 0.1 | 0.07 | 0.05 | 0.04 | 0.02 | True |  | Non Federally-Regulated | 02/22/2017 |  | 06/02/2021
Acuity Brands Lighting | Juno | IC1RLED G4 06LM **K 90CRI 120 FRPC + 17HYP2 ***** | Light Emitting Diode | Inseparable Luminaire | Direct Wired | Forward Phase Cut Controls | 59 | 2700 | 0.0021 | 91 | 58 | 480 | 1 | Ambient | 50000 |  |  | 50000 | 0 | 19 | 19 | 0.04 | 0 | 0 | 0 | 0 | 0 | 0.29 | 0.01 | 0.01 | 0.01 | 0 | 0 | 1 | 0.1 | 0.07 | 0.05 | 0.04 | 0.02 | True |  | Non Federally-Regulated | 02/22/2017 |  | 06/02/2021
Acuity Brands Lighting | Juno | IC1RLED G4 06LM **K 90CRI 120 FRPC + 17SQ **** | Light Emitting Diode | Inseparable Luminaire | Direct Wired | Forward Phase Cut Controls | 58 | 2700 | 0.0021 | 91 | 58 | 480 | 1 | Ambient | 50000 |  |  | 50000 | 0 | 19 | 19 | 0.04 | 0 | 0 | 0 | 0 | 0 | 0.29 | 0.01 | 0.01 | 0.01 | 0 | 0 | 1 | 0.1 | 0.07 | 0.05 | 0.04 | 0.02 | True |  | Non Federally-Regulated | 02/22/2017 |  | 06/02/2021
Acuity Brands Lighting | Juno | IC1RLED G4 06LM **K 90CRI 120 FRPC + 41** *** | Light Emitting Diode | Inseparable Luminaire | Direct Wired | Forward Phase Cut Controls | 62 | 2700 | 0.0021 | 91 | 58 | 480 | 1 | Ambient | 50000 |  |  | 50000 | 0 | 19 | 19 | 0.04 | 0 | 0 | 0 | 0 | 0 | 0.29 | 0.01 | 0.01 | 0.01 | 0 | 0 | 1 | 0.1 | 0.07 | 0.05 | 0.04 | 0.02 | True |  | Non Federally-Regulated | 02/22/2017 |  | 06/02/2021
Acuity Brands Lighting | Juno | IC1RLED G4 06LM **K 90CRI *** MVOLT **** + 12 WWH | Light Emitting Diode | Inseparable Luminaire | Direct Wired | 0-10 VDC Controls | 61 | 2700 | 0.0021 | 91 | 58 | 480 | 1 | Ambient | 50000 |  | 1 | 50000 | 0.08 | 19 | 19 | 0.09 | 0.09 | 0.09 | 0.02 | 0.01 | 0.01 | 1 | 0.14 | 0.12 | 0.02 | 0.02 | 0.01 | 0.92 | 0.14 | 0.11 | 0.07 | 0.02 | 0.02 | True |  | Non Federally-Regulated | 10/13/2020 |  | 06/02/2021
Acuity Brands Lighting | Juno | IC1RLED G4 06LM **K 90CRI *** MVOLT **** + 12SQ **** | Light Emitting Diode | Inseparable Luminaire | Direct Wired | 0-10 VDC Controls | 59 | 2700 | 0.0021 | 91 | 58 | 480 | 1 | Ambient | 50000 |  | 1 | 50000 | 0.08 | 19 | 19 | 0.09 | 0.09 | 0.09 | 0.02 | 0.01 | 0.01 | 1 | 0.14 | 0.12 | 0.02 | 0.02 | 0.01 | 0.92 | 0.14 | 0.11 | 0.07 | 0.02 | 0.02 | True |  | Non Federally-Regulated | 10/13/2020 |  | 06/02/2021
Acuity Brands Lighting | Juno | IC1RLED G4 06LM **K 90CRI *** MVOLT **** + 14 ***** | Light Emitting Diode | Inseparable Luminaire | Direct Wired | 0-10 VDC Controls | 63 | 2700 | 0.0021 | 91 | 58 | 480 | 1 | Ambient | 50000 |  | 1 | 50000 | 0.08 | 19 | 19 | 0.09 | 0.09 | 0.09 | 0.02 | 0.01 | 0.01 | 1 | 0.14 | 0.12 | 0.02 | 0.02 | 0.01 | 0.92 | 0.14 | 0.11 | 0.07 | 0.02 | 0.02 | True |  | Non Federally-Regulated | 10/13/2020 |  | 06/02/2021
Acuity Brands Lighting | Juno | IC1RLED G4 06LM **K 90CRI *** MVOLT **** + 17 ****** | Light Emitting Diode | Inseparable Luminaire | Direct Wired | 0-10 VDC Controls | 63 | 2700 | 0.0021 | 91 | 58 | 480 | 1 | Ambient | 50000 |  | 1 | 50000 | 0.08 | 19 | 19 | 0.09 | 0.09 | 0.09 | 0.02 | 0.01 | 0.01 | 1 | 0.14 | 0.12 | 0.02 | 0.02 | 0.01 | 0.92 | 0.14 | 0.11 | 0.07 | 0.02 | 0.02 | True |  | Non Federally-Regulated | 10/13/2020 |  | 06/02/2021
Acuity Brands Lighting | Juno | IC1RLED G4 06LM **K 90CRI *** MVOLT **** + 17HYP2 ***** | Light Emitting Diode | Inseparable Luminaire | Direct Wired | 0-10 VDC Controls | 58 | 2700 | 0.0021 | 91 | 58 | 480 | 1 | Ambient | 50000 |  | 1 | 50000 | 0.08 | 19 | 19 | 0.09 | 0.09 | 0.09 | 0.02 | 0.01 | 0.01 | 1 | 0.14 | 0.12 | 0.02 | 0.02 | 0.01 | 0.92 | 0.14 | 0.11 | 0.07 | 0.02 | 0.02 | True |  | Non Federally-Regulated | 10/13/2020 |  | 06/02/2021
Acuity Brands Lighting | Juno | IC1RLED G4 06LM **K 90CRI *** MVOLT **** + 17SQ **** | Light Emitting Diode | Inseparable Luminaire | Direct Wired | 0-10 VDC Controls | 57 | 2700 | 0.0021 | 91 | 58 | 480 | 1 | Ambient | 50000 |  | 1 | 50000 | 0.08 | 19 | 19 | 0.09 | 0.09 | 0.09 | 0.02 | 0.01 | 0.01 | 1 | 0.14 | 0.12 | 0.02 | 0.02 | 0.01 | 0.92 | 0.14 | 0.11 | 0.07 | 0.02 | 0.02 | True |  | Non Federally-Regulated | 10/13/2020 |  | 06/02/2021
Acuity Brands Lighting | Juno | IC1RLED G4 06LM **K 90CRI *** MVOLT **** + 41** *** | Light Emitting Diode | Inseparable Luminaire | Direct Wired | 0-10 VDC Controls | 61 | 2700 | 0.0021 | 91 | 58 | 480 | 1 | Ambient | 50000 |  | 1 | 50000 | 0.08 | 19 | 19 | 0.09 | 0.09 | 0.09 | 0.02 | 0.01 | 0.01 | 1 | 0.14 | 0.12 | 0.02 | 0.02 | 0.01 | 0.92 | 0.14 | 0.11 | 0.07 | 0.02 | 0.02 | True |  | Non Federally-Regulated | 10/13/2020 |  | 06/02/2021
Acuity Brands Lighting | Juno | IC1RLED G4 14LM **K 90CRI *** 120 FRPC ** + 12 WWH | Light Emitting Diode | Inseparable Luminaire | Direct Wired | Forward Phase Cut Controls | 57 | 2700 | 0.0006 | 93 | 55 | 268 | 1 | Ambient | 50000 |  | 1 | 50000 | 0.03 | 19 | 19 | 0.08 | 0.01 | 0 | 0 | 0 | 0 | 0.33 | 0.02 | 0.02 | 0.02 | 0.01 | 0.01 | 1 | 0.05 | 0.04 | 0.04 | 0.04 | 0.04 | True |  | Non Federally-Regulated | 10/13/2020 |  | 06/02/2021
Acuity Brands Lighting | Juno | IC1RLED G4 14LM **K 90CRI *** 120 FRPC ** + 12SQ WWH | Light Emitting Diode | Inseparable Luminaire | Direct Wired | Forward Phase Cut Controls | 55 | 2700 | 0.0006 | 93 | 55 | 268 | 1 | Ambient | 50000 |  | 1 | 50000 | 0.03 | 19 | 19 | 0.08 | 0.01 | 0 | 0 | 0 | 0 | 0.33 | 0.02 | 0.02 | 0.02 | 0.01 | 0.01 | 1 | 0.05 | 0.04 | 0.04 | 0.04 | 0.04 | True |  | Non Federally-Regulated | 10/13/2020 |  | 06/02/2021
Acuity Brands Lighting | Juno | IC1RLED G4 14LM **K 90CRI *** 120 FRPC ** + 14 **** | Light Emitting Diode | Inseparable Luminaire | Direct Wired | Forward Phase Cut Controls | 59 | 2700 | 0.0006 | 93 | 55 | 268 | 1 | Ambient | 50000 |  | 1 | 50000 | 0.03 | 19 | 19 | 0.08 | 0.01 | 0 | 0 | 0 | 0 | 0.33 | 0.02 | 0.02 | 0.02 | 0.01 | 0.01 | 1 | 0.05 | 0.04 | 0.04 | 0.04 | 0.04 | True |  | Non Federally-Regulated | 10/13/2020 |  | 06/02/2021
Acuity Brands Lighting | Juno | IC1RLED G4 14LM **K 90CRI *** 120 FRPC ** + 17 ****** | Light Emitting Diode | Inseparable Luminaire | Direct Wired | Forward Phase Cut Controls | 60 | 2700 | 0.0006 | 93 | 55 | 268 | 1 | Ambient | 50000 |  | 1 | 50000 | 0.03 | 19 | 19 | 0.08 | 0.01 | 0 | 0 | 0 | 0 | 0.33 | 0.02 | 0.02 | 0.02 | 0.01 | 0.01 | 1 | 0.05 | 0.04 | 0.04 | 0.04 | 0.04 | True |  | Non Federally-Regulated | 10/13/2020 |  | 06/02/2021
Acuity Brands Lighting | Juno | IC1RLED G4 14LM **K 90CRI *** 120 FRPC ** + 17HYP2 ***** | Light Emitting Diode | Inseparable Luminaire | Direct Wired | Forward Phase Cut Controls | 53 | 2700 | 0.0006 | 93 | 55 | 268 | 1 | Ambient | 50000 |  | 1 | 50000 | 0.03 | 19 | 19 | 0.08 | 0.01 | 0 | 0 | 0 | 0 | 0.33 | 0.02 | 0.02 | 0.02 | 0.01 | 0.01 | 1 | 0.05 | 0.04 | 0.04 | 0.04 | 0.04 | True |  | Non Federally-Regulated | 10/13/2020 |  | 06/02/2021
Acuity Brands Lighting | Juno | IC1RLED G4 14LM **K 90CRI *** 120 FRPC ** + 17SQ WWH | Light Emitting Diode | Inseparable Luminaire | Direct Wired | Forward Phase Cut Controls | 51 | 2700 | 0.0006 | 93 | 55 | 268 | 1 | Ambient | 50000 |  | 1 | 50000 | 0.03 | 19 | 19 | 0.08 | 0.01 | 0 | 0 | 0 | 0 | 0.33 | 0.02 | 0.02 | 0.02 | 0.01 | 0.01 | 1 | 0.05 | 0.04 | 0.04 | 0.04 | 0.04 | True |  | Non Federally-Regulated | 10/13/2020 |  | 06/02/2021
Acuity Brands Lighting | Juno | IC1RLED G4 14LM **K 90CRI *** 120 FRPC ** + 39 ***** | Light Emitting Diode | Inseparable Luminaire | Direct Wired | Forward Phase Cut Controls | 59 | 2700 | 0.0006 | 93 | 55 | 268 | 1 | Ambient | 50000 |  | 1 | 50000 | 0.03 | 19 | 19 | 0.08 | 0.01 | 0 | 0 | 0 | 0 | 0.33 | 0.02 | 0.02 | 0.02 | 0.01 | 0.01 | 1 | 0.05 | 0.04 | 0.04 | 0.04 | 0.04 | True |  | Non Federally-Regulated | 10/13/2020 |  | 06/02/2021
Acuity Brands Lighting | Juno | IC1RLED G4 14LM **K 90CRI *** 120 FRPC ** + 410 ****** | Light Emitting Diode | Inseparable Luminaire | Direct Wired | Forward Phase Cut Controls | 57 | 2700 | 0.0006 | 93 | 55 | 268 | 1 | Ambient | 50000 |  | 1 | 50000 | 0.03 | 19 | 19 | 0.08 | 0.01 | 0 | 0 | 0 | 0 | 0.33 | 0.02 | 0.02 | 0.02 | 0.01 | 0.01 | 1 | 0.05 | 0.04 | 0.04 | 0.04 | 0.04 | True |  | Non Federally-Regulated | 10/13/2020 |  | 06/02/2021
Acuity Brands Lighting | Juno | IC1RLED G4 14LM **K 90CRI *** MVOLT **** ** + 12 WWH | Light Emitting Diode | Inseparable Luminaire | Direct Wired | 0-10 VDC Controls | 57 | 2700 | 0.0006 | 93 | 55 | 268 | 1 | Ambient | 50000 |  | 1 | 50000 | 0.03 | 19 | 19 | 0.08 | 0.01 | 0 | 0 | 0 | 0 | 0.33 | 0.02 | 0.02 | 0.02 | 0.01 | 0.01 | 1 | 0.05 | 0.04 | 0.04 | 0.04 | 0.04 | True |  | Non Federally-Regulated | 10/13/2020 |  | 06/02/2021
Acuity Brands Lighting | Juno | IC1RLED G4 14LM **K 90CRI *** MVOLT **** ** + 12SQ WWH | Light Emitting Diode | Inseparable Luminaire | Direct Wired | 0-10 VDC Controls | 55 | 2700 | 0.0006 | 93 | 55 | 268 | 1 | Ambient | 50000 |  | 1 | 50000 | 0.03 | 19 | 19 | 0.08 | 0.01 | 0 | 0 | 0 | 0 | 0.33 | 0.02 | 0.02 | 0.02 | 0.01 | 0.01 | 1 | 0.05 | 0.04 | 0.04 | 0.04 | 0.04 | True |  | Non Federally-Regulated | 10/13/2020 |  | 06/02/2021
Acuity Brands Lighting | Juno | IC1RLED G4 14LM **K 90CRI *** MVOLT **** ** + 14 **** | Light Emitting Diode | Inseparable Luminaire | Direct Wired | 0-10 VDC Controls | 59 | 2700 | 0.0006 | 93 | 55 | 268 | 1 | Ambient | 50000 |  | 1 | 50000 | 0.03 | 19 | 19 | 0.08 | 0.01 | 0 | 0 | 0 | 0 | 0.33 | 0.02 | 0.02 | 0.02 | 0.01 | 0.01 | 1 | 0.05 | 0.04 | 0.04 | 0.04 | 0.04 | True |  | Non Federally-Regulated | 10/13/2020 |  | 06/02/2021
Acuity Brands Lighting | Juno | IC1RLED G4 14LM **K 90CRI *** MVOLT **** ** + 17 ****** | Light Emitting Diode | Inseparable Luminaire | Direct Wired | 0-10 VDC Controls | 60 | 2700 | 0.0006 | 93 | 55 | 268 | 1 | Ambient | 50000 |  | 1 | 50000 | 0.03 | 19 | 19 | 0.08 | 0.01 | 0 | 0 | 0 | 0 | 0.33 | 0.02 | 0.02 | 0.02 | 0.01 | 0.01 | 1 | 0.05 | 0.04 | 0.04 | 0.04 | 0.04 | True |  | Non Federally-Regulated | 10/13/2020 |  | 06/02/2021
Acuity Brands Lighting | Juno | IC1RLED G4 14LM **K 90CRI *** MVOLT **** ** + 17HYP2 ***** | Light Emitting Diode | Inseparable Luminaire | Direct Wired | 0-10 VDC Controls | 53 | 2700 | 0.0006 | 93 | 55 | 268 | 1 | Ambient | 50000 |  | 1 | 50000 | 0.03 | 19 | 19 | 0.08 | 0.01 | 0 | 0 | 0 | 0 | 0.33 | 0.02 | 0.02 | 0.02 | 0.01 | 0.01 | 1 | 0.05 | 0.04 | 0.04 | 0.04 | 0.04 | True |  | Non Federally-Regulated | 10/13/2020 |  | 06/02/2021
Acuity Brands Lighting | Juno | IC1RLED G4 14LM **K 90CRI *** MVOLT **** ** + 17SQ WWH | Light Emitting Diode | Inseparable Luminaire | Direct Wired | 0-10 VDC Controls | 51 | 2700 | 0.0006 | 93 | 55 | 268 | 1 | Ambient | 50000 |  | 1 | 50000 | 0.03 | 19 | 19 | 0.08 | 0.01 | 0 | 0 | 0 | 0 | 0.33 | 0.02 | 0.02 | 0.02 | 0.01 | 0.01 | 1 | 0.05 | 0.04 | 0.04 | 0.04 | 0.04 | True |  | Non Federally-Regulated | 10/13/2020 |  | 06/02/2021
Acuity Brands Lighting | Juno | IC1RLED G4 14LM **K 90CRI *** MVOLT **** ** + 39 ***** | Light Emitting Diode | Inseparable Luminaire | Direct Wired | 0-10 VDC Controls | 59 | 2700 | 0.0006 | 93 | 55 | 268 | 1 | Ambient | 50000 |  | 1 | 50000 | 0.03 | 19 | 19 | 0.08 | 0.01 | 0 | 0 | 0 | 0 | 0.33 | 0.02 | 0.02 | 0.02 | 0.01 | 0.01 | 1 | 0.05 | 0.04 | 0.04 | 0.04 | 0.04 | True |  | Non Federally-Regulated | 10/13/2020 |  | 06/02/2021
Acuity Brands Lighting | Juno | IC1RLED G4 14LM **K 90CRI *** MVOLT **** ** + 410 ****** | Light Emitting Diode | Inseparable Luminaire | Direct Wired | 0-10 VDC Controls | 57 | 2700 | 0.0006 | 93 | 55 | 268 | 1 | Ambient | 50000 |  | 1 | 50000 | 0.03 | 19 | 19 | 0.08 | 0.01 | 0 | 0 | 0 | 0 | 0.33 | 0.02 | 0.02 | 0.02 | 0.01 | 0.01 | 1 | 0.05 | 0.04 | 0.04 | 0.04 | 0.04 | True |  | Non Federally-Regulated | 10/13/2020 |  | 06/02/2021
Acuity Brands Lighting | Juno | IC1RLED WD G4 09LM 30K 90CRI 120 FRPC + 12 ******* | Light Emitting Diode | Inseparable Luminaire | Direct Wired | Forward Phase Cut Controls | 50 | 3000 | 0.003 | 94 | 65 | 251 | 1 | Ambient | 25000 |  |  | 25000 | 0.01 | 19 | 19 | 0.08 | 0 | 0 | 0 | 0 | 0 | 1 | 0.02 | 0.01 | 0.01 | 0 | 0 | 1 | 0.06 | 0.03 | 0.02 | 0.01 | 0.01 | True |  | Non Federally-Regulated | 02/22/2017 |  | 06/02/2021
Acuity Brands Lighting | Juno | IC1RLED WD G4 09LM 30K 90CRI 120 FRPC + 14 **** | Light Emitting Diode | Inseparable Luminaire | Direct Wired | Forward Phase Cut Controls | 54 | 3000 | 0.003 | 94 | 65 | 251 | 1 | Ambient | 25000 |  |  | 25000 | 0.01 | 19 | 19 | 0.08 | 0 | 0 | 0 | 0 | 0 | 1 | 0.02 | 0.01 | 0.01 | 0 | 0 | 1 | 0.06 | 0.03 | 0.02 | 0.01 | 0.01 | True |  | Non Federally-Regulated | 02/22/2017 |  | 06/02/2021
Acuity Brands Lighting | Juno | IC1RLED WD G4 09LM 30K 90CRI 120 FRPC + 17 ****** | Light Emitting Diode | Inseparable Luminaire | Direct Wired | Forward Phase Cut Controls | 55 | 3000 | 0.003 | 94 | 65 | 251 | 1 | Ambient | 25000 |  |  | 25000 | 0.01 | 19 | 19 | 0.08 | 0 | 0 | 0 | 0 | 0 | 1 | 0.02 | 0.01 | 0.01 | 0 | 0 | 1 | 0.06 | 0.03 | 0.02 | 0.01 | 0.01 | True |  | Non Federally-Regulated | 02/22/2017 |  | 06/02/2021
Acuity Brands Lighting | Juno | IC1RLED WD G4 09LM 30K 90CRI 120 FRPC + 17HYP2 ***** | Light Emitting Diode | Inseparable Luminaire | Direct Wired | Forward Phase Cut Controls | 49 | 3000 | 0.003 | 94 | 65 | 251 | 1 | Ambient | 25000 |  |  | 25000 | 0.01 | 19 | 19 | 0.08 | 0 | 0 | 0 | 0 | 0 | 1 | 0.02 | 0.01 | 0.01 | 0 | 0 | 1 | 0.06 | 0.03 | 0.02 | 0.01 | 0.01 | True |  | Non Federally-Regulated | 02/22/2017 |  | 06/02/2021
Acuity Brands Lighting | Juno | IC1RLED WD G4 09LM 30K 90CRI 120 FRPC + 17SQ WWH | Light Emitting Diode | Inseparable Luminaire | Direct Wired | Forward Phase Cut Controls | 47 | 3000 | 0.003 | 94 | 65 | 251 | 1 | Ambient | 25000 |  |  | 25000 | 0.01 | 19 | 19 | 0.08 | 0 | 0 | 0 | 0 | 0 | 1 | 0.02 | 0.01 | 0.01 | 0 | 0 | 1 | 0.06 | 0.03 | 0.02 | 0.01 | 0.01 | True |  | Non Federally-Regulated | 02/22/2017 |  | 06/02/2021
Acuity Brands Lighting | Juno | IC1RLED WD G4 09LM 30K 90CRI 120 FRPC + 39 ****** | Light Emitting Diode | Inseparable Luminaire | Direct Wired | Forward Phase Cut Controls | 54 | 3000 | 0.003 | 94 | 65 | 251 | 1 | Ambient | 25000 |  |  | 25000 | 0.01 | 19 | 19 | 0.08 | 0 | 0 | 0 | 0 | 0 | 1 | 0.02 | 0.01 | 0.01 | 0 | 0 | 1 | 0.06 | 0.03 | 0.02 | 0.01 | 0.01 | True |  | Non Federally-Regulated | 02/22/2017 |  | 06/02/2021
Acuity Brands Lighting | Juno | IC1RLED WD G4 09LM 30K 90CRI 120 FRPC + 410 ******* | Light Emitting Diode | Inseparable Luminaire | Direct Wired | Forward Phase Cut Controls | 52 | 3000 | 0.003 | 94 | 65 | 251 | 1 | Ambient | 25000 |  |  | 25000 | 0.01 | 19 | 19 | 0.08 | 0 | 0 | 0 | 0 | 0 | 1 | 0.02 | 0.01 | 0.01 | 0 | 0 | 1 | 0.06 | 0.03 | 0.02 | 0.01 | 0.01 | True |  | Non Federally-Regulated | 02/22/2017 |  | 06/02/2021
Acuity Brands Lighting | Juno | IC1LED G4 06LM **K 90CRI 120 FRPC + 17 ****** | Light Emitting Diode | Inseparable Luminaire | Direct Wired | Forward Phase Cut Controls | 64 | 2700 | 0.0021 | 91 | 58 | 480 | 1 | Ambient | 50000 |  | 1 | 50000 | 0 | 19 | 19 | 0.04 | 0 | 0 | 0 | 0 | 0 | 0.29 | 0.01 | 0.01 | 0.01 | 0 | 0 | 1 | 0.1 | 0.07 | 0.05 | 0.04 | 0.02 | True |  | Non Federally-Regulated | 06/02/2021 |  | 06/03/2021
Acuity Brands Lighting | Juno | IC1LED G4 06LM **K 90CRI 120 FRPC + 14 ***** | Light Emitting Diode | Inseparable Luminaire | Direct Wired | Forward Phase Cut Controls | 64 | 2700 | 0.0021 | 91 | 58 | 480 | 1 | Ambient | 50000 |  | 1 | 50000 | 0 | 19 | 19 | 0.04 | 0 | 0 | 0 | 0 | 0 | 0.29 | 0.01 | 0.01 | 0.01 | 0 | 0 | 1 | 0.1 | 0.07 | 0.05 | 0.04 | 0.02 | True |  | Non Federally-Regulated | 06/02/2021 |  | 06/03/2021
Acuity Brands Lighting | Juno | IC1LED G4 06LM **K 90CRI 120 FRPC + 12 WWH | Light Emitting Diode | Inseparable Luminaire | Direct Wired | Forward Phase Cut Controls | 62 | 2700 | 0.0021 | 91 | 58 | 480 | 1 | Ambient | 50000 |  | 1 | 50000 | 0 | 19 | 19 | 0.04 | 0 | 0 | 0 | 0 | 0 | 0.29 | 0.01 | 0.01 | 0.01 | 0 | 0 | 1 | 0.1 | 0.07 | 0.05 | 0.04 | 0.02 | True |  | Non Federally-Regulated | 06/02/2021 |  | 06/03/2021
Acuity Brands Lighting | Juno | IC1LED G4 06LM **K 90CRI 120 FRPC + 41** *** | Light Emitting Diode | Inseparable Luminaire | Direct Wired | Forward Phase Cut Controls | 62 | 2700 | 0.0021 | 91 | 58 | 480 | 1 | Ambient | 50000 |  | 1 | 50000 | 0 | 19 | 19 | 0.04 | 0 | 0 | 0 | 0 | 0 | 0.29 | 0.01 | 0.01 | 0.01 | 0 | 0 | 1 | 0.1 | 0.07 | 0.05 | 0.04 | 0.02 | True |  | Non Federally-Regulated | 06/02/2021 |  | 06/03/2021
Acuity Brands Lighting | Juno | IC1LED G4 06LM **K 90CRI 120 FRPC + 17HYP2 ***** | Light Emitting Diode | Inseparable Luminaire | Direct Wired | Forward Phase Cut Controls | 59 | 2700 | 0.0021 | 91 | 58 | 480 | 1 | Ambient | 50000 |  | 1 | 50000 | 0 | 19 | 19 | 0.04 | 0 | 0 | 0 | 0 | 0 | 0.29 | 0.01 | 0.01 | 0.01 | 0 | 0 | 1 | 0.1 | 0.07 | 0.05 | 0.04 | 0.02 | True |  | Non Federally-Regulated | 06/02/2021 |  | 06/03/2021
Acuity Brands Lighting | Juno | IC1LED G4 06LM **K 90CRI 120 FRPC + 17SQ **** | Light Emitting Diode | Inseparable Luminaire | Direct Wired | Forward Phase Cut Controls | 58 | 2700 | 0.0021 | 91 | 58 | 480 | 1 | Ambient | 50000 |  | 1 | 50000 | 0 | 19 | 19 | 0.04 | 0 | 0 | 0 | 0 | 0 | 0.29 | 0.01 | 0.01 | 0.01 | 0 | 0 | 1 | 0.1 | 0.07 | 0.05 | 0.04 | 0.02 | True |  | Non Federally-Regulated | 06/02/2021 |  | 06/03/2021
Acuity Brands Lighting | Juno | IC1LED G4 06LM **K 90CRI 120 FRPC + 12SQ **** | Light Emitting Diode | Inseparable Luminaire | Direct Wired | Forward Phase Cut Controls | 60 | 2700 | 0.0021 | 91 | 58 | 480 | 1 | Ambient | 50000 |  | 1 | 50000 | 0 | 19 | 19 | 0.04 | 0 | 0 | 0 | 0 | 0 | 0.29 | 0.01 | 0.01 | 0.01 | 0 | 0 | 1 | 0.1 | 0.07 | 0.05 | 0.04 | 0.02 | True |  | Non Federally-Regulated | 06/02/2021 |  | 06/03/2021
Acuity Brands Lighting | Juno | IC1LED G4 06LM **K 90CRI MVOLT ZT + 17 ****** | Light Emitting Diode | Inseparable Luminaire | Direct Wired | 0-10 VDC Controls | 63 | 2700 | 0.0021 | 91 | 58 | 480 | 1 | Ambient | 50000 |  | 1 | 50000 | 0.08 | 19 | 19 | 0.05 | 0 | 0 | 0 | 0 | 0 | 0.23 | 0.02 | 0.01 | 0.01 | 0 | 0 | 0.44 | 0.03 | 0.02 | 0.01 | 0.01 | 0.01 | True |  | Non Federally-Regulated | 06/02/2021 |  | 06/03/2021
Acuity Brands Lighting | Juno | IC1LED G4 06LM **K 90CRI MVOLT ZT + 14 ***** | Light Emitting Diode | Inseparable Luminaire | Direct Wired | 0-10 VDC Controls | 63 | 2700 | 0.0021 | 91 | 58 | 480 | 1 | Ambient | 50000 |  | 1 | 50000 | 0.08 | 19 | 19 | 0.05 | 0 | 0 | 0 | 0 | 0 | 0.23 | 0.02 | 0.01 | 0.01 | 0 | 0 | 0.44 | 0.03 | 0.02 | 0.01 | 0.01 | 0.01 | True |  | Non Federally-Regulated | 06/02/2021 |  | 06/03/2021
Acuity Brands Lighting | Juno | IC1LED G4 06LM **K 90CRI MVOLT ZT + 12 WWH | Light Emitting Diode | Inseparable Luminaire | Direct Wired | 0-10 VDC Controls | 61 | 2700 | 0.0021 | 91 | 58 | 480 | 1 | Ambient | 50000 |  | 1 | 50000 | 0.08 | 19 | 19 | 0.05 | 0 | 0 | 0 | 0 | 0 | 0.23 | 0.02 | 0.01 | 0.01 | 0 | 0 | 0.44 | 0.03 | 0.02 | 0.01 | 0.01 | 0.01 | True |  | Non Federally-Regulated | 06/02/2021 |  | 06/03/2021
Acuity Brands Lighting | Juno | IC1LED G4 06LM **K 90CRI MVOLT ZT + 41** *** | Light Emitting Diode | Inseparable Luminaire | Direct Wired | 0-10 VDC Controls | 61 | 2700 | 0.0021 | 91 | 58 | 480 | 1 | Ambient | 50000 |  | 1 | 50000 | 0.08 | 19 | 19 | 0.05 | 0 | 0 | 0 | 0 | 0 | 0.23 | 0.02 | 0.01 | 0.01 | 0 | 0 | 0.44 | 0.03 | 0.02 | 0.01 | 0.01 | 0.01 | True |  | Non Federally-Regulated | 06/02/2021 |  | 06/03/2021
Acuity Brands Lighting | Juno | IC1LED G4 06LM **K 90CRI MVOLT ZT + 17HYP2 ***** | Light Emitting Diode | Inseparable Luminaire | Direct Wired | 0-10 VDC Controls | 58 | 2700 | 0.0021 | 91 | 58 | 480 | 1 | Ambient | 50000 |  | 1 | 50000 | 0.08 | 19 | 19 | 0.05 | 0 | 0 | 0 | 0 | 0 | 0.23 | 0.02 | 0.01 | 0.01 | 0 | 0 | 0.44 | 0.03 | 0.02 | 0.01 | 0.01 | 0.01 | True |  | Non Federally-Regulated | 06/02/2021 |  | 06/03/2021
Acuity Brands Lighting | Juno | IC1LED G4 06LM **K 90CRI MVOLT ZT + 17SQ **** | Light Emitting Diode | Inseparable Luminaire | Direct Wired | 0-10 VDC Controls | 57 | 2700 | 0.0021 | 91 | 58 | 480 | 1 | Ambient | 50000 |  | 1 | 50000 | 0.08 | 19 | 19 | 0.05 | 0 | 0 | 0 | 0 | 0 | 0.23 | 0.02 | 0.01 | 0.01 | 0 | 0 | 0.44 | 0.03 | 0.02 | 0.01 | 0.01 | 0.01 | True |  | Non Federally-Regulated | 06/02/2021 |  | 06/03/2021
Acuity Brands Lighting | Juno | IC1LED G4 06LM **K 90CRI MVOLT ZT + 12SQ **** | Light Emitting Diode | Inseparable Luminaire | Direct Wired | 0-10 VDC Controls | 59 | 2700 | 0.0021 | 91 | 58 | 480 | 1 | Ambient | 50000 |  | 1 | 50000 | 0.08 | 19 | 19 | 0.05 | 0 | 0 | 0 | 0 | 0 | 0.23 | 0.02 | 0.01 | 0.01 | 0 | 0 | 0.44 | 0.03 | 0.02 | 0.01 | 0.01 | 0.01 | True |  | Non Federally-Regulated | 06/02/2021 |  | 06/03/2021
Acuity Brands Lighting | Juno | IC1RLED G4 06LM **K 90CRI 120 FRPC + 17 ****** | Light Emitting Diode | Inseparable Luminaire | Direct Wired | Forward Phase Cut Controls | 64 | 2700 | 0.0021 | 91 | 58 | 480 | 1 | Ambient | 50000 |  | 1 | 50000 | 0 | 19 | 19 | 0.04 | 0 | 0 | 0 | 0 | 0 | 0.29 | 0.01 | 0.01 | 0.01 | 0 | 0 | 1 | 0.1 | 0.07 | 0.05 | 0.04 | 0.02 | True |  | Non Federally-Regulated | 06/02/2021 |  | 06/03/2021
Acuity Brands Lighting | Juno | IC1RLED G4 06LM **K 90CRI 120 FRPC + 14 ***** | Light Emitting Diode | Inseparable Luminaire | Direct Wired | Forward Phase Cut Controls | 64 | 2700 | 0.0021 | 91 | 58 | 480 | 1 | Ambient | 50000 |  | 1 | 50000 | 0 | 19 | 19 | 0.04 | 0 | 0 | 0 | 0 | 0 | 0.29 | 0.01 | 0.01 | 0.01 | 0 | 0 | 1 | 0.1 | 0.07 | 0.05 | 0.04 | 0.02 | True |  | Non Federally-Regulated | 06/02/2021 |  | 06/03/2021
Acuity Brands Lighting | Juno | IC1RLED G4 06LM **K 90CRI 120 FRPC + 12 WWH | Light Emitting Diode | Inseparable Luminaire | Direct Wired | Forward Phase Cut Controls | 62 | 2700 | 0.0021 | 91 | 58 | 480 | 1 | Ambient | 50000 |  | 1 | 50000 | 0 | 19 | 19 | 0.04 | 0 | 0 | 0 | 0 | 0 | 0.29 | 0.01 | 0.01 | 0.01 | 0 | 0 | 1 | 0.1 | 0.07 | 0.05 | 0.04 | 0.02 | True |  | Non Federally-Regulated | 06/02/2021 |  | 06/03/2021
Acuity Brands Lighting | Juno | IC1RLED G4 06LM **K 90CRI 120 FRPC + 41** *** | Light Emitting Diode | Inseparable Luminaire | Direct Wired | Forward Phase Cut Controls | 62 | 2700 | 0.0021 | 91 | 58 | 480 | 1 | Ambient | 50000 |  | 1 | 50000 | 0 | 19 | 19 | 0.04 | 0 | 0 | 0 | 0 | 0 | 0.29 | 0.01 | 0.01 | 0.01 | 0 | 0 | 1 | 0.1 | 0.07 | 0.05 | 0.04 | 0.02 | True |  | Non Federally-Regulated | 06/02/2021 |  | 06/03/2021
Acuity Brands Lighting | Juno | IC1RLED G4 06LM **K 90CRI 120 FRPC + 17HYP2 ***** | Light Emitting Diode | Inseparable Luminaire | Direct Wired | Forward Phase Cut Controls | 59 | 2700 | 0.0021 | 91 | 58 | 480 | 1 | Ambient | 50000 |  | 1 | 50000 | 0 | 19 | 19 | 0.04 | 0 | 0 | 0 | 0 | 0 | 0.29 | 0.01 | 0.01 | 0.01 | 0 | 0 | 1 | 0.1 | 0.07 | 0.05 | 0.04 | 0.02 | True |  | Non Federally-Regulated | 06/02/2021 |  | 06/03/2021
Acuity Brands Lighting | Juno | IC1RLED G4 06LM **K 90CRI 120 FRPC + 17SQ **** | Light Emitting Diode | Inseparable Luminaire | Direct Wired | Forward Phase Cut Controls | 58 | 2700 | 0.0021 | 91 | 58 | 480 | 1 | Ambient | 50000 |  | 1 | 50000 | 0 | 19 | 19 | 0.04 | 0 | 0 | 0 | 0 | 0 | 0.29 | 0.01 | 0.01 | 0.01 | 0 | 0 | 1 | 0.1 | 0.07 | 0.05 | 0.04 | 0.02 | True |  | Non Federally-Regulated | 06/02/2021 |  | 06/03/2021
Acuity Brands Lighting | Juno | IC1RLED G4 06LM **K 90CRI 120 FRPC + 12SQ **** | Light Emitting Diode | Inseparable Luminaire | Direct Wired | Forward Phase Cut Controls | 60 | 2700 | 0.0021 | 91 | 58 | 480 | 1 | Ambient | 50000 |  | 1 | 50000 | 0 | 19 | 19 | 0.04 | 0 | 0 | 0 | 0 | 0 | 0.29 | 0.01 | 0.01 | 0.01 | 0 | 0 | 1 | 0.1 | 0.07 | 0.05 | 0.04 | 0.02 | True |  | Non Federally-Regulated | 06/02/2021 |  | 06/03/2021
Acuity Brands Lighting | Juno | IC1RLED G4 06LM **K 90CRI MVOLT ZT + 17 ****** | Light Emitting Diode | Inseparable Luminaire | Direct Wired | 0-10 VDC Controls | 63 | 2700 | 0.0021 | 91 | 58 | 480 | 1 | Ambient | 50000 |  | 1 | 50000 | 0.08 | 19 | 19 | 0.05 | 0 | 0 | 0 | 0 | 0 | 0.23 | 0.02 | 0.01 | 0.01 | 0 | 0 | 0.44 | 0.03 | 0.02 | 0.01 | 0.01 | 0.01 | True |  | Non Federally-Regulated | 06/02/2021 |  | 06/03/2021
Acuity Brands Lighting | Juno | IC1RLED G4 06LM **K 90CRI MVOLT ZT + 14 ***** | Light Emitting Diode | Inseparable Luminaire | Direct Wired | 0-10 VDC Controls | 63 | 2700 | 0.0021 | 91 | 58 | 480 | 1 | Ambient | 50000 |  | 1 | 50000 | 0.08 | 19 | 19 | 0.05 | 0 | 0 | 0 | 0 | 0 | 0.23 | 0.02 | 0.01 | 0.01 | 0 | 0 | 0.44 | 0.03 | 0.02 | 0.01 | 0.01 | 0.01 | True |  | Non Federally-Regulated | 06/02/2021 |  | 06/03/2021
Acuity Brands Lighting | Juno | IC1RLED G4 06LM **K 90CRI MVOLT ZT + 12 WWH | Light Emitting Diode | Inseparable Luminaire | Direct Wired | 0-10 VDC Controls | 61 | 2700 | 0.0021 | 91 | 58 | 480 | 1 | Ambient | 50000 |  | 1 | 50000 | 0.08 | 19 | 19 | 0.05 | 0 | 0 | 0 | 0 | 0 | 0.23 | 0.02 | 0.01 | 0.01 | 0 | 0 | 0.44 | 0.03 | 0.02 | 0.01 | 0.01 | 0.01 | True |  | Non Federally-Regulated | 06/02/2021 |  | 06/03/2021
Acuity Brands Lighting | Juno | IC1RLED G4 06LM **K 90CRI MVOLT ZT + 41** *** | Light Emitting Diode | Inseparable Luminaire | Direct Wired | 0-10 VDC Controls | 61 | 2700 | 0.0021 | 91 | 58 | 480 | 1 | Ambient | 50000 |  | 1 | 50000 | 0.08 | 19 | 19 | 0.05 | 0 | 0 | 0 | 0 | 0 | 0.23 | 0.02 | 0.01 | 0.01 | 0 | 0 | 0.44 | 0.03 | 0.02 | 0.01 | 0.01 | 0.01 | True |  | Non Federally-Regulated | 06/02/2021 |  | 06/03/2021
Acuity Brands Lighting | Juno | IC1RLED G4 06LM **K 90CRI MVOLT ZT + 17HYP2 ***** | Light Emitting Diode | Inseparable Luminaire | Direct Wired | 0-10 VDC Controls | 58 | 2700 | 0.0021 | 91 | 58 | 480 | 1 | Ambient | 50000 |  | 1 | 50000 | 0.08 | 19 | 19 | 0.05 | 0 | 0 | 0 | 0 | 0 | 0.23 | 0.02 | 0.01 | 0.01 | 0 | 0 | 0.44 | 0.03 | 0.02 | 0.01 | 0.01 | 0.01 | True |  | Non Federally-Regulated | 06/02/2021 |  | 06/03/2021
Acuity Brands Lighting | Juno | IC1RLED G4 06LM **K 90CRI MVOLT ZT + 17SQ **** | Light Emitting Diode | Inseparable Luminaire | Direct Wired | 0-10 VDC Controls | 57 | 2700 | 0.0021 | 91 | 58 | 480 | 1 | Ambient | 50000 |  | 1 | 50000 | 0.08 | 19 | 19 | 0.05 | 0 | 0 | 0 | 0 | 0 | 0.23 | 0.02 | 0.01 | 0.01 | 0 | 0 | 0.44 | 0.03 | 0.02 | 0.01 | 0.01 | 0.01 | True |  | Non Federally-Regulated | 06/02/2021 |  | 06/03/2021
Acuity Brands Lighting | Juno | IC1RLED G4 06LM **K 90CRI MVOLT ZT + 12SQ **** | Light Emitting Diode | Inseparable Luminaire | Direct Wired | 0-10 VDC Controls | 59 | 2700 | 0.0021 | 91 | 58 | 480 | 1 | Ambient | 50000 |  | 1 | 50000 | 0.08 | 19 | 19 | 0.05 | 0 | 0 | 0 | 0 | 0 | 0.23 | 0.02 | 0.01 | 0.01 | 0 | 0 | 0.44 | 0.03 | 0.02 | 0.01 | 0.01 | 0.01 | True |  | Non Federally-Regulated | 06/02/2021 |  | 06/03/2021
Acuity Brands Lighting | Juno | IC1LED G4 09LM **K 90CRI MVOLT ZT + 17 ****** | Light Emitting Diode | Inseparable Luminaire | Direct Wired | 0-10 VDC Controls | 63 | 2700 | 0.0008 | 92 | 60 | 160 | 1 | Ambient | 50000 |  | 1 | 50000 | 0.06 | 23 | 19 | 0.04 | 0 | 0 | 0 | 0 | 0 | 0.16 | 0.01 | 0.01 | 0.01 | 0 | 0 | 0.32 | 0.02 | 0.02 | 0.01 | 0.01 | 0.01 | True |  | Non Federally-Regulated | 06/02/2021 |  | 06/03/2021
Acuity Brands Lighting | Juno | IC1LED G4 09LM **K 90CRI MVOLT ZT + 14 **** | Light Emitting Diode | Inseparable Luminaire | Direct Wired | 0-10 VDC Controls | 62 | 2700 | 0.0008 | 92 | 60 | 160 | 1 | Ambient | 50000 |  | 1 | 50000 | 0.06 | 23 | 19 | 0.04 | 0 | 0 | 0 | 0 | 0 | 0.16 | 0.01 | 0.01 | 0.01 | 0 | 0 | 0.32 | 0.02 | 0.02 | 0.01 | 0.01 | 0.01 | True |  | Non Federally-Regulated | 06/02/2021 |  | 06/03/2021
Acuity Brands Lighting | Juno | IC1LED G4 09LM **K 90CRI MVOLT ZT + 12 WWH | Light Emitting Diode | Inseparable Luminaire | Direct Wired | 0-10 VDC Controls | 60 | 2700 | 0.0008 | 92 | 60 | 160 | 1 | Ambient | 50000 |  | 1 | 50000 | 0.06 | 23 | 19 | 0.04 | 0 | 0 | 0 | 0 | 0 | 0.16 | 0.01 | 0.01 | 0.01 | 0 | 0 | 0.32 | 0.02 | 0.02 | 0.01 | 0.01 | 0.01 | True |  | Non Federally-Regulated | 06/02/2021 |  | 06/03/2021
Acuity Brands Lighting | Juno | IC1LED G4 09LM **K 90CRI MVOLT ZT + 39 ***** | Light Emitting Diode | Inseparable Luminaire | Direct Wired | 0-10 VDC Controls | 61 | 2700 | 0.0008 | 92 | 60 | 160 | 1 | Ambient | 50000 |  | 1 | 50000 | 0.06 | 23 | 19 | 0.04 | 0 | 0 | 0 | 0 | 0 | 0.16 | 0.01 | 0.01 | 0.01 | 0 | 0 | 0.32 | 0.02 | 0.02 | 0.01 | 0.01 | 0.01 | True |  | Non Federally-Regulated | 06/02/2021 |  | 06/03/2021
Acuity Brands Lighting | Juno | IC1LED G4 09LM **K 90CRI MVOLT ZT + 17SQ WWH | Light Emitting Diode | Inseparable Luminaire | Direct Wired | 0-10 VDC Controls | 54 | 2700 | 0.0008 | 92 | 60 | 160 | 1 | Ambient | 50000 |  | 1 | 50000 | 0.06 | 23 | 19 | 0.04 | 0 | 0 | 0 | 0 | 0 | 0.16 | 0.01 | 0.01 | 0.01 | 0 | 0 | 0.32 | 0.02 | 0.02 | 0.01 | 0.01 | 0.01 | True |  | Non Federally-Regulated | 06/02/2021 |  | 06/03/2021
Acuity Brands Lighting | Juno | IC1LED G4 09LM **K 90CRI MVOLT ZT + 12SQ WWH | Light Emitting Diode | Inseparable Luminaire | Direct Wired | 0-10 VDC Controls | 58 | 2700 | 0.0008 | 92 | 60 | 160 | 1 | Ambient | 50000 |  | 1 | 50000 | 0.06 | 23 | 19 | 0.04 | 0 | 0 | 0 | 0 | 0 | 0.16 | 0.01 | 0.01 | 0.01 | 0 | 0 | 0.32 | 0.02 | 0.02 | 0.01 | 0.01 | 0.01 | True |  | Non Federally-Regulated | 06/02/2021 |  | 06/03/2021
Acuity Brands Lighting | Juno | IC1LED G4 09LM **K 90CRI MVOLT ZT + 17HYP2 ***** | Light Emitting Diode | Inseparable Luminaire | Direct Wired | 0-10 VDC Controls | 56 | 2700 | 0.0008 | 92 | 60 | 160 | 1 | Ambient | 50000 |  | 1 | 50000 | 0.06 | 23 | 19 | 0.04 | 0 | 0 | 0 | 0 | 0 | 0.16 | 0.01 | 0.01 | 0.01 | 0 | 0 | 0.32 | 0.02 | 0.02 | 0.01 | 0.01 | 0.01 | True |  | Non Federally-Regulated | 06/02/2021 |  | 06/03/2021
Acuity Brands Lighting | Juno | IC1LED G4 09LM **K 90CRI MVOLT ZT + 410 ****** | Light Emitting Diode | Inseparable Luminaire | Direct Wired | 0-10 VDC Controls | 60 | 2700 | 0.0008 | 92 | 60 | 160 | 1 | Ambient | 50000 |  | 1 | 50000 | 0.06 | 23 | 19 | 0.04 | 0 | 0 | 0 | 0 | 0 | 0.16 | 0.01 | 0.01 | 0.01 | 0 | 0 | 0.32 | 0.02 | 0.02 | 0.01 | 0.01 | 0.01 | True |  | Non Federally-Regulated | 06/02/2021 |  | 06/03/2021
Acuity Brands Lighting | Juno | IC1LED G4 09LM **K 90CRI 120 FRPC + 17 ****** | Light Emitting Diode | Inseparable Luminaire | Direct Wired | Forward Phase Cut Controls | 66 | 2700 | 0.0008 | 92 | 60 | 268 | 1 | Ambient | 50000 |  | 1 | 50000 | 0.02 | 19 | 19 | 0.08 | 0.01 | 0 | 0 | 0 | 0 | 0.33 | 0.01 | 0.01 | 0.01 | 0 | 0 | 1 | 0.05 | 0.04 | 0.02 | 0.02 | 0.01 | True |  | Non Federally-Regulated | 06/02/2021 |  | 06/03/2021
Acuity Brands Lighting | Juno | IC1LED G4 09LM **K 90CRI 120 FRPC + 14 **** | Light Emitting Diode | Inseparable Luminaire | Direct Wired | Forward Phase Cut Controls | 65 | 2700 | 0.0008 | 92 | 60 | 268 | 1 | Ambient | 50000 |  | 1 | 50000 | 0.02 | 19 | 19 | 0.08 | 0.01 | 0 | 0 | 0 | 0 | 0.33 | 0.01 | 0.01 | 0.01 | 0 | 0 | 1 | 0.05 | 0.04 | 0.02 | 0.02 | 0.01 | True |  | Non Federally-Regulated | 06/02/2021 |  | 06/03/2021
Acuity Brands Lighting | Juno | IC1LED G4 09LM **K 90CRI 120 FRPC + 12 WWH | Light Emitting Diode | Inseparable Luminaire | Direct Wired | Forward Phase Cut Controls | 63 | 2700 | 0.0008 | 92 | 60 | 268 | 1 | Ambient | 50000 |  | 1 | 50000 | 0.02 | 19 | 19 | 0.08 | 0.01 | 0 | 0 | 0 | 0 | 0.33 | 0.01 | 0.01 | 0.01 | 0 | 0 | 1 | 0.05 | 0.04 | 0.02 | 0.02 | 0.01 | True |  | Non Federally-Regulated | 06/02/2021 |  | 06/03/2021
Acuity Brands Lighting | Juno | IC1LED G4 09LM **K 90CRI 120 FRPC + 39 ***** | Light Emitting Diode | Inseparable Luminaire | Direct Wired | Forward Phase Cut Controls | 65 | 2700 | 0.0008 | 92 | 60 | 268 | 1 | Ambient | 50000 |  | 1 | 50000 | 0.02 | 19 | 19 | 0.08 | 0.01 | 0 | 0 | 0 | 0 | 0.33 | 0.01 | 0.01 | 0.01 | 0 | 0 | 1 | 0.05 | 0.04 | 0.02 | 0.02 | 0.01 | True |  | Non Federally-Regulated | 06/02/2021 |  | 06/03/2021
Acuity Brands Lighting | Juno | IC1LED G4 09LM **K 90CRI 120 FRPC + 17SQ WWH | Light Emitting Diode | Inseparable Luminaire | Direct Wired | Forward Phase Cut Controls | 57 | 2700 | 0.0008 | 92 | 60 | 268 | 1 | Ambient | 50000 |  | 1 | 50000 | 0.02 | 19 | 19 | 0.08 | 0.01 | 0 | 0 | 0 | 0 | 0.33 | 0.01 | 0.01 | 0.01 | 0 | 0 | 1 | 0.05 | 0.04 | 0.02 | 0.02 | 0.01 | True |  | Non Federally-Regulated | 06/02/2021 |  | 06/03/2021
Acuity Brands Lighting | Juno | IC1LED G4 09LM **K 90CRI 120 FRPC + 12SQ WWH | Light Emitting Diode | Inseparable Luminaire | Direct Wired | Forward Phase Cut Controls | 61 | 2700 | 0.0008 | 92 | 60 | 268 | 1 | Ambient | 50000 |  | 1 | 50000 | 0.02 | 19 | 19 | 0.08 | 0.01 | 0 | 0 | 0 | 0 | 0.33 | 0.01 | 0.01 | 0.01 | 0 | 0 | 1 | 0.05 | 0.04 | 0.02 | 0.02 | 0.01 | True |  | Non Federally-Regulated | 06/02/2021 |  | 06/03/2021
Acuity Brands Lighting | Juno | IC1LED G4 09LM **K 90CRI 120 FRPC + 17HYP2 ***** | Light Emitting Diode | Inseparable Luminaire | Direct Wired | Forward Phase Cut Controls | 59 | 2700 | 0.0008 | 92 | 60 | 268 | 1 | Ambient | 50000 |  | 1 | 50000 | 0.02 | 19 | 19 | 0.08 | 0.01 | 0 | 0 | 0 | 0 | 0.33 | 0.01 | 0.01 | 0.01 | 0 | 0 | 1 | 0.05 | 0.04 | 0.02 | 0.02 | 0.01 | True |  | Non Federally-Regulated | 06/02/2021 |  | 06/03/2021
Acuity Brands Lighting | Juno | IC1LED G4 09LM **K 90CRI 120 FRPC + 410 ****** | Light Emitting Diode | Inseparable Luminaire | Direct Wired | Forward Phase Cut Controls | 63 | 2700 | 0.0008 | 92 | 60 | 268 | 1 | Ambient | 50000 |  | 1 | 50000 | 0.02 | 19 | 19 | 0.08 | 0.01 | 0 | 0 | 0 | 0 | 0.33 | 0.01 | 0.01 | 0.01 | 0 | 0 | 1 | 0.05 | 0.04 | 0.02 | 0.02 | 0.01 | True |  | Non Federally-Regulated | 06/02/2021 |  | 06/03/2021
Acuity Brands Lighting | Juno | IC1RLED G4 09LM **K 90CRI MVOLT ZT + 17 ****** | Light Emitting Diode | Inseparable Luminaire | Direct Wired | 0-10 VDC Controls | 63 | 2700 | 0.0008 | 92 | 60 | 160 | 1 | Ambient | 50000 |  | 1 | 50000 | 0.06 | 23 | 19 | 0.04 | 0 | 0 | 0 | 0 | 0 | 0.16 | 0.01 | 0.01 | 0.01 | 0 | 0 | 0.32 | 0.02 | 0.02 | 0.01 | 0.01 | 0.01 | True |  | Non Federally-Regulated | 06/02/2021 |  | 06/03/2021
Acuity Brands Lighting | Juno | IC1RLED G4 09LM **K 90CRI MVOLT ZT + 14 **** | Light Emitting Diode | Inseparable Luminaire | Direct Wired | 0-10 VDC Controls | 62 | 2700 | 0.0008 | 92 | 60 | 160 | 1 | Ambient | 50000 |  | 1 | 50000 | 0.06 | 23 | 19 | 0.04 | 0 | 0 | 0 | 0 | 0 | 0.16 | 0.01 | 0.01 | 0.01 | 0 | 0 | 0.32 | 0.02 | 0.02 | 0.01 | 0.01 | 0.01 | True |  | Non Federally-Regulated | 06/02/2021 |  | 06/03/2021
Acuity Brands Lighting | Juno | IC1RLED G4 09LM **K 90CRI MVOLT ZT + 12 WWH | Light Emitting Diode | Inseparable Luminaire | Direct Wired | 0-10 VDC Controls | 60 | 2700 | 0.0008 | 92 | 60 | 160 | 1 | Ambient | 50000 |  | 1 | 50000 | 0.06 | 23 | 19 | 0.04 | 0 | 0 | 0 | 0 | 0 | 0.16 | 0.01 | 0.01 | 0.01 | 0 | 0 | 0.32 | 0.02 | 0.02 | 0.01 | 0.01 | 0.01 | True |  | Non Federally-Regulated | 06/02/2021 |  | 06/03/2021
Acuity Brands Lighting | Juno | IC1RLED G4 09LM **K 90CRI MVOLT ZT + 39 ***** | Light Emitting Diode | Inseparable Luminaire | Direct Wired | 0-10 VDC Controls | 61 | 2700 | 0.0008 | 92 | 60 | 160 | 1 | Ambient | 50000 |  | 1 | 50000 | 0.06 | 23 | 19 | 0.04 | 0 | 0 | 0 | 0 | 0 | 0.16 | 0.01 | 0.01 | 0.01 | 0 | 0 | 0.32 | 0.02 | 0.02 | 0.01 | 0.01 | 0.01 | True |  | Non Federally-Regulated | 06/02/2021 |  | 06/03/2021
Acuity Brands Lighting | Juno | IC1RLED G4 09LM **K 90CRI MVOLT ZT + 17SQ WWH | Light Emitting Diode | Inseparable Luminaire | Direct Wired | 0-10 VDC Controls | 54 | 2700 | 0.0008 | 92 | 60 | 160 | 1 | Ambient | 50000 |  | 1 | 50000 | 0.06 | 23 | 19 | 0.04 | 0 | 0 | 0 | 0 | 0 | 0.16 | 0.01 | 0.01 | 0.01 | 0 | 0 | 0.32 | 0.02 | 0.02 | 0.01 | 0.01 | 0.01 | True |  | Non Federally-Regulated | 06/02/2021 |  | 06/03/2021
Acuity Brands Lighting | Juno | IC1RLED G4 09LM **K 90CRI MVOLT ZT + 12SQ WWH | Light Emitting Diode | Inseparable Luminaire | Direct Wired | 0-10 VDC Controls | 58 | 2700 | 0.0008 | 92 | 60 | 160 | 1 | Ambient | 50000 |  | 1 | 50000 | 0.06 | 23 | 19 | 0.04 | 0 | 0 | 0 | 0 | 0 | 0.16 | 0.01 | 0.01 | 0.01 | 0 | 0 | 0.32 | 0.02 | 0.02 | 0.01 | 0.01 | 0.01 | True |  | Non Federally-Regulated | 06/02/2021 |  | 06/03/2021
Acuity Brands Lighting | Juno | IC1RLED G4 09LM **K 90CRI MVOLT ZT + 17HYP2 ***** | Light Emitting Diode | Inseparable Luminaire | Direct Wired | 0-10 VDC Controls | 56 | 2700 | 0.0008 | 92 | 60 | 160 | 1 | Ambient | 50000 |  | 1 | 50000 | 0.06 | 23 | 19 | 0.04 | 0 | 0 | 0 | 0 | 0 | 0.16 | 0.01 | 0.01 | 0.01 | 0 | 0 | 0.32 | 0.02 | 0.02 | 0.01 | 0.01 | 0.01 | True |  | Non Federally-Regulated | 06/02/2021 |  | 06/03/2021
Acuity Brands Lighting | Juno | IC1RLED G4 09LM **K 90CRI MVOLT ZT + 410 ****** | Light Emitting Diode | Inseparable Luminaire | Direct Wired | 0-10 VDC Controls | 60 | 2700 | 0.0008 | 92 | 60 | 160 | 1 | Ambient | 50000 |  | 1 | 50000 | 0.06 | 23 | 19 | 0.04 | 0 | 0 | 0 | 0 | 0 | 0.16 | 0.01 | 0.01 | 0.01 | 0 | 0 | 0.32 | 0.02 | 0.02 | 0.01 | 0.01 | 0.01 | True |  | Non Federally-Regulated | 06/02/2021 |  | 06/03/2021
Acuity Brands Lighting | Juno | IC1RLED G4 09LM **K 90CRI 120 FRPC + 17 ****** | Light Emitting Diode | Inseparable Luminaire | Direct Wired | Forward Phase Cut Controls | 66 | 2700 | 0.0008 | 92 | 60 | 268 | 1 | Ambient | 50000 |  | 1 | 50000 | 0.02 | 19 | 19 | 0.08 | 0.01 | 0 | 0 | 0 | 0 | 0.33 | 0.01 | 0.01 | 0.01 | 0 | 0 | 1 | 0.05 | 0.04 | 0.02 | 0.02 | 0.01 | True |  | Non Federally-Regulated | 06/02/2021 |  | 06/03/2021
Acuity Brands Lighting | Juno | IC1RLED G4 09LM **K 90CRI 120 FRPC + 14 **** | Light Emitting Diode | Inseparable Luminaire | Direct Wired | Forward Phase Cut Controls | 65 | 2700 | 0.0008 | 92 | 60 | 268 | 1 | Ambient | 50000 |  | 1 | 50000 | 0.02 | 19 | 19 | 0.08 | 0.01 | 0 | 0 | 0 | 0 | 0.33 | 0.01 | 0.01 | 0.01 | 0 | 0 | 1 | 0.05 | 0.04 | 0.02 | 0.02 | 0.01 | True |  | Non Federally-Regulated | 06/02/2021 |  | 06/03/2021
Acuity Brands Lighting | Juno | IC1RLED G4 09LM **K 90CRI 120 FRPC + 12 WWH | Light Emitting Diode | Inseparable Luminaire | Direct Wired | Forward Phase Cut Controls | 63 | 2700 | 0.0008 | 92 | 60 | 268 | 1 | Ambient | 50000 |  | 1 | 50000 | 0.02 | 19 | 19 | 0.08 | 0.01 | 0 | 0 | 0 | 0 | 0.33 | 0.01 | 0.01 | 0.01 | 0 | 0 | 1 | 0.05 | 0.04 | 0.02 | 0.02 | 0.01 | True |  | Non Federally-Regulated | 06/02/2021 |  | 06/03/2021
Acuity Brands Lighting | Juno | IC1RLED G4 09LM **K 90CRI 120 FRPC + 39 ***** | Light Emitting Diode | Inseparable Luminaire | Direct Wired | Forward Phase Cut Controls | 65 | 2700 | 0.0008 | 92 | 60 | 268 | 1 | Ambient | 50000 |  | 1 | 50000 | 0.02 | 19 | 19 | 0.08 | 0.01 | 0 | 0 | 0 | 0 | 0.33 | 0.01 | 0.01 | 0.01 | 0 | 0 | 1 | 0.05 | 0.04 | 0.02 | 0.02 | 0.01 | True |  | Non Federally-Regulated | 06/02/2021 |  | 06/03/2021
Acuity Brands Lighting | Juno | IC1RLED G4 09LM **K 90CRI 120 FRPC + 17SQ WWH | Light Emitting Diode | Inseparable Luminaire | Direct Wired | Forward Phase Cut Controls | 57 | 2700 | 0.0008 | 92 | 60 | 268 | 1 | Ambient | 50000 |  | 1 | 50000 | 0.02 | 19 | 19 | 0.08 | 0.01 | 0 | 0 | 0 | 0 | 0.33 | 0.01 | 0.01 | 0.01 | 0 | 0 | 1 | 0.05 | 0.04 | 0.02 | 0.02 | 0.01 | True |  | Non Federally-Regulated | 06/02/2021 |  | 06/03/2021
Acuity Brands Lighting | Juno | IC1RLED G4 09LM **K 90CRI 120 FRPC + 12SQ WWH | Light Emitting Diode | Inseparable Luminaire | Direct Wired | Forward Phase Cut Controls | 61 | 2700 | 0.0008 | 92 | 60 | 268 | 1 | Ambient | 50000 |  | 1 | 50000 | 0.02 | 19 | 19 | 0.08 | 0.01 | 0 | 0 | 0 | 0 | 0.33 | 0.01 | 0.01 | 0.01 | 0 | 0 | 1 | 0.05 | 0.04 | 0.02 | 0.02 | 0.01 | True |  | Non Federally-Regulated | 06/02/2021 |  | 06/03/2021
Acuity Brands Lighting | Juno | IC1RLED G4 09LM **K 90CRI 120 FRPC + 17HYP2 ***** | Light Emitting Diode | Inseparable Luminaire | Direct Wired | Forward Phase Cut Controls | 59 | 2700 | 0.0008 | 92 | 60 | 268 | 1 | Ambient | 50000 |  | 1 | 50000 | 0.02 | 19 | 19 | 0.08 | 0.01 | 0 | 0 | 0 | 0 | 0.33 | 0.01 | 0.01 | 0.01 | 0 | 0 | 1 | 0.05 | 0.04 | 0.02 | 0.02 | 0.01 | True |  | Non Federally-Regulated | 06/02/2021 |  | 06/03/2021
Acuity Brands Lighting | Juno | IC1RLED G4 09LM **K 90CRI 120 FRPC + 410 ****** | Light Emitting Diode | Inseparable Luminaire | Direct Wired | Forward Phase Cut Controls | 63 | 2700 | 0.0008 | 92 | 60 | 268 | 1 | Ambient | 50000 |  | 1 | 50000 | 0.02 | 19 | 19 | 0.08 | 0.01 | 0 | 0 | 0 | 0 | 0.33 | 0.01 | 0.01 | 0.01 | 0 | 0 | 1 | 0.05 | 0.04 | 0.02 | 0.02 | 0.01 | True |  | Non Federally-Regulated | 06/02/2021 |  | 06/03/2021
Acuity Brands Lighting | Juno | IC20LWDG4N-3K-1 + 204****** | Light Emitting Diode | Inseparable Luminaire | Direct Wired | Forward Phase Cut Controls | 48 | 3000 | 0.0016 | 93 | 60 | 248 | 1 | Ambient | 42000 |  |  | 42000 | 0 | 19 | 19 | 0.11 | 0.01 | 0.01 | 0 | 0 | 0 | 1 | 0.02 | 0.01 | 0.01 | 0.01 | 0 | 1 | 0.1 | 0.05 | 0.04 | 0.03 | 0.01 | True |  | Non Federally-Regulated | 11/22/2016 |  | 06/03/2021
Acuity Brands Lighting | Juno | IC20LWDG4N-3K-1 + 210**** | Light Emitting Diode | Inseparable Luminaire | Direct Wired | Forward Phase Cut Controls | 45 | 3000 | 0.0016 | 93 | 60 | 248 | 1 | Ambient | 42000 |  |  | 42000 | 0 | 19 | 19 | 0.11 | 0.01 | 0.01 | 0 | 0 | 0 | 1 | 0.02 | 0.01 | 0.01 | 0.01 | 0 | 1 | 0.1 | 0.05 | 0.04 | 0.03 | 0.01 | True |  | Non Federally-Regulated | 11/22/2016 |  | 06/03/2021
Acuity Brands Lighting | Juno | IC20RLWDG4N-3K-1 + 204****** | Light Emitting Diode | Inseparable Luminaire | Direct Wired | Forward Phase Cut Controls | 48 | 3000 | 0.0016 | 93 | 60 | 248 | 1 | Ambient | 42000 |  |  | 42000 | 0 | 19 | 19 | 0.11 | 0.01 | 0.01 | 0 | 0 | 0 | 1 | 0.02 | 0.01 | 0.01 | 0.01 | 0 | 1 | 0.1 | 0.05 | 0.04 | 0.03 | 0.01 | True |  | Non Federally-Regulated | 11/22/2016 |  | 06/03/2021
Acuity Brands Lighting | Juno | IC20RLWDG4N-3K-1 + 205**** | Light Emitting Diode | Inseparable Luminaire | Direct Wired | Forward Phase Cut Controls | 46 | 3000 | 0.0016 | 93 | 60 | 248 | 1 | Ambient | 42000 |  |  | 42000 | 0 | 19 | 19 | 0.11 | 0.01 | 0.01 | 0 | 0 | 0 | 1 | 0.02 | 0.01 | 0.01 | 0.01 | 0 | 1 | 0.1 | 0.05 | 0.04 | 0.03 | 0.01 | True |  | Non Federally-Regulated | 11/22/2016 |  | 06/03/2021
Acuity Brands Lighting | Juno | IC20RLWDG4N-3K-1 + 210**** | Light Emitting Diode | Inseparable Luminaire | Direct Wired | Forward Phase Cut Controls | 45 | 3000 | 0.0016 | 93 | 60 | 248 | 1 | Ambient | 42000 |  |  | 42000 | 0 | 19 | 19 | 0.11 | 0.01 | 0.01 | 0 | 0 | 0 | 1 | 0.02 | 0.01 | 0.01 | 0.01 | 0 | 1 | 0.1 | 0.05 | 0.04 | 0.03 | 0.01 | True |  | Non Federally-Regulated | 11/22/2016 |  | 06/03/2021
Acuity Brands Lighting | Juno | IC20LWDG4N-3K-1 + 205**** | Light Emitting Diode | Inseparable Luminaire | Direct Wired | Forward Phase Cut Controls | 46 | 3000 | 0.0016 | 93 | 60 | 248 | 1 | Ambient | 42000 |  |  | 42000 | 0 | 19 | 19 | 0.11 | 0.01 | 0.01 | 0 | 0 | 0 | 1 | 0.02 | 0.01 | 0.01 | 0.01 | 0 | 1 | 0.1 | 0.05 | 0.04 | 0.03 | 0.01 | True |  | Non Federally-Regulated | 11/22/2016 |  | 06/03/2021
WAC Lighting Co. | AISPIRE | A1RG-1564D-27**** | Light Emitting Diode | Inseparable Luminaire | Direct Wired | Reverse Phase Cut Controls | 53.6 | 2772 | 0.0005 | 93 | 74 | 184 | 0.99 | Ambient | 55000 | 0.93 | 1 |  | 0.02 | 22 | 22 | 0.21 | 0.21 | 0.21 | 0.21 | 0.01 | 0 | 0.32 | 0.32 | 0.32 | 0.25 | 0.01 | 0 | 0.11 | 0.12 | 0.11 | 0.08 | 0.01 | 0.01 | True | False | Non Federally-Regulated | 01/24/2021 |  | 06/15/2021
WAC Lighting Co. | AISPIRE | A1RG-1564D-30**** | Light Emitting Diode | Inseparable Luminaire | Direct Wired | Reverse Phase Cut Controls | 53.6 | 3000 | 0.0005 | 93 | 74 | 184 | 0.99 | Ambient | 55000 | 0.93 | 1 |  | 0.02 | 22 | 22 | 0.21 | 0.21 | 0.21 | 0.21 | 0.01 | 0 | 0.32 | 0.32 | 0.32 | 0.25 | 0.01 | 0 | 0.11 | 0.12 | 0.11 | 0.08 | 0.01 | 0.01 | True | False | Non Federally-Regulated | 01/24/2021 |  | 06/15/2021
WAC Lighting Co. | AISPIRE | A1RG-1564D-35**** | Light Emitting Diode | Inseparable Luminaire | Direct Wired | Reverse Phase Cut Controls | 53.6 | 3500 | 0.0005 | 93 | 74 | 184 | 0.99 | Ambient | 55000 | 0.93 | 1 |  | 0.02 | 22 | 22 | 0.21 | 0.21 | 0.21 | 0.21 | 0.01 | 0 | 0.32 | 0.32 | 0.32 | 0.25 | 0.01 | 0 | 0.11 | 0.12 | 0.11 | 0.08 | 0.01 | 0.01 | True | False | Non Federally-Regulated | 01/24/2021 |  | 06/15/2021
WAC Lighting Co. | AISPIRE | A1RG-1564D-40**** | Light Emitting Diode | Inseparable Luminaire | Direct Wired | Reverse Phase Cut Controls | 53.6 | 4000 | 0.0005 | 93 | 74 | 184 | 0.99 | Ambient | 55000 | 0.93 | 1 |  | 0.02 | 22 | 22 | 0.21 | 0.21 | 0.21 | 0.21 | 0.01 | 0 | 0.32 | 0.32 | 0.32 | 0.25 | 0.01 | 0 | 0.11 | 0.12 | 0.11 | 0.08 | 0.01 | 0.01 | True | False | Non Federally-Regulated | 01/24/2021 |  | 06/15/2021
WAC Lighting Co. | AISPIRE | A1RG-1574D-27**** | Light Emitting Diode | Inseparable Luminaire | Direct Wired | Reverse Phase Cut Controls | 53.6 | 2772 | 0.0005 | 93 | 74 | 184 | 0.99 | Ambient | 55000 | 0.93 | 1 |  | 0.02 | 22 | 22 | 0.21 | 0.21 | 0.21 | 0.21 | 0.01 | 0 | 0.32 | 0.32 | 0.32 | 0.25 | 0.01 | 0 | 0.11 | 0.12 | 0.11 | 0.08 | 0.01 | 0.01 | True | False | Non Federally-Regulated | 01/24/2021 |  | 06/15/2021
WAC Lighting Co. | AISPIRE | A1RG-1574D-30**** | Light Emitting Diode | Inseparable Luminaire | Direct Wired | Reverse Phase Cut Controls | 53.6 | 3000 | 0.0005 | 93 | 74 | 184 | 0.99 | Ambient | 55000 | 0.93 | 1 |  | 0.02 | 22 | 22 | 0.21 | 0.21 | 0.21 | 0.21 | 0.01 | 0 | 0.32 | 0.32 | 0.32 | 0.25 | 0.01 | 0 | 0.11 | 0.12 | 0.11 | 0.08 | 0.01 | 0.01 | True | False | Non Federally-Regulated | 01/24/2021 |  | 06/15/2021
WAC Lighting Co. | AISPIRE | A1RG-1574D-35**** | Light Emitting Diode | Inseparable Luminaire | Direct Wired | Reverse Phase Cut Controls | 53.6 | 3500 | 0.0005 | 93 | 74 | 184 | 0.99 | Ambient | 55000 | 0.93 | 1 |  | 0.02 | 22 | 22 | 0.21 | 0.21 | 0.21 | 0.21 | 0.01 | 0 | 0.32 | 0.32 | 0.32 | 0.25 | 0.01 | 0 | 0.11 | 0.12 | 0.11 | 0.08 | 0.01 | 0.01 | True | False | Non Federally-Regulated | 01/24/2021 |  | 06/15/2021
WAC Lighting Co. | AISPIRE | A1RG-1574D-40**** | Light Emitting Diode | Inseparable Luminaire | Direct Wired | Reverse Phase Cut Controls | 53.6 | 4000 | 0.0005 | 93 | 74 | 184 | 0.99 | Ambient | 55000 | 0.93 | 1 |  | 0.02 | 22 | 22 | 0.21 | 0.21 | 0.21 | 0.21 | 0.01 | 0 | 0.32 | 0.32 | 0.32 | 0.25 | 0.01 | 0 | 0.11 | 0.12 | 0.11 | 0.08 | 0.01 | 0.01 | True | False | Non Federally-Regulated | 01/24/2021 |  | 06/15/2021
WAC Lighting Co. | AISPIRE | A1RG-1563D-27**** | Light Emitting Diode | Inseparable Luminaire | Direct Wired | Reverse Phase Cut Controls | 53.7 | 2767 | 0.0005 | 93 | 74 | 200 | 0.99 | Ambient | 55000 | 0.93 | 1 |  | 0.02 | 21 | 22 | 0.21 | 0.21 | 0.21 | 0.21 | 0 | 0 | 0.32 | 0.32 | 0.32 | 0.26 | 0.01 | 0 | 0.11 | 0.12 | 0.1 | 0.08 | 0.01 | 0.01 | True | False | Non Federally-Regulated | 01/24/2021 |  | 06/15/2021
WAC Lighting Co. | AISPIRE | A1RG-1563D-30**** | Light Emitting Diode | Inseparable Luminaire | Direct Wired | Reverse Phase Cut Controls | 53.7 | 3000 | 0.0005 | 93 | 74 | 200 | 0.99 | Ambient | 55000 | 0.93 | 1 |  | 0.02 | 21 | 22 | 0.21 | 0.21 | 0.21 | 0.21 | 0 | 0 | 0.32 | 0.32 | 0.32 | 0.26 | 0.01 | 0 | 0.11 | 0.12 | 0.1 | 0.08 | 0.01 | 0.01 | True | False | Non Federally-Regulated | 01/24/2021 |  | 06/15/2021
WAC Lighting Co. | AISPIRE | A1RG-1563D-35**** | Light Emitting Diode | Inseparable Luminaire | Direct Wired | Reverse Phase Cut Controls | 53.7 | 3500 | 0.0005 | 93 | 74 | 200 | 0.99 | Ambient | 55000 | 0.93 | 1 |  | 0.02 | 21 | 22 | 0.21 | 0.21 | 0.21 | 0.21 | 0 | 0 | 0.32 | 0.32 | 0.32 | 0.26 | 0.01 | 0 | 0.11 | 0.12 | 0.1 | 0.08 | 0.01 | 0.01 | True | False | Non Federally-Regulated | 01/24/2021 |  | 06/15/2021
WAC Lighting Co. | AISPIRE | A1RG-1563D-40**** | Light Emitting Diode | Inseparable Luminaire | Direct Wired | Reverse Phase Cut Controls | 53.7 | 4000 | 0.0005 | 93 | 74 | 200 | 0.99 | Ambient | 55000 | 0.93 | 1 |  | 0.02 | 21 | 22 | 0.21 | 0.21 | 0.21 | 0.21 | 0 | 0 | 0.32 | 0.32 | 0.32 | 0.26 | 0.01 | 0 | 0.11 | 0.12 | 0.1 | 0.08 | 0.01 | 0.01 | True | False | Non Federally-Regulated | 01/24/2021 |  | 06/15/2021
WAC Lighting Co. | AISPIRE | A1RG-1573D-27**** | Light Emitting Diode | Inseparable Luminaire | Direct Wired | Reverse Phase Cut Controls | 53.7 | 2767 | 0.0005 | 93 | 74 | 200 | 0.99 | Ambient | 55000 | 0.93 | 1 |  | 0.02 | 21 | 22 | 0.21 | 0.21 | 0.21 | 0.21 | 0 | 0 | 0.32 | 0.32 | 0.32 | 0.26 | 0.01 | 0 | 0.11 | 0.12 | 0.1 | 0.08 | 0.01 | 0.01 | True | False | Non Federally-Regulated | 01/24/2021 |  | 06/15/2021
WAC Lighting Co. | AISPIRE | A1RG-1573D-30**** | Light Emitting Diode | Inseparable Luminaire | Direct Wired | Reverse Phase Cut Controls | 53.7 | 3000 | 0.0005 | 93 | 74 | 200 | 0.99 | Ambient | 55000 | 0.93 | 1 |  | 0.02 | 21 | 22 | 0.21 | 0.21 | 0.21 | 0.21 | 0 | 0 | 0.32 | 0.32 | 0.32 | 0.26 | 0.01 | 0 | 0.11 | 0.12 | 0.1 | 0.08 | 0.01 | 0.01 | True | False | Non Federally-Regulated | 01/24/2021 |  | 06/15/2021
WAC Lighting Co. | AISPIRE | A1RG-1573D-35**** | Light Emitting Diode | Inseparable Luminaire | Direct Wired | Reverse Phase Cut Controls | 53.7 | 3500 | 0.0005 | 93 | 74 | 200 | 0.99 | Ambient | 55000 | 0.93 | 1 |  | 0.02 | 21 | 22 | 0.21 | 0.21 | 0.21 | 0.21 | 0 | 0 | 0.32 | 0.32 | 0.32 | 0.26 | 0.01 | 0 | 0.11 | 0.12 | 0.1 | 0.08 | 0.01 | 0.01 | True | False | Non Federally-Regulated | 01/24/2021 |  | 06/15/2021
WAC Lighting Co. | AISPIRE | A1RG-1573D-40**** | Light Emitting Diode | Inseparable Luminaire | Direct Wired | Reverse Phase Cut Controls | 53.7 | 4000 | 0.0005 | 93 | 74 | 200 | 0.99 | Ambient | 55000 | 0.93 | 1 |  | 0.02 | 21 | 22 | 0.21 | 0.21 | 0.21 | 0.21 | 0 | 0 | 0.32 | 0.32 | 0.32 | 0.26 | 0.01 | 0 | 0.11 | 0.12 | 0.1 | 0.08 | 0.01 | 0.01 | True | False | Non Federally-Regulated | 01/24/2021 |  | 06/15/2021
WAC Lighting Co. | AISPIRE | A1RG-1562D-27**** | Light Emitting Diode | Inseparable Luminaire | Direct Wired | Reverse Phase Cut Controls | 55.3 | 2758 | 0.0004 | 93 | 74 | 200 | 0.98 | Ambient | 55000 | 0.93 | 1 |  | 0.01 | 22 | 23 | 0.2 | 0.2 | 0.2 | 0.2 | 0 | 0 | 0.32 | 0.32 | 0.32 | 0.25 | 0.01 | 0 | 0.11 | 0.12 | 0.11 | 0.08 | 0.01 | 0.01 | True | False | Non Federally-Regulated | 01/24/2021 |  | 06/15/2021
WAC Lighting Co. | AISPIRE | A1RG-1562D-30**** | Light Emitting Diode | Inseparable Luminaire | Direct Wired | Reverse Phase Cut Controls | 55.3 | 3000 | 0.0004 | 93 | 74 | 200 | 0.98 | Ambient | 55000 | 0.93 | 1 |  | 0.01 | 22 | 23 | 0.2 | 0.2 | 0.2 | 0.2 | 0 | 0 | 0.32 | 0.32 | 0.32 | 0.25 | 0.01 | 0 | 0.11 | 0.12 | 0.11 | 0.08 | 0.01 | 0.01 | True | False | Non Federally-Regulated | 01/24/2021 |  | 06/15/2021
WAC Lighting Co. | AISPIRE | A1RG-1562D-35**** | Light Emitting Diode | Inseparable Luminaire | Direct Wired | Reverse Phase Cut Controls | 55.3 | 3500 | 0.0004 | 93 | 74 | 200 | 0.98 | Ambient | 55000 | 0.93 | 1 |  | 0.01 | 22 | 23 | 0.2 | 0.2 | 0.2 | 0.2 | 0 | 0 | 0.32 | 0.32 | 0.32 | 0.25 | 0.01 | 0 | 0.11 | 0.12 | 0.11 | 0.08 | 0.01 | 0.01 | True | False | Non Federally-Regulated | 01/24/2021 |  | 06/15/2021
WAC Lighting Co. | AISPIRE | A1RG-1562D-40**** | Light Emitting Diode | Inseparable Luminaire | Direct Wired | Reverse Phase Cut Controls | 55.3 | 4000 | 0.0004 | 93 | 74 | 200 | 0.98 | Ambient | 55000 | 0.93 | 1 |  | 0.01 | 22 | 23 | 0.2 | 0.2 | 0.2 | 0.2 | 0 | 0 | 0.32 | 0.32 | 0.32 | 0.25 | 0.01 | 0 | 0.11 | 0.12 | 0.11 | 0.08 | 0.01 | 0.01 | True | False | Non Federally-Regulated | 01/24/2021 |  | 06/15/2021
WAC Lighting Co. | AISPIRE | A1RG-1572D-27**** | Light Emitting Diode | Inseparable Luminaire | Direct Wired | Reverse Phase Cut Controls | 55.3 | 2758 | 0.0004 | 93 | 74 | 200 | 0.98 | Ambient | 55000 | 0.93 | 1 |  | 0.01 | 22 | 23 | 0.2 | 0.2 | 0.2 | 0.2 | 0 | 0 | 0.32 | 0.32 | 0.32 | 0.25 | 0.01 | 0 | 0.11 | 0.12 | 0.11 | 0.08 | 0.01 | 0.01 | True | False | Non Federally-Regulated | 01/24/2021 |  | 06/15/2021
WAC Lighting Co. | AISPIRE | A1RG-1572D-30**** | Light Emitting Diode | Inseparable Luminaire | Direct Wired | Reverse Phase Cut Controls | 55.3 | 3000 | 0.0004 | 93 | 74 | 200 | 0.98 | Ambient | 55000 | 0.93 | 1 |  | 0.01 | 22 | 23 | 0.2 | 0.2 | 0.2 | 0.2 | 0 | 0 | 0.32 | 0.32 | 0.32 | 0.25 | 0.01 | 0 | 0.11 | 0.12 | 0.11 | 0.08 | 0.01 | 0.01 | True | False | Non Federally-Regulated | 01/24/2021 |  | 06/15/2021
WAC Lighting Co. | AISPIRE | A1RG-1572D-35**** | Light Emitting Diode | Inseparable Luminaire | Direct Wired | Reverse Phase Cut Controls | 55.3 | 3500 | 0.0004 | 93 | 74 | 200 | 0.98 | Ambient | 55000 | 0.93 | 1 |  | 0.01 | 22 | 23 | 0.2 | 0.2 | 0.2 | 0.2 | 0 | 0 | 0.32 | 0.32 | 0.32 | 0.25 | 0.01 | 0 | 0.11 | 0.12 | 0.11 | 0.08 | 0.01 | 0.01 | True | False | Non Federally-Regulated | 01/24/2021 |  | 06/15/2021
WAC Lighting Co. | AISPIRE | A1RG-1572D-40**** | Light Emitting Diode | Inseparable Luminaire | Direct Wired | Reverse Phase Cut Controls | 55.3 | 4000 | 0.0004 | 93 | 74 | 200 | 0.98 | Ambient | 55000 | 0.93 | 1 |  | 0.01 | 22 | 23 | 0.2 | 0.2 | 0.2 | 0.2 | 0 | 0 | 0.32 | 0.32 | 0.32 | 0.25 | 0.01 | 0 | 0.11 | 0.12 | 0.11 | 0.08 | 0.01 | 0.01 | True | False | Non Federally-Regulated | 01/24/2021 |  | 06/15/2021
WAC Lighting Co. | AISPIRE | A1RG-1561D-27**** | Light Emitting Diode | Inseparable Luminaire | Direct Wired | Reverse Phase Cut Controls | 56.8 | 2747 | 0.001 | 93 | 72 | 200 | 0.99 | Ambient | 55000 | 0.93 | 1 |  | 0.01 | 22 | 21 | 0.2 | 0.2 | 0.2 | 0.2 | 0 | 0 | 0.32 | 0.32 | 0.32 | 0.25 | 0.01 | 0 | 0.11 | 0.12 | 0.11 | 0.08 | 0.01 | 0.01 | True | False | Non Federally-Regulated | 01/24/2021 |  | 06/15/2021
WAC Lighting Co. | AISPIRE | A1RG-1561D-30**** | Light Emitting Diode | Inseparable Luminaire | Direct Wired | Reverse Phase Cut Controls | 56.8 | 3000 | 0.001 | 93 | 72 | 200 | 0.99 | Ambient | 55000 | 0.93 | 1 |  | 0.01 | 22 | 21 | 0.2 | 0.2 | 0.2 | 0.2 | 0 | 0 | 0.32 | 0.32 | 0.32 | 0.25 | 0.01 | 0 | 0.11 | 0.12 | 0.11 | 0.08 | 0.01 | 0.01 | True | False | Non Federally-Regulated | 01/24/2021 |  | 06/15/2021
WAC Lighting Co. | AISPIRE | A1RG-1561D-35**** | Light Emitting Diode | Inseparable Luminaire | Direct Wired | Reverse Phase Cut Controls | 56.8 | 3500 | 0.001 | 93 | 72 | 200 | 0.99 | Ambient | 55000 | 0.93 | 1 |  | 0.01 | 22 | 21 | 0.2 | 0.2 | 0.2 | 0.2 | 0 | 0 | 0.32 | 0.32 | 0.32 | 0.25 | 0.01 | 0 | 0.11 | 0.12 | 0.11 | 0.08 | 0.01 | 0.01 | True | False | Non Federally-Regulated | 01/24/2021 |  | 06/15/2021
WAC Lighting Co. | AISPIRE | A1RG-1561D-40**** | Light Emitting Diode | Inseparable Luminaire | Direct Wired | Reverse Phase Cut Controls | 56.8 | 4000 | 0.001 | 93 | 72 | 200 | 0.99 | Ambient | 55000 | 0.93 | 1 |  | 0.01 | 22 | 21 | 0.2 | 0.2 | 0.2 | 0.2 | 0 | 0 | 0.32 | 0.32 | 0.32 | 0.25 | 0.01 | 0 | 0.11 | 0.12 | 0.11 | 0.08 | 0.01 | 0.01 | True | False | Non Federally-Regulated | 01/24/2021 |  | 06/15/2021
WAC Lighting Co. | AISPIRE | A1RG-1571D-27**** | Light Emitting Diode | Inseparable Luminaire | Direct Wired | Reverse Phase Cut Controls | 56.8 | 2747 | 0.001 | 93 | 72 | 200 | 0.99 | Ambient | 55000 | 0.93 | 1 |  | 0.01 | 22 | 21 | 0.2 | 0.2 | 0.2 | 0.2 | 0 | 0 | 0.32 | 0.32 | 0.32 | 0.25 | 0.01 | 0 | 0.11 | 0.12 | 0.11 | 0.08 | 0.01 | 0.01 | True | False | Non Federally-Regulated | 01/24/2021 |  | 06/15/2021
WAC Lighting Co. | AISPIRE | A1RG-1571D-30**** | Light Emitting Diode | Inseparable Luminaire | Direct Wired | Reverse Phase Cut Controls | 56.8 | 3000 | 0.001 | 93 | 72 | 200 | 0.99 | Ambient | 55000 | 0.93 | 1 |  | 0.01 | 22 | 21 | 0.2 | 0.2 | 0.2 | 0.2 | 0 | 0 | 0.32 | 0.32 | 0.32 | 0.25 | 0.01 | 0 | 0.11 | 0.12 | 0.11 | 0.08 | 0.01 | 0.01 | True | False | Non Federally-Regulated | 01/24/2021 |  | 06/15/2021
WAC Lighting Co. | AISPIRE | A1RG-1571D-35**** | Light Emitting Diode | Inseparable Luminaire | Direct Wired | Reverse Phase Cut Controls | 56.8 | 3500 | 0.001 | 93 | 72 | 200 | 0.99 | Ambient | 55000 | 0.93 | 1 |  | 0.01 | 22 | 21 | 0.2 | 0.2 | 0.2 | 0.2 | 0 | 0 | 0.32 | 0.32 | 0.32 | 0.25 | 0.01 | 0 | 0.11 | 0.12 | 0.11 | 0.08 | 0.01 | 0.01 | True | False | Non Federally-Regulated | 01/24/2021 |  | 06/15/2021
WAC Lighting Co. | AISPIRE | A1RG-1571D-40**** | Light Emitting Diode | Inseparable Luminaire | Direct Wired | Reverse Phase Cut Controls | 56.8 | 4000 | 0.001 | 93 | 72 | 200 | 0.99 | Ambient | 55000 | 0.93 | 1 |  | 0.01 | 22 | 21 | 0.2 | 0.2 | 0.2 | 0.2 | 0 | 0 | 0.32 | 0.32 | 0.32 | 0.25 | 0.01 | 0 | 0.11 | 0.12 | 0.11 | 0.08 | 0.01 | 0.01 | True | False | Non Federally-Regulated | 01/24/2021 |  | 06/15/2021
WAC Lighting Co. | AISPIRE | A2RG-1561D-27**** | Light Emitting Diode | Inseparable Luminaire | Direct Wired | Direct Digital Controls | 66.4 | 2674 | 0.0013 | 94 | 66 | 336 | 1 | Ambient | 55000 | 0.93 | 1 |  | 0 | 22 | 21 | 0.01 | 0 | 0 | 0 | 0 | 0 | 1 | 0.01 | 0.01 | 0.01 | 0 | 0 | 0 | 0 | 0 | 0 | 0 | 0 | True | False | Non Federally-Regulated | 01/27/2021 |  | 06/15/2021
WAC Lighting Co. | AISPIRE | A2RG-1561D-30**** | Light Emitting Diode | Inseparable Luminaire | Direct Wired | Direct Digital Controls | 66.4 | 3000 | 0.0013 | 94 | 66 | 336 | 1 | Ambient | 55000 | 0.93 | 1 |  | 0 | 22 | 21 | 0.01 | 0 | 0 | 0 | 0 | 0 | 1 | 0.01 | 0.01 | 0.01 | 0 | 0 | 0 | 0 | 0 | 0 | 0 | 0 | True | False | Non Federally-Regulated | 01/27/2021 |  | 06/15/2021
WAC Lighting Co. | AISPIRE | A2RG-1561D-35**** | Light Emitting Diode | Inseparable Luminaire | Direct Wired | Direct Digital Controls | 66.4 | 3500 | 0.0013 | 94 | 66 | 336 | 1 | Ambient | 55000 | 0.93 | 1 |  | 0 | 22 | 21 | 0.01 | 0 | 0 | 0 | 0 | 0 | 1 | 0.01 | 0.01 | 0.01 | 0 | 0 | 0 | 0 | 0 | 0 | 0 | 0 | True | False | Non Federally-Regulated | 01/27/2021 |  | 06/15/2021
WAC Lighting Co. | AISPIRE | A2RG-1561D-40**** | Light Emitting Diode | Inseparable Luminaire | Direct Wired | Direct Digital Controls | 66.4 | 4000 | 0.0013 | 94 | 66 | 336 | 1 | Ambient | 55000 | 0.93 | 1 |  | 0 | 22 | 21 | 0.01 | 0 | 0 | 0 | 0 | 0 | 1 | 0.01 | 0.01 | 0.01 | 0 | 0 | 0 | 0 | 0 | 0 | 0 | 0 | True | False | Non Federally-Regulated | 01/27/2021 |  | 06/15/2021
WAC Lighting Co. | AISPIRE | A2RG-1571D-27**** | Light Emitting Diode | Inseparable Luminaire | Direct Wired | Direct Digital Controls | 66.4 | 2674 | 0.0013 | 94 | 66 | 336 | 1 | Ambient | 55000 | 0.93 | 1 |  | 0 | 22 | 21 | 0.01 | 0 | 0 | 0 | 0 | 0 | 1 | 0.01 | 0.01 | 0.01 | 0 | 0 | 0 | 0 | 0 | 0 | 0 | 0 | True | False | Non Federally-Regulated | 01/27/2021 |  | 06/15/2021
WAC Lighting Co. | AISPIRE | A2RG-1571D-30**** | Light Emitting Diode | Inseparable Luminaire | Direct Wired | Direct Digital Controls | 66.4 | 3000 | 0.0013 | 94 | 66 | 336 | 1 | Ambient | 55000 | 0.93 | 1 |  | 0 | 22 | 21 | 0.01 | 0 | 0 | 0 | 0 | 0 | 1 | 0.01 | 0.01 | 0.01 | 0 | 0 | 0 | 0 | 0 | 0 | 0 | 0 | True | False | Non Federally-Regulated | 01/27/2021 |  | 06/15/2021
WAC Lighting Co. | AISPIRE | A2RG-1571D-35**** | Light Emitting Diode | Inseparable Luminaire | Direct Wired | Direct Digital Controls | 66.4 | 3500 | 0.0013 | 94 | 66 | 336 | 1 | Ambient | 55000 | 0.93 | 1 |  | 0 | 22 | 21 | 0.01 | 0 | 0 | 0 | 0 | 0 | 1 | 0.01 | 0.01 | 0.01 | 0 | 0 | 0 | 0 | 0 | 0 | 0 | 0 | True | False | Non Federally-Regulated | 01/27/2021 |  | 06/15/2021
WAC Lighting Co. | AISPIRE | A2RG-1571D-40**** | Light Emitting Diode | Inseparable Luminaire | Direct Wired | Direct Digital Controls | 66.4 | 4000 | 0.0013 | 94 | 66 | 336 | 1 | Ambient | 55000 | 0.93 | 1 |  | 0 | 22 | 21 | 0.01 | 0 | 0 | 0 | 0 | 0 | 1 | 0.01 | 0.01 | 0.01 | 0 | 0 | 0 | 0 | 0 | 0 | 0 | 0 | True | False | Non Federally-Regulated | 01/27/2021 |  | 06/15/2021
WAC Lighting Co. | AISPIRE | A2RG-1562D-27**** | Light Emitting Diode | Inseparable Luminaire | Direct Wired | Direct Digital Controls | 64.5 | 2711 | 0.0014 | 94 | 66 | 336 | 1 | Ambient | 55000 | 0.93 | 1 |  | 0 | 22 | 21 | 0.01 | 0 | 0 | 0 | 0 | 0 | 1 | 0.01 | 0.01 | 0.01 | 0 | 0 | 0 | 0 | 0 | 0 | 0 | 0 | True | False | Non Federally-Regulated | 01/27/2021 |  | 06/15/2021
WAC Lighting Co. | AISPIRE | A2RG-1562D-30**** | Light Emitting Diode | Inseparable Luminaire | Direct Wired | Direct Digital Controls | 64.5 | 3000 | 0.0014 | 94 | 66 | 336 | 1 | Ambient | 55000 | 0.93 | 1 |  | 0 | 22 | 21 | 0.01 | 0 | 0 | 0 | 0 | 0 | 1 | 0.01 | 0.01 | 0.01 | 0 | 0 | 0 | 0 | 0 | 0 | 0 | 0 | True | False | Non Federally-Regulated | 01/27/2021 |  | 06/15/2021
WAC Lighting Co. | AISPIRE | A2RG-1562D-35**** | Light Emitting Diode | Inseparable Luminaire | Direct Wired | Direct Digital Controls | 64.5 | 3500 | 0.0014 | 94 | 66 | 336 | 1 | Ambient | 55000 | 0.93 | 1 |  | 0 | 22 | 21 | 0.01 | 0 | 0 | 0 | 0 | 0 | 1 | 0.01 | 0.01 | 0.01 | 0 | 0 | 0 | 0 | 0 | 0 | 0 | 0 | True | False | Non Federally-Regulated | 01/27/2021 |  | 06/15/2021
WAC Lighting Co. | AISPIRE | A2RG-1562D-40**** | Light Emitting Diode | Inseparable Luminaire | Direct Wired | Direct Digital Controls | 64.5 | 4000 | 0.0014 | 94 | 66 | 336 | 1 | Ambient | 55000 | 0.93 | 1 |  | 0 | 22 | 21 | 0.01 | 0 | 0 | 0 | 0 | 0 | 1 | 0.01 | 0.01 | 0.01 | 0 | 0 | 0 | 0 | 0 | 0 | 0 | 0 | True | False | Non Federally-Regulated | 01/27/2021 |  | 06/15/2021
WAC Lighting Co. | AISPIRE | A2RG-1572D-27**** | Light Emitting Diode | Inseparable Luminaire | Direct Wired | Direct Digital Controls | 64.5 | 2711 | 0.0014 | 94 | 66 | 336 | 1 | Ambient | 55000 | 0.93 | 1 |  | 0 | 22 | 21 | 0.01 | 0 | 0 | 0 | 0 | 0 | 1 | 0.01 | 0.01 | 0.01 | 0 | 0 | 0 | 0 | 0 | 0 | 0 | 0 | True | False | Non Federally-Regulated | 01/27/2021 |  | 06/15/2021
WAC Lighting Co. | AISPIRE | A2RG-1572D-30**** | Light Emitting Diode | Inseparable Luminaire | Direct Wired | Direct Digital Controls | 64.5 | 3000 | 0.0014 | 94 | 66 | 336 | 1 | Ambient | 55000 | 0.93 | 1 |  | 0 | 22 | 21 | 0.01 | 0 | 0 | 0 | 0 | 0 | 1 | 0.01 | 0.01 | 0.01 | 0 | 0 | 0 | 0 | 0 | 0 | 0 | 0 | True | False | Non Federally-Regulated | 01/27/2021 |  | 06/15/2021
WAC Lighting Co. | AISPIRE | A2RG-1572D-35**** | Light Emitting Diode | Inseparable Luminaire | Direct Wired | Direct Digital Controls | 64.5 | 3500 | 0.0014 | 94 | 66 | 336 | 1 | Ambient | 55000 | 0.93 | 1 |  | 0 | 22 | 21 | 0.01 | 0 | 0 | 0 | 0 | 0 | 1 | 0.01 | 0.01 | 0.01 | 0 | 0 | 0 | 0 | 0 | 0 | 0 | 0 | True | False | Non Federally-Regulated | 01/27/2021 |  | 06/15/2021
WAC Lighting Co. | AISPIRE | A2RG-1572D-40**** | Light Emitting Diode | Inseparable Luminaire | Direct Wired | Direct Digital Controls | 64.5 | 4000 | 0.0014 | 94 | 66 | 336 | 1 | Ambient | 55000 | 0.93 | 1 |  | 0 | 22 | 21 | 0.01 | 0 | 0 | 0 | 0 | 0 | 1 | 0.01 | 0.01 | 0.01 | 0 | 0 | 0 | 0 | 0 | 0 | 0 | 0 | True | False | Non Federally-Regulated | 01/27/2021 |  | 06/15/2021
WAC Lighting Co. | AISPIRE | A2RG-1563D-27**** | Light Emitting Diode | Inseparable Luminaire | Direct Wired | Direct Digital Controls | 63.5 | 2699 | 0.0015 | 94 | 66 | 336 | 1 | Ambient | 55000 | 0.93 | 1 |  | 0 | 22 | 21 | 0.01 | 0 | 0 | 0 | 0 | 0 | 1 | 0.01 | 0.01 | 0.01 | 0 | 0 | 0 | 0 | 0 | 0 | 0 | 0 | True | False | Non Federally-Regulated | 01/27/2021 |  | 06/15/2021
WAC Lighting Co. | AISPIRE | A2RG-1563D-30**** | Light Emitting Diode | Inseparable Luminaire | Direct Wired | Direct Digital Controls | 63.5 | 3000 | 0.0015 | 94 | 66 | 336 | 1 | Ambient | 55000 | 0.93 | 1 |  | 0 | 22 | 21 | 0.01 | 0 | 0 | 0 | 0 | 0 | 1 | 0.01 | 0.01 | 0.01 | 0 | 0 | 0 | 0 | 0 | 0 | 0 | 0 | True | False | Non Federally-Regulated | 01/27/2021 |  | 06/15/2021
WAC Lighting Co. | AISPIRE | A2RG-1563D-35**** | Light Emitting Diode | Inseparable Luminaire | Direct Wired | Direct Digital Controls | 63.5 | 3500 | 0.0015 | 94 | 66 | 336 | 1 | Ambient | 55000 | 0.93 | 1 |  | 0 | 22 | 21 | 0.01 | 0 | 0 | 0 | 0 | 0 | 1 | 0.01 | 0.01 | 0.01 | 0 | 0 | 0 | 0 | 0 | 0 | 0 | 0 | True | False | Non Federally-Regulated | 01/27/2021 |  | 06/15/2021
WAC Lighting Co. | AISPIRE | A2RG-1563D-40**** | Light Emitting Diode | Inseparable Luminaire | Direct Wired | Direct Digital Controls | 63.5 | 4000 | 0.0015 | 94 | 66 | 336 | 1 | Ambient | 55000 | 0.93 | 1 |  | 0 | 22 | 21 | 0.01 | 0 | 0 | 0 | 0 | 0 | 1 | 0.01 | 0.01 | 0.01 | 0 | 0 | 0 | 0 | 0 | 0 | 0 | 0 | True | False | Non Federally-Regulated | 01/27/2021 |  | 06/15/2021
WAC Lighting Co. | AISPIRE | A2RG-1573D-27**** | Light Emitting Diode | Inseparable Luminaire | Direct Wired | Direct Digital Controls | 63.5 | 2699 | 0.0015 | 94 | 66 | 336 | 1 | Ambient | 55000 | 0.93 | 1 |  | 0 | 22 | 21 | 0.01 | 0 | 0 | 0 | 0 | 0 | 1 | 0.01 | 0.01 | 0.01 | 0 | 0 | 0 | 0 | 0 | 0 | 0 | 0 | True | False | Non Federally-Regulated | 01/27/2021 |  | 06/15/2021
WAC Lighting Co. | AISPIRE | A2RG-1573D-30**** | Light Emitting Diode | Inseparable Luminaire | Direct Wired | Direct Digital Controls | 63.5 | 3000 | 0.0015 | 94 | 66 | 336 | 1 | Ambient | 55000 | 0.93 | 1 |  | 0 | 22 | 21 | 0.01 | 0 | 0 | 0 | 0 | 0 | 1 | 0.01 | 0.01 | 0.01 | 0 | 0 | 0 | 0 | 0 | 0 | 0 | 0 | True | False | Non Federally-Regulated | 01/27/2021 |  | 06/15/2021
WAC Lighting Co. | AISPIRE | A2RG-1573D-35**** | Light Emitting Diode | Inseparable Luminaire | Direct Wired | Direct Digital Controls | 63.5 | 3500 | 0.0015 | 94 | 66 | 336 | 1 | Ambient | 55000 | 0.93 | 1 |  | 0 | 22 | 21 | 0.01 | 0 | 0 | 0 | 0 | 0 | 1 | 0.01 | 0.01 | 0.01 | 0 | 0 | 0 | 0 | 0 | 0 | 0 | 0 | True | False | Non Federally-Regulated | 01/27/2021 |  | 06/15/2021
WAC Lighting Co. | AISPIRE | A2RG-1573D-40**** | Light Emitting Diode | Inseparable Luminaire | Direct Wired | Direct Digital Controls | 63.5 | 4000 | 0.0015 | 94 | 66 | 336 | 1 | Ambient | 55000 | 0.93 | 1 |  | 0 | 22 | 21 | 0.01 | 0 | 0 | 0 | 0 | 0 | 1 | 0.01 | 0.01 | 0.01 | 0 | 0 | 0 | 0 | 0 | 0 | 0 | 0 | True | False | Non Federally-Regulated | 01/27/2021 |  | 06/15/2021
WAC Lighting Co. | AISPIRE | A2RG-1564D-27**** | Light Emitting Diode | Inseparable Luminaire | Direct Wired | Direct Digital Controls | 65.7 | 2709 | 0.0015 | 94 | 66 | 336 | 1 | Ambient | 55000 | 0.93 | 1 |  | 0 | 22 | 21 | 0.01 | 0 | 0 | 0 | 0 | 0 | 1 | 0.01 | 0.01 | 0.01 | 0 | 0 | 0 | 0 | 0 | 0 | 0 | 0 | True | False | Non Federally-Regulated | 01/27/2021 |  | 06/15/2021
WAC Lighting Co. | AISPIRE | A2RG-1564D-30**** | Light Emitting Diode | Inseparable Luminaire | Direct Wired | Direct Digital Controls | 65.7 | 3000 | 0.0015 | 94 | 66 | 336 | 1 | Ambient | 55000 | 0.93 | 1 |  | 0 | 22 | 21 | 0.01 | 0 | 0 | 0 | 0 | 0 | 1 | 0.01 | 0.01 | 0.01 | 0 | 0 | 0 | 0 | 0 | 0 | 0 | 0 | True | False | Non Federally-Regulated | 01/27/2021 |  | 06/15/2021
WAC Lighting Co. | AISPIRE | A2RG-1564D-35**** | Light Emitting Diode | Inseparable Luminaire | Direct Wired | Direct Digital Controls | 65.7 | 3500 | 0.0015 | 94 | 66 | 336 | 1 | Ambient | 55000 | 0.93 | 1 |  | 0 | 22 | 21 | 0.01 | 0 | 0 | 0 | 0 | 0 | 1 | 0.01 | 0.01 | 0.01 | 0 | 0 | 0 | 0 | 0 | 0 | 0 | 0 | True | False | Non Federally-Regulated | 01/27/2021 |  | 06/15/2021
WAC Lighting Co. | AISPIRE | A2RG-1564D-40**** | Light Emitting Diode | Inseparable Luminaire | Direct Wired | Direct Digital Controls | 65.7 | 4000 | 0.0015 | 94 | 66 | 336 | 1 | Ambient | 55000 | 0.93 | 1 |  | 0 | 22 | 21 | 0.01 | 0 | 0 | 0 | 0 | 0 | 1 | 0.01 | 0.01 | 0.01 | 0 | 0 | 0 | 0 | 0 | 0 | 0 | 0 | True | False | Non Federally-Regulated | 01/27/2021 |  | 06/15/2021
WAC Lighting Co. | AISPIRE | A2RG-1574D-27**** | Light Emitting Diode | Inseparable Luminaire | Direct Wired | Direct Digital Controls | 65.7 | 2709 | 0.0015 | 94 | 66 | 336 | 1 | Ambient | 55000 | 0.93 | 1 |  | 0 | 22 | 21 | 0.01 | 0 | 0 | 0 | 0 | 0 | 1 | 0.01 | 0.01 | 0.01 | 0 | 0 | 0 | 0 | 0 | 0 | 0 | 0 | True | False | Non Federally-Regulated | 01/27/2021 |  | 06/15/2021
WAC Lighting Co. | AISPIRE | A2RG-1574D-30**** | Light Emitting Diode | Inseparable Luminaire | Direct Wired | Direct Digital Controls | 65.7 | 3000 | 0.0015 | 94 | 66 | 336 | 1 | Ambient | 55000 | 0.93 | 1 |  | 0 | 22 | 21 | 0.01 | 0 | 0 | 0 | 0 | 0 | 1 | 0.01 | 0.01 | 0.01 | 0 | 0 | 0 | 0 | 0 | 0 | 0 | 0 | True | False | Non Federally-Regulated | 01/27/2021 |  | 06/15/2021
WAC Lighting Co. | AISPIRE | A2RG-1574D-35**** | Light Emitting Diode | Inseparable Luminaire | Direct Wired | Direct Digital Controls | 65.7 | 3500 | 0.0015 | 94 | 66 | 336 | 1 | Ambient | 55000 | 0.93 | 1 |  | 0 | 22 | 21 | 0.01 | 0 | 0 | 0 | 0 | 0 | 1 | 0.01 | 0.01 | 0.01 | 0 | 0 | 0 | 0 | 0 | 0 | 0 | 0 | True | False | Non Federally-Regulated | 01/27/2021 |  | 06/15/2021
WAC Lighting Co. | AISPIRE | A2RG-1574D-40**** | Light Emitting Diode | Inseparable Luminaire | Direct Wired | Direct Digital Controls | 65.7 | 4000 | 0.0015 | 94 | 66 | 336 | 1 | Ambient | 55000 | 0.93 | 1 |  | 0 | 22 | 21 | 0.01 | 0 | 0 | 0 | 0 | 0 | 1 | 0.01 | 0.01 | 0.01 | 0 | 0 | 0 | 0 | 0 | 0 | 0 | 0 | True | False | Non Federally-Regulated | 01/27/2021 |  | 06/15/2021
WAC Lighting Co. | AISPIRE | A2RG-1561D-C1**** | Light Emitting Diode | Inseparable Luminaire | Direct Wired | Direct Digital Controls | 45.7 | 2702 | 0.0023 | 96 | 66 | 336 | 1 | Ambient | 55000 | 0.98 | 1 |  | 0 | 22 | 21 | 0.01 | 0 | 0 | 0 | 0 | 0 | 1 | 0.01 | 0.01 | 0.01 | 0 | 0 | 0 | 0 | 0 | 0 | 0 | 0 | True | False | Non Federally-Regulated | 03/30/2021 |  | 06/15/2021
WAC Lighting Co. | AISPIRE | A2RG-1571D-C1**** | Light Emitting Diode | Inseparable Luminaire | Direct Wired | Direct Digital Controls | 45.7 | 2702 | 0.0023 | 96 | 66 | 336 | 1 | Ambient | 55000 | 0.98 | 1 |  | 0 | 22 | 21 | 0.01 | 0 | 0 | 0 | 0 | 0 | 1 | 0.01 | 0.01 | 0.01 | 0 | 0 | 0 | 0 | 0 | 0 | 0 | 0 | True | False | Non Federally-Regulated | 03/30/2021 |  | 06/15/2021
WAC Lighting Co. | AISPIRE | A2RG-1562D-C1**** | Light Emitting Diode | Inseparable Luminaire | Direct Wired | Direct Digital Controls | 45 | 2690 | 0.002 | 96 | 66 | 336 | 1 | Ambient | 55000 | 0.98 | 1 |  | 0 | 22 | 21 | 0.01 | 0 | 0 | 0 | 0 | 0 | 1 | 0.01 | 0.01 | 0.01 | 0 | 0 | 0 | 0 | 0 | 0 | 0 | 0 | True | False | Non Federally-Regulated | 03/30/2021 |  | 06/15/2021
WAC Lighting Co. | AISPIRE | A2RG-1572D-C1**** | Light Emitting Diode | Inseparable Luminaire | Direct Wired | Direct Digital Controls | 45 | 2690 | 0.002 | 96 | 66 | 336 | 1 | Ambient | 55000 | 0.98 | 1 |  | 0 | 22 | 21 | 0.01 | 0 | 0 | 0 | 0 | 0 | 1 | 0.01 | 0.01 | 0.01 | 0 | 0 | 0 | 0 | 0 | 0 | 0 | 0 | True | False | Non Federally-Regulated | 03/30/2021 |  | 06/15/2021
WAC Lighting Co. | AISPIRE | A2RG-1563D-C1**** | Light Emitting Diode | Inseparable Luminaire | Direct Wired | Direct Digital Controls | 45.1 | 2705 | 0.0021 | 96 | 66 | 336 | 1 | Ambient | 55000 | 0.98 | 1 |  | 0 | 22 | 21 | 0.01 | 0 | 0 | 0 | 0 | 0 | 1 | 0.01 | 0.01 | 0.01 | 0 | 0 | 0 | 0 | 0 | 0 | 0 | 0 | True | False | Non Federally-Regulated | 03/30/2021 |  | 06/15/2021
WAC Lighting Co. | AISPIRE | A2RG-1573D-C1**** | Light Emitting Diode | Inseparable Luminaire | Direct Wired | Direct Digital Controls | 45.1 | 2705 | 0.0021 | 96 | 66 | 336 | 1 | Ambient | 55000 | 0.98 | 1 |  | 0 | 22 | 21 | 0.01 | 0 | 0 | 0 | 0 | 0 | 1 | 0.01 | 0.01 | 0.01 | 0 | 0 | 0 | 0 | 0 | 0 | 0 | 0 | True | False | Non Federally-Regulated | 03/30/2021 |  | 06/15/2021
WAC Lighting Co. | AISPIRE | A2RG-1564D-C1**** | Light Emitting Diode | Inseparable Luminaire | Direct Wired | Direct Digital Controls | 45 | 2731 | 0.0025 | 96 | 66 | 336 | 1 | Ambient | 55000 | 0.98 | 1 |  | 0 | 22 | 21 | 0.01 | 0 | 0 | 0 | 0 | 0 | 1 | 0.01 | 0.01 | 0.01 | 0 | 0 | 0 | 0 | 0 | 0 | 0 | 0 | True | False | Non Federally-Regulated | 03/30/2021 |  | 06/15/2021
WAC Lighting Co. | AISPIRE | A2RG-1574D-C1**** | Light Emitting Diode | Inseparable Luminaire | Direct Wired | Direct Digital Controls | 45 | 2731 | 0.0025 | 96 | 66 | 336 | 1 | Ambient | 55000 | 0.98 | 1 |  | 0 | 22 | 21 | 0.01 | 0 | 0 | 0 | 0 | 0 | 1 | 0.01 | 0.01 | 0.01 | 0 | 0 | 0 | 0 | 0 | 0 | 0 | 0 | True | False | Non Federally-Regulated | 03/30/2021 |  | 06/15/2021
WAC Lighting Co. | AISPIRE | A3RG-1561D-27**** | Light Emitting Diode | Inseparable Luminaire | Direct Wired | Direct Digital Controls | 64.4 | 2691 | -0.0002 | 93 | 73 | 16 | 1 | Ambient | 33000 | 0.97 | 1 |  | 0 | 21 | 21 | 0 | 0 | 0 | 0 | 0 | 0 | 1 | 0.01 | 0 | 0 | 0 | 0 | 0 | 0 | 0 | 0 | 0 | 0 | True | False | Non Federally-Regulated | 04/06/2021 |  | 06/15/2021
WAC Lighting Co. | AISPIRE | A3RG-1561D-30**** | Light Emitting Diode | Inseparable Luminaire | Direct Wired | Direct Digital Controls | 64.4 | 3000 | -0.0002 | 93 | 73 | 16 | 1 | Ambient | 33000 | 0.97 | 1 |  | 0 | 21 | 21 | 0 | 0 | 0 | 0 | 0 | 0 | 1 | 0.01 | 0 | 0 | 0 | 0 | 0 | 0 | 0 | 0 | 0 | 0 | True | False | Non Federally-Regulated | 04/06/2021 |  | 06/15/2021
WAC Lighting Co. | AISPIRE | A3RG-1561D-35**** | Light Emitting Diode | Inseparable Luminaire | Direct Wired | Direct Digital Controls | 64.4 | 3500 | -0.0002 | 93 | 73 | 16 | 1 | Ambient | 33000 | 0.97 | 1 |  | 0 | 21 | 21 | 0 | 0 | 0 | 0 | 0 | 0 | 1 | 0.01 | 0 | 0 | 0 | 0 | 0 | 0 | 0 | 0 | 0 | 0 | True | False | Non Federally-Regulated | 04/06/2021 |  | 06/15/2021
WAC Lighting Co. | AISPIRE | A3RG-1561D-40**** | Light Emitting Diode | Inseparable Luminaire | Direct Wired | Direct Digital Controls | 64.4 | 4000 | -0.0002 | 93 | 73 | 16 | 1 | Ambient | 33000 | 0.97 | 1 |  | 0 | 21 | 21 | 0 | 0 | 0 | 0 | 0 | 0 | 1 | 0.01 | 0 | 0 | 0 | 0 | 0 | 0 | 0 | 0 | 0 | 0 | True | False | Non Federally-Regulated | 04/06/2021 |  | 06/15/2021
WAC Lighting Co. | AISPIRE | A3RG-1571D-27**** | Light Emitting Diode | Inseparable Luminaire | Direct Wired | Direct Digital Controls | 64.4 | 2691 | -0.0002 | 93 | 73 | 16 | 1 | Ambient | 33000 | 0.97 | 1 |  | 0 | 21 | 21 | 0 | 0 | 0 | 0 | 0 | 0 | 1 | 0.01 | 0 | 0 | 0 | 0 | 0 | 0 | 0 | 0 | 0 | 0 | True | False | Non Federally-Regulated | 04/06/2021 |  | 06/15/2021
WAC Lighting Co. | AISPIRE | A3RG-1571D-30**** | Light Emitting Diode | Inseparable Luminaire | Direct Wired | Direct Digital Controls | 64.4 | 3000 | -0.0002 | 93 | 73 | 16 | 1 | Ambient | 33000 | 0.97 | 1 |  | 0 | 21 | 21 | 0 | 0 | 0 | 0 | 0 | 0 | 1 | 0.01 | 0 | 0 | 0 | 0 | 0 | 0 | 0 | 0 | 0 | 0 | True | False | Non Federally-Regulated | 04/06/2021 |  | 06/15/2021
WAC Lighting Co. | AISPIRE | A3RG-1571D-35**** | Light Emitting Diode | Inseparable Luminaire | Direct Wired | Direct Digital Controls | 64.4 | 3500 | -0.0002 | 93 | 73 | 16 | 1 | Ambient | 33000 | 0.97 | 1 |  | 0 | 21 | 21 | 0 | 0 | 0 | 0 | 0 | 0 | 1 | 0.01 | 0 | 0 | 0 | 0 | 0 | 0 | 0 | 0 | 0 | 0 | True | False | Non Federally-Regulated | 04/06/2021 |  | 06/15/2021
WAC Lighting Co. | AISPIRE | A3RG-1571D-40**** | Light Emitting Diode | Inseparable Luminaire | Direct Wired | Direct Digital Controls | 64.4 | 4000 | -0.0002 | 93 | 73 | 16 | 1 | Ambient | 33000 | 0.97 | 1 |  | 0 | 21 | 21 | 0 | 0 | 0 | 0 | 0 | 0 | 1 | 0.01 | 0 | 0 | 0 | 0 | 0 | 0 | 0 | 0 | 0 | 0 | True | False | Non Federally-Regulated | 04/06/2021 |  | 06/15/2021
WAC Lighting Co. | AISPIRE | A3RG-1562D-27**** | Light Emitting Diode | Inseparable Luminaire | Direct Wired | Direct Digital Controls | 63.3 | 2688 | -0.0002 | 93 | 73 | 16 | 1 | Ambient | 33000 | 0.97 | 1 |  | 0 | 21 | 21 | 0 | 0 | 0 | 0 | 0 | 0 | 1 | 0.01 | 0 | 0 | 0 | 0 | 0 | 0 | 0 | 0 | 0 | 0 | True | False | Non Federally-Regulated | 04/06/2021 |  | 06/15/2021
WAC Lighting Co. | AISPIRE | A3RG-1562D-30**** | Light Emitting Diode | Inseparable Luminaire | Direct Wired | Direct Digital Controls | 63.3 | 3000 | -0.0002 | 93 | 73 | 16 | 1 | Ambient | 33000 | 0.97 | 1 |  | 0 | 21 | 21 | 0 | 0 | 0 | 0 | 0 | 0 | 1 | 0.01 | 0 | 0 | 0 | 0 | 0 | 0 | 0 | 0 | 0 | 0 | True | False | Non Federally-Regulated | 04/06/2021 |  | 06/15/2021
WAC Lighting Co. | AISPIRE | A3RG-1562D-35**** | Light Emitting Diode | Inseparable Luminaire | Direct Wired | Direct Digital Controls | 63.3 | 3500 | -0.0002 | 93 | 73 | 16 | 1 | Ambient | 33000 | 0.97 | 1 |  | 0 | 21 | 21 | 0 | 0 | 0 | 0 | 0 | 0 | 1 | 0.01 | 0 | 0 | 0 | 0 | 0 | 0 | 0 | 0 | 0 | 0 | True | False | Non Federally-Regulated | 04/06/2021 |  | 06/15/2021
WAC Lighting Co. | AISPIRE | A3RG-1562D-40**** | Light Emitting Diode | Inseparable Luminaire | Direct Wired | Direct Digital Controls | 63.3 | 4000 | -0.0002 | 93 | 73 | 16 | 1 | Ambient | 33000 | 0.97 | 1 |  | 0 | 21 | 21 | 0 | 0 | 0 | 0 | 0 | 0 | 1 | 0.01 | 0 | 0 | 0 | 0 | 0 | 0 | 0 | 0 | 0 | 0 | True | False | Non Federally-Regulated | 04/06/2021 |  | 06/15/2021
WAC Lighting Co. | AISPIRE | A3RG-1572D-27**** | Light Emitting Diode | Inseparable Luminaire | Direct Wired | Direct Digital Controls | 63.3 | 2688 | -0.0002 | 93 | 73 | 16 | 1 | Ambient | 33000 | 0.97 | 1 |  | 0 | 21 | 21 | 0 | 0 | 0 | 0 | 0 | 0 | 1 | 0.01 | 0 | 0 | 0 | 0 | 0 | 0 | 0 | 0 | 0 | 0 | True | False | Non Federally-Regulated | 04/06/2021 |  | 06/15/2021
WAC Lighting Co. | AISPIRE | A3RG-1572D-30**** | Light Emitting Diode | Inseparable Luminaire | Direct Wired | Direct Digital Controls | 63.3 | 3000 | -0.0002 | 93 | 73 | 16 | 1 | Ambient | 33000 | 0.97 | 1 |  | 0 | 21 | 21 | 0 | 0 | 0 | 0 | 0 | 0 | 1 | 0.01 | 0 | 0 | 0 | 0 | 0 | 0 | 0 | 0 | 0 | 0 | True | False | Non Federally-Regulated | 04/06/2021 |  | 06/15/2021
WAC Lighting Co. | AISPIRE | A3RG-1572D-35**** | Light Emitting Diode | Inseparable Luminaire | Direct Wired | Direct Digital Controls | 63.3 | 3500 | -0.0002 | 93 | 73 | 16 | 1 | Ambient | 33000 | 0.97 | 1 |  | 0 | 21 | 21 | 0 | 0 | 0 | 0 | 0 | 0 | 1 | 0.01 | 0 | 0 | 0 | 0 | 0 | 0 | 0 | 0 | 0 | 0 | True | False | Non Federally-Regulated | 04/06/2021 |  | 06/15/2021
WAC Lighting Co. | AISPIRE | A3RG-1572D-40**** | Light Emitting Diode | Inseparable Luminaire | Direct Wired | Direct Digital Controls | 63.3 | 4000 | -0.0002 | 93 | 73 | 16 | 1 | Ambient | 33000 | 0.97 | 1 |  | 0 | 21 | 21 | 0 | 0 | 0 | 0 | 0 | 0 | 1 | 0.01 | 0 | 0 | 0 | 0 | 0 | 0 | 0 | 0 | 0 | 0 | True | False | Non Federally-Regulated | 04/06/2021 |  | 06/15/2021
WAC Lighting Co. | AISPIRE | A3RG-1563D-27**** | Light Emitting Diode | Inseparable Luminaire | Direct Wired | Direct Digital Controls | 64 | 2693 | -0.0003 | 93 | 73 | 24 | 1 | Ambient | 33000 | 0.97 | 1 |  | 0 | 21 | 21 | 0 | 0 | 0 | 0 | 0 | 0 | 1 | 0 | 0 | 0 | 0 | 0 | 0 | 0 | 0 | 0 | 0 | 0 | True | False | Non Federally-Regulated | 04/06/2021 |  | 06/15/2021
WAC Lighting Co. | AISPIRE | A3RG-1563D-30**** | Light Emitting Diode | Inseparable Luminaire | Direct Wired | Direct Digital Controls | 64 | 3000 | -0.0003 | 93 | 73 | 24 | 1 | Ambient | 33000 | 0.97 | 1 |  | 0 | 21 | 21 | 0 | 0 | 0 | 0 | 0 | 0 | 1 | 0 | 0 | 0 | 0 | 0 | 0 | 0 | 0 | 0 | 0 | 0 | True | False | Non Federally-Regulated | 04/06/2021 |  | 06/15/2021
WAC Lighting Co. | AISPIRE | A3RG-1563D-35**** | Light Emitting Diode | Inseparable Luminaire | Direct Wired | Direct Digital Controls | 64 | 3500 | -0.0003 | 93 | 73 | 24 | 1 | Ambient | 33000 | 0.97 | 1 |  | 0 | 21 | 21 | 0 | 0 | 0 | 0 | 0 | 0 | 1 | 0 | 0 | 0 | 0 | 0 | 0 | 0 | 0 | 0 | 0 | 0 | True | False | Non Federally-Regulated | 04/06/2021 |  | 06/15/2021
WAC Lighting Co. | AISPIRE | A3RG-1563D-40**** | Light Emitting Diode | Inseparable Luminaire | Direct Wired | Direct Digital Controls | 64 | 4000 | -0.0003 | 93 | 73 | 24 | 1 | Ambient | 33000 | 0.97 | 1 |  | 0 | 21 | 21 | 0 | 0 | 0 | 0 | 0 | 0 | 1 | 0 | 0 | 0 | 0 | 0 | 0 | 0 | 0 | 0 | 0 | 0 | True | False | Non Federally-Regulated | 04/06/2021 |  | 06/15/2021
WAC Lighting Co. | AISPIRE | A3RG-1573D-27**** | Light Emitting Diode | Inseparable Luminaire | Direct Wired | Direct Digital Controls | 64 | 2693 | -0.0003 | 93 | 73 | 24 | 1 | Ambient | 33000 | 0.97 | 1 |  | 0 | 21 | 21 | 0 | 0 | 0 | 0 | 0 | 0 | 1 | 0 | 0 | 0 | 0 | 0 | 0 | 0 | 0 | 0 | 0 | 0 | True | False | Non Federally-Regulated | 04/06/2021 |  | 06/15/2021
WAC Lighting Co. | AISPIRE | A3RG-1573D-30**** | Light Emitting Diode | Inseparable Luminaire | Direct Wired | Direct Digital Controls | 64 | 3000 | -0.0003 | 93 | 73 | 24 | 1 | Ambient | 33000 | 0.97 | 1 |  | 0 | 21 | 21 | 0 | 0 | 0 | 0 | 0 | 0 | 1 | 0 | 0 | 0 | 0 | 0 | 0 | 0 | 0 | 0 | 0 | 0 | True | False | Non Federally-Regulated | 04/06/2021 |  | 06/15/2021
WAC Lighting Co. | AISPIRE | A3RG-1573D-35**** | Light Emitting Diode | Inseparable Luminaire | Direct Wired | Direct Digital Controls | 64 | 3500 | -0.0003 | 93 | 73 | 24 | 1 | Ambient | 33000 | 0.97 | 1 |  | 0 | 21 | 21 | 0 | 0 | 0 | 0 | 0 | 0 | 1 | 0 | 0 | 0 | 0 | 0 | 0 | 0 | 0 | 0 | 0 | 0 | True | False | Non Federally-Regulated | 04/06/2021 |  | 06/15/2021
WAC Lighting Co. | AISPIRE | A3RG-1573D-40**** | Light Emitting Diode | Inseparable Luminaire | Direct Wired | Direct Digital Controls | 64 | 4000 | -0.0003 | 93 | 73 | 24 | 1 | Ambient | 33000 | 0.97 | 1 |  | 0 | 21 | 21 | 0 | 0 | 0 | 0 | 0 | 0 | 1 | 0 | 0 | 0 | 0 | 0 | 0 | 0 | 0 | 0 | 0 | 0 | True | False | Non Federally-Regulated | 04/06/2021 |  | 06/15/2021
WAC Lighting Co. | AISPIRE | A3RG-1564D-27**** | Light Emitting Diode | Inseparable Luminaire | Direct Wired | Direct Digital Controls | 63 | 2701 | -0.0002 | 93 | 74 | 24 | 1 | Ambient | 33000 | 0.97 | 1 |  | 0 | 21 | 21 | 0 | 0 | 0 | 0 | 0 | 0 | 1 | 0.01 | 0 | 0 | 0 | 0 | 0 | 0 | 0 | 0 | 0 | 0 | True | False | Non Federally-Regulated | 04/06/2021 |  | 06/15/2021
WAC Lighting Co. | AISPIRE | A3RG-1564D-30**** | Light Emitting Diode | Inseparable Luminaire | Direct Wired | Direct Digital Controls | 63 | 3000 | -0.0002 | 93 | 74 | 24 | 1 | Ambient | 33000 | 0.97 | 1 |  | 0 | 21 | 21 | 0 | 0 | 0 | 0 | 0 | 0 | 1 | 0.01 | 0 | 0 | 0 | 0 | 0 | 0 | 0 | 0 | 0 | 0 | True | False | Non Federally-Regulated | 04/06/2021 |  | 06/15/2021
WAC Lighting Co. | AISPIRE | A3RG-1564D-35**** | Light Emitting Diode | Inseparable Luminaire | Direct Wired | Direct Digital Controls | 63 | 3500 | -0.0002 | 93 | 74 | 24 | 1 | Ambient | 33000 | 0.97 | 1 |  | 0 | 21 | 21 | 0 | 0 | 0 | 0 | 0 | 0 | 1 | 0.01 | 0 | 0 | 0 | 0 | 0 | 0 | 0 | 0 | 0 | 0 | True | False | Non Federally-Regulated | 04/06/2021 |  | 06/15/2021
WAC Lighting Co. | AISPIRE | A3RG-1564D-40**** | Light Emitting Diode | Inseparable Luminaire | Direct Wired | Direct Digital Controls | 63 | 4000 | -0.0002 | 93 | 74 | 24 | 1 | Ambient | 33000 | 0.97 | 1 |  | 0 | 21 | 21 | 0 | 0 | 0 | 0 | 0 | 0 | 1 | 0.01 | 0 | 0 | 0 | 0 | 0 | 0 | 0 | 0 | 0 | 0 | True | False | Non Federally-Regulated | 04/06/2021 |  | 06/15/2021
WAC Lighting Co. | AISPIRE | A3RG-1574D-27**** | Light Emitting Diode | Inseparable Luminaire | Direct Wired | Direct Digital Controls | 63 | 2701 | -0.0002 | 93 | 74 | 24 | 1 | Ambient | 33000 | 0.97 | 1 |  | 0 | 21 | 21 | 0 | 0 | 0 | 0 | 0 | 0 | 1 | 0.01 | 0 | 0 | 0 | 0 | 0 | 0 | 0 | 0 | 0 | 0 | True | False | Non Federally-Regulated | 04/06/2021 |  | 06/15/2021
WAC Lighting Co. | AISPIRE | A3RG-1574D-30**** | Light Emitting Diode | Inseparable Luminaire | Direct Wired | Direct Digital Controls | 63 | 3000 | -0.0002 | 93 | 74 | 24 | 1 | Ambient | 33000 | 0.97 | 1 |  | 0 | 21 | 21 | 0 | 0 | 0 | 0 | 0 | 0 | 1 | 0.01 | 0 | 0 | 0 | 0 | 0 | 0 | 0 | 0 | 0 | 0 | True | False | Non Federally-Regulated | 04/06/2021 |  | 06/15/2021
WAC Lighting Co. | AISPIRE | A3RG-1574D-35**** | Light Emitting Diode | Inseparable Luminaire | Direct Wired | Direct Digital Controls | 63 | 3500 | -0.0002 | 93 | 74 | 24 | 1 | Ambient | 33000 | 0.97 | 1 |  | 0 | 21 | 21 | 0 | 0 | 0 | 0 | 0 | 0 | 1 | 0.01 | 0 | 0 | 0 | 0 | 0 | 0 | 0 | 0 | 0 | 0 | True | False | Non Federally-Regulated | 04/06/2021 |  | 06/15/2021
WAC Lighting Co. | AISPIRE | A3RG-1574D-40**** | Light Emitting Diode | Inseparable Luminaire | Direct Wired | Direct Digital Controls | 63 | 4000 | -0.0002 | 93 | 74 | 24 | 1 | Ambient | 33000 | 0.97 | 1 |  | 0 | 21 | 21 | 0 | 0 | 0 | 0 | 0 | 0 | 1 | 0.01 | 0 | 0 | 0 | 0 | 0 | 0 | 0 | 0 | 0 | 0 | True | False | Non Federally-Regulated | 04/06/2021 |  | 06/15/2021
WAC Lighting Co. | AISPIRE | A2RF-1581S-27 | Light Emitting Diode | Inseparable Luminaire | Direct Wired | Direct Digital Controls | 66.3 | 2701 | -0.0007 | 94 | 66 | 344 | 1 | Ambient | 55000 | 0.93 | 1 |  | 0 | 23 | 22 | 0.01 | 0 | 0 | 0 | 0 | 0 | 1 | 0.02 | 0.01 | 0.01 | 0.01 | 0 | 0 | 0 | 0 | 0 | 0 | 0 | True | False | Non Federally-Regulated | 01/18/2021 |  | 06/17/2021
WAC Lighting Co. | AISPIRE | A2RF-1581F-27 | Light Emitting Diode | Inseparable Luminaire | Direct Wired | Direct Digital Controls | 66.3 | 2701 | -0.0007 | 94 | 66 | 344 | 1 | Ambient | 55000 | 0.93 | 1 |  | 0 | 23 | 22 | 0.01 | 0 | 0 | 0 | 0 | 0 | 1 | 0.02 | 0.01 | 0.01 | 0.01 | 0 | 0 | 0 | 0 | 0 | 0 | 0 | True | False | Non Federally-Regulated | 01/18/2021 |  | 06/17/2021
WAC Lighting Co. | AISPIRE | A2RF-1581N-27 | Light Emitting Diode | Inseparable Luminaire | Direct Wired | Direct Digital Controls | 66.3 | 2701 | -0.0007 | 94 | 66 | 344 | 1 | Ambient | 55000 | 0.93 | 1 |  | 0 | 23 | 22 | 0.01 | 0 | 0 | 0 | 0 | 0 | 1 | 0.02 | 0.01 | 0.01 | 0.01 | 0 | 0 | 0 | 0 | 0 | 0 | 0 | True | False | Non Federally-Regulated | 01/18/2021 |  | 06/17/2021
WAC Lighting Co. | AISPIRE | A2RF-1581S-30 | Light Emitting Diode | Inseparable Luminaire | Direct Wired | Direct Digital Controls | 66.3 | 3000 | -0.0007 | 94 | 66 | 344 | 1 | Ambient | 55000 | 0.93 | 1 |  | 0 | 23 | 22 | 0.01 | 0 | 0 | 0 | 0 | 0 | 1 | 0.02 | 0.01 | 0.01 | 0.01 | 0 | 0 | 0 | 0 | 0 | 0 | 0 | True | False | Non Federally-Regulated | 01/18/2021 |  | 06/17/2021
WAC Lighting Co. | AISPIRE | A2RF-1581F-30 | Light Emitting Diode | Inseparable Luminaire | Direct Wired | Direct Digital Controls | 66.3 | 3000 | -0.0007 | 94 | 66 | 344 | 1 | Ambient | 55000 | 0.93 | 1 |  | 0 | 23 | 22 | 0.01 | 0 | 0 | 0 | 0 | 0 | 1 | 0.02 | 0.01 | 0.01 | 0.01 | 0 | 0 | 0 | 0 | 0 | 0 | 0 | True | False | Non Federally-Regulated | 01/18/2021 |  | 06/17/2021
WAC Lighting Co. | AISPIRE | A2RF-1581N-30 | Light Emitting Diode | Inseparable Luminaire | Direct Wired | Direct Digital Controls | 66.3 | 3000 | -0.0007 | 94 | 66 | 344 | 1 | Ambient | 55000 | 0.93 | 1 |  | 0 | 23 | 22 | 0.01 | 0 | 0 | 0 | 0 | 0 | 1 | 0.02 | 0.01 | 0.01 | 0.01 | 0 | 0 | 0 | 0 | 0 | 0 | 0 | True | False | Non Federally-Regulated | 01/18/2021 |  | 06/17/2021
WAC Lighting Co. | AISPIRE | A2RF-1582S-27 | Light Emitting Diode | Inseparable Luminaire | Direct Wired | Direct Digital Controls | 58.3 | 2700 | -0.001 | 94 | 66 | 344 | 1 | Ambient | 55000 | 0.93 | 1 |  | 0 | 23 | 22 | 0.01 | 0 | 0 | 0 | 0 | 0 | 1 | 0.02 | 0.01 | 0.01 | 0.01 | 0 | 0 | 0 | 0 | 0 | 0 | 0 | True | False | Non Federally-Regulated | 01/18/2021 |  | 06/17/2021
WAC Lighting Co. | AISPIRE | A2RF-1582F-27 | Light Emitting Diode | Inseparable Luminaire | Direct Wired | Direct Digital Controls | 58.3 | 2700 | -0.001 | 94 | 66 | 344 | 1 | Ambient | 55000 | 0.93 | 1 |  | 0 | 23 | 22 | 0.01 | 0 | 0 | 0 | 0 | 0 | 1 | 0.02 | 0.01 | 0.01 | 0.01 | 0 | 0 | 0 | 0 | 0 | 0 | 0 | True | False | Non Federally-Regulated | 01/18/2021 |  | 06/17/2021
WAC Lighting Co. | AISPIRE | A2RF-1582N-27 | Light Emitting Diode | Inseparable Luminaire | Direct Wired | Direct Digital Controls | 58.3 | 2700 | -0.001 | 94 | 66 | 344 | 1 | Ambient | 55000 | 0.93 | 1 |  | 0 | 23 | 22 | 0.01 | 0 | 0 | 0 | 0 | 0 | 1 | 0.02 | 0.01 | 0.01 | 0.01 | 0 | 0 | 0 | 0 | 0 | 0 | 0 | True | False | Non Federally-Regulated | 01/18/2021 |  | 06/17/2021
WAC Lighting Co. | AISPIRE | A2RF-1582S-30 | Light Emitting Diode | Inseparable Luminaire | Direct Wired | Direct Digital Controls | 58.3 | 3000 | -0.001 | 94 | 66 | 344 | 1 | Ambient | 55000 | 0.93 | 1 |  | 0 | 23 | 22 | 0.01 | 0 | 0 | 0 | 0 | 0 | 1 | 0.02 | 0.01 | 0.01 | 0.01 | 0 | 0 | 0 | 0 | 0 | 0 | 0 | True | False | Non Federally-Regulated | 01/18/2021 |  | 06/17/2021
WAC Lighting Co. | AISPIRE | A2RF-1582F-30 | Light Emitting Diode | Inseparable Luminaire | Direct Wired | Direct Digital Controls | 58.3 | 3000 | -0.001 | 94 | 66 | 344 | 1 | Ambient | 55000 | 0.93 | 1 |  | 0 | 23 | 22 | 0.01 | 0 | 0 | 0 | 0 | 0 | 1 | 0.02 | 0.01 | 0.01 | 0.01 | 0 | 0 | 0 | 0 | 0 | 0 | 0 | True | False | Non Federally-Regulated | 01/18/2021 |  | 06/17/2021
WAC Lighting Co. | AISPIRE | A2RF-1582N-30 | Light Emitting Diode | Inseparable Luminaire | Direct Wired | Direct Digital Controls | 58.3 | 3000 | -0.001 | 94 | 66 | 344 | 1 | Ambient | 55000 | 0.93 | 1 |  | 0 | 23 | 22 | 0.01 | 0 | 0 | 0 | 0 | 0 | 1 | 0.02 | 0.01 | 0.01 | 0.01 | 0 | 0 | 0 | 0 | 0 | 0 | 0 | True | False | Non Federally-Regulated | 01/18/2021 |  | 06/17/2021
WAC Lighting Co. | AISPIRE | A2RF-1583S-27 | Light Emitting Diode | Inseparable Luminaire | Direct Wired | Direct Digital Controls | 58 | 2707 | -0.0012 | 93 | 66 | 344 | 1 | Ambient | 55000 | 0.93 | 1 |  | 0 | 23 | 22 | 0.01 | 0 | 0 | 0 | 0 | 0 | 1 | 0.02 | 0.01 | 0.01 | 0.01 | 0 | 0 | 0 | 0 | 0 | 0 | 0 | True | False | Non Federally-Regulated | 01/18/2021 |  | 06/17/2021
WAC Lighting Co. | AISPIRE | A2RF-1583F-27 | Light Emitting Diode | Inseparable Luminaire | Direct Wired | Direct Digital Controls | 58 | 2707 | -0.0012 | 93 | 66 | 344 | 1 | Ambient | 55000 | 0.93 | 1 |  | 0 | 23 | 22 | 0.01 | 0 | 0 | 0 | 0 | 0 | 1 | 0.02 | 0.01 | 0.01 | 0.01 | 0 | 0 | 0 | 0 | 0 | 0 | 0 | True | False | Non Federally-Regulated | 01/18/2021 |  | 06/17/2021
WAC Lighting Co. | AISPIRE | A2RF-1583N-27 | Light Emitting Diode | Inseparable Luminaire | Direct Wired | Direct Digital Controls | 58 | 2707 | -0.0012 | 93 | 66 | 344 | 1 | Ambient | 55000 | 0.93 | 1 |  | 0 | 23 | 22 | 0.01 | 0 | 0 | 0 | 0 | 0 | 1 | 0.02 | 0.01 | 0.01 | 0.01 | 0 | 0 | 0 | 0 | 0 | 0 | 0 | True | False | Non Federally-Regulated | 01/18/2021 |  | 06/17/2021
WAC Lighting Co. | AISPIRE | A2RF-1583S-30 | Light Emitting Diode | Inseparable Luminaire | Direct Wired | Direct Digital Controls | 58 | 3000 | -0.0012 | 93 | 66 | 344 | 1 | Ambient | 55000 | 0.93 | 1 |  | 0 | 23 | 22 | 0.01 | 0 | 0 | 0 | 0 | 0 | 1 | 0.02 | 0.01 | 0.01 | 0.01 | 0 | 0 | 0 | 0 | 0 | 0 | 0 | True | False | Non Federally-Regulated | 01/18/2021 |  | 06/17/2021
WAC Lighting Co. | AISPIRE | A2RF-1583F-30 | Light Emitting Diode | Inseparable Luminaire | Direct Wired | Direct Digital Controls | 58 | 3000 | -0.0012 | 93 | 66 | 344 | 1 | Ambient | 55000 | 0.93 | 1 |  | 0 | 23 | 22 | 0.01 | 0 | 0 | 0 | 0 | 0 | 1 | 0.02 | 0.01 | 0.01 | 0.01 | 0 | 0 | 0 | 0 | 0 | 0 | 0 | True | False | Non Federally-Regulated | 01/18/2021 |  | 06/17/2021
WAC Lighting Co. | AISPIRE | A2RF-1583N-30 | Light Emitting Diode | Inseparable Luminaire | Direct Wired | Direct Digital Controls | 58 | 3000 | -0.0012 | 93 | 66 | 344 | 1 | Ambient | 55000 | 0.93 | 1 |  | 0 | 23 | 22 | 0.01 | 0 | 0 | 0 | 0 | 0 | 1 | 0.02 | 0.01 | 0.01 | 0.01 | 0 | 0 | 0 | 0 | 0 | 0 | 0 | True | False | Non Federally-Regulated | 01/18/2021 |  | 06/17/2021
WAC Lighting Co. | AISPIRE | A3RF-1581S-27 | Light Emitting Diode | Inseparable Luminaire | Direct Wired | Direct Digital Controls | 64.2 | 2654 | 0.0018 | 93 | 66 | 344 | 1 | Ambient | 55000 | 0.93 | 1 |  | 0 | 23 | 22 | 0.01 | 0 | 0 | 0 | 0 | 0 | 1 | 0.02 | 0.01 | 0.01 | 0.01 | 0 | 0 | 0 | 0 | 0 | 0 | 0 | True | False | Non Federally-Regulated | 01/18/2021 |  | 06/17/2021
WAC Lighting Co. | AISPIRE | A3RF-1581F-27 | Light Emitting Diode | Inseparable Luminaire | Direct Wired | Direct Digital Controls | 64.2 | 2654 | 0.0018 | 93 | 66 | 344 | 1 | Ambient | 55000 | 0.93 | 1 |  | 0 | 23 | 22 | 0.01 | 0 | 0 | 0 | 0 | 0 | 1 | 0.02 | 0.01 | 0.01 | 0.01 | 0 | 0 | 0 | 0 | 0 | 0 | 0 | True | False | Non Federally-Regulated | 01/18/2021 |  | 06/17/2021
WAC Lighting Co. | AISPIRE | A3RF-1581N-27 | Light Emitting Diode | Inseparable Luminaire | Direct Wired | Direct Digital Controls | 64.2 | 2654 | 0.0018 | 93 | 66 | 344 | 1 | Ambient | 55000 | 0.93 | 1 |  | 0 | 23 | 22 | 0.01 | 0 | 0 | 0 | 0 | 0 | 1 | 0.02 | 0.01 | 0.01 | 0.01 | 0 | 0 | 0 | 0 | 0 | 0 | 0 | True | False | Non Federally-Regulated | 01/18/2021 |  | 06/17/2021
WAC Lighting Co. | AISPIRE | A3RF-1581S-30 | Light Emitting Diode | Inseparable Luminaire | Direct Wired | Direct Digital Controls | 64.2 | 3000 | 0.0018 | 93 | 66 | 344 | 1 | Ambient | 55000 | 0.93 | 1 |  | 0 | 23 | 22 | 0.01 | 0 | 0 | 0 | 0 | 0 | 1 | 0.02 | 0.01 | 0.01 | 0.01 | 0 | 0 | 0 | 0 | 0 | 0 | 0 | True | False | Non Federally-Regulated | 01/18/2021 |  | 06/17/2021
WAC Lighting Co. | AISPIRE | A3RF-1581F-30 | Light Emitting Diode | Inseparable Luminaire | Direct Wired | Direct Digital Controls | 64.2 | 3000 | 0.0018 | 93 | 66 | 344 | 1 | Ambient | 55000 | 0.93 | 1 |  | 0 | 23 | 22 | 0.01 | 0 | 0 | 0 | 0 | 0 | 1 | 0.02 | 0.01 | 0.01 | 0.01 | 0 | 0 | 0 | 0 | 0 | 0 | 0 | True | False | Non Federally-Regulated | 01/18/2021 |  | 06/17/2021
WAC Lighting Co. | AISPIRE | A3RF-1581N-30 | Light Emitting Diode | Inseparable Luminaire | Direct Wired | Direct Digital Controls | 64.2 | 3000 | 0.0018 | 93 | 66 | 344 | 1 | Ambient | 55000 | 0.93 | 1 |  | 0 | 23 | 22 | 0.01 | 0 | 0 | 0 | 0 | 0 | 1 | 0.02 | 0.01 | 0.01 | 0.01 | 0 | 0 | 0 | 0 | 0 | 0 | 0 | True | False | Non Federally-Regulated | 01/18/2021 |  | 06/17/2021
WAC Lighting Co. | AISPIRE | A3RF-1582S-27 | Light Emitting Diode | Inseparable Luminaire | Direct Wired | Direct Digital Controls | 62.7 | 2664 | 0.0016 | 93 | 66 | 344 | 1 | Ambient | 55000 | 0.93 | 1 |  | 0 | 23 | 22 | 0.01 | 0 | 0 | 0 | 0 | 0 | 1 | 0.02 | 0.01 | 0.01 | 0.01 | 0 | 0 | 0 | 0 | 0 | 0 | 0 | True | False | Non Federally-Regulated | 01/18/2021 |  | 06/17/2021
WAC Lighting Co. | AISPIRE | A3RF-1582F-27 | Light Emitting Diode | Inseparable Luminaire | Direct Wired | Direct Digital Controls | 62.7 | 2664 | 0.0016 | 93 | 66 | 344 | 1 | Ambient | 55000 | 0.93 | 1 |  | 0 | 23 | 22 | 0.01 | 0 | 0 | 0 | 0 | 0 | 1 | 0.02 | 0.01 | 0.01 | 0.01 | 0 | 0 | 0 | 0 | 0 | 0 | 0 | True | False | Non Federally-Regulated | 01/18/2021 |  | 06/17/2021
WAC Lighting Co. | AISPIRE | A3RF-1582N-27 | Light Emitting Diode | Inseparable Luminaire | Direct Wired | Direct Digital Controls | 62.7 | 2664 | 0.0016 | 93 | 66 | 344 | 1 | Ambient | 55000 | 0.93 | 1 |  | 0 | 23 | 22 | 0.01 | 0 | 0 | 0 | 0 | 0 | 1 | 0.02 | 0.01 | 0.01 | 0.01 | 0 | 0 | 0 | 0 | 0 | 0 | 0 | True | False | Non Federally-Regulated | 01/18/2021 |  | 06/17/2021
WAC Lighting Co. | AISPIRE | A3RF-1582S-30 | Light Emitting Diode | Inseparable Luminaire | Direct Wired | Direct Digital Controls | 62.7 | 3000 | 0.0016 | 93 | 66 | 344 | 1 | Ambient | 55000 | 0.93 | 1 |  | 0 | 23 | 22 | 0.01 | 0 | 0 | 0 | 0 | 0 | 1 | 0.02 | 0.01 | 0.01 | 0.01 | 0 | 0 | 0 | 0 | 0 | 0 | 0 | True | False | Non Federally-Regulated | 01/18/2021 |  | 06/17/2021
WAC Lighting Co. | AISPIRE | A3RF-1582F-30 | Light Emitting Diode | Inseparable Luminaire | Direct Wired | Direct Digital Controls | 62.7 | 3000 | 0.0016 | 93 | 66 | 344 | 1 | Ambient | 55000 | 0.93 | 1 |  | 0 | 23 | 22 | 0.01 | 0 | 0 | 0 | 0 | 0 | 1 | 0.02 | 0.01 | 0.01 | 0.01 | 0 | 0 | 0 | 0 | 0 | 0 | 0 | True | False | Non Federally-Regulated | 01/18/2021 |  | 06/17/2021
WAC Lighting Co. | AISPIRE | A3RF-1582N-30 | Light Emitting Diode | Inseparable Luminaire | Direct Wired | Direct Digital Controls | 62.7 | 3000 | 0.0016 | 93 | 66 | 344 | 1 | Ambient | 55000 | 0.93 | 1 |  | 0 | 23 | 22 | 0.01 | 0 | 0 | 0 | 0 | 0 | 1 | 0.02 | 0.01 | 0.01 | 0.01 | 0 | 0 | 0 | 0 | 0 | 0 | 0 | True | False | Non Federally-Regulated | 01/18/2021 |  | 06/17/2021
WAC Lighting Co. | AISPIRE | A3RF-1583S-27 | Light Emitting Diode | Inseparable Luminaire | Direct Wired | Direct Digital Controls | 63.4 | 2668 | 0.0016 | 93 | 66 | 344 | 1 | Ambient | 55000 | 0.93 | 1 |  | 0 | 23 | 22 | 0.01 | 0 | 0 | 0 | 0 | 0 | 1 | 0.02 | 0.01 | 0.01 | 0.01 | 0 | 0 | 0 | 0 | 0 | 0 | 0 | True | False | Non Federally-Regulated | 01/18/2021 |  | 06/17/2021
WAC Lighting Co. | AISPIRE | A3RF-1583F-27 | Light Emitting Diode | Inseparable Luminaire | Direct Wired | Direct Digital Controls | 63.4 | 2668 | 0.0016 | 93 | 66 | 344 | 1 | Ambient | 55000 | 0.93 | 1 |  | 0 | 23 | 22 | 0.01 | 0 | 0 | 0 | 0 | 0 | 1 | 0.02 | 0.01 | 0.01 | 0.01 | 0 | 0 | 0 | 0 | 0 | 0 | 0 | True | False | Non Federally-Regulated | 01/18/2021 |  | 06/17/2021
WAC Lighting Co. | AISPIRE | A3RF-1583N-27 | Light Emitting Diode | Inseparable Luminaire | Direct Wired | Direct Digital Controls | 63.4 | 2668 | 0.0016 | 93 | 66 | 344 | 1 | Ambient | 55000 | 0.93 | 1 |  | 0 | 23 | 22 | 0.01 | 0 | 0 | 0 | 0 | 0 | 1 | 0.02 | 0.01 | 0.01 | 0.01 | 0 | 0 | 0 | 0 | 0 | 0 | 0 | True | False | Non Federally-Regulated | 01/18/2021 |  | 06/17/2021
WAC Lighting Co. | AISPIRE | A3RF-1583S-30 | Light Emitting Diode | Inseparable Luminaire | Direct Wired | Direct Digital Controls | 63.4 | 3000 | 0.0016 | 93 | 66 | 344 | 1 | Ambient | 55000 | 0.93 | 1 |  | 0 | 23 | 22 | 0.01 | 0 | 0 | 0 | 0 | 0 | 1 | 0.02 | 0.01 | 0.01 | 0.01 | 0 | 0 | 0 | 0 | 0 | 0 | 0 | True | False | Non Federally-Regulated | 01/18/2021 |  | 06/17/2021
WAC Lighting Co. | AISPIRE | A3RF-1583F-30 | Light Emitting Diode | Inseparable Luminaire | Direct Wired | Direct Digital Controls | 63.4 | 3000 | 0.0016 | 93 | 66 | 344 | 1 | Ambient | 55000 | 0.93 | 1 |  | 0 | 23 | 22 | 0.01 | 0 | 0 | 0 | 0 | 0 | 1 | 0.02 | 0.01 | 0.01 | 0.01 | 0 | 0 | 0 | 0 | 0 | 0 | 0 | True | False | Non Federally-Regulated | 01/18/2021 |  | 06/17/2021
WAC Lighting Co. | AISPIRE | A3RF-1583N-30 | Light Emitting Diode | Inseparable Luminaire | Direct Wired | Direct Digital Controls | 63.4 | 3000 | 0.0016 | 93 | 66 | 344 | 1 | Ambient | 55000 | 0.93 | 1 |  | 0 | 23 | 22 | 0.01 | 0 | 0 | 0 | 0 | 0 | 1 | 0.02 | 0.01 | 0.01 | 0.01 | 0 | 0 | 0 | 0 | 0 | 0 | 0 | True | False | Non Federally-Regulated | 01/18/2021 |  | 06/17/2021
WAC Lighting Co. | AISPIRE | A1RF-1583S-27 | Light Emitting Diode | Inseparable Luminaire | Direct Wired | Reverse Phase Cut Controls | 51.4 | 2724 | -0.001 | 94 | 71 | 176 | 0.99 | Ambient | 55000 | 0.93 | 1 |  | 0 | 21 | 21 | 0.23 | 0.23 | 0.23 | 0.23 | 0.11 | 0.11 | 0.26 | 0.26 | 0.26 | 0.21 | 0.03 | 0 | 0 | 0 | 0 | 0 | 0 | 0 | True | False | Non Federally-Regulated | 11/20/2020 |  | 06/17/2021
WAC Lighting Co. | AISPIRE | A1RF-1583F-27 | Light Emitting Diode | Inseparable Luminaire | Direct Wired | Reverse Phase Cut Controls | 51.4 | 2724 | -0.001 | 94 | 71 | 176 | 0.99 | Ambient | 55000 | 0.93 | 1 |  | 0 | 21 | 21 | 0.23 | 0.23 | 0.23 | 0.23 | 0.11 | 0.11 | 0.26 | 0.26 | 0.26 | 0.21 | 0.03 | 0 | 0 | 0 | 0 | 0 | 0 | 0 | True | False | Non Federally-Regulated | 11/20/2020 |  | 06/17/2021
WAC Lighting Co. | AISPIRE | A1RF-1583N-27 | Light Emitting Diode | Inseparable Luminaire | Direct Wired | Reverse Phase Cut Controls | 51.4 | 2724 | -0.001 | 94 | 71 | 176 | 0.99 | Ambient | 55000 | 0.93 | 1 |  | 0 | 21 | 21 | 0.23 | 0.23 | 0.23 | 0.23 | 0.11 | 0.11 | 0.26 | 0.26 | 0.26 | 0.21 | 0.03 | 0 | 0 | 0 | 0 | 0 | 0 | 0 | True | False | Non Federally-Regulated | 11/20/2020 |  | 06/17/2021
WAC Lighting Co. | AISPIRE | A1RF-1583S-30 | Light Emitting Diode | Inseparable Luminaire | Direct Wired | Reverse Phase Cut Controls | 51.4 | 3000 | -0.001 | 94 | 71 | 176 | 0.99 | Ambient | 55000 | 0.93 | 1 |  | 0 | 21 | 21 | 0.23 | 0.23 | 0.23 | 0.23 | 0.11 | 0.11 | 0.26 | 0.26 | 0.26 | 0.21 | 0.03 | 0 | 0 | 0 | 0 | 0 | 0 | 0 | True | False | Non Federally-Regulated | 11/20/2020 |  | 06/17/2021
WAC Lighting Co. | AISPIRE | A1RF-1583F-30 | Light Emitting Diode | Inseparable Luminaire | Direct Wired | Reverse Phase Cut Controls | 51.4 | 3000 | -0.001 | 94 | 71 | 176 | 0.99 | Ambient | 55000 | 0.93 | 1 |  | 0 | 21 | 21 | 0.23 | 0.23 | 0.23 | 0.23 | 0.11 | 0.11 | 0.26 | 0.26 | 0.26 | 0.21 | 0.03 | 0 | 0 | 0 | 0 | 0 | 0 | 0 | True | False | Non Federally-Regulated | 11/20/2020 |  | 06/17/2021
WAC Lighting Co. | AISPIRE | A1RF-1583N-30 | Light Emitting Diode | Inseparable Luminaire | Direct Wired | Reverse Phase Cut Controls | 51.4 | 3000 | -0.001 | 94 | 71 | 176 | 0.99 | Ambient | 55000 | 0.93 | 1 |  | 0 | 21 | 21 | 0.23 | 0.23 | 0.23 | 0.23 | 0.11 | 0.11 | 0.26 | 0.26 | 0.26 | 0.21 | 0.03 | 0 | 0 | 0 | 0 | 0 | 0 | 0 | True | False | Non Federally-Regulated | 11/20/2020 |  | 06/17/2021
WAC Lighting Co. | AISPIRE | A1RF-1583S-35 | Light Emitting Diode | Inseparable Luminaire | Direct Wired | Reverse Phase Cut Controls | 51.4 | 3500 | -0.001 | 94 | 71 | 176 | 0.99 | Ambient | 55000 | 0.93 | 1 |  | 0 | 21 | 21 | 0.23 | 0.23 | 0.23 | 0.23 | 0.11 | 0.11 | 0.26 | 0.26 | 0.26 | 0.21 | 0.03 | 0 | 0 | 0 | 0 | 0 | 0 | 0 | True | False | Non Federally-Regulated | 11/20/2020 |  | 06/17/2021
WAC Lighting Co. | AISPIRE | A1RF-1583F-35 | Light Emitting Diode | Inseparable Luminaire | Direct Wired | Reverse Phase Cut Controls | 51.4 | 3500 | -0.001 | 94 | 71 | 176 | 0.99 | Ambient | 55000 | 0.93 | 1 |  | 0 | 21 | 21 | 0.23 | 0.23 | 0.23 | 0.23 | 0.11 | 0.11 | 0.26 | 0.26 | 0.26 | 0.21 | 0.03 | 0 | 0 | 0 | 0 | 0 | 0 | 0 | True | False | Non Federally-Regulated | 11/20/2020 |  | 06/17/2021
WAC Lighting Co. | AISPIRE | A1RF-1583N-35 | Light Emitting Diode | Inseparable Luminaire | Direct Wired | Reverse Phase Cut Controls | 51.4 | 3500 | -0.001 | 94 | 71 | 176 | 0.99 | Ambient | 55000 | 0.93 | 1 |  | 0 | 21 | 21 | 0.23 | 0.23 | 0.23 | 0.23 | 0.11 | 0.11 | 0.26 | 0.26 | 0.26 | 0.21 | 0.03 | 0 | 0 | 0 | 0 | 0 | 0 | 0 | True | False | Non Federally-Regulated | 11/20/2020 |  | 06/17/2021
WAC Lighting Co. | AISPIRE | A1RF-1583S-40 | Light Emitting Diode | Inseparable Luminaire | Direct Wired | Reverse Phase Cut Controls | 51.4 | 4000 | -0.001 | 94 | 71 | 176 | 0.99 | Ambient | 55000 | 0.93 | 1 |  | 0 | 21 | 21 | 0.23 | 0.23 | 0.23 | 0.23 | 0.11 | 0.11 | 0.26 | 0.26 | 0.26 | 0.21 | 0.03 | 0 | 0 | 0 | 0 | 0 | 0 | 0 | True | False | Non Federally-Regulated | 11/20/2020 |  | 06/17/2021
WAC Lighting Co. | AISPIRE | A1RF-1583F-40 | Light Emitting Diode | Inseparable Luminaire | Direct Wired | Reverse Phase Cut Controls | 51.4 | 4000 | -0.001 | 94 | 71 | 176 | 0.99 | Ambient | 55000 | 0.93 | 1 |  | 0 | 21 | 21 | 0.23 | 0.23 | 0.23 | 0.23 | 0.11 | 0.11 | 0.26 | 0.26 | 0.26 | 0.21 | 0.03 | 0 | 0 | 0 | 0 | 0 | 0 | 0 | True | False | Non Federally-Regulated | 11/20/2020 |  | 06/17/2021
WAC Lighting Co. | AISPIRE | A1RF-1583N-40 | Light Emitting Diode | Inseparable Luminaire | Direct Wired | Reverse Phase Cut Controls | 51.4 | 4000 | -0.001 | 94 | 71 | 176 | 0.99 | Ambient | 55000 | 0.93 | 1 |  | 0 | 21 | 21 | 0.23 | 0.23 | 0.23 | 0.23 | 0.11 | 0.11 | 0.26 | 0.26 | 0.26 | 0.21 | 0.03 | 0 | 0 | 0 | 0 | 0 | 0 | 0 | True | False | Non Federally-Regulated | 11/20/2020 |  | 06/17/2021
WAC Lighting Co. | AISPIRE | A1RF-1582S-27 | Light Emitting Diode | Inseparable Luminaire | Direct Wired | Reverse Phase Cut Controls | 50.3 | 2767 | 0.0008 | 92 | 62 | 172 | 0.99 | Ambient | 55000 | 0.93 | 1 |  | 0 | 21 | 21 | 0.12 | 0.12 | 0.12 | 0.12 | 0 | 0 | 0.26 | 0.26 | 0.26 | 0.21 | 0.03 | 0 | 0 | 0 | 0 | 0 | 0 | 0 | True | False | Non Federally-Regulated | 11/20/2020 |  | 06/17/2021
WAC Lighting Co. | AISPIRE | A1RF-1582F-27 | Light Emitting Diode | Inseparable Luminaire | Direct Wired | Reverse Phase Cut Controls | 50.3 | 2767 | 0.0008 | 92 | 62 | 172 | 0.99 | Ambient | 55000 | 0.93 | 1 |  | 0 | 21 | 21 | 0.12 | 0.12 | 0.12 | 0.12 | 0 | 0 | 0.26 | 0.26 | 0.26 | 0.21 | 0.03 | 0 | 0 | 0 | 0 | 0 | 0 | 0 | True | False | Non Federally-Regulated | 11/20/2020 |  | 06/17/2021
WAC Lighting Co. | AISPIRE | A1RF-1582N-27 | Light Emitting Diode | Inseparable Luminaire | Direct Wired | Reverse Phase Cut Controls | 50.3 | 2767 | 0.0008 | 92 | 62 | 172 | 0.99 | Ambient | 55000 | 0.93 | 1 |  | 0 | 21 | 21 | 0.12 | 0.12 | 0.12 | 0.12 | 0 | 0 | 0.26 | 0.26 | 0.26 | 0.21 | 0.03 | 0 | 0 | 0 | 0 | 0 | 0 | 0 | True | False | Non Federally-Regulated | 11/20/2020 |  | 06/17/2021
WAC Lighting Co. | AISPIRE | A1RF-1582S-30 | Light Emitting Diode | Inseparable Luminaire | Direct Wired | Reverse Phase Cut Controls | 50.3 | 3000 | 0.0008 | 92 | 62 | 172 | 0.99 | Ambient | 55000 | 0.93 | 1 |  | 0 | 21 | 21 | 0.12 | 0.12 | 0.12 | 0.12 | 0 | 0 | 0.26 | 0.26 | 0.26 | 0.21 | 0.03 | 0 | 0 | 0 | 0 | 0 | 0 | 0 | True | False | Non Federally-Regulated | 11/20/2020 |  | 06/17/2021
WAC Lighting Co. | AISPIRE | A1RF-1582F-30 | Light Emitting Diode | Inseparable Luminaire | Direct Wired | Reverse Phase Cut Controls | 50.3 | 3000 | 0.0008 | 92 | 62 | 172 | 0.99 | Ambient | 55000 | 0.93 | 1 |  | 0 | 21 | 21 | 0.12 | 0.12 | 0.12 | 0.12 | 0 | 0 | 0.26 | 0.26 | 0.26 | 0.21 | 0.03 | 0 | 0 | 0 | 0 | 0 | 0 | 0 | True | False | Non Federally-Regulated | 11/20/2020 |  | 06/17/2021
WAC Lighting Co. | AISPIRE | A1RF-1582N-30 | Light Emitting Diode | Inseparable Luminaire | Direct Wired | Reverse Phase Cut Controls | 50.3 | 3000 | 0.0008 | 92 | 62 | 172 | 0.99 | Ambient | 55000 | 0.93 | 1 |  | 0 | 21 | 21 | 0.12 | 0.12 | 0.12 | 0.12 | 0 | 0 | 0.26 | 0.26 | 0.26 | 0.21 | 0.03 | 0 | 0 | 0 | 0 | 0 | 0 | 0 | True | False | Non Federally-Regulated | 11/20/2020 |  | 06/17/2021
WAC Lighting Co. | AISPIRE | A1RF-1582S-35 | Light Emitting Diode | Inseparable Luminaire | Direct Wired | Reverse Phase Cut Controls | 50.3 | 3500 | 0.0008 | 92 | 62 | 172 | 0.99 | Ambient | 55000 | 0.93 | 1 |  | 0 | 21 | 21 | 0.12 | 0.12 | 0.12 | 0.12 | 0 | 0 | 0.26 | 0.26 | 0.26 | 0.21 | 0.03 | 0 | 0 | 0 | 0 | 0 | 0 | 0 | True | False | Non Federally-Regulated | 11/20/2020 |  | 06/17/2021
WAC Lighting Co. | AISPIRE | A1RF-1582F-35 | Light Emitting Diode | Inseparable Luminaire | Direct Wired | Reverse Phase Cut Controls | 50.3 | 3500 | 0.0008 | 92 | 62 | 172 | 0.99 | Ambient | 55000 | 0.93 | 1 |  | 0 | 21 | 21 | 0.12 | 0.12 | 0.12 | 0.12 | 0 | 0 | 0.26 | 0.26 | 0.26 | 0.21 | 0.03 | 0 | 0 | 0 | 0 | 0 | 0 | 0 | True | False | Non Federally-Regulated | 11/20/2020 |  | 06/17/2021
WAC Lighting Co. | AISPIRE | A1RF-1582N-35 | Light Emitting Diode | Inseparable Luminaire | Direct Wired | Reverse Phase Cut Controls | 50.3 | 3500 | 0.0008 | 92 | 62 | 172 | 0.99 | Ambient | 55000 | 0.93 | 1 |  | 0 | 21 | 21 | 0.12 | 0.12 | 0.12 | 0.12 | 0 | 0 | 0.26 | 0.26 | 0.26 | 0.21 | 0.03 | 0 | 0 | 0 | 0 | 0 | 0 | 0 | True | False | Non Federally-Regulated | 11/20/2020 |  | 06/17/2021
WAC Lighting Co. | AISPIRE | A1RF-1582S-40 | Light Emitting Diode | Inseparable Luminaire | Direct Wired | Reverse Phase Cut Controls | 50.3 | 4000 | 0.0008 | 92 | 62 | 172 | 0.99 | Ambient | 55000 | 0.93 | 1 |  | 0 | 21 | 21 | 0.12 | 0.12 | 0.12 | 0.12 | 0 | 0 | 0.26 | 0.26 | 0.26 | 0.21 | 0.03 | 0 | 0 | 0 | 0 | 0 | 0 | 0 | True | False | Non Federally-Regulated | 11/20/2020 |  | 06/17/2021
WAC Lighting Co. | AISPIRE | A1RF-1582F-40 | Light Emitting Diode | Inseparable Luminaire | Direct Wired | Reverse Phase Cut Controls | 50.3 | 4000 | 0.0008 | 92 | 62 | 172 | 0.99 | Ambient | 55000 | 0.93 | 1 |  | 0 | 21 | 21 | 0.12 | 0.12 | 0.12 | 0.12 | 0 | 0 | 0.26 | 0.26 | 0.26 | 0.21 | 0.03 | 0 | 0 | 0 | 0 | 0 | 0 | 0 | True | False | Non Federally-Regulated | 11/20/2020 |  | 06/17/2021
WAC Lighting Co. | AISPIRE | A1RF-1582N-40 | Light Emitting Diode | Inseparable Luminaire | Direct Wired | Reverse Phase Cut Controls | 50.3 | 4000 | 0.0008 | 92 | 62 | 172 | 0.99 | Ambient | 55000 | 0.93 | 1 |  | 0 | 21 | 21 | 0.12 | 0.12 | 0.12 | 0.12 | 0 | 0 | 0.26 | 0.26 | 0.26 | 0.21 | 0.03 | 0 | 0 | 0 | 0 | 0 | 0 | 0 | True | False | Non Federally-Regulated | 11/20/2020 |  | 06/17/2021
WAC Lighting Co. | AISPIRE | A1RF-1581S-27 | Light Emitting Diode | Inseparable Luminaire | Direct Wired | Reverse Phase Cut Controls | 56 | 2820 | 0.0012 | 92 | 62 | 152 | 0.99 | Ambient | 55000 | 0.93 | 1 |  | 0 | 21 | 21 | 0.15 | 0.15 | 0.15 | 0.15 | 0.02 | 0.02 | 0.27 | 0.27 | 0.27 | 0.22 | 0.03 | 0.01 | 0 | 0 | 0 | 0 | 0 | 0 | True | False | Non Federally-Regulated | 11/20/2020 |  | 06/17/2021
WAC Lighting Co. | AISPIRE | A1RF-1581F-27 | Light Emitting Diode | Inseparable Luminaire | Direct Wired | Reverse Phase Cut Controls | 56 | 2820 | 0.0012 | 92 | 62 | 152 | 0.99 | Ambient | 55000 | 0.93 | 1 |  | 0 | 21 | 21 | 0.15 | 0.15 | 0.15 | 0.15 | 0.02 | 0.02 | 0.27 | 0.27 | 0.27 | 0.22 | 0.03 | 0.01 | 0 | 0 | 0 | 0 | 0 | 0 | True | False | Non Federally-Regulated | 11/20/2020 |  | 06/17/2021
WAC Lighting Co. | AISPIRE | A1RF-1581N-27 | Light Emitting Diode | Inseparable Luminaire | Direct Wired | Reverse Phase Cut Controls | 56 | 2820 | 0.0012 | 92 | 62 | 152 | 0.99 | Ambient | 55000 | 0.93 | 1 |  | 0 | 21 | 21 | 0.15 | 0.15 | 0.15 | 0.15 | 0.02 | 0.02 | 0.27 | 0.27 | 0.27 | 0.22 | 0.03 | 0.01 | 0 | 0 | 0 | 0 | 0 | 0 | True | False | Non Federally-Regulated | 11/20/2020 |  | 06/17/2021
WAC Lighting Co. | AISPIRE | A1RF-1581S-30 | Light Emitting Diode | Inseparable Luminaire | Direct Wired | Reverse Phase Cut Controls | 56 | 3000 | 0.0012 | 92 | 62 | 152 | 0.99 | Ambient | 55000 | 0.93 | 1 |  | 0 | 21 | 21 | 0.15 | 0.15 | 0.15 | 0.15 | 0.02 | 0.02 | 0.27 | 0.27 | 0.27 | 0.22 | 0.03 | 0.01 | 0 | 0 | 0 | 0 | 0 | 0 | True | False | Non Federally-Regulated | 11/20/2020 |  | 06/17/2021
WAC Lighting Co. | AISPIRE | A1RF-1581F-30 | Light Emitting Diode | Inseparable Luminaire | Direct Wired | Reverse Phase Cut Controls | 56 | 3000 | 0.0012 | 92 | 62 | 152 | 0.99 | Ambient | 55000 | 0.93 | 1 |  | 0 | 21 | 21 | 0.15 | 0.15 | 0.15 | 0.15 | 0.02 | 0.02 | 0.27 | 0.27 | 0.27 | 0.22 | 0.03 | 0.01 | 0 | 0 | 0 | 0 | 0 | 0 | True | False | Non Federally-Regulated | 11/20/2020 |  | 06/17/2021
WAC Lighting Co. | AISPIRE | A1RF-1581N-30 | Light Emitting Diode | Inseparable Luminaire | Direct Wired | Reverse Phase Cut Controls | 56 | 3000 | 0.0012 | 92 | 62 | 152 | 0.99 | Ambient | 55000 | 0.93 | 1 |  | 0 | 21 | 21 | 0.15 | 0.15 | 0.15 | 0.15 | 0.02 | 0.02 | 0.27 | 0.27 | 0.27 | 0.22 | 0.03 | 0.01 | 0 | 0 | 0 | 0 | 0 | 0 | True | False | Non Federally-Regulated | 11/20/2020 |  | 06/17/2021
WAC Lighting Co. | AISPIRE | A1RF-1581S-35 | Light Emitting Diode | Inseparable Luminaire | Direct Wired | Reverse Phase Cut Controls | 56 | 3500 | 0.0012 | 92 | 62 | 152 | 0.99 | Ambient | 55000 | 0.93 | 1 |  | 0 | 21 | 21 | 0.15 | 0.15 | 0.15 | 0.15 | 0.02 | 0.02 | 0.27 | 0.27 | 0.27 | 0.22 | 0.03 | 0.01 | 0 | 0 | 0 | 0 | 0 | 0 | True | False | Non Federally-Regulated | 11/20/2020 |  | 06/17/2021
WAC Lighting Co. | AISPIRE | A1RF-1581F-35 | Light Emitting Diode | Inseparable Luminaire | Direct Wired | Reverse Phase Cut Controls | 56 | 3500 | 0.0012 | 92 | 62 | 152 | 0.99 | Ambient | 55000 | 0.93 | 1 |  | 0 | 21 | 21 | 0.15 | 0.15 | 0.15 | 0.15 | 0.02 | 0.02 | 0.27 | 0.27 | 0.27 | 0.22 | 0.03 | 0.01 | 0 | 0 | 0 | 0 | 0 | 0 | True | False | Non Federally-Regulated | 11/20/2020 |  | 06/17/2021
WAC Lighting Co. | AISPIRE | A1RF-1581N-35 | Light Emitting Diode | Inseparable Luminaire | Direct Wired | Reverse Phase Cut Controls | 56 | 3500 | 0.0012 | 92 | 62 | 152 | 0.99 | Ambient | 55000 | 0.93 | 1 |  | 0 | 21 | 21 | 0.15 | 0.15 | 0.15 | 0.15 | 0.02 | 0.02 | 0.27 | 0.27 | 0.27 | 0.22 | 0.03 | 0.01 | 0 | 0 | 0 | 0 | 0 | 0 | True | False | Non Federally-Regulated | 11/20/2020 |  | 06/17/2021
WAC Lighting Co. | AISPIRE | A1RF-1581S-40 | Light Emitting Diode | Inseparable Luminaire | Direct Wired | Reverse Phase Cut Controls | 56 | 4000 | 0.0012 | 92 | 62 | 152 | 0.99 | Ambient | 55000 | 0.93 | 1 |  | 0 | 21 | 21 | 0.15 | 0.15 | 0.15 | 0.15 | 0.02 | 0.02 | 0.27 | 0.27 | 0.27 | 0.22 | 0.03 | 0.01 | 0 | 0 | 0 | 0 | 0 | 0 | True | False | Non Federally-Regulated | 11/20/2020 |  | 06/17/2021
WAC Lighting Co. | AISPIRE | A1RF-1581F-40 | Light Emitting Diode | Inseparable Luminaire | Direct Wired | Reverse Phase Cut Controls | 56 | 4000 | 0.0012 | 92 | 62 | 152 | 0.99 | Ambient | 55000 | 0.93 | 1 |  | 0 | 21 | 21 | 0.15 | 0.15 | 0.15 | 0.15 | 0.02 | 0.02 | 0.27 | 0.27 | 0.27 | 0.22 | 0.03 | 0.01 | 0 | 0 | 0 | 0 | 0 | 0 | True | False | Non Federally-Regulated | 11/20/2020 |  | 06/17/2021
WAC Lighting Co. | AISPIRE | A1RF-1581N-40 | Light Emitting Diode | Inseparable Luminaire | Direct Wired | Reverse Phase Cut Controls | 56 | 4000 | 0.0012 | 92 | 62 | 152 | 0.99 | Ambient | 55000 | 0.93 | 1 |  | 0 | 21 | 21 | 0.15 | 0.15 | 0.15 | 0.15 | 0.02 | 0.02 | 0.27 | 0.27 | 0.27 | 0.22 | 0.03 | 0.01 | 0 | 0 | 0 | 0 | 0 | 0 | True | False | Non Federally-Regulated | 11/20/2020 |  | 06/17/2021
WAC Lighting Co. | AISPIRE | A2RE-346M-27 | Light Emitting Diode | Inseparable Luminaire | Direct Wired | Direct Digital Controls | 71.3 | 2739 | 0.0006 | 95 | 66 | 336 | 1 | Ambient | 55000 | 0.93 | 1 |  | 0 | 22 | 21 | 0.01 | 0 | 0 | 0 | 0 | 0 | 1 | 0.01 | 0.01 | 0.01 | 0 | 0 | 0 | 0 | 0 | 0 | 0 | 0 | True | False | Non Federally-Regulated | 03/15/2021 |  | 06/17/2021
WAC Lighting Co. | AISPIRE | A2RE-346M-30 | Light Emitting Diode | Inseparable Luminaire | Direct Wired | Direct Digital Controls | 71.3 | 3000 | 0.0006 | 95 | 66 | 336 | 1 | Ambient | 55000 | 0.93 | 1 |  | 0 | 22 | 21 | 0.01 | 0 | 0 | 0 | 0 | 0 | 1 | 0.01 | 0.01 | 0.01 | 0 | 0 | 0 | 0 | 0 | 0 | 0 | 0 | True | False | Non Federally-Regulated | 03/15/2021 |  | 06/17/2021
WAC Lighting Co. | AISPIRE | A2RE-356M-27 | Light Emitting Diode | Inseparable Luminaire | Direct Wired | Direct Digital Controls | 71.3 | 2739 | 0.0006 | 95 | 66 | 336 | 1 | Ambient | 55000 | 0.93 | 1 |  | 0 | 22 | 21 | 0.01 | 0 | 0 | 0 | 0 | 0 | 1 | 0.01 | 0.01 | 0.01 | 0 | 0 | 0 | 0 | 0 | 0 | 0 | 0 | True | False | Non Federally-Regulated | 03/15/2021 |  | 06/17/2021
WAC Lighting Co. | AISPIRE | A2RE-356M-30 | Light Emitting Diode | Inseparable Luminaire | Direct Wired | Direct Digital Controls | 71.3 | 3000 | 0.0006 | 95 | 66 | 336 | 1 | Ambient | 55000 | 0.93 | 1 |  | 0 | 22 | 21 | 0.01 | 0 | 0 | 0 | 0 | 0 | 1 | 0.01 | 0.01 | 0.01 | 0 | 0 | 0 | 0 | 0 | 0 | 0 | 0 | True | False | Non Federally-Regulated | 03/15/2021 |  | 06/17/2021
WAC Lighting Co. | AISPIRE | A2RE-347M-27 | Light Emitting Diode | Inseparable Luminaire | Direct Wired | Direct Digital Controls | 71.3 | 2739 | 0.0006 | 95 | 66 | 336 | 1 | Ambient | 55000 | 0.93 | 1 |  | 0 | 22 | 21 | 0.01 | 0 | 0 | 0 | 0 | 0 | 1 | 0.01 | 0.01 | 0.01 | 0 | 0 | 0 | 0 | 0 | 0 | 0 | 0 | True | False | Non Federally-Regulated | 03/15/2021 |  | 06/17/2021
WAC Lighting Co. | AISPIRE | A2RE-347M-30 | Light Emitting Diode | Inseparable Luminaire | Direct Wired | Direct Digital Controls | 71.3 | 3000 | 0.0006 | 95 | 66 | 336 | 1 | Ambient | 55000 | 0.93 | 1 |  | 0 | 22 | 21 | 0.01 | 0 | 0 | 0 | 0 | 0 | 1 | 0.01 | 0.01 | 0.01 | 0 | 0 | 0 | 0 | 0 | 0 | 0 | 0 | True | False | Non Federally-Regulated | 03/15/2021 |  | 06/17/2021
WAC Lighting Co. | AISPIRE | A2RE-357M-27 | Light Emitting Diode | Inseparable Luminaire | Direct Wired | Direct Digital Controls | 71.3 | 2739 | 0.0006 | 95 | 66 | 336 | 1 | Ambient | 55000 | 0.93 | 1 |  | 0 | 22 | 21 | 0.01 | 0 | 0 | 0 | 0 | 0 | 1 | 0.01 | 0.01 | 0.01 | 0 | 0 | 0 | 0 | 0 | 0 | 0 | 0 | True | False | Non Federally-Regulated | 03/15/2021 |  | 06/17/2021
WAC Lighting Co. | AISPIRE | A2RE-357M-30 | Light Emitting Diode | Inseparable Luminaire | Direct Wired | Direct Digital Controls | 71.3 | 3000 | 0.0006 | 95 | 66 | 336 | 1 | Ambient | 55000 | 0.93 | 1 |  | 0 | 22 | 21 | 0.01 | 0 | 0 | 0 | 0 | 0 | 1 | 0.01 | 0.01 | 0.01 | 0 | 0 | 0 | 0 | 0 | 0 | 0 | 0 | True | False | Non Federally-Regulated | 03/15/2021 |  | 06/17/2021
WAC Lighting Co. | AISPIRE | A3RE-346M-27 | Light Emitting Diode | Inseparable Luminaire | Direct Wired | Direct Digital Controls | 74.3 | 2785 | 0.001 | 93 | 66 | 336 | 1 | Ambient | 55000 | 0.95 | 1 |  | 0 | 22 | 21 | 0.01 | 0 | 0 | 0 | 0 | 0 | 1 | 0.01 | 0.01 | 0.01 | 0 | 0 | 0 | 0 | 0 | 0 | 0 | 0 | True | False | Non Federally-Regulated | 03/15/2021 |  | 06/17/2021
WAC Lighting Co. | AISPIRE | A3RE-346M-30 | Light Emitting Diode | Inseparable Luminaire | Direct Wired | Direct Digital Controls | 74.3 | 3000 | 0.001 | 93 | 66 | 336 | 1 | Ambient | 55000 | 0.95 | 1 |  | 0 | 22 | 21 | 0.01 | 0 | 0 | 0 | 0 | 0 | 1 | 0.01 | 0.01 | 0.01 | 0 | 0 | 0 | 0 | 0 | 0 | 0 | 0 | True | False | Non Federally-Regulated | 03/15/2021 |  | 06/17/2021
WAC Lighting Co. | AISPIRE | A3RE-356M-27 | Light Emitting Diode | Inseparable Luminaire | Direct Wired | Direct Digital Controls | 74.3 | 2785 | 0.001 | 93 | 66 | 336 | 1 | Ambient | 55000 | 0.95 | 1 |  | 0 | 22 | 21 | 0.01 | 0 | 0 | 0 | 0 | 0 | 1 | 0.01 | 0.01 | 0.01 | 0 | 0 | 0 | 0 | 0 | 0 | 0 | 0 | True | False | Non Federally-Regulated | 03/15/2021 |  | 06/17/2021
WAC Lighting Co. | AISPIRE | A3RE-356M-30 | Light Emitting Diode | Inseparable Luminaire | Direct Wired | Direct Digital Controls | 74.3 | 3000 | 0.001 | 93 | 66 | 336 | 1 | Ambient | 55000 | 0.95 | 1 |  | 0 | 22 | 21 | 0.01 | 0 | 0 | 0 | 0 | 0 | 1 | 0.01 | 0.01 | 0.01 | 0 | 0 | 0 | 0 | 0 | 0 | 0 | 0 | True | False | Non Federally-Regulated | 03/15/2021 |  | 06/17/2021
WAC Lighting Co. | AISPIRE | A3RE-347M-27 | Light Emitting Diode | Inseparable Luminaire | Direct Wired | Direct Digital Controls | 74.3 | 2785 | 0.001 | 93 | 66 | 336 | 1 | Ambient | 55000 | 0.95 | 1 |  | 0 | 22 | 21 | 0.01 | 0 | 0 | 0 | 0 | 0 | 1 | 0.01 | 0.01 | 0.01 | 0 | 0 | 0 | 0 | 0 | 0 | 0 | 0 | True | False | Non Federally-Regulated | 03/15/2021 |  | 06/17/2021
WAC Lighting Co. | AISPIRE | A3RE-347M-30 | Light Emitting Diode | Inseparable Luminaire | Direct Wired | Direct Digital Controls | 74.3 | 3000 | 0.001 | 93 | 66 | 336 | 1 | Ambient | 55000 | 0.95 | 1 |  | 0 | 22 | 21 | 0.01 | 0 | 0 | 0 | 0 | 0 | 1 | 0.01 | 0.01 | 0.01 | 0 | 0 | 0 | 0 | 0 | 0 | 0 | 0 | True | False | Non Federally-Regulated | 03/15/2021 |  | 06/17/2021
WAC Lighting Co. | AISPIRE | A3RE-357M-27 | Light Emitting Diode | Inseparable Luminaire | Direct Wired | Direct Digital Controls | 74.3 | 2785 | 0.001 | 93 | 66 | 336 | 1 | Ambient | 55000 | 0.95 | 1 |  | 0 | 22 | 21 | 0.01 | 0 | 0 | 0 | 0 | 0 | 1 | 0.01 | 0.01 | 0.01 | 0 | 0 | 0 | 0 | 0 | 0 | 0 | 0 | True | False | Non Federally-Regulated | 03/15/2021 |  | 06/17/2021
WAC Lighting Co. | AISPIRE | A3RE-357M-30 | Light Emitting Diode | Inseparable Luminaire | Direct Wired | Direct Digital Controls | 74.3 | 3000 | 0.001 | 93 | 66 | 336 | 1 | Ambient | 55000 | 0.95 | 1 |  | 0 | 22 | 21 | 0.01 | 0 | 0 | 0 | 0 | 0 | 1 | 0.01 | 0.01 | 0.01 | 0 | 0 | 0 | 0 | 0 | 0 | 0 | 0 | True | False | Non Federally-Regulated | 03/15/2021 |  | 06/17/2021
Kuzco Lighting Inc | Kuzco | PD9117-**/** | Light Emitting Diode | Light Engine | Direct Wired | Reverse Phase Cut Controls | 84 | 3131 |  | 93 | 60 | 48 | 0.91 | Ambient | 50000 | 0.98 | 1 |  | 0.01 | 17 | 17 | 0.45 | 0.19 | 0.16 | 0.02 | 0.02 | 0.01 | 1 | 0.48 | 0.3 | 0.12 | 0.1 | 0.07 | 0.56 | 0.26 | 0.13 | 0.02 | 0.01 | 0.01 | True | False | Non Federally-Regulated | 07/07/2021 |  | 07/07/2021
Kuzco Lighting Inc | Kuzco | PD9117-** | Light Emitting Diode | Light Engine | Direct Wired | Reverse Phase Cut Controls | 84 | 3131 |  | 93 | 60 | 48 | 0.91 | Ambient | 50000 | 0.98 | 1 |  | 0.01 | 17 | 17 | 0.45 | 0.19 | 0.16 | 0.02 | 0.02 | 0.01 | 1 | 0.48 | 0.3 | 0.12 | 0.1 | 0.07 | 0.56 | 0.26 | 0.13 | 0.02 | 0.01 | 0.01 | True | False | Non Federally-Regulated | 07/07/2021 |  | 07/07/2021
Kuzco Lighting Inc | Kuzco | ZPD9117-**/** | Light Emitting Diode | Light Engine | Direct Wired | Reverse Phase Cut Controls | 84 | 3131 |  | 93 | 60 | 48 | 0.91 | Ambient | 50000 | 0.98 | 1 |  | 0.01 | 17 | 17 | 0.45 | 0.19 | 0.16 | 0.02 | 0.02 | 0.01 | 1 | 0.48 | 0.3 | 0.12 | 0.1 | 0.07 | 0.56 | 0.26 | 0.13 | 0.02 | 0.01 | 0.01 | True | False | Non Federally-Regulated | 07/07/2021 |  | 07/07/2021
Kuzco Lighting Inc | Kuzco | ZPD9117-** | Light Emitting Diode | Light Engine | Direct Wired | Reverse Phase Cut Controls | 84 | 3131 |  | 93 | 60 | 48 | 0.91 | Ambient | 50000 | 0.98 | 1 |  | 0.01 | 17 | 17 | 0.45 | 0.19 | 0.16 | 0.02 | 0.02 | 0.01 | 1 | 0.48 | 0.3 | 0.12 | 0.1 | 0.07 | 0.56 | 0.26 | 0.13 | 0.02 | 0.01 | 0.01 | True | False | Non Federally-Regulated | 07/07/2021 |  | 07/07/2021
WAC Lighting Co. | Modern Forms | FM-42818-** | Light Emitting Diode | Inseparable Luminaire | Direct Wired | Reverse Phase Cut Controls | 50.4 | 2878 | -0.0028 | 93 | 51 | 148 | 0.99 | Ambient | 36000 | 0.99 | 1 |  | 0.03 | 21 | 22 | 0.02 | 0.02 | 0.02 | 0.02 | 0 | 0 | 0.02 | 0.02 | 0.02 | 0.02 | 0 | 0 | 0.03 | 0.02 | 0.02 | 0.02 | 0 | 0 | True | False | Non Federally-Regulated | 07/07/2021 |  | 07/12/2021
Suneli Fixtures Center | SUNELI FIXTURES COMPANY | AED24-12VLSTB-UL | Light Emitting Diode | Light Engine | Direct Wired | Forward Phase Cut Controls | 85.6 | 4000 | 0.0022 | 94 | 72 | 315 | 0.93 | Ambient | 36000 | 0.97 | 1 |  | 0.1 | 20 | 20 | 0.25 | 0.01 | 0.01 | 0.01 | 0.01 | 0.01 | 0.03 | 0.01 | 0.01 | 0.01 | 0.01 | 0.01 | 0.27 | 0.01 | 0.01 | 0.01 | 0.01 | 0.01 | True |  | Non Federally-Regulated | 07/29/2020 |  | 07/12/2021
Modalight LLC | modaLIGHT | MNCI-S-S1-W-E-22H-1 120V | Light Emitting Diode | Inseparable Luminaire | Direct Wired | Reverse Phase Cut Controls | 76.8 | 2200 |  | 97 | 96 | 176 | 0.9 | Ambient | 50000 |  | 1 | 54000 | 0.01 | 20 | 21 | 0.25 | 0.24 | 0.23 | 0.21 | 0 | 0 | 0.19 | 0.19 | 0.18 | 0.14 | 0.01 | 0 | 0.22 | 0.14 | 0.14 | 0.11 | 0.05 | 0.02 | True | False | Non Federally-Regulated | 06/01/2021 |  | 07/15/2021
Modalight LLC | modaLIGHT | MNCI-S-S1-W-E-22H-1 | Light Emitting Diode | Inseparable Luminaire | Direct Wired | Reverse Phase Cut Controls | 76.8 | 2200 |  | 97 | 96 | 176 | 0.9 | Ambient | 50000 |  | 1 | 54000 | 0.01 | 20 | 21 | 0.25 | 0.24 | 0.23 | 0.21 | 0 | 0 | 0.19 | 0.19 | 0.18 | 0.14 | 0.01 | 0 | 0.22 | 0.14 | 0.14 | 0.11 | 0.05 | 0.02 | True | False | Non Federally-Regulated | 06/01/2021 |  | 07/15/2021
Modalight LLC | modaLIGHT | MNCI-S-S1-W-E-24H-1 | Light Emitting Diode | Inseparable Luminaire | Direct Wired | Reverse Phase Cut Controls | 76.8 | 2400 |  | 97 | 96 | 176 | 0.9 | Ambient | 50000 |  | 1 | 54000 | 0.01 | 20 | 21 | 0.25 | 0.24 | 0.23 | 0.21 | 0 | 0 | 0.19 | 0.19 | 0.18 | 0.14 | 0.01 | 0 | 0.22 | 0.14 | 0.14 | 0.11 | 0.05 | 0.02 | True | False | Non Federally-Regulated | 06/01/2021 |  | 07/15/2021
Modalight LLC | modaLIGHT | MNCI-S-S1-W-E-27H-1 | Light Emitting Diode | Inseparable Luminaire | Direct Wired | Reverse Phase Cut Controls | 76.8 | 2700 |  | 97 | 96 | 176 | 0.9 | Ambient | 50000 |  | 1 | 54000 | 0.01 | 20 | 21 | 0.25 | 0.24 | 0.23 | 0.21 | 0 | 0 | 0.19 | 0.19 | 0.18 | 0.14 | 0.01 | 0 | 0.22 | 0.14 | 0.14 | 0.11 | 0.05 | 0.02 | True | False | Non Federally-Regulated | 06/01/2021 |  | 07/15/2021
Modalight LLC | modaLIGHT | MNCI-S-S1-W-E-3H-1 | Light Emitting Diode | Inseparable Luminaire | Direct Wired | Reverse Phase Cut Controls | 76.8 | 3000 |  | 97 | 96 | 176 | 0.9 | Ambient | 50000 |  | 1 | 54000 | 0.01 | 20 | 21 | 0.25 | 0.24 | 0.23 | 0.21 | 0 | 0 | 0.19 | 0.19 | 0.18 | 0.14 | 0.01 | 0 | 0.22 | 0.14 | 0.14 | 0.11 | 0.05 | 0.02 | True | False | Non Federally-Regulated | 06/01/2021 |  | 07/15/2021
Modalight LLC | modaLIGHT | MNCI-S-S1-W-E-35H-1 | Light Emitting Diode | Inseparable Luminaire | Direct Wired | Reverse Phase Cut Controls | 76.8 | 3500 |  | 97 | 96 | 176 | 0.9 | Ambient | 50000 |  | 1 | 54000 | 0.01 | 20 | 21 | 0.25 | 0.24 | 0.23 | 0.21 | 0 | 0 | 0.19 | 0.19 | 0.18 | 0.14 | 0.01 | 0 | 0.22 | 0.14 | 0.14 | 0.11 | 0.05 | 0.02 | True | False | Non Federally-Regulated | 06/01/2021 |  | 07/15/2021
Modalight LLC | modaLIGHT | MNCI-S-S1-W-E-4H-1 | Light Emitting Diode | Inseparable Luminaire | Direct Wired | Reverse Phase Cut Controls | 76.8 | 4000 |  | 97 | 96 | 176 | 0.9 | Ambient | 50000 |  | 1 | 54000 | 0.01 | 20 | 21 | 0.25 | 0.24 | 0.23 | 0.21 | 0 | 0 | 0.19 | 0.19 | 0.18 | 0.14 | 0.01 | 0 | 0.22 | 0.14 | 0.14 | 0.11 | 0.05 | 0.02 | True | False | Non Federally-Regulated | 06/01/2021 |  | 07/15/2021
Modalight LLC | modaLIGHT | MNCE-S-S1-W-E-22H-1 | Light Emitting Diode | Inseparable Luminaire | Direct Wired | Reverse Phase Cut Controls | 76.8 | 2200 |  | 97 | 96 | 176 | 0.9 | Ambient | 50000 |  | 1 | 54000 | 0.01 | 20 | 21 | 0.25 | 0.24 | 0.23 | 0.21 | 0 | 0 | 0.19 | 0.19 | 0.18 | 0.14 | 0.01 | 0 | 0.22 | 0.14 | 0.14 | 0.11 | 0.05 | 0.02 | True | False | Non Federally-Regulated | 06/01/2021 |  | 07/15/2021
Modalight LLC | modaLIGHT | MNCE-S-S1-W-E-24H-1 | Light Emitting Diode | Inseparable Luminaire | Direct Wired | Reverse Phase Cut Controls | 76.8 | 2400 |  | 97 | 96 | 176 | 0.9 | Ambient | 50000 |  | 1 | 54000 | 0.01 | 20 | 21 | 0.25 | 0.24 | 0.23 | 0.21 | 0 | 0 | 0.19 | 0.19 | 0.18 | 0.14 | 0.01 | 0 | 0.22 | 0.14 | 0.14 | 0.11 | 0.05 | 0.02 | True | False | Non Federally-Regulated | 06/01/2021 |  | 07/15/2021
Modalight LLC | modaLIGHT | MNCE-S-S1-W-E-27H-1 | Light Emitting Diode | Inseparable Luminaire | Direct Wired | Reverse Phase Cut Controls | 76.8 | 2700 |  | 97 | 96 | 176 | 0.9 | Ambient | 50000 |  | 1 | 54000 | 0.01 | 20 | 21 | 0.25 | 0.24 | 0.23 | 0.21 | 0 | 0 | 0.19 | 0.19 | 0.18 | 0.14 | 0.01 | 0 | 0.22 | 0.14 | 0.14 | 0.11 | 0.05 | 0.02 | True | False | Non Federally-Regulated | 06/01/2021 |  | 07/15/2021
Modalight LLC | modaLIGHT | MNCE-S-S1-W-E-3H-1 | Light Emitting Diode | Inseparable Luminaire | Direct Wired | Reverse Phase Cut Controls | 76.8 | 3000 |  | 97 | 96 | 176 | 0.9 | Ambient | 50000 |  | 1 | 54000 | 0.01 | 20 | 21 | 0.25 | 0.24 | 0.23 | 0.21 | 0 | 0 | 0.19 | 0.19 | 0.18 | 0.14 | 0.01 | 0 | 0.22 | 0.14 | 0.14 | 0.11 | 0.05 | 0.02 | True | False | Non Federally-Regulated | 06/01/2021 |  | 07/15/2021
Modalight LLC | modaLIGHT | MNCE-S-S1-W-E-35H-1 | Light Emitting Diode | Inseparable Luminaire | Direct Wired | Reverse Phase Cut Controls | 76.8 | 3500 |  | 97 | 96 | 176 | 0.9 | Ambient | 50000 |  | 1 | 54000 | 0.01 | 20 | 21 | 0.25 | 0.24 | 0.23 | 0.21 | 0 | 0 | 0.19 | 0.19 | 0.18 | 0.14 | 0.01 | 0 | 0.22 | 0.14 | 0.14 | 0.11 | 0.05 | 0.02 | True | False | Non Federally-Regulated | 06/01/2021 |  | 07/15/2021
Modalight LLC | modaLIGHT | MNCE-S-S1-W-E-4H-1 | Light Emitting Diode | Inseparable Luminaire | Direct Wired | Reverse Phase Cut Controls | 76.8 | 4000 |  | 97 | 96 | 176 | 0.9 | Ambient | 50000 |  | 1 | 54000 | 0.01 | 20 | 21 | 0.25 | 0.24 | 0.23 | 0.21 | 0 | 0 | 0.19 | 0.19 | 0.18 | 0.14 | 0.01 | 0 | 0.22 | 0.14 | 0.14 | 0.11 | 0.05 | 0.02 | True | False | Non Federally-Regulated | 06/01/2021 |  | 07/15/2021
Modalight LLC | modaLIGHT | MNCI-S-S1-W-0-GD2718-1 | Light Emitting Diode | Inseparable Luminaire | Direct Wired | Reverse Phase Cut Controls | 76.8 | 2700 |  | 97 | 96 | 176 | 0.9 | Ambient | 50000 |  | 1 | 54000 | 0.01 | 20 | 21 | 0.25 | 0.24 | 0.23 | 0.21 | 0 | 0 | 0.19 | 0.19 | 0.18 | 0.14 | 0.01 | 0 | 0.22 | 0.14 | 0.14 | 0.11 | 0.05 | 0.02 | True | False | Non Federally-Regulated | 06/01/2021 |  | 07/15/2021
Modalight LLC | modaLIGHT | MNCI-S-S1-W-0-GD3022-1 | Light Emitting Diode | Inseparable Luminaire | Direct Wired | Reverse Phase Cut Controls | 76.8 | 3000 |  | 97 | 96 | 176 | 0.9 | Ambient | 50000 |  | 1 | 54000 | 0.01 | 20 | 21 | 0.25 | 0.24 | 0.23 | 0.21 | 0 | 0 | 0.19 | 0.19 | 0.18 | 0.14 | 0.01 | 0 | 0.22 | 0.14 | 0.14 | 0.11 | 0.05 | 0.02 | True | False | Non Federally-Regulated | 06/01/2021 |  | 07/15/2021
Modalight LLC | modaLIGHT | MNCI-S-S1-W-0-GD3522-1 | Light Emitting Diode | Inseparable Luminaire | Direct Wired | Reverse Phase Cut Controls | 76.8 | 3500 |  | 97 | 96 | 176 | 0.9 | Ambient | 50000 |  | 1 | 54000 | 0.01 | 20 | 21 | 0.25 | 0.24 | 0.23 | 0.21 | 0 | 0 | 0.19 | 0.19 | 0.18 | 0.14 | 0.01 | 0 | 0.22 | 0.14 | 0.14 | 0.11 | 0.05 | 0.02 | True | False | Non Federally-Regulated | 06/01/2021 |  | 07/15/2021
Modalight LLC | modaLIGHT | MNCE-S-S1-W-0-GD2718-1 | Light Emitting Diode | Inseparable Luminaire | Direct Wired | Reverse Phase Cut Controls | 76.8 | 2700 |  | 97 | 96 | 176 | 0.9 | Ambient | 50000 |  | 1 | 54000 | 0.01 | 20 | 21 | 0.25 | 0.24 | 0.23 | 0.21 | 0 | 0 | 0.19 | 0.19 | 0.18 | 0.14 | 0.01 | 0 | 0.22 | 0.14 | 0.14 | 0.11 | 0.05 | 0.02 | True | False | Non Federally-Regulated | 06/01/2021 |  | 07/15/2021
Modalight LLC | modaLIGHT | MNCE-S-S1-W-0-GD3022-1 | Light Emitting Diode | Inseparable Luminaire | Direct Wired | Reverse Phase Cut Controls | 76.8 | 3000 |  | 97 | 96 | 176 | 0.9 | Ambient | 50000 |  | 1 | 54000 | 0.01 | 20 | 21 | 0.25 | 0.24 | 0.23 | 0.21 | 0 | 0 | 0.19 | 0.19 | 0.18 | 0.14 | 0.01 | 0 | 0.22 | 0.14 | 0.14 | 0.11 | 0.05 | 0.02 | True | False | Non Federally-Regulated | 06/01/2021 |  | 07/15/2021
Modalight LLC | modaLIGHT | MNCE-S-S1-W-0-GD3522-1 | Light Emitting Diode | Inseparable Luminaire | Direct Wired | Reverse Phase Cut Controls | 76.8 | 3500 |  | 97 | 96 | 176 | 0.9 | Ambient | 50000 |  | 1 | 54000 | 0.01 | 20 | 21 | 0.25 | 0.24 | 0.23 | 0.21 | 0 | 0 | 0.19 | 0.19 | 0.18 | 0.14 | 0.01 | 0 | 0.22 | 0.14 | 0.14 | 0.11 | 0.05 | 0.02 | True | False | Non Federally-Regulated | 06/01/2021 |  | 07/15/2021
Modalight LLC | modaLIGHT | MNCI-S-S1-W-DMX-GD2718-1 | Light Emitting Diode | Inseparable Luminaire | Direct Wired | Reverse Phase Cut Controls | 76.8 | 2700 |  | 97 | 96 | 176 | 0.9 | Ambient | 50000 |  | 1 | 54000 | 0.01 | 20 | 21 | 0.25 | 0.24 | 0.23 | 0.21 | 0 | 0 | 0.19 | 0.19 | 0.18 | 0.14 | 0.01 | 0 | 0.22 | 0.14 | 0.14 | 0.11 | 0.05 | 0.02 | True | False | Non Federally-Regulated | 06/01/2021 |  | 07/15/2021
Modalight LLC | modaLIGHT | MNCI-S-S1-W-DMX-GD3022-1 | Light Emitting Diode | Inseparable Luminaire | Direct Wired | Reverse Phase Cut Controls | 76.8 | 3000 |  | 97 | 96 | 176 | 0.9 | Ambient | 50000 |  | 1 | 54000 | 0.01 | 20 | 21 | 0.25 | 0.24 | 0.23 | 0.21 | 0 | 0 | 0.19 | 0.19 | 0.18 | 0.14 | 0.01 | 0 | 0.22 | 0.14 | 0.14 | 0.11 | 0.05 | 0.02 | True | False | Non Federally-Regulated | 06/01/2021 |  | 07/15/2021
Modalight LLC | modaLIGHT | MNCI-S-S1-W-DMX-GD3522-1 | Light Emitting Diode | Inseparable Luminaire | Direct Wired | Reverse Phase Cut Controls | 76.8 | 3500 |  | 97 | 96 | 176 | 0.9 | Ambient | 50000 |  | 1 | 54000 | 0.01 | 20 | 21 | 0.25 | 0.24 | 0.23 | 0.21 | 0 | 0 | 0.19 | 0.19 | 0.18 | 0.14 | 0.01 | 0 | 0.22 | 0.14 | 0.14 | 0.11 | 0.05 | 0.02 | True | False | Non Federally-Regulated | 06/01/2021 |  | 07/15/2021
Modalight LLC | modaLIGHT | MNCE-S-S1-W-DMX-GD2718-1 | Light Emitting Diode | Inseparable Luminaire | Direct Wired | Reverse Phase Cut Controls | 76.8 | 2700 |  | 97 | 96 | 176 | 0.9 | Ambient | 50000 |  | 1 | 54000 | 0.01 | 20 | 21 | 0.25 | 0.24 | 0.23 | 0.21 | 0 | 0 | 0.19 | 0.19 | 0.18 | 0.14 | 0.01 | 0 | 0.22 | 0.14 | 0.14 | 0.11 | 0.05 | 0.02 | True | False | Non Federally-Regulated | 06/01/2021 |  | 07/15/2021
Modalight LLC | modaLIGHT | MNCE-S-S1-W-DMX-GD3022-1 | Light Emitting Diode | Inseparable Luminaire | Direct Wired | Reverse Phase Cut Controls | 76.8 | 3000 |  | 97 | 96 | 176 | 0.9 | Ambient | 50000 |  | 1 | 54000 | 0.01 | 20 | 21 | 0.25 | 0.24 | 0.23 | 0.21 | 0 | 0 | 0.19 | 0.19 | 0.18 | 0.14 | 0.01 | 0 | 0.22 | 0.14 | 0.14 | 0.11 | 0.05 | 0.02 | True | False | Non Federally-Regulated | 06/01/2021 |  | 07/15/2021
Modalight LLC | modaLIGHT | MNCE-S-S1-W-DMX-GD3522-1 | Light Emitting Diode | Inseparable Luminaire | Direct Wired | Reverse Phase Cut Controls | 76.8 | 3500 |  | 97 | 96 | 176 | 0.9 | Ambient | 50000 |  | 1 | 54000 | 0.01 | 20 | 21 | 0.25 | 0.24 | 0.23 | 0.21 | 0 | 0 | 0.19 | 0.19 | 0.18 | 0.14 | 0.01 | 0 | 0.22 | 0.14 | 0.14 | 0.11 | 0.05 | 0.02 | True | False | Non Federally-Regulated | 06/01/2021 |  | 07/15/2021
Modalight LLC | modaLIGHT | MNCI-S-S1-W-DWWH-1 | Light Emitting Diode | Inseparable Luminaire | Direct Wired | Reverse Phase Cut Controls | 76.8 | 2200 |  | 97 | 96 | 176 | 0.9 | Ambient | 50000 |  | 1 | 54000 | 0.01 | 20 | 21 | 0.25 | 0.24 | 0.23 | 0.21 | 0 | 0 | 0.19 | 0.19 | 0.18 | 0.14 | 0.01 | 0 | 0.22 | 0.14 | 0.14 | 0.11 | 0.05 | 0.02 | True | False | Non Federally-Regulated | 06/01/2021 |  | 07/15/2021
Modalight LLC | modaLIGHT | MNCI-S-S1-W-DWH-1 | Light Emitting Diode | Inseparable Luminaire | Direct Wired | Reverse Phase Cut Controls | 76.8 | 2200 |  | 97 | 96 | 176 | 0.9 | Ambient | 50000 |  | 1 | 54000 | 0.01 | 20 | 21 | 0.25 | 0.24 | 0.23 | 0.21 | 0 | 0 | 0.19 | 0.19 | 0.18 | 0.14 | 0.01 | 0 | 0.22 | 0.14 | 0.14 | 0.11 | 0.05 | 0.02 | True | False | Non Federally-Regulated | 06/01/2021 |  | 07/15/2021
Modalight LLC | modaLIGHT | MNCI-S-S1-W-DC-1 | Light Emitting Diode | Inseparable Luminaire | Direct Wired | Reverse Phase Cut Controls | 76.8 | 2200 |  | 97 | 96 | 176 | 0.9 | Ambient | 50000 |  | 1 | 54000 | 0.01 | 20 | 21 | 0.25 | 0.24 | 0.23 | 0.21 | 0 | 0 | 0.19 | 0.19 | 0.18 | 0.14 | 0.01 | 0 | 0.22 | 0.14 | 0.14 | 0.11 | 0.05 | 0.02 | True | False | Non Federally-Regulated | 06/01/2021 |  | 07/15/2021
Modalight LLC | modaLIGHT | MNCE-S-S1-W-DWWH-1 | Light Emitting Diode | Inseparable Luminaire | Direct Wired | Reverse Phase Cut Controls | 76.8 | 2200 |  | 97 | 96 | 176 | 0.9 | Ambient | 50000 |  | 1 | 54000 | 0.01 | 20 | 21 | 0.25 | 0.24 | 0.23 | 0.21 | 0 | 0 | 0.19 | 0.19 | 0.18 | 0.14 | 0.01 | 0 | 0.22 | 0.14 | 0.14 | 0.11 | 0.05 | 0.02 | True | False | Non Federally-Regulated | 06/01/2021 |  | 07/15/2021
Modalight LLC | modaLIGHT | MNCE-S-S1-W-DWH-1 | Light Emitting Diode | Inseparable Luminaire | Direct Wired | Reverse Phase Cut Controls | 76.8 | 2200 |  | 97 | 96 | 176 | 0.9 | Ambient | 50000 |  | 1 | 54000 | 0.01 | 20 | 21 | 0.25 | 0.24 | 0.23 | 0.21 | 0 | 0 | 0.19 | 0.19 | 0.18 | 0.14 | 0.01 | 0 | 0.22 | 0.14 | 0.14 | 0.11 | 0.05 | 0.02 | True | False | Non Federally-Regulated | 06/01/2021 |  | 07/15/2021
Modalight LLC | modaLIGHT | MNCE-S-S1-W-DC-1 | Light Emitting Diode | Inseparable Luminaire | Direct Wired | Reverse Phase Cut Controls | 76.8 | 2200 |  | 97 | 96 | 176 | 0.9 | Ambient | 50000 |  | 1 | 54000 | 0.01 | 20 | 21 | 0.25 | 0.24 | 0.23 | 0.21 | 0 | 0 | 0.19 | 0.19 | 0.18 | 0.14 | 0.01 | 0 | 0.22 | 0.14 | 0.14 | 0.11 | 0.05 | 0.02 | True | False | Non Federally-Regulated | 06/01/2021 |  | 07/15/2021
Modalight LLC | modaLIGHT | MNCI-S-S1-W-E-22H-4 120V | Light Emitting Diode | Inseparable Luminaire | Direct Wired | Reverse Phase Cut Controls | 78 | 2200 |  | 97 | 96 | 172 | 0.91 | Ambient | 50000 |  | 1 | 54000 | 0.01 | 20 | 20 | 0.25 | 0.25 | 0.24 | 0.22 | 0 | 0 | 0.2 | 0.19 | 0.19 | 0.14 | 0.01 | 0 | 0.05 | 0.04 | 0.04 | 0.03 | 0.01 | 0.01 | True | False | Non Federally-Regulated | 06/01/2021 |  | 07/15/2021
Modalight LLC | modaLIGHT | MNCI-S-S1-W-E-22H-4 | Light Emitting Diode | Inseparable Luminaire | Direct Wired | Reverse Phase Cut Controls | 78 | 2200 |  | 97 | 96 | 172 | 0.91 | Ambient | 50000 |  | 1 | 54000 | 0.01 | 20 | 20 | 0.25 | 0.25 | 0.24 | 0.22 | 0 | 0 | 0.2 | 0.19 | 0.19 | 0.14 | 0.01 | 0 | 0.05 | 0.04 | 0.04 | 0.03 | 0.01 | 0.01 | True | False | Non Federally-Regulated | 06/01/2021 |  | 07/15/2021
Modalight LLC | modaLIGHT | MNCI-S-S1-W-E-24H-4 | Light Emitting Diode | Inseparable Luminaire | Direct Wired | Reverse Phase Cut Controls | 78 | 2400 |  | 97 | 96 | 172 | 0.91 | Ambient | 50000 |  | 1 | 54000 | 0.01 | 20 | 20 | 0.25 | 0.25 | 0.24 | 0.22 | 0 | 0 | 0.2 | 0.19 | 0.19 | 0.14 | 0.01 | 0 | 0.05 | 0.04 | 0.04 | 0.03 | 0.01 | 0.01 | True | False | Non Federally-Regulated | 06/01/2021 |  | 07/15/2021
Modalight LLC | modaLIGHT | MNCI-S-S1-W-E-27H-4 | Light Emitting Diode | Inseparable Luminaire | Direct Wired | Reverse Phase Cut Controls | 78 | 2700 |  | 97 | 96 | 172 | 0.91 | Ambient | 50000 |  | 1 | 54000 | 0.01 | 20 | 20 | 0.25 | 0.25 | 0.24 | 0.22 | 0 | 0 | 0.2 | 0.19 | 0.19 | 0.14 | 0.01 | 0 | 0.05 | 0.04 | 0.04 | 0.03 | 0.01 | 0.01 | True | False | Non Federally-Regulated | 06/01/2021 |  | 07/15/2021
Modalight LLC | modaLIGHT | MNCI-S-S1-W-E-3H-4 | Light Emitting Diode | Inseparable Luminaire | Direct Wired | Reverse Phase Cut Controls | 78 | 3000 |  | 97 | 96 | 172 | 0.91 | Ambient | 50000 |  | 1 | 54000 | 0.01 | 20 | 20 | 0.25 | 0.25 | 0.24 | 0.22 | 0 | 0 | 0.2 | 0.19 | 0.19 | 0.14 | 0.01 | 0 | 0.05 | 0.04 | 0.04 | 0.03 | 0.01 | 0.01 | True | False | Non Federally-Regulated | 06/01/2021 |  | 07/15/2021
Modalight LLC | modaLIGHT | MNCI-S-S1-W-E-35H-4 | Light Emitting Diode | Inseparable Luminaire | Direct Wired | Reverse Phase Cut Controls | 78 | 3500 |  | 97 | 96 | 172 | 0.91 | Ambient | 50000 |  | 1 | 54000 | 0.01 | 20 | 20 | 0.25 | 0.25 | 0.24 | 0.22 | 0 | 0 | 0.2 | 0.19 | 0.19 | 0.14 | 0.01 | 0 | 0.05 | 0.04 | 0.04 | 0.03 | 0.01 | 0.01 | True | False | Non Federally-Regulated | 06/01/2021 |  | 07/15/2021
Modalight LLC | modaLIGHT | MNCI-S-S1-W-E-4H-4 | Light Emitting Diode | Inseparable Luminaire | Direct Wired | Reverse Phase Cut Controls | 78 | 4000 |  | 97 | 96 | 172 | 0.91 | Ambient | 50000 |  | 1 | 54000 | 0.01 | 20 | 20 | 0.25 | 0.25 | 0.24 | 0.22 | 0 | 0 | 0.2 | 0.19 | 0.19 | 0.14 | 0.01 | 0 | 0.05 | 0.04 | 0.04 | 0.03 | 0.01 | 0.01 | True | False | Non Federally-Regulated | 06/01/2021 |  | 07/15/2021
Modalight LLC | modaLIGHT | MNCE-S-S1-W-E-22H-4 | Light Emitting Diode | Inseparable Luminaire | Direct Wired | Reverse Phase Cut Controls | 78 | 2200 |  | 97 | 96 | 172 | 0.91 | Ambient | 50000 |  | 1 | 54000 | 0.01 | 20 | 20 | 0.25 | 0.25 | 0.24 | 0.22 | 0 | 0 | 0.2 | 0.19 | 0.19 | 0.14 | 0.01 | 0 | 0.05 | 0.04 | 0.04 | 0.03 | 0.01 | 0.01 | True | False | Non Federally-Regulated | 06/01/2021 |  | 07/15/2021
Modalight LLC | modaLIGHT | MNCE-S-S1-W-E-24H-4 | Light Emitting Diode | Inseparable Luminaire | Direct Wired | Reverse Phase Cut Controls | 78 | 2400 |  | 97 | 96 | 172 | 0.91 | Ambient | 50000 |  | 1 | 54000 | 0.01 | 20 | 20 | 0.25 | 0.25 | 0.24 | 0.22 | 0 | 0 | 0.2 | 0.19 | 0.19 | 0.14 | 0.01 | 0 | 0.05 | 0.04 | 0.04 | 0.03 | 0.01 | 0.01 | True | False | Non Federally-Regulated | 06/01/2021 |  | 07/15/2021
Modalight LLC | modaLIGHT | MNCE-S-S1-W-E-27H-4 | Light Emitting Diode | Inseparable Luminaire | Direct Wired | Reverse Phase Cut Controls | 78 | 2700 |  | 97 | 96 | 172 | 0.91 | Ambient | 50000 |  | 1 | 54000 | 0.01 | 20 | 20 | 0.25 | 0.25 | 0.24 | 0.22 | 0 | 0 | 0.2 | 0.19 | 0.19 | 0.14 | 0.01 | 0 | 0.05 | 0.04 | 0.04 | 0.03 | 0.01 | 0.01 | True | False | Non Federally-Regulated | 06/01/2021 |  | 07/15/2021
Modalight LLC | modaLIGHT | MNCE-S-S1-W-E-3H-4 | Light Emitting Diode | Inseparable Luminaire | Direct Wired | Reverse Phase Cut Controls | 78 | 3000 |  | 97 | 96 | 172 | 0.91 | Ambient | 50000 |  | 1 | 54000 | 0.01 | 20 | 20 | 0.25 | 0.25 | 0.24 | 0.22 | 0 | 0 | 0.2 | 0.19 | 0.19 | 0.14 | 0.01 | 0 | 0.05 | 0.04 | 0.04 | 0.03 | 0.01 | 0.01 | True | False | Non Federally-Regulated | 06/01/2021 |  | 07/15/2021
Modalight LLC | modaLIGHT | MNCE-S-S1-W-E-35H-4 | Light Emitting Diode | Inseparable Luminaire | Direct Wired | Reverse Phase Cut Controls | 78 | 3500 |  | 97 | 96 | 172 | 0.91 | Ambient | 50000 |  | 1 | 54000 | 0.01 | 20 | 20 | 0.25 | 0.25 | 0.24 | 0.22 | 0 | 0 | 0.2 | 0.19 | 0.19 | 0.14 | 0.01 | 0 | 0.05 | 0.04 | 0.04 | 0.03 | 0.01 | 0.01 | True | False | Non Federally-Regulated | 06/01/2021 |  | 07/15/2021
Modalight LLC | modaLIGHT | MNCE-S-S1-W-E-4H-4 | Light Emitting Diode | Inseparable Luminaire | Direct Wired | Reverse Phase Cut Controls | 78 | 4000 |  | 97 | 96 | 172 | 0.91 | Ambient | 50000 |  | 1 | 54000 | 0.01 | 20 | 20 | 0.25 | 0.25 | 0.24 | 0.22 | 0 | 0 | 0.2 | 0.19 | 0.19 | 0.14 | 0.01 | 0 | 0.05 | 0.04 | 0.04 | 0.03 | 0.01 | 0.01 | True | False | Non Federally-Regulated | 06/01/2021 |  | 07/15/2021
Modalight LLC | modaLIGHT | MNCI-S-S1-W-0-GD2718-4 | Light Emitting Diode | Inseparable Luminaire | Direct Wired | Reverse Phase Cut Controls | 78 | 2700 |  | 97 | 96 | 172 | 0.91 | Ambient | 50000 |  | 1 | 54000 | 0.01 | 20 | 20 | 0.25 | 0.25 | 0.24 | 0.22 | 0 | 0 | 0.2 | 0.19 | 0.19 | 0.14 | 0.01 | 0 | 0.05 | 0.04 | 0.04 | 0.03 | 0.01 | 0.01 | True | False | Non Federally-Regulated | 06/01/2021 |  | 07/15/2021
Modalight LLC | modaLIGHT | MNCI-S-S1-W-0-GD3022-4 | Light Emitting Diode | Inseparable Luminaire | Direct Wired | Reverse Phase Cut Controls | 78 | 3000 |  | 97 | 96 | 172 | 0.91 | Ambient | 50000 |  | 1 | 54000 | 0.01 | 20 | 20 | 0.25 | 0.25 | 0.24 | 0.22 | 0 | 0 | 0.2 | 0.19 | 0.19 | 0.14 | 0.01 | 0 | 0.05 | 0.04 | 0.04 | 0.03 | 0.01 | 0.01 | True | False | Non Federally-Regulated | 06/01/2021 |  | 07/15/2021
Modalight LLC | modaLIGHT | MNCI-S-S1-W-0-GD3522-4 | Light Emitting Diode | Inseparable Luminaire | Direct Wired | Reverse Phase Cut Controls | 78 | 3500 |  | 97 | 96 | 172 | 0.91 | Ambient | 50000 |  | 1 | 54000 | 0.01 | 20 | 20 | 0.25 | 0.25 | 0.24 | 0.22 | 0 | 0 | 0.2 | 0.19 | 0.19 | 0.14 | 0.01 | 0 | 0.05 | 0.04 | 0.04 | 0.03 | 0.01 | 0.01 | True | False | Non Federally-Regulated | 06/01/2021 |  | 07/15/2021
Modalight LLC | modaLIGHT | MNCE-S-S1-W-0-GD2718-4 | Light Emitting Diode | Inseparable Luminaire | Direct Wired | Reverse Phase Cut Controls | 78 | 2700 |  | 97 | 96 | 172 | 0.91 | Ambient | 50000 |  | 1 | 54000 | 0.01 | 20 | 20 | 0.25 | 0.25 | 0.24 | 0.22 | 0 | 0 | 0.2 | 0.19 | 0.19 | 0.14 | 0.01 | 0 | 0.05 | 0.04 | 0.04 | 0.03 | 0.01 | 0.01 | True | False | Non Federally-Regulated | 06/01/2021 |  | 07/15/2021
Modalight LLC | modaLIGHT | MNCE-S-S1-W-0-GD3022-4 | Light Emitting Diode | Inseparable Luminaire | Direct Wired | Reverse Phase Cut Controls | 78 | 3000 |  | 97 | 96 | 172 | 0.91 | Ambient | 50000 |  | 1 | 54000 | 0.01 | 20 | 20 | 0.25 | 0.25 | 0.24 | 0.22 | 0 | 0 | 0.2 | 0.19 | 0.19 | 0.14 | 0.01 | 0 | 0.05 | 0.04 | 0.04 | 0.03 | 0.01 | 0.01 | True | False | Non Federally-Regulated | 06/01/2021 |  | 07/15/2021
Modalight LLC | modaLIGHT | MNCE-S-S1-W-0-GD3522-4 | Light Emitting Diode | Inseparable Luminaire | Direct Wired | Reverse Phase Cut Controls | 78 | 3500 |  | 97 | 96 | 172 | 0.91 | Ambient | 50000 |  | 1 | 54000 | 0.01 | 20 | 20 | 0.25 | 0.25 | 0.24 | 0.22 | 0 | 0 | 0.2 | 0.19 | 0.19 | 0.14 | 0.01 | 0 | 0.05 | 0.04 | 0.04 | 0.03 | 0.01 | 0.01 | True | False | Non Federally-Regulated | 06/01/2021 |  | 07/15/2021
Modalight LLC | modaLIGHT | MNCI-S-S1-W-DMX-GD2718-4 | Light Emitting Diode | Inseparable Luminaire | Direct Wired | Reverse Phase Cut Controls | 78 | 2700 |  | 97 | 96 | 172 | 0.91 | Ambient | 50000 |  | 1 | 54000 | 0.01 | 20 | 20 | 0.25 | 0.25 | 0.24 | 0.22 | 0 | 0 | 0.2 | 0.19 | 0.19 | 0.14 | 0.01 | 0 | 0.05 | 0.04 | 0.04 | 0.03 | 0.01 | 0.01 | True | False | Non Federally-Regulated | 06/01/2021 |  | 07/15/2021
Modalight LLC | modaLIGHT | MNCI-S-S1-W-DMX-GD3022-4 | Light Emitting Diode | Inseparable Luminaire | Direct Wired | Reverse Phase Cut Controls | 78 | 3000 |  | 97 | 96 | 172 | 0.91 | Ambient | 50000 |  | 1 | 54000 | 0.01 | 20 | 20 | 0.25 | 0.25 | 0.24 | 0.22 | 0 | 0 | 0.2 | 0.19 | 0.19 | 0.14 | 0.01 | 0 | 0.05 | 0.04 | 0.04 | 0.03 | 0.01 | 0.01 | True | False | Non Federally-Regulated | 06/01/2021 |  | 07/15/2021
Modalight LLC | modaLIGHT | MNCI-S-S1-W-DMX-GD3522-4 | Light Emitting Diode | Inseparable Luminaire | Direct Wired | Reverse Phase Cut Controls | 78 | 3500 |  | 97 | 96 | 172 | 0.91 | Ambient | 50000 |  | 1 | 54000 | 0.01 | 20 | 20 | 0.25 | 0.25 | 0.24 | 0.22 | 0 | 0 | 0.2 | 0.19 | 0.19 | 0.14 | 0.01 | 0 | 0.05 | 0.04 | 0.04 | 0.03 | 0.01 | 0.01 | True | False | Non Federally-Regulated | 06/01/2021 |  | 07/15/2021
Modalight LLC | modaLIGHT | MNCE-S-S1-W-DMX-GD2718-4 | Light Emitting Diode | Inseparable Luminaire | Direct Wired | Reverse Phase Cut Controls | 78 | 2700 |  | 97 | 96 | 172 | 0.91 | Ambient | 50000 |  | 1 | 54000 | 0.01 | 20 | 20 | 0.25 | 0.25 | 0.24 | 0.22 | 0 | 0 | 0.2 | 0.19 | 0.19 | 0.14 | 0.01 | 0 | 0.05 | 0.04 | 0.04 | 0.03 | 0.01 | 0.01 | True | False | Non Federally-Regulated | 06/01/2021 |  | 07/15/2021
Modalight LLC | modaLIGHT | MNCE-S-S1-W-DMX-GD3022-4 | Light Emitting Diode | Inseparable Luminaire | Direct Wired | Reverse Phase Cut Controls | 78 | 3000 |  | 97 | 96 | 172 | 0.91 | Ambient | 50000 |  | 1 | 54000 | 0.01 | 20 | 20 | 0.25 | 0.25 | 0.24 | 0.22 | 0 | 0 | 0.2 | 0.19 | 0.19 | 0.14 | 0.01 | 0 | 0.05 | 0.04 | 0.04 | 0.03 | 0.01 | 0.01 | True | False | Non Federally-Regulated | 06/01/2021 |  | 07/15/2021
Modalight LLC | modaLIGHT | MNCE-S-S1-W-DMX-GD3522-4 | Light Emitting Diode | Inseparable Luminaire | Direct Wired | Reverse Phase Cut Controls | 78 | 3500 |  | 97 | 96 | 172 | 0.91 | Ambient | 50000 |  | 1 | 54000 | 0.01 | 20 | 20 | 0.25 | 0.25 | 0.24 | 0.22 | 0 | 0 | 0.2 | 0.19 | 0.19 | 0.14 | 0.01 | 0 | 0.05 | 0.04 | 0.04 | 0.03 | 0.01 | 0.01 | True | False | Non Federally-Regulated | 06/01/2021 |  | 07/15/2021
Modalight LLC | modaLIGHT | MNCI-S-S1-W-DWWH-4 | Light Emitting Diode | Inseparable Luminaire | Direct Wired | Reverse Phase Cut Controls | 78 | 2000 |  | 97 | 96 | 172 | 0.91 | Ambient | 50000 |  | 1 | 54000 | 0.01 | 20 | 20 | 0.25 | 0.25 | 0.24 | 0.22 | 0 | 0 | 0.2 | 0.19 | 0.19 | 0.14 | 0.01 | 0 | 0.05 | 0.04 | 0.04 | 0.03 | 0.01 | 0.01 | True | False | Non Federally-Regulated | 06/01/2021 |  | 07/15/2021
Modalight LLC | modaLIGHT | MNCI-S-S1-W-DWH-4 | Light Emitting Diode | Inseparable Luminaire | Direct Wired | Reverse Phase Cut Controls | 78 | 2000 |  | 97 | 96 | 172 | 0.91 | Ambient | 50000 |  | 1 | 54000 | 0.01 | 20 | 20 | 0.25 | 0.25 | 0.24 | 0.22 | 0 | 0 | 0.2 | 0.19 | 0.19 | 0.14 | 0.01 | 0 | 0.05 | 0.04 | 0.04 | 0.03 | 0.01 | 0.01 | True | False | Non Federally-Regulated | 06/01/2021 |  | 07/15/2021
Modalight LLC | modaLIGHT | MNCI-S-S1-W-DC-4 | Light Emitting Diode | Inseparable Luminaire | Direct Wired | Reverse Phase Cut Controls | 78 | 2000 |  | 97 | 96 | 172 | 0.91 | Ambient | 50000 |  | 1 | 54000 | 0.01 | 20 | 20 | 0.25 | 0.25 | 0.24 | 0.22 | 0 | 0 | 0.2 | 0.19 | 0.19 | 0.14 | 0.01 | 0 | 0.05 | 0.04 | 0.04 | 0.03 | 0.01 | 0.01 | True | False | Non Federally-Regulated | 06/01/2021 |  | 07/15/2021
Modalight LLC | modaLIGHT | MNCE-S-S1-W-DWWH-4 | Light Emitting Diode | Inseparable Luminaire | Direct Wired | Reverse Phase Cut Controls | 78 | 2000 |  | 97 | 96 | 172 | 0.91 | Ambient | 50000 |  | 1 | 54000 | 0.01 | 20 | 20 | 0.25 | 0.25 | 0.24 | 0.22 | 0 | 0 | 0.2 | 0.19 | 0.19 | 0.14 | 0.01 | 0 | 0.05 | 0.04 | 0.04 | 0.03 | 0.01 | 0.01 | True | False | Non Federally-Regulated | 06/01/2021 |  | 07/15/2021
Modalight LLC | modaLIGHT | MNCE-S-S1-W-DWH-4 | Light Emitting Diode | Inseparable Luminaire | Direct Wired | Reverse Phase Cut Controls | 78 | 2000 |  | 97 | 96 | 172 | 0.91 | Ambient | 50000 |  | 1 | 54000 | 0.01 | 20 | 20 | 0.25 | 0.25 | 0.24 | 0.22 | 0 | 0 | 0.2 | 0.19 | 0.19 | 0.14 | 0.01 | 0 | 0.05 | 0.04 | 0.04 | 0.03 | 0.01 | 0.01 | True | False | Non Federally-Regulated | 06/01/2021 |  | 07/15/2021
Modalight LLC | modaLIGHT | MNCE-S-S1-W-DC-4 | Light Emitting Diode | Inseparable Luminaire | Direct Wired | Reverse Phase Cut Controls | 78 | 2000 |  | 97 | 96 | 172 | 0.91 | Ambient | 50000 |  | 1 | 54000 | 0.01 | 20 | 20 | 0.25 | 0.25 | 0.24 | 0.22 | 0 | 0 | 0.2 | 0.19 | 0.19 | 0.14 | 0.01 | 0 | 0.05 | 0.04 | 0.04 | 0.03 | 0.01 | 0.01 | True | False | Non Federally-Regulated | 06/01/2021 |  | 07/15/2021
Modalight LLC | modaLIGHT | MMCI-S-S5-S-E-22H-1 | Light Emitting Diode | Inseparable Luminaire | Direct Wired | Reverse Phase Cut Controls | 62.7 | 2200 |  | 97 | 97 | 472 | 0.97 | Ambient | 50000 |  | 1 | 54000 | 0.01 | 20 | 21 | 0.2 | 0.2 | 0.2 | 0.19 | 0 | 0 | 0.3 | 0.29 | 0.3 | 0.23 | 0 | 0 | 0.21 | 0.13 | 0.13 | 0.09 | 0.03 | 0.02 | True | False | Non Federally-Regulated | 06/01/2021 |  | 07/15/2021
Modalight LLC | modaLIGHT | MMCI-S-S5-S-E-24H-1 | Light Emitting Diode | Inseparable Luminaire | Direct Wired | Reverse Phase Cut Controls | 62.7 | 2400 |  | 97 | 97 | 472 | 0.97 | Ambient | 50000 |  | 1 | 54000 | 0.01 | 20 | 21 | 0.2 | 0.2 | 0.2 | 0.19 | 0 | 0 | 0.3 | 0.29 | 0.3 | 0.23 | 0 | 0 | 0.21 | 0.13 | 0.13 | 0.09 | 0.03 | 0.02 | True | False | Non Federally-Regulated | 06/01/2021 |  | 07/15/2021
Modalight LLC | modaLIGHT | MMCI-S-S5-S-E-27H-1 | Light Emitting Diode | Inseparable Luminaire | Direct Wired | Reverse Phase Cut Controls | 62.7 | 2700 |  | 97 | 97 | 472 | 0.97 | Ambient | 50000 |  | 1 | 54000 | 0.01 | 20 | 21 | 0.2 | 0.2 | 0.2 | 0.19 | 0 | 0 | 0.3 | 0.29 | 0.3 | 0.23 | 0 | 0 | 0.21 | 0.13 | 0.13 | 0.09 | 0.03 | 0.02 | True | False | Non Federally-Regulated | 06/01/2021 |  | 07/15/2021
Modalight LLC | modaLIGHT | MMCI-S-S5-S-E-3H-1 | Light Emitting Diode | Inseparable Luminaire | Direct Wired | Reverse Phase Cut Controls | 62.7 | 3000 |  | 97 | 97 | 472 | 0.97 | Ambient | 50000 |  | 1 | 54000 | 0.01 | 20 | 21 | 0.2 | 0.2 | 0.2 | 0.19 | 0 | 0 | 0.3 | 0.29 | 0.3 | 0.23 | 0 | 0 | 0.21 | 0.13 | 0.13 | 0.09 | 0.03 | 0.02 | True | False | Non Federally-Regulated | 06/01/2021 |  | 07/15/2021
Modalight LLC | modaLIGHT | MMCI-S-S5-S-E-35H-1 | Light Emitting Diode | Inseparable Luminaire | Direct Wired | Reverse Phase Cut Controls | 62.7 | 3500 |  | 97 | 97 | 472 | 0.97 | Ambient | 50000 |  | 1 | 54000 | 0.01 | 20 | 21 | 0.2 | 0.2 | 0.2 | 0.19 | 0 | 0 | 0.3 | 0.29 | 0.3 | 0.23 | 0 | 0 | 0.21 | 0.13 | 0.13 | 0.09 | 0.03 | 0.02 | True | False | Non Federally-Regulated | 06/01/2021 |  | 07/15/2021
Modalight LLC | modaLIGHT | MMCI-S-S5-S-E-4H-1 | Light Emitting Diode | Inseparable Luminaire | Direct Wired | Reverse Phase Cut Controls | 62.7 | 4000 |  | 97 | 97 | 472 | 0.97 | Ambient | 50000 |  | 1 | 54000 | 0.01 | 20 | 21 | 0.2 | 0.2 | 0.2 | 0.19 | 0 | 0 | 0.3 | 0.29 | 0.3 | 0.23 | 0 | 0 | 0.21 | 0.13 | 0.13 | 0.09 | 0.03 | 0.02 | True | False | Non Federally-Regulated | 06/01/2021 |  | 07/15/2021
Modalight LLC | modaLIGHT | MMGI-S-S5-S-E-22H-1-310 | Light Emitting Diode | Inseparable Luminaire | Direct Wired | Reverse Phase Cut Controls | 62.7 | 2200 |  | 97 | 97 | 472 | 0.97 | Ambient | 50000 |  | 1 | 54000 | 0.01 | 20 | 21 | 0.2 | 0.2 | 0.2 | 0.19 | 0 | 0 | 0.3 | 0.29 | 0.3 | 0.23 | 0 | 0 | 0.21 | 0.13 | 0.13 | 0.09 | 0.03 | 0.02 | True | False | Non Federally-Regulated | 06/01/2021 |  | 07/15/2021
Modalight LLC | modaLIGHT | MMGI-S-S5-S-E-24H-1-310 | Light Emitting Diode | Inseparable Luminaire | Direct Wired | Reverse Phase Cut Controls | 62.7 | 2400 |  | 97 | 97 | 472 | 0.97 | Ambient | 50000 |  | 1 | 54000 | 0.01 | 20 | 21 | 0.2 | 0.2 | 0.2 | 0.19 | 0 | 0 | 0.3 | 0.29 | 0.3 | 0.23 | 0 | 0 | 0.21 | 0.13 | 0.13 | 0.09 | 0.03 | 0.02 | True | False | Non Federally-Regulated | 06/01/2021 |  | 07/15/2021
Modalight LLC | modaLIGHT | MMGI-S-S5-S-E-27H-1-310 | Light Emitting Diode | Inseparable Luminaire | Direct Wired | Reverse Phase Cut Controls | 62.7 | 2700 |  | 97 | 97 | 472 | 0.97 | Ambient | 50000 |  | 1 | 54000 | 0.01 | 20 | 21 | 0.2 | 0.2 | 0.2 | 0.19 | 0 | 0 | 0.3 | 0.29 | 0.3 | 0.23 | 0 | 0 | 0.21 | 0.13 | 0.13 | 0.09 | 0.03 | 0.02 | True | False | Non Federally-Regulated | 06/01/2021 |  | 07/15/2021
Modalight LLC | modaLIGHT | MMGI-S-S5-S-E-3H-1-310 | Light Emitting Diode | Inseparable Luminaire | Direct Wired | Reverse Phase Cut Controls | 62.7 | 3000 |  | 97 | 97 | 472 | 0.97 | Ambient | 50000 |  | 1 | 54000 | 0.01 | 20 | 21 | 0.2 | 0.2 | 0.2 | 0.19 | 0 | 0 | 0.3 | 0.29 | 0.3 | 0.23 | 0 | 0 | 0.21 | 0.13 | 0.13 | 0.09 | 0.03 | 0.02 | True | False | Non Federally-Regulated | 06/01/2021 |  | 07/15/2021
Modalight LLC | modaLIGHT | MMGI-S-S5-S-E-35H-1-310 | Light Emitting Diode | Inseparable Luminaire | Direct Wired | Reverse Phase Cut Controls | 62.7 | 3500 |  | 97 | 97 | 472 | 0.97 | Ambient | 50000 |  | 1 | 54000 | 0.01 | 20 | 21 | 0.2 | 0.2 | 0.2 | 0.19 | 0 | 0 | 0.3 | 0.29 | 0.3 | 0.23 | 0 | 0 | 0.21 | 0.13 | 0.13 | 0.09 | 0.03 | 0.02 | True | False | Non Federally-Regulated | 06/01/2021 |  | 07/15/2021
Modalight LLC | modaLIGHT | MMGI-S-S5-S-E-4H-1-310 | Light Emitting Diode | Inseparable Luminaire | Direct Wired | Reverse Phase Cut Controls | 62.7 | 4000 |  | 97 | 97 | 472 | 0.97 | Ambient | 50000 |  | 1 | 54000 | 0.01 | 20 | 21 | 0.2 | 0.2 | 0.2 | 0.19 | 0 | 0 | 0.3 | 0.29 | 0.3 | 0.23 | 0 | 0 | 0.21 | 0.13 | 0.13 | 0.09 | 0.03 | 0.02 | True | False | Non Federally-Regulated | 06/01/2021 |  | 07/15/2021
Modalight LLC | modaLIGHT | MMCE-S-S5-S-E-22H-1 | Light Emitting Diode | Inseparable Luminaire | Direct Wired | Reverse Phase Cut Controls | 62.7 | 2200 |  | 97 | 97 | 472 | 0.97 | Ambient | 50000 |  | 1 | 54000 | 0.01 | 20 | 21 | 0.2 | 0.2 | 0.2 | 0.19 | 0 | 0 | 0.3 | 0.29 | 0.3 | 0.23 | 0 | 0 | 0.21 | 0.13 | 0.13 | 0.09 | 0.03 | 0.02 | True | False | Non Federally-Regulated | 06/01/2021 |  | 07/15/2021
Modalight LLC | modaLIGHT | MMCE-S-S5-S-E-24H-1 | Light Emitting Diode | Inseparable Luminaire | Direct Wired | Reverse Phase Cut Controls | 62.7 | 2400 |  | 97 | 97 | 472 | 0.97 | Ambient | 50000 |  | 1 | 54000 | 0.01 | 20 | 21 | 0.2 | 0.2 | 0.2 | 0.19 | 0 | 0 | 0.3 | 0.29 | 0.3 | 0.23 | 0 | 0 | 0.21 | 0.13 | 0.13 | 0.09 | 0.03 | 0.02 | True | False | Non Federally-Regulated | 06/01/2021 |  | 07/15/2021
Modalight LLC | modaLIGHT | MMCE-S-S5-S-E-27H-1 | Light Emitting Diode | Inseparable Luminaire | Direct Wired | Reverse Phase Cut Controls | 62.7 | 2700 |  | 97 | 97 | 472 | 0.97 | Ambient | 50000 |  | 1 | 54000 | 0.01 | 20 | 21 | 0.2 | 0.2 | 0.2 | 0.19 | 0 | 0 | 0.3 | 0.29 | 0.3 | 0.23 | 0 | 0 | 0.21 | 0.13 | 0.13 | 0.09 | 0.03 | 0.02 | True | False | Non Federally-Regulated | 06/01/2021 |  | 07/15/2021
Modalight LLC | modaLIGHT | MMCE-S-S5-S-E-3H-1 | Light Emitting Diode | Inseparable Luminaire | Direct Wired | Reverse Phase Cut Controls | 62.7 | 3000 |  | 97 | 97 | 472 | 0.97 | Ambient | 50000 |  | 1 | 54000 | 0.01 | 20 | 21 | 0.2 | 0.2 | 0.2 | 0.19 | 0 | 0 | 0.3 | 0.29 | 0.3 | 0.23 | 0 | 0 | 0.21 | 0.13 | 0.13 | 0.09 | 0.03 | 0.02 | True | False | Non Federally-Regulated | 06/01/2021 |  | 07/15/2021
Modalight LLC | modaLIGHT | MMCE-S-S5-S-E-35H-1 | Light Emitting Diode | Inseparable Luminaire | Direct Wired | Reverse Phase Cut Controls | 62.7 | 3500 |  | 97 | 97 | 472 | 0.97 | Ambient | 50000 |  | 1 | 54000 | 0.01 | 20 | 21 | 0.2 | 0.2 | 0.2 | 0.19 | 0 | 0 | 0.3 | 0.29 | 0.3 | 0.23 | 0 | 0 | 0.21 | 0.13 | 0.13 | 0.09 | 0.03 | 0.02 | True | False | Non Federally-Regulated | 06/01/2021 |  | 07/15/2021
Modalight LLC | modaLIGHT | MMCE-S-S5-S-E-4H-1 | Light Emitting Diode | Inseparable Luminaire | Direct Wired | Reverse Phase Cut Controls | 62.7 | 4000 |  | 97 | 97 | 472 | 0.97 | Ambient | 50000 |  | 1 | 54000 | 0.01 | 20 | 21 | 0.2 | 0.2 | 0.2 | 0.19 | 0 | 0 | 0.3 | 0.29 | 0.3 | 0.23 | 0 | 0 | 0.21 | 0.13 | 0.13 | 0.09 | 0.03 | 0.02 | True | False | Non Federally-Regulated | 06/01/2021 |  | 07/15/2021
Modalight LLC | modaLIGHT | MMGE-S-S5-S-E-22H-1-310 | Light Emitting Diode | Inseparable Luminaire | Direct Wired | Reverse Phase Cut Controls | 62.7 | 2200 |  | 97 | 97 | 472 | 0.97 | Ambient | 50000 |  | 1 | 54000 | 0.01 | 20 | 21 | 0.2 | 0.2 | 0.2 | 0.19 | 0 | 0 | 0.3 | 0.29 | 0.3 | 0.23 | 0 | 0 | 0.21 | 0.13 | 0.13 | 0.09 | 0.03 | 0.02 | True | False | Non Federally-Regulated | 06/01/2021 |  | 07/15/2021
Modalight LLC | modaLIGHT | MMGE-S-S5-S-E-24H-1-310 | Light Emitting Diode | Inseparable Luminaire | Direct Wired | Reverse Phase Cut Controls | 62.7 | 2400 |  | 97 | 97 | 472 | 0.97 | Ambient | 50000 |  | 1 | 54000 | 0.01 | 20 | 21 | 0.2 | 0.2 | 0.2 | 0.19 | 0 | 0 | 0.3 | 0.29 | 0.3 | 0.23 | 0 | 0 | 0.21 | 0.13 | 0.13 | 0.09 | 0.03 | 0.02 | True | False | Non Federally-Regulated | 06/01/2021 |  | 07/15/2021
Modalight LLC | modaLIGHT | MMGE-S-S5-S-E-27H-1-310 | Light Emitting Diode | Inseparable Luminaire | Direct Wired | Reverse Phase Cut Controls | 62.7 | 2700 |  | 97 | 97 | 472 | 0.97 | Ambient | 50000 |  | 1 | 54000 | 0.01 | 20 | 21 | 0.2 | 0.2 | 0.2 | 0.19 | 0 | 0 | 0.3 | 0.29 | 0.3 | 0.23 | 0 | 0 | 0.21 | 0.13 | 0.13 | 0.09 | 0.03 | 0.02 | True | False | Non Federally-Regulated | 06/01/2021 |  | 07/15/2021
Modalight LLC | modaLIGHT | MMGE-S-S5-S-E-3H-1-310 | Light Emitting Diode | Inseparable Luminaire | Direct Wired | Reverse Phase Cut Controls | 62.7 | 3000 |  | 97 | 97 | 472 | 0.97 | Ambient | 50000 |  | 1 | 54000 | 0.01 | 20 | 21 | 0.2 | 0.2 | 0.2 | 0.19 | 0 | 0 | 0.3 | 0.29 | 0.3 | 0.23 | 0 | 0 | 0.21 | 0.13 | 0.13 | 0.09 | 0.03 | 0.02 | True | False | Non Federally-Regulated | 06/01/2021 |  | 07/15/2021
Modalight LLC | modaLIGHT | MMGE-S-S5-S-E-35H-1-310 | Light Emitting Diode | Inseparable Luminaire | Direct Wired | Reverse Phase Cut Controls | 62.7 | 3500 |  | 97 | 97 | 472 | 0.97 | Ambient | 50000 |  | 1 | 54000 | 0.01 | 20 | 21 | 0.2 | 0.2 | 0.2 | 0.19 | 0 | 0 | 0.3 | 0.29 | 0.3 | 0.23 | 0 | 0 | 0.21 | 0.13 | 0.13 | 0.09 | 0.03 | 0.02 | True | False | Non Federally-Regulated | 06/01/2021 |  | 07/15/2021
Modalight LLC | modaLIGHT | MMGE-S-S5-S-E-4H-1-310 | Light Emitting Diode | Inseparable Luminaire | Direct Wired | Reverse Phase Cut Controls | 62.7 | 4000 |  | 97 | 97 | 472 | 0.97 | Ambient | 50000 |  | 1 | 54000 | 0.01 | 20 | 21 | 0.2 | 0.2 | 0.2 | 0.19 | 0 | 0 | 0.3 | 0.29 | 0.3 | 0.23 | 0 | 0 | 0.21 | 0.13 | 0.13 | 0.09 | 0.03 | 0.02 | True | False | Non Federally-Regulated | 06/01/2021 |  | 07/15/2021
Modalight LLC | modaLIGHT | MMCI-S-S5-DMX-GD2718-1 | Light Emitting Diode | Inseparable Luminaire | Direct Wired | Reverse Phase Cut Controls | 62.7 | 2700 |  | 97 | 97 | 472 | 0.97 | Ambient | 50000 |  | 1 | 54000 | 0.01 | 20 | 21 | 0.2 | 0.2 | 0.2 | 0.19 | 0 | 0 | 0.3 | 0.29 | 0.3 | 0.23 | 0 | 0 | 0.21 | 0.13 | 0.13 | 0.09 | 0.03 | 0.02 | True | False | Non Federally-Regulated | 06/01/2021 |  | 07/15/2021
Modalight LLC | modaLIGHT | MMCI-S-S5-DMX-GD3022-1 | Light Emitting Diode | Inseparable Luminaire | Direct Wired | Reverse Phase Cut Controls | 62.7 | 3000 |  | 97 | 97 | 472 | 0.97 | Ambient | 50000 |  | 1 | 54000 | 0.01 | 20 | 21 | 0.2 | 0.2 | 0.2 | 0.19 | 0 | 0 | 0.3 | 0.29 | 0.3 | 0.23 | 0 | 0 | 0.21 | 0.13 | 0.13 | 0.09 | 0.03 | 0.02 | True | False | Non Federally-Regulated | 06/01/2021 |  | 07/15/2021
Modalight LLC | modaLIGHT | MMCI-S-S5-DMX-GD3522-1 | Light Emitting Diode | Inseparable Luminaire | Direct Wired | Reverse Phase Cut Controls | 62.7 | 3500 |  | 97 | 97 | 472 | 0.97 | Ambient | 50000 |  | 1 | 54000 | 0.01 | 20 | 21 | 0.2 | 0.2 | 0.2 | 0.19 | 0 | 0 | 0.3 | 0.29 | 0.3 | 0.23 | 0 | 0 | 0.21 | 0.13 | 0.13 | 0.09 | 0.03 | 0.02 | True | False | Non Federally-Regulated | 06/01/2021 |  | 07/15/2021
Modalight LLC | modaLIGHT | MMGI-S-S5-DMX-GD2718-1-310 | Light Emitting Diode | Inseparable Luminaire | Direct Wired | Reverse Phase Cut Controls | 62.7 | 2700 |  | 97 | 97 | 472 | 0.97 | Ambient | 50000 |  | 1 | 54000 | 0.01 | 20 | 21 | 0.2 | 0.2 | 0.2 | 0.19 | 0 | 0 | 0.3 | 0.29 | 0.3 | 0.23 | 0 | 0 | 0.21 | 0.13 | 0.13 | 0.09 | 0.03 | 0.02 | True | False | Non Federally-Regulated | 06/01/2021 |  | 07/15/2021
Modalight LLC | modaLIGHT | MMGI-S-S5-DMX-GD3022-1-310 | Light Emitting Diode | Inseparable Luminaire | Direct Wired | Reverse Phase Cut Controls | 62.7 | 3000 |  | 97 | 97 | 472 | 0.97 | Ambient | 50000 |  | 1 | 54000 | 0.01 | 20 | 21 | 0.2 | 0.2 | 0.2 | 0.19 | 0 | 0 | 0.3 | 0.29 | 0.3 | 0.23 | 0 | 0 | 0.21 | 0.13 | 0.13 | 0.09 | 0.03 | 0.02 | True | False | Non Federally-Regulated | 06/01/2021 |  | 07/15/2021
Modalight LLC | modaLIGHT | MMGI-S-S5-DMX-GD3522-1-310 | Light Emitting Diode | Inseparable Luminaire | Direct Wired | Reverse Phase Cut Controls | 62.7 | 3500 |  | 97 | 97 | 472 | 0.97 | Ambient | 50000 |  | 1 | 54000 | 0.01 | 20 | 21 | 0.2 | 0.2 | 0.2 | 0.19 | 0 | 0 | 0.3 | 0.29 | 0.3 | 0.23 | 0 | 0 | 0.21 | 0.13 | 0.13 | 0.09 | 0.03 | 0.02 | True | False | Non Federally-Regulated | 06/01/2021 |  | 07/15/2021
Modalight LLC | modaLIGHT | MMCE-S-S5-DMX-GD2718-1 | Light Emitting Diode | Inseparable Luminaire | Direct Wired | Reverse Phase Cut Controls | 62.7 | 2700 |  | 97 | 97 | 472 | 0.97 | Ambient | 50000 |  | 1 | 54000 | 0.01 | 20 | 21 | 0.2 | 0.2 | 0.2 | 0.19 | 0 | 0 | 0.3 | 0.29 | 0.3 | 0.23 | 0 | 0 | 0.21 | 0.13 | 0.13 | 0.09 | 0.03 | 0.02 | True | False | Non Federally-Regulated | 06/01/2021 |  | 07/15/2021
Modalight LLC | modaLIGHT | MMCE-S-S5-DMX-GD3022-1 | Light Emitting Diode | Inseparable Luminaire | Direct Wired | Reverse Phase Cut Controls | 62.7 | 3000 |  | 97 | 97 | 472 | 0.97 | Ambient | 50000 |  | 1 | 54000 | 0.01 | 20 | 21 | 0.2 | 0.2 | 0.2 | 0.19 | 0 | 0 | 0.3 | 0.29 | 0.3 | 0.23 | 0 | 0 | 0.21 | 0.13 | 0.13 | 0.09 | 0.03 | 0.02 | True | False | Non Federally-Regulated | 06/01/2021 |  | 07/15/2021
Modalight LLC | modaLIGHT | MMCE-S-S5-DMX-GD3522-1 | Light Emitting Diode | Inseparable Luminaire | Direct Wired | Reverse Phase Cut Controls | 62.7 | 3500 |  | 97 | 97 | 472 | 0.97 | Ambient | 50000 |  | 1 | 54000 | 0.01 | 20 | 21 | 0.2 | 0.2 | 0.2 | 0.19 | 0 | 0 | 0.3 | 0.29 | 0.3 | 0.23 | 0 | 0 | 0.21 | 0.13 | 0.13 | 0.09 | 0.03 | 0.02 | True | False | Non Federally-Regulated | 06/01/2021 |  | 07/15/2021
Modalight LLC | modaLIGHT | MMGE-S-S5-DMX-GD2718-1-310 | Light Emitting Diode | Inseparable Luminaire | Direct Wired | Reverse Phase Cut Controls | 62.7 | 2700 |  | 97 | 97 | 472 | 0.97 | Ambient | 50000 |  | 1 | 54000 | 0.01 | 20 | 21 | 0.2 | 0.2 | 0.2 | 0.19 | 0 | 0 | 0.3 | 0.29 | 0.3 | 0.23 | 0 | 0 | 0.21 | 0.13 | 0.13 | 0.09 | 0.03 | 0.02 | True | False | Non Federally-Regulated | 06/01/2021 |  | 07/15/2021
Modalight LLC | modaLIGHT | MMGE-S-S5-DMX-GD3022-1-310 | Light Emitting Diode | Inseparable Luminaire | Direct Wired | Reverse Phase Cut Controls | 62.7 | 3000 |  | 97 | 97 | 472 | 0.97 | Ambient | 50000 |  | 1 | 54000 | 0.01 | 20 | 21 | 0.2 | 0.2 | 0.2 | 0.19 | 0 | 0 | 0.3 | 0.29 | 0.3 | 0.23 | 0 | 0 | 0.21 | 0.13 | 0.13 | 0.09 | 0.03 | 0.02 | True | False | Non Federally-Regulated | 06/01/2021 |  | 07/15/2021
Modalight LLC | modaLIGHT | MMGE-S-S5-DMX-GD3522-1-310 | Light Emitting Diode | Inseparable Luminaire | Direct Wired | Reverse Phase Cut Controls | 62.7 | 3500 |  | 97 | 97 | 472 | 0.97 | Ambient | 50000 |  | 1 | 54000 | 0.01 | 20 | 21 | 0.2 | 0.2 | 0.2 | 0.19 | 0 | 0 | 0.3 | 0.29 | 0.3 | 0.23 | 0 | 0 | 0.21 | 0.13 | 0.13 | 0.09 | 0.03 | 0.02 | True | False | Non Federally-Regulated | 06/01/2021 |  | 07/15/2021
Modalight LLC | modaLIGHT | MMCI-S-S5-DWWH-1 | Light Emitting Diode | Inseparable Luminaire | Direct Wired | Reverse Phase Cut Controls | 62.7 | 2200 |  | 97 | 97 | 472 | 0.97 | Ambient | 50000 |  | 1 | 54000 | 0.01 | 20 | 21 | 0.2 | 0.2 | 0.2 | 0.19 | 0 | 0 | 0.3 | 0.29 | 0.3 | 0.23 | 0 | 0 | 0.21 | 0.13 | 0.13 | 0.09 | 0.03 | 0.02 | True | False | Non Federally-Regulated | 06/01/2021 |  | 07/15/2021
Modalight LLC | modaLIGHT | MMCI-S-S5-DWH-1 | Light Emitting Diode | Inseparable Luminaire | Direct Wired | Reverse Phase Cut Controls | 62.7 | 2200 |  | 97 | 97 | 472 | 0.97 | Ambient | 50000 |  | 1 | 54000 | 0.01 | 20 | 21 | 0.2 | 0.2 | 0.2 | 0.19 | 0 | 0 | 0.3 | 0.29 | 0.3 | 0.23 | 0 | 0 | 0.21 | 0.13 | 0.13 | 0.09 | 0.03 | 0.02 | True | False | Non Federally-Regulated | 06/01/2021 |  | 07/15/2021
Modalight LLC | modaLIGHT | MMCI-S-S5-DC-1 | Light Emitting Diode | Inseparable Luminaire | Direct Wired | Reverse Phase Cut Controls | 62.7 | 2200 |  | 97 | 97 | 472 | 0.97 | Ambient | 50000 |  | 1 | 54000 | 0.01 | 20 | 21 | 0.2 | 0.2 | 0.2 | 0.19 | 0 | 0 | 0.3 | 0.29 | 0.3 | 0.23 | 0 | 0 | 0.21 | 0.13 | 0.13 | 0.09 | 0.03 | 0.02 | True | False | Non Federally-Regulated | 06/01/2021 |  | 07/15/2021
Modalight LLC | modaLIGHT | MMGI-S-S5-DWWH-1-310 | Light Emitting Diode | Inseparable Luminaire | Direct Wired | Reverse Phase Cut Controls | 62.7 | 2200 |  | 97 | 97 | 472 | 0.97 | Ambient | 50000 |  | 1 | 54000 | 0.01 | 20 | 21 | 0.2 | 0.2 | 0.2 | 0.19 | 0 | 0 | 0.3 | 0.29 | 0.3 | 0.23 | 0 | 0 | 0.21 | 0.13 | 0.13 | 0.09 | 0.03 | 0.02 | True | False | Non Federally-Regulated | 06/01/2021 |  | 07/15/2021
Modalight LLC | modaLIGHT | MMGI-S-S5-DWH-1-310 | Light Emitting Diode | Inseparable Luminaire | Direct Wired | Reverse Phase Cut Controls | 62.7 | 2200 |  | 97 | 97 | 472 | 0.97 | Ambient | 50000 |  | 1 | 54000 | 0.01 | 20 | 21 | 0.2 | 0.2 | 0.2 | 0.19 | 0 | 0 | 0.3 | 0.29 | 0.3 | 0.23 | 0 | 0 | 0.21 | 0.13 | 0.13 | 0.09 | 0.03 | 0.02 | True | False | Non Federally-Regulated | 06/01/2021 |  | 07/15/2021
Modalight LLC | modaLIGHT | MMGI-S-S5-DC-1-310 | Light Emitting Diode | Inseparable Luminaire | Direct Wired | Reverse Phase Cut Controls | 62.7 | 2200 |  | 97 | 97 | 472 | 0.97 | Ambient | 50000 |  | 1 | 54000 | 0.01 | 20 | 21 | 0.2 | 0.2 | 0.2 | 0.19 | 0 | 0 | 0.3 | 0.29 | 0.3 | 0.23 | 0 | 0 | 0.21 | 0.13 | 0.13 | 0.09 | 0.03 | 0.02 | True | False | Non Federally-Regulated | 06/01/2021 |  | 07/15/2021
Modalight LLC | modaLIGHT | MMCE-S-S5-DWWH-1 | Light Emitting Diode | Inseparable Luminaire | Direct Wired | Reverse Phase Cut Controls | 62.7 | 2200 |  | 97 | 97 | 472 | 0.97 | Ambient | 50000 |  | 1 | 54000 | 0.01 | 20 | 21 | 0.2 | 0.2 | 0.2 | 0.19 | 0 | 0 | 0.3 | 0.29 | 0.3 | 0.23 | 0 | 0 | 0.21 | 0.13 | 0.13 | 0.09 | 0.03 | 0.02 | True | False | Non Federally-Regulated | 06/01/2021 |  | 07/15/2021
Modalight LLC | modaLIGHT | MMCE-S-S5-DWH-1 | Light Emitting Diode | Inseparable Luminaire | Direct Wired | Reverse Phase Cut Controls | 62.7 | 2200 |  | 97 | 97 | 472 | 0.97 | Ambient | 50000 |  | 1 | 54000 | 0.01 | 20 | 21 | 0.2 | 0.2 | 0.2 | 0.19 | 0 | 0 | 0.3 | 0.29 | 0.3 | 0.23 | 0 | 0 | 0.21 | 0.13 | 0.13 | 0.09 | 0.03 | 0.02 | True | False | Non Federally-Regulated | 06/01/2021 |  | 07/15/2021
Modalight LLC | modaLIGHT | MMCE-S-S5-DC-1 | Light Emitting Diode | Inseparable Luminaire | Direct Wired | Reverse Phase Cut Controls | 62.7 | 2200 |  | 97 | 97 | 472 | 0.97 | Ambient | 50000 |  | 1 | 54000 | 0.01 | 20 | 21 | 0.2 | 0.2 | 0.2 | 0.19 | 0 | 0 | 0.3 | 0.29 | 0.3 | 0.23 | 0 | 0 | 0.21 | 0.13 | 0.13 | 0.09 | 0.03 | 0.02 | True | False | Non Federally-Regulated | 06/01/2021 |  | 07/15/2021
Modalight LLC | modaLIGHT | MMGE-S-S5-DWWH-1-310 | Light Emitting Diode | Inseparable Luminaire | Direct Wired | Reverse Phase Cut Controls | 62.7 | 2200 |  | 97 | 97 | 472 | 0.97 | Ambient | 50000 |  | 1 | 54000 | 0.01 | 20 | 21 | 0.2 | 0.2 | 0.2 | 0.19 | 0 | 0 | 0.3 | 0.29 | 0.3 | 0.23 | 0 | 0 | 0.21 | 0.13 | 0.13 | 0.09 | 0.03 | 0.02 | True | False | Non Federally-Regulated | 06/01/2021 |  | 07/15/2021
Modalight LLC | modaLIGHT | MMGE-S-S5-DWH-1-310 | Light Emitting Diode | Inseparable Luminaire | Direct Wired | Reverse Phase Cut Controls | 62.7 | 2200 |  | 97 | 97 | 472 | 0.97 | Ambient | 50000 |  | 1 | 54000 | 0.01 | 20 | 21 | 0.2 | 0.2 | 0.2 | 0.19 | 0 | 0 | 0.3 | 0.29 | 0.3 | 0.23 | 0 | 0 | 0.21 | 0.13 | 0.13 | 0.09 | 0.03 | 0.02 | True | False | Non Federally-Regulated | 06/01/2021 |  | 07/15/2021
Modalight LLC | modaLIGHT | MMGE-S-S5-DC-1-310 | Light Emitting Diode | Inseparable Luminaire | Direct Wired | Reverse Phase Cut Controls | 62.7 | 2200 |  | 97 | 97 | 472 | 0.97 | Ambient | 50000 |  | 1 | 54000 | 0.01 | 20 | 21 | 0.2 | 0.2 | 0.2 | 0.19 | 0 | 0 | 0.3 | 0.29 | 0.3 | 0.23 | 0 | 0 | 0.21 | 0.13 | 0.13 | 0.09 | 0.03 | 0.02 | True | False | Non Federally-Regulated | 06/01/2021 |  | 07/15/2021
Modalight LLC | modaLIGHT | MMCI-H-S5-S-E-22H-1 | Light Emitting Diode | Inseparable Luminaire | Direct Wired | Reverse Phase Cut Controls | 64.4 | 2200 |  | 97 | 98 | 488 | 0.99 | Ambient | 50000 |  | 1 | 54000 | 0.01 | 20 | 21 | 0.26 | 0.26 | 0.25 | 0.24 | 0 | 0 | 0.36 | 0.35 | 0.36 | 0.27 | 0 | 0 | 0.13 | 0.11 | 0.1 | 0.08 | 0.02 | 0.01 | True | False | Non Federally-Regulated | 06/01/2021 |  | 07/15/2021
Modalight LLC | modaLIGHT | MMCI-H-S5-S-E-24H-1 | Light Emitting Diode | Inseparable Luminaire | Direct Wired | Reverse Phase Cut Controls | 64.4 | 2400 |  | 97 | 98 | 488 | 0.99 | Ambient | 50000 |  | 1 | 54000 | 0.01 | 20 | 21 | 0.26 | 0.26 | 0.25 | 0.24 | 0 | 0 | 0.36 | 0.35 | 0.36 | 0.27 | 0 | 0 | 0.13 | 0.11 | 0.1 | 0.08 | 0.02 | 0.01 | True | False | Non Federally-Regulated | 06/01/2021 |  | 07/15/2021
Modalight LLC | modaLIGHT | MMCI-H-S5-S-E-27H-1 | Light Emitting Diode | Inseparable Luminaire | Direct Wired | Reverse Phase Cut Controls | 64.4 | 2700 |  | 97 | 98 | 488 | 0.99 | Ambient | 50000 |  | 1 | 54000 | 0.01 | 20 | 21 | 0.26 | 0.26 | 0.25 | 0.24 | 0 | 0 | 0.36 | 0.35 | 0.36 | 0.27 | 0 | 0 | 0.13 | 0.11 | 0.1 | 0.08 | 0.02 | 0.01 | True | False | Non Federally-Regulated | 06/01/2021 |  | 07/15/2021
Modalight LLC | modaLIGHT | MMCI-H-S5-S-E-3H-1 | Light Emitting Diode | Inseparable Luminaire | Direct Wired | Reverse Phase Cut Controls | 64.4 | 3000 |  | 97 | 98 | 488 | 0.99 | Ambient | 50000 |  | 1 | 54000 | 0.01 | 20 | 21 | 0.26 | 0.26 | 0.25 | 0.24 | 0 | 0 | 0.36 | 0.35 | 0.36 | 0.27 | 0 | 0 | 0.13 | 0.11 | 0.1 | 0.08 | 0.02 | 0.01 | True | False | Non Federally-Regulated | 06/01/2021 |  | 07/15/2021
Modalight LLC | modaLIGHT | MMCI-H-S5-S-E-35H-1 | Light Emitting Diode | Inseparable Luminaire | Direct Wired | Reverse Phase Cut Controls | 64.4 | 3500 |  | 97 | 98 | 488 | 0.99 | Ambient | 50000 |  | 1 | 54000 | 0.01 | 20 | 21 | 0.26 | 0.26 | 0.25 | 0.24 | 0 | 0 | 0.36 | 0.35 | 0.36 | 0.27 | 0 | 0 | 0.13 | 0.11 | 0.1 | 0.08 | 0.02 | 0.01 | True | False | Non Federally-Regulated | 06/01/2021 |  | 07/15/2021
Modalight LLC | modaLIGHT | MMCI-H-S5-S-E-4H-1 | Light Emitting Diode | Inseparable Luminaire | Direct Wired | Reverse Phase Cut Controls | 64.4 | 4000 |  | 97 | 98 | 488 | 0.99 | Ambient | 50000 |  | 1 | 54000 | 0.01 | 20 | 21 | 0.26 | 0.26 | 0.25 | 0.24 | 0 | 0 | 0.36 | 0.35 | 0.36 | 0.27 | 0 | 0 | 0.13 | 0.11 | 0.1 | 0.08 | 0.02 | 0.01 | True | False | Non Federally-Regulated | 06/01/2021 |  | 07/15/2021
Modalight LLC | modaLIGHT | MMGI-H-S5-S-E-22H-1-310 | Light Emitting Diode | Inseparable Luminaire | Direct Wired | Reverse Phase Cut Controls | 64.4 | 2200 |  | 97 | 98 | 488 | 0.99 | Ambient | 50000 |  | 1 | 54000 | 0.01 | 20 | 21 | 0.26 | 0.26 | 0.25 | 0.24 | 0 | 0 | 0.36 | 0.35 | 0.36 | 0.27 | 0 | 0 | 0.13 | 0.11 | 0.1 | 0.08 | 0.02 | 0.01 | True | False | Non Federally-Regulated | 06/01/2021 |  | 07/15/2021
Modalight LLC | modaLIGHT | MMGI-H-S5-S-E-24H-1-310 | Light Emitting Diode | Inseparable Luminaire | Direct Wired | Reverse Phase Cut Controls | 64.4 | 2400 |  | 97 | 98 | 488 | 0.99 | Ambient | 50000 |  | 1 | 54000 | 0.01 | 20 | 21 | 0.26 | 0.26 | 0.25 | 0.24 | 0 | 0 | 0.36 | 0.35 | 0.36 | 0.27 | 0 | 0 | 0.13 | 0.11 | 0.1 | 0.08 | 0.02 | 0.01 | True | False | Non Federally-Regulated | 06/01/2021 |  | 07/15/2021
Modalight LLC | modaLIGHT | MMGI-H-S5-S-E-27H-1-310 | Light Emitting Diode | Inseparable Luminaire | Direct Wired | Reverse Phase Cut Controls | 64.4 | 2700 |  | 97 | 98 | 488 | 0.99 | Ambient | 50000 |  | 1 | 54000 | 0.01 | 20 | 21 | 0.26 | 0.26 | 0.25 | 0.24 | 0 | 0 | 0.36 | 0.35 | 0.36 | 0.27 | 0 | 0 | 0.13 | 0.11 | 0.1 | 0.08 | 0.02 | 0.01 | True | False | Non Federally-Regulated | 06/01/2021 |  | 07/15/2021
Modalight LLC | modaLIGHT | MMGI-H-S5-S-E-3H-1-310 | Light Emitting Diode | Inseparable Luminaire | Direct Wired | Reverse Phase Cut Controls | 64.4 | 3000 |  | 97 | 98 | 488 | 0.99 | Ambient | 50000 |  | 1 | 54000 | 0.01 | 20 | 21 | 0.26 | 0.26 | 0.25 | 0.24 | 0 | 0 | 0.36 | 0.35 | 0.36 | 0.27 | 0 | 0 | 0.13 | 0.11 | 0.1 | 0.08 | 0.02 | 0.01 | True | False | Non Federally-Regulated | 06/01/2021 |  | 07/15/2021
Modalight LLC | modaLIGHT | MMGI-H-S5-S-E-35H-1-310 | Light Emitting Diode | Inseparable Luminaire | Direct Wired | Reverse Phase Cut Controls | 64.4 | 3500 |  | 97 | 98 | 488 | 0.99 | Ambient | 50000 |  | 1 | 54000 | 0.01 | 20 | 21 | 0.26 | 0.26 | 0.25 | 0.24 | 0 | 0 | 0.36 | 0.35 | 0.36 | 0.27 | 0 | 0 | 0.13 | 0.11 | 0.1 | 0.08 | 0.02 | 0.01 | True | False | Non Federally-Regulated | 06/01/2021 |  | 07/15/2021
Modalight LLC | modaLIGHT | MMGI-H-S5-S-E-4H-1-310 | Light Emitting Diode | Inseparable Luminaire | Direct Wired | Reverse Phase Cut Controls | 64.4 | 4000 |  | 97 | 98 | 488 | 0.99 | Ambient | 50000 |  | 1 | 54000 | 0.01 | 20 | 21 | 0.26 | 0.26 | 0.25 | 0.24 | 0 | 0 | 0.36 | 0.35 | 0.36 | 0.27 | 0 | 0 | 0.13 | 0.11 | 0.1 | 0.08 | 0.02 | 0.01 | True | False | Non Federally-Regulated | 06/01/2021 |  | 07/15/2021
Modalight LLC | modaLIGHT | MMCE-H-S5-S-E-22H-1 | Light Emitting Diode | Inseparable Luminaire | Direct Wired | Reverse Phase Cut Controls | 64.4 | 2200 |  | 97 | 98 | 488 | 0.99 | Ambient | 50000 |  | 1 | 54000 | 0.01 | 20 | 21 | 0.26 | 0.26 | 0.25 | 0.24 | 0 | 0 | 0.36 | 0.35 | 0.36 | 0.27 | 0 | 0 | 0.13 | 0.11 | 0.1 | 0.08 | 0.02 | 0.01 | True | False | Non Federally-Regulated | 06/01/2021 |  | 07/15/2021
Modalight LLC | modaLIGHT | MMCE-H-S5-S-E-24H-1 | Light Emitting Diode | Inseparable Luminaire | Direct Wired | Reverse Phase Cut Controls | 64.4 | 2400 |  | 97 | 98 | 488 | 0.99 | Ambient | 50000 |  | 1 | 54000 | 0.01 | 20 | 21 | 0.26 | 0.26 | 0.25 | 0.24 | 0 | 0 | 0.36 | 0.35 | 0.36 | 0.27 | 0 | 0 | 0.13 | 0.11 | 0.1 | 0.08 | 0.02 | 0.01 | True | False | Non Federally-Regulated | 06/01/2021 |  | 07/15/2021
Modalight LLC | modaLIGHT | MMCE-H-S5-S-E-27H-1 | Light Emitting Diode | Inseparable Luminaire | Direct Wired | Reverse Phase Cut Controls | 64.4 | 2700 |  | 97 | 98 | 488 | 0.99 | Ambient | 50000 |  | 1 | 54000 | 0.01 | 20 | 21 | 0.26 | 0.26 | 0.25 | 0.24 | 0 | 0 | 0.36 | 0.35 | 0.36 | 0.27 | 0 | 0 | 0.13 | 0.11 | 0.1 | 0.08 | 0.02 | 0.01 | True | False | Non Federally-Regulated | 06/01/2021 |  | 07/15/2021
Modalight LLC | modaLIGHT | MMCE-H-S5-S-E-3H-1 | Light Emitting Diode | Inseparable Luminaire | Direct Wired | Reverse Phase Cut Controls | 64.4 | 3000 |  | 97 | 98 | 488 | 0.99 | Ambient | 50000 |  | 1 | 54000 | 0.01 | 20 | 21 | 0.26 | 0.26 | 0.25 | 0.24 | 0 | 0 | 0.36 | 0.35 | 0.36 | 0.27 | 0 | 0 | 0.13 | 0.11 | 0.1 | 0.08 | 0.02 | 0.01 | True | False | Non Federally-Regulated | 06/01/2021 |  | 07/15/2021
Modalight LLC | modaLIGHT | MMCE-H-S5-S-E-35H-1 | Light Emitting Diode | Inseparable Luminaire | Direct Wired | Reverse Phase Cut Controls | 64.4 | 3500 |  | 97 | 98 | 488 | 0.99 | Ambient | 50000 |  | 1 | 54000 | 0.01 | 20 | 21 | 0.26 | 0.26 | 0.25 | 0.24 | 0 | 0 | 0.36 | 0.35 | 0.36 | 0.27 | 0 | 0 | 0.13 | 0.11 | 0.1 | 0.08 | 0.02 | 0.01 | True | False | Non Federally-Regulated | 06/01/2021 |  | 07/15/2021
Modalight LLC | modaLIGHT | MMCE-H-S5-S-E-4H-1 | Light Emitting Diode | Inseparable Luminaire | Direct Wired | Reverse Phase Cut Controls | 64.4 | 4000 |  | 97 | 98 | 488 | 0.99 | Ambient | 50000 |  | 1 | 54000 | 0.01 | 20 | 21 | 0.26 | 0.26 | 0.25 | 0.24 | 0 | 0 | 0.36 | 0.35 | 0.36 | 0.27 | 0 | 0 | 0.13 | 0.11 | 0.1 | 0.08 | 0.02 | 0.01 | True | False | Non Federally-Regulated | 06/01/2021 |  | 07/15/2021
Modalight LLC | modaLIGHT | MMGE-H-S5-S-E-22H-1-310 | Light Emitting Diode | Inseparable Luminaire | Direct Wired | Reverse Phase Cut Controls | 64.4 | 2200 |  | 97 | 98 | 488 | 0.99 | Ambient | 50000 |  | 1 | 54000 | 0.01 | 20 | 21 | 0.26 | 0.26 | 0.25 | 0.24 | 0 | 0 | 0.36 | 0.35 | 0.36 | 0.27 | 0 | 0 | 0.13 | 0.11 | 0.1 | 0.08 | 0.02 | 0.01 | True | False | Non Federally-Regulated | 06/01/2021 |  | 07/15/2021
Modalight LLC | modaLIGHT | MMGE-H-S5-S-E-24H-1-310 | Light Emitting Diode | Inseparable Luminaire | Direct Wired | Reverse Phase Cut Controls | 64.4 | 2400 |  | 97 | 98 | 488 | 0.99 | Ambient | 50000 |  | 1 | 54000 | 0.01 | 20 | 21 | 0.26 | 0.26 | 0.25 | 0.24 | 0 | 0 | 0.36 | 0.35 | 0.36 | 0.27 | 0 | 0 | 0.13 | 0.11 | 0.1 | 0.08 | 0.02 | 0.01 | True | False | Non Federally-Regulated | 06/01/2021 |  | 07/15/2021
Modalight LLC | modaLIGHT | MMGE-H-S5-S-E-27H-1-310 | Light Emitting Diode | Inseparable Luminaire | Direct Wired | Reverse Phase Cut Controls | 64.4 | 2700 |  | 97 | 98 | 488 | 0.99 | Ambient | 50000 |  | 1 | 54000 | 0.01 | 20 | 21 | 0.26 | 0.26 | 0.25 | 0.24 | 0 | 0 | 0.36 | 0.35 | 0.36 | 0.27 | 0 | 0 | 0.13 | 0.11 | 0.1 | 0.08 | 0.02 | 0.01 | True | False | Non Federally-Regulated | 06/01/2021 |  | 07/15/2021
Modalight LLC | modaLIGHT | MMGE-H-S5-S-E-3H-1-310 | Light Emitting Diode | Inseparable Luminaire | Direct Wired | Reverse Phase Cut Controls | 64.4 | 3000 |  | 97 | 98 | 488 | 0.99 | Ambient | 50000 |  | 1 | 54000 | 0.01 | 20 | 21 | 0.26 | 0.26 | 0.25 | 0.24 | 0 | 0 | 0.36 | 0.35 | 0.36 | 0.27 | 0 | 0 | 0.13 | 0.11 | 0.1 | 0.08 | 0.02 | 0.01 | True | False | Non Federally-Regulated | 06/01/2021 |  | 07/15/2021
Modalight LLC | modaLIGHT | MMGE-H-S5-S-E-35H-1-310 | Light Emitting Diode | Inseparable Luminaire | Direct Wired | Reverse Phase Cut Controls | 64.4 | 3500 |  | 97 | 98 | 488 | 0.99 | Ambient | 50000 |  | 1 | 54000 | 0.01 | 20 | 21 | 0.26 | 0.26 | 0.25 | 0.24 | 0 | 0 | 0.36 | 0.35 | 0.36 | 0.27 | 0 | 0 | 0.13 | 0.11 | 0.1 | 0.08 | 0.02 | 0.01 | True | False | Non Federally-Regulated | 06/01/2021 |  | 07/15/2021
Modalight LLC | modaLIGHT | MMGE-H-S5-S-E-4H-1-310 | Light Emitting Diode | Inseparable Luminaire | Direct Wired | Reverse Phase Cut Controls | 64.4 | 4000 |  | 97 | 98 | 488 | 0.99 | Ambient | 50000 |  | 1 | 54000 | 0.01 | 20 | 21 | 0.26 | 0.26 | 0.25 | 0.24 | 0 | 0 | 0.36 | 0.35 | 0.36 | 0.27 | 0 | 0 | 0.13 | 0.11 | 0.1 | 0.08 | 0.02 | 0.01 | True | False | Non Federally-Regulated | 06/01/2021 |  | 07/15/2021
Modalight LLC | modaLIGHT | MMCI-S-S5-S-E-22H-4 | Light Emitting Diode | Inseparable Luminaire | Direct Wired | Reverse Phase Cut Controls | 68.1 | 2200 |  | 97 | 98 | 468 | 1 | Ambient | 50000 |  | 1 | 54000 | 0.01 | 20 | 21 | 0.23 | 0.23 | 0.22 | 0.21 | 0 | 0 | 0.32 | 0.32 | 0.33 | 0.24 | 0.01 | 0 | 0.11 | 0.11 | 0.1 | 0.07 | 0.04 | 0.02 | True | False | Non Federally-Regulated | 06/01/2021 |  | 07/15/2021
Modalight LLC | modaLIGHT | MMCI-S-S5-S-E-24H-4 | Light Emitting Diode | Inseparable Luminaire | Direct Wired | Reverse Phase Cut Controls | 68.1 | 2400 |  | 97 | 98 | 468 | 1 | Ambient | 50000 |  | 1 | 54000 | 0.01 | 20 | 21 | 0.23 | 0.23 | 0.22 | 0.21 | 0 | 0 | 0.32 | 0.32 | 0.33 | 0.24 | 0.01 | 0 | 0.11 | 0.11 | 0.1 | 0.07 | 0.04 | 0.02 | True | False | Non Federally-Regulated | 06/01/2021 |  | 07/15/2021
Modalight LLC | modaLIGHT | MMCI-S-S5-S-E-27H-4 | Light Emitting Diode | Inseparable Luminaire | Direct Wired | Reverse Phase Cut Controls | 68.1 | 2700 |  | 97 | 98 | 468 | 1 | Ambient | 50000 |  | 1 | 54000 | 0.01 | 20 | 21 | 0.23 | 0.23 | 0.22 | 0.21 | 0 | 0 | 0.32 | 0.32 | 0.33 | 0.24 | 0.01 | 0 | 0.11 | 0.11 | 0.1 | 0.07 | 0.04 | 0.02 | True | False | Non Federally-Regulated | 06/01/2021 |  | 07/15/2021
Modalight LLC | modaLIGHT | MMCI-S-S5-S-E-3H-4 | Light Emitting Diode | Inseparable Luminaire | Direct Wired | Reverse Phase Cut Controls | 68.1 | 3000 |  | 97 | 98 | 468 | 1 | Ambient | 50000 |  | 1 | 54000 | 0.01 | 20 | 21 | 0.23 | 0.23 | 0.22 | 0.21 | 0 | 0 | 0.32 | 0.32 | 0.33 | 0.24 | 0.01 | 0 | 0.11 | 0.11 | 0.1 | 0.07 | 0.04 | 0.02 | True | False | Non Federally-Regulated | 06/01/2021 |  | 07/15/2021
Modalight LLC | modaLIGHT | MMCI-S-S5-S-E-35H-4 | Light Emitting Diode | Inseparable Luminaire | Direct Wired | Reverse Phase Cut Controls | 68.1 | 3500 |  | 97 | 98 | 468 | 1 | Ambient | 50000 |  | 1 | 54000 | 0.01 | 20 | 21 | 0.23 | 0.23 | 0.22 | 0.21 | 0 | 0 | 0.32 | 0.32 | 0.33 | 0.24 | 0.01 | 0 | 0.11 | 0.11 | 0.1 | 0.07 | 0.04 | 0.02 | True | False | Non Federally-Regulated | 06/01/2021 |  | 07/15/2021
Modalight LLC | modaLIGHT | MMCI-S-S5-S-E-4H-4 | Light Emitting Diode | Inseparable Luminaire | Direct Wired | Reverse Phase Cut Controls | 68.1 | 4000 |  | 97 | 98 | 468 | 1 | Ambient | 50000 |  | 1 | 54000 | 0.01 | 20 | 21 | 0.23 | 0.23 | 0.22 | 0.21 | 0 | 0 | 0.32 | 0.32 | 0.33 | 0.24 | 0.01 | 0 | 0.11 | 0.11 | 0.1 | 0.07 | 0.04 | 0.02 | True | False | Non Federally-Regulated | 06/01/2021 |  | 07/15/2021
Modalight LLC | modaLIGHT | MMGI-S-S5-S-E-22H-4-310 | Light Emitting Diode | Inseparable Luminaire | Direct Wired | Reverse Phase Cut Controls | 68.1 | 2200 |  | 97 | 98 | 468 | 1 | Ambient | 50000 |  | 1 | 54000 | 0.01 | 20 | 21 | 0.23 | 0.23 | 0.22 | 0.21 | 0 | 0 | 0.32 | 0.32 | 0.33 | 0.24 | 0.01 | 0 | 0.11 | 0.11 | 0.1 | 0.07 | 0.04 | 0.02 | True | False | Non Federally-Regulated | 06/01/2021 |  | 07/15/2021
Modalight LLC | modaLIGHT | MMGI-S-S5-S-E-24H-4-310 | Light Emitting Diode | Inseparable Luminaire | Direct Wired | Reverse Phase Cut Controls | 68.1 | 2400 |  | 97 | 98 | 468 | 1 | Ambient | 50000 |  | 1 | 54000 | 0.01 | 20 | 21 | 0.23 | 0.23 | 0.22 | 0.21 | 0 | 0 | 0.32 | 0.32 | 0.33 | 0.24 | 0.01 | 0 | 0.11 | 0.11 | 0.1 | 0.07 | 0.04 | 0.02 | True | False | Non Federally-Regulated | 06/01/2021 |  | 07/15/2021
Modalight LLC | modaLIGHT | MMGI-S-S5-S-E-27H-4-310 | Light Emitting Diode | Inseparable Luminaire | Direct Wired | Reverse Phase Cut Controls | 68.1 | 2700 |  | 97 | 98 | 468 | 1 | Ambient | 50000 |  | 1 | 54000 | 0.01 | 20 | 21 | 0.23 | 0.23 | 0.22 | 0.21 | 0 | 0 | 0.32 | 0.32 | 0.33 | 0.24 | 0.01 | 0 | 0.11 | 0.11 | 0.1 | 0.07 | 0.04 | 0.02 | True | False | Non Federally-Regulated | 06/01/2021 |  | 07/15/2021
Modalight LLC | modaLIGHT | MMGI-S-S5-S-E-3H-4-310 | Light Emitting Diode | Inseparable Luminaire | Direct Wired | Reverse Phase Cut Controls | 68.1 | 3000 |  | 97 | 98 | 468 | 1 | Ambient | 50000 |  | 1 | 54000 | 0.01 | 20 | 21 | 0.23 | 0.23 | 0.22 | 0.21 | 0 | 0 | 0.32 | 0.32 | 0.33 | 0.24 | 0.01 | 0 | 0.11 | 0.11 | 0.1 | 0.07 | 0.04 | 0.02 | True | False | Non Federally-Regulated | 06/01/2021 |  | 07/15/2021
Modalight LLC | modaLIGHT | MMGI-S-S5-S-E-35H-4-310 | Light Emitting Diode | Inseparable Luminaire | Direct Wired | Reverse Phase Cut Controls | 68.1 | 3500 |  | 97 | 98 | 468 | 1 | Ambient | 50000 |  | 1 | 54000 | 0.01 | 20 | 21 | 0.23 | 0.23 | 0.22 | 0.21 | 0 | 0 | 0.32 | 0.32 | 0.33 | 0.24 | 0.01 | 0 | 0.11 | 0.11 | 0.1 | 0.07 | 0.04 | 0.02 | True | False | Non Federally-Regulated | 06/01/2021 |  | 07/15/2021
Modalight LLC | modaLIGHT | MMGI-S-S5-S-E-4H-4-310 | Light Emitting Diode | Inseparable Luminaire | Direct Wired | Reverse Phase Cut Controls | 68.1 | 4000 |  | 97 | 98 | 468 | 1 | Ambient | 50000 |  | 1 | 54000 | 0.01 | 20 | 21 | 0.23 | 0.23 | 0.22 | 0.21 | 0 | 0 | 0.32 | 0.32 | 0.33 | 0.24 | 0.01 | 0 | 0.11 | 0.11 | 0.1 | 0.07 | 0.04 | 0.02 | True | False | Non Federally-Regulated | 06/01/2021 |  | 07/15/2021
Modalight LLC | modaLIGHT | MMCE-S-S5-S-E-22H-4 | Light Emitting Diode | Inseparable Luminaire | Direct Wired | Reverse Phase Cut Controls | 68.1 | 2200 |  | 97 | 98 | 468 | 1 | Ambient | 50000 |  | 1 | 54000 | 0.01 | 20 | 21 | 0.23 | 0.23 | 0.22 | 0.21 | 0 | 0 | 0.32 | 0.32 | 0.33 | 0.24 | 0.01 | 0 | 0.11 | 0.11 | 0.1 | 0.07 | 0.04 | 0.02 | True | False | Non Federally-Regulated | 06/01/2021 |  | 07/15/2021
Modalight LLC | modaLIGHT | MMCE-S-S5-S-E-24H-4 | Light Emitting Diode | Inseparable Luminaire | Direct Wired | Reverse Phase Cut Controls | 68.1 | 2400 |  | 97 | 98 | 468 | 1 | Ambient | 50000 |  | 1 | 54000 | 0.01 | 20 | 21 | 0.23 | 0.23 | 0.22 | 0.21 | 0 | 0 | 0.32 | 0.32 | 0.33 | 0.24 | 0.01 | 0 | 0.11 | 0.11 | 0.1 | 0.07 | 0.04 | 0.02 | True | False | Non Federally-Regulated | 06/01/2021 |  | 07/15/2021
Modalight LLC | modaLIGHT | MMCE-S-S5-S-E-27H-4 | Light Emitting Diode | Inseparable Luminaire | Direct Wired | Reverse Phase Cut Controls | 68.1 | 2700 |  | 97 | 98 | 468 | 1 | Ambient | 50000 |  | 1 | 54000 | 0.01 | 20 | 21 | 0.23 | 0.23 | 0.22 | 0.21 | 0 | 0 | 0.32 | 0.32 | 0.33 | 0.24 | 0.01 | 0 | 0.11 | 0.11 | 0.1 | 0.07 | 0.04 | 0.02 | True | False | Non Federally-Regulated | 06/01/2021 |  | 07/15/2021
Modalight LLC | modaLIGHT | MMCE-S-S5-S-E-3H-4 | Light Emitting Diode | Inseparable Luminaire | Direct Wired | Reverse Phase Cut Controls | 68.1 | 3000 |  | 97 | 98 | 468 | 1 | Ambient | 50000 |  | 1 | 54000 | 0.01 | 20 | 21 | 0.23 | 0.23 | 0.22 | 0.21 | 0 | 0 | 0.32 | 0.32 | 0.33 | 0.24 | 0.01 | 0 | 0.11 | 0.11 | 0.1 | 0.07 | 0.04 | 0.02 | True | False | Non Federally-Regulated | 06/01/2021 |  | 07/15/2021
Modalight LLC | modaLIGHT | MMCE-S-S5-S-E-35H-4 | Light Emitting Diode | Inseparable Luminaire | Direct Wired | Reverse Phase Cut Controls | 68.1 | 3500 |  | 97 | 98 | 468 | 1 | Ambient | 50000 |  | 1 | 54000 | 0.01 | 20 | 21 | 0.23 | 0.23 | 0.22 | 0.21 | 0 | 0 | 0.32 | 0.32 | 0.33 | 0.24 | 0.01 | 0 | 0.11 | 0.11 | 0.1 | 0.07 | 0.04 | 0.02 | True | False | Non Federally-Regulated | 06/01/2021 |  | 07/15/2021
Modalight LLC | modaLIGHT | MMCE-S-S5-S-E-4H-4 | Light Emitting Diode | Inseparable Luminaire | Direct Wired | Reverse Phase Cut Controls | 68.1 | 4000 |  | 97 | 98 | 468 | 1 | Ambient | 50000 |  | 1 | 54000 | 0.01 | 20 | 21 | 0.23 | 0.23 | 0.22 | 0.21 | 0 | 0 | 0.32 | 0.32 | 0.33 | 0.24 | 0.01 | 0 | 0.11 | 0.11 | 0.1 | 0.07 | 0.04 | 0.02 | True | False | Non Federally-Regulated | 06/01/2021 |  | 07/15/2021
Modalight LLC | modaLIGHT | MMGE-S-S5-S-E-22H-4-310 | Light Emitting Diode | Inseparable Luminaire | Direct Wired | Reverse Phase Cut Controls | 68.1 | 2200 |  | 97 | 98 | 468 | 1 | Ambient | 50000 |  | 1 | 54000 | 0.01 | 20 | 21 | 0.23 | 0.23 | 0.22 | 0.21 | 0 | 0 | 0.32 | 0.32 | 0.33 | 0.24 | 0.01 | 0 | 0.11 | 0.11 | 0.1 | 0.07 | 0.04 | 0.02 | True | False | Non Federally-Regulated | 06/01/2021 |  | 07/15/2021
Modalight LLC | modaLIGHT | MMGE-S-S5-S-E-24H-4-310 | Light Emitting Diode | Inseparable Luminaire | Direct Wired | Reverse Phase Cut Controls | 68.1 | 2400 |  | 97 | 98 | 468 | 1 | Ambient | 50000 |  | 1 | 54000 | 0.01 | 20 | 21 | 0.23 | 0.23 | 0.22 | 0.21 | 0 | 0 | 0.32 | 0.32 | 0.33 | 0.24 | 0.01 | 0 | 0.11 | 0.11 | 0.1 | 0.07 | 0.04 | 0.02 | True | False | Non Federally-Regulated | 06/01/2021 |  | 07/15/2021
Modalight LLC | modaLIGHT | MMGE-S-S5-S-E-27H-4-310 | Light Emitting Diode | Inseparable Luminaire | Direct Wired | Reverse Phase Cut Controls | 68.1 | 2700 |  | 97 | 98 | 468 | 1 | Ambient | 50000 |  | 1 | 54000 | 0.01 | 20 | 21 | 0.23 | 0.23 | 0.22 | 0.21 | 0 | 0 | 0.32 | 0.32 | 0.33 | 0.24 | 0.01 | 0 | 0.11 | 0.11 | 0.1 | 0.07 | 0.04 | 0.02 | True | False | Non Federally-Regulated | 06/01/2021 |  | 07/15/2021
Modalight LLC | modaLIGHT | MMGE-S-S5-S-E-3H-4-310 | Light Emitting Diode | Inseparable Luminaire | Direct Wired | Reverse Phase Cut Controls | 68.1 | 3000 |  | 97 | 98 | 468 | 1 | Ambient | 50000 |  | 1 | 54000 | 0.01 | 20 | 21 | 0.23 | 0.23 | 0.22 | 0.21 | 0 | 0 | 0.32 | 0.32 | 0.33 | 0.24 | 0.01 | 0 | 0.11 | 0.11 | 0.1 | 0.07 | 0.04 | 0.02 | True | False | Non Federally-Regulated | 06/01/2021 |  | 07/15/2021
Modalight LLC | modaLIGHT | MMGE-S-S5-S-E-35H-4-310 | Light Emitting Diode | Inseparable Luminaire | Direct Wired | Reverse Phase Cut Controls | 68.1 | 3500 |  | 97 | 98 | 468 | 1 | Ambient | 50000 |  | 1 | 54000 | 0.01 | 20 | 21 | 0.23 | 0.23 | 0.22 | 0.21 | 0 | 0 | 0.32 | 0.32 | 0.33 | 0.24 | 0.01 | 0 | 0.11 | 0.11 | 0.1 | 0.07 | 0.04 | 0.02 | True | False | Non Federally-Regulated | 06/01/2021 |  | 07/15/2021
Modalight LLC | modaLIGHT | MMGE-S-S5-S-E-4H-4-310 | Light Emitting Diode | Inseparable Luminaire | Direct Wired | Reverse Phase Cut Controls | 68.1 | 4000 |  | 97 | 98 | 468 | 1 | Ambient | 50000 |  | 1 | 54000 | 0.01 | 20 | 21 | 0.23 | 0.23 | 0.22 | 0.21 | 0 | 0 | 0.32 | 0.32 | 0.33 | 0.24 | 0.01 | 0 | 0.11 | 0.11 | 0.1 | 0.07 | 0.04 | 0.02 | True | False | Non Federally-Regulated | 06/01/2021 |  | 07/15/2021
Modalight LLC | modaLIGHT | MMCI-S-S5-DMX-GD2718-4 | Light Emitting Diode | Inseparable Luminaire | Direct Wired | Reverse Phase Cut Controls | 68.1 | 2700 |  | 97 | 98 | 468 | 1 | Ambient | 50000 |  | 1 | 54000 | 0.01 | 20 | 21 | 0.23 | 0.23 | 0.22 | 0.21 | 0 | 0 | 0.32 | 0.32 | 0.33 | 0.24 | 0.01 | 0 | 0.11 | 0.11 | 0.1 | 0.07 | 0.04 | 0.02 | True | False | Non Federally-Regulated | 06/01/2021 |  | 07/15/2021
Modalight LLC | modaLIGHT | MMCI-S-S5-DMX-GD3022-4 | Light Emitting Diode | Inseparable Luminaire | Direct Wired | Reverse Phase Cut Controls | 68.1 | 3000 |  | 97 | 98 | 468 | 1 | Ambient | 50000 |  | 1 | 54000 | 0.01 | 20 | 21 | 0.23 | 0.23 | 0.22 | 0.21 | 0 | 0 | 0.32 | 0.32 | 0.33 | 0.24 | 0.01 | 0 | 0.11 | 0.11 | 0.1 | 0.07 | 0.04 | 0.02 | True | False | Non Federally-Regulated | 06/01/2021 |  | 07/15/2021
Modalight LLC | modaLIGHT | MMCI-S-S5-DMX-GD3522-4 | Light Emitting Diode | Inseparable Luminaire | Direct Wired | Reverse Phase Cut Controls | 68.1 | 3500 |  | 97 | 98 | 468 | 1 | Ambient | 50000 |  | 1 | 54000 | 0.01 | 20 | 21 | 0.23 | 0.23 | 0.22 | 0.21 | 0 | 0 | 0.32 | 0.32 | 0.33 | 0.24 | 0.01 | 0 | 0.11 | 0.11 | 0.1 | 0.07 | 0.04 | 0.02 | True | False | Non Federally-Regulated | 06/01/2021 |  | 07/15/2021
Modalight LLC | modaLIGHT | MMGI-S-S5-DMX-GD2718-4-310 | Light Emitting Diode | Inseparable Luminaire | Direct Wired | Reverse Phase Cut Controls | 68.1 | 2700 |  | 97 | 98 | 468 | 1 | Ambient | 50000 |  | 1 | 54000 | 0.01 | 20 | 21 | 0.23 | 0.23 | 0.22 | 0.21 | 0 | 0 | 0.32 | 0.32 | 0.33 | 0.24 | 0.01 | 0 | 0.11 | 0.11 | 0.1 | 0.07 | 0.04 | 0.02 | True | False | Non Federally-Regulated | 06/01/2021 |  | 07/15/2021
Modalight LLC | modaLIGHT | MMGI-S-S5-DMX-GD3022-4-310 | Light Emitting Diode | Inseparable Luminaire | Direct Wired | Reverse Phase Cut Controls | 68.1 | 3000 |  | 97 | 98 | 468 | 1 | Ambient | 50000 |  | 1 | 54000 | 0.01 | 20 | 21 | 0.23 | 0.23 | 0.22 | 0.21 | 0 | 0 | 0.32 | 0.32 | 0.33 | 0.24 | 0.01 | 0 | 0.11 | 0.11 | 0.1 | 0.07 | 0.04 | 0.02 | True | False | Non Federally-Regulated | 06/01/2021 |  | 07/15/2021
Modalight LLC | modaLIGHT | MMGI-S-S5-DMX-GD3522-4-310 | Light Emitting Diode | Inseparable Luminaire | Direct Wired | Reverse Phase Cut Controls | 68.1 | 3500 |  | 97 | 98 | 468 | 1 | Ambient | 50000 |  | 1 | 54000 | 0.01 | 20 | 21 | 0.23 | 0.23 | 0.22 | 0.21 | 0 | 0 | 0.32 | 0.32 | 0.33 | 0.24 | 0.01 | 0 | 0.11 | 0.11 | 0.1 | 0.07 | 0.04 | 0.02 | True | False | Non Federally-Regulated | 06/01/2021 |  | 07/15/2021
Modalight LLC | modaLIGHT | MMCE-S-S5-DMX-GD2718-4 | Light Emitting Diode | Inseparable Luminaire | Direct Wired | Reverse Phase Cut Controls | 68.1 | 2700 |  | 97 | 98 | 468 | 1 | Ambient | 50000 |  | 1 | 54000 | 0.01 | 20 | 21 | 0.23 | 0.23 | 0.22 | 0.21 | 0 | 0 | 0.32 | 0.32 | 0.33 | 0.24 | 0.01 | 0 | 0.11 | 0.11 | 0.1 | 0.07 | 0.04 | 0.02 | True | False | Non Federally-Regulated | 06/01/2021 |  | 07/15/2021
Modalight LLC | modaLIGHT | MMCE-S-S5-DMX-GD3022-4 | Light Emitting Diode | Inseparable Luminaire | Direct Wired | Reverse Phase Cut Controls | 68.1 | 3000 |  | 97 | 98 | 468 | 1 | Ambient | 50000 |  | 1 | 54000 | 0.01 | 20 | 21 | 0.23 | 0.23 | 0.22 | 0.21 | 0 | 0 | 0.32 | 0.32 | 0.33 | 0.24 | 0.01 | 0 | 0.11 | 0.11 | 0.1 | 0.07 | 0.04 | 0.02 | True | False | Non Federally-Regulated | 06/01/2021 |  | 07/15/2021
Modalight LLC | modaLIGHT | MMCE-S-S5-DMX-GD3522-4 | Light Emitting Diode | Inseparable Luminaire | Direct Wired | Reverse Phase Cut Controls | 68.1 | 3500 |  | 97 | 98 | 468 | 1 | Ambient | 50000 |  | 1 | 54000 | 0.01 | 20 | 21 | 0.23 | 0.23 | 0.22 | 0.21 | 0 | 0 | 0.32 | 0.32 | 0.33 | 0.24 | 0.01 | 0 | 0.11 | 0.11 | 0.1 | 0.07 | 0.04 | 0.02 | True | False | Non Federally-Regulated | 06/01/2021 |  | 07/15/2021
Modalight LLC | modaLIGHT | MMGE-S-S5-DMX-GD2718-4-310 | Light Emitting Diode | Inseparable Luminaire | Direct Wired | Reverse Phase Cut Controls | 68.1 | 2700 |  | 97 | 98 | 468 | 1 | Ambient | 50000 |  | 1 | 54000 | 0.01 | 20 | 21 | 0.23 | 0.23 | 0.22 | 0.21 | 0 | 0 | 0.32 | 0.32 | 0.33 | 0.24 | 0.01 | 0 | 0.11 | 0.11 | 0.1 | 0.07 | 0.04 | 0.02 | True | False | Non Federally-Regulated | 06/01/2021 |  | 07/15/2021
Modalight LLC | modaLIGHT | MMGE-S-S5-DMX-GD3022-4-310 | Light Emitting Diode | Inseparable Luminaire | Direct Wired | Reverse Phase Cut Controls | 68.1 | 3000 |  | 97 | 98 | 468 | 1 | Ambient | 50000 |  | 1 | 54000 | 0.01 | 20 | 21 | 0.23 | 0.23 | 0.22 | 0.21 | 0 | 0 | 0.32 | 0.32 | 0.33 | 0.24 | 0.01 | 0 | 0.11 | 0.11 | 0.1 | 0.07 | 0.04 | 0.02 | True | False | Non Federally-Regulated | 06/01/2021 |  | 07/15/2021
Modalight LLC | modaLIGHT | MMGE-S-S5-DMX-GD3522-4-310 | Light Emitting Diode | Inseparable Luminaire | Direct Wired | Reverse Phase Cut Controls | 68.1 | 3500 |  | 97 | 98 | 468 | 1 | Ambient | 50000 |  | 1 | 54000 | 0.01 | 20 | 21 | 0.23 | 0.23 | 0.22 | 0.21 | 0 | 0 | 0.32 | 0.32 | 0.33 | 0.24 | 0.01 | 0 | 0.11 | 0.11 | 0.1 | 0.07 | 0.04 | 0.02 | True | False | Non Federally-Regulated | 06/01/2021 |  | 07/15/2021
Modalight LLC | modaLIGHT | MMCI-S-S5-DWWH-4 | Light Emitting Diode | Inseparable Luminaire | Direct Wired | Reverse Phase Cut Controls | 68.1 | 2200 |  | 97 | 98 | 468 | 1 | Ambient | 50000 |  | 1 | 54000 | 0.01 | 20 | 21 | 0.23 | 0.23 | 0.22 | 0.21 | 0 | 0 | 0.32 | 0.32 | 0.33 | 0.24 | 0.01 | 0 | 0.11 | 0.11 | 0.1 | 0.07 | 0.04 | 0.02 | True | False | Non Federally-Regulated | 06/01/2021 |  | 07/15/2021
Modalight LLC | modaLIGHT | MMCI-S-S5-DWH-4 | Light Emitting Diode | Inseparable Luminaire | Direct Wired | Reverse Phase Cut Controls | 68.1 | 2200 |  | 97 | 98 | 468 | 1 | Ambient | 50000 |  | 1 | 54000 | 0.01 | 20 | 21 | 0.23 | 0.23 | 0.22 | 0.21 | 0 | 0 | 0.32 | 0.32 | 0.33 | 0.24 | 0.01 | 0 | 0.11 | 0.11 | 0.1 | 0.07 | 0.04 | 0.02 | True | False | Non Federally-Regulated | 06/01/2021 |  | 07/15/2021
Modalight LLC | modaLIGHT | MMCI-S-S5-DC-4 | Light Emitting Diode | Inseparable Luminaire | Direct Wired | Reverse Phase Cut Controls | 68.1 | 2200 |  | 97 | 98 | 468 | 1 | Ambient | 50000 |  | 1 | 54000 | 0.01 | 20 | 21 | 0.23 | 0.23 | 0.22 | 0.21 | 0 | 0 | 0.32 | 0.32 | 0.33 | 0.24 | 0.01 | 0 | 0.11 | 0.11 | 0.1 | 0.07 | 0.04 | 0.02 | True | False | Non Federally-Regulated | 06/01/2021 |  | 07/15/2021
Modalight LLC | modaLIGHT | MMGI-S-S5-DWWH-4-310 | Light Emitting Diode | Inseparable Luminaire | Direct Wired | Reverse Phase Cut Controls | 68.1 | 2200 |  | 97 | 98 | 468 | 1 | Ambient | 50000 |  | 1 | 54000 | 0.01 | 20 | 21 | 0.23 | 0.23 | 0.22 | 0.21 | 0 | 0 | 0.32 | 0.32 | 0.33 | 0.24 | 0.01 | 0 | 0.11 | 0.11 | 0.1 | 0.07 | 0.04 | 0.02 | True | False | Non Federally-Regulated | 06/01/2021 |  | 07/15/2021
Modalight LLC | modaLIGHT | MMGI-S-S5-DWH-4-310 | Light Emitting Diode | Inseparable Luminaire | Direct Wired | Reverse Phase Cut Controls | 68.1 | 2200 |  | 97 | 98 | 468 | 1 | Ambient | 50000 |  | 1 | 54000 | 0.01 | 20 | 21 | 0.23 | 0.23 | 0.22 | 0.21 | 0 | 0 | 0.32 | 0.32 | 0.33 | 0.24 | 0.01 | 0 | 0.11 | 0.11 | 0.1 | 0.07 | 0.04 | 0.02 | True | False | Non Federally-Regulated | 06/01/2021 |  | 07/15/2021
Modalight LLC | modaLIGHT | MMGI-S-S5-DC-4-310 | Light Emitting Diode | Inseparable Luminaire | Direct Wired | Reverse Phase Cut Controls | 68.1 | 2200 |  | 97 | 98 | 468 | 1 | Ambient | 50000 |  | 1 | 54000 | 0.01 | 20 | 21 | 0.23 | 0.23 | 0.22 | 0.21 | 0 | 0 | 0.32 | 0.32 | 0.33 | 0.24 | 0.01 | 0 | 0.11 | 0.11 | 0.1 | 0.07 | 0.04 | 0.02 | True | False | Non Federally-Regulated | 06/01/2021 |  | 07/15/2021
Modalight LLC | modaLIGHT | MMCE-S-S5-DWWH-4 | Light Emitting Diode | Inseparable Luminaire | Direct Wired | Reverse Phase Cut Controls | 68.1 | 2200 |  | 97 | 98 | 468 | 1 | Ambient | 50000 |  | 1 | 54000 | 0.01 | 20 | 21 | 0.23 | 0.23 | 0.22 | 0.21 | 0 | 0 | 0.32 | 0.32 | 0.33 | 0.24 | 0.01 | 0 | 0.11 | 0.11 | 0.1 | 0.07 | 0.04 | 0.02 | True | False | Non Federally-Regulated | 06/01/2021 |  | 07/15/2021
Modalight LLC | modaLIGHT | MMCE-S-S5-DWH-4 | Light Emitting Diode | Inseparable Luminaire | Direct Wired | Reverse Phase Cut Controls | 68.1 | 2200 |  | 97 | 98 | 468 | 1 | Ambient | 50000 |  | 1 | 54000 | 0.01 | 20 | 21 | 0.23 | 0.23 | 0.22 | 0.21 | 0 | 0 | 0.32 | 0.32 | 0.33 | 0.24 | 0.01 | 0 | 0.11 | 0.11 | 0.1 | 0.07 | 0.04 | 0.02 | True | False | Non Federally-Regulated | 06/01/2021 |  | 07/15/2021
Modalight LLC | modaLIGHT | MMCE-S-S5-DC-4 | Light Emitting Diode | Inseparable Luminaire | Direct Wired | Reverse Phase Cut Controls | 68.1 | 2200 |  | 97 | 98 | 468 | 1 | Ambient | 50000 |  | 1 | 54000 | 0.01 | 20 | 21 | 0.23 | 0.23 | 0.22 | 0.21 | 0 | 0 | 0.32 | 0.32 | 0.33 | 0.24 | 0.01 | 0 | 0.11 | 0.11 | 0.1 | 0.07 | 0.04 | 0.02 | True | False | Non Federally-Regulated | 06/01/2021 |  | 07/15/2021
Modalight LLC | modaLIGHT | MMGE-S-S5-DWWH-4-310 | Light Emitting Diode | Inseparable Luminaire | Direct Wired | Reverse Phase Cut Controls | 68.1 | 2200 |  | 97 | 98 | 468 | 1 | Ambient | 50000 |  | 1 | 54000 | 0.01 | 20 | 21 | 0.23 | 0.23 | 0.22 | 0.21 | 0 | 0 | 0.32 | 0.32 | 0.33 | 0.24 | 0.01 | 0 | 0.11 | 0.11 | 0.1 | 0.07 | 0.04 | 0.02 | True | False | Non Federally-Regulated | 06/01/2021 |  | 07/15/2021
Modalight LLC | modaLIGHT | MMGE-S-S5-DWH-4-310 | Light Emitting Diode | Inseparable Luminaire | Direct Wired | Reverse Phase Cut Controls | 68.1 | 2200 |  | 97 | 98 | 468 | 1 | Ambient | 50000 |  | 1 | 54000 | 0.01 | 20 | 21 | 0.23 | 0.23 | 0.22 | 0.21 | 0 | 0 | 0.32 | 0.32 | 0.33 | 0.24 | 0.01 | 0 | 0.11 | 0.11 | 0.1 | 0.07 | 0.04 | 0.02 | True | False | Non Federally-Regulated | 06/01/2021 |  | 07/15/2021
Modalight LLC | modaLIGHT | MMGE-S-S5-DC-4-310 | Light Emitting Diode | Inseparable Luminaire | Direct Wired | Reverse Phase Cut Controls | 68.1 | 2200 |  | 97 | 98 | 468 | 1 | Ambient | 50000 |  | 1 | 54000 | 0.01 | 20 | 21 | 0.23 | 0.23 | 0.22 | 0.21 | 0 | 0 | 0.32 | 0.32 | 0.33 | 0.24 | 0.01 | 0 | 0.11 | 0.11 | 0.1 | 0.07 | 0.04 | 0.02 | True | False | Non Federally-Regulated | 06/01/2021 |  | 07/15/2021
Modalight LLC | modaLIGHT | MMCI-H-S5-S-E-22H-4 | Light Emitting Diode | Inseparable Luminaire | Direct Wired | Reverse Phase Cut Controls | 67.9 | 2200 |  | 97 | 95 | 452 | 1 | Ambient | 50000 |  | 1 | 54000 | 0.01 | 20 | 21 | 0.25 | 0.25 | 0.25 | 0.24 | 0 | 0 | 0.35 | 0.34 | 0.35 | 0.27 | 0 | 0 | 0.1 | 0.1 | 0.09 | 0.06 | 0.01 | 0.01 | True | False | Non Federally-Regulated | 06/01/2021 |  | 07/15/2021
Modalight LLC | modaLIGHT | MMCI-H-S5-S-E-24H-4 | Light Emitting Diode | Inseparable Luminaire | Direct Wired | Reverse Phase Cut Controls | 67.9 | 2400 |  | 97 | 95 | 452 | 1 | Ambient | 50000 |  | 1 | 54000 | 0.01 | 20 | 21 | 0.25 | 0.25 | 0.25 | 0.24 | 0 | 0 | 0.35 | 0.34 | 0.35 | 0.27 | 0 | 0 | 0.1 | 0.1 | 0.09 | 0.06 | 0.01 | 0.01 | True | False | Non Federally-Regulated | 06/01/2021 |  | 07/15/2021
Modalight LLC | modaLIGHT | MMCI-H-S5-S-E-27H-4 | Light Emitting Diode | Inseparable Luminaire | Direct Wired | Reverse Phase Cut Controls | 67.9 | 2700 |  | 97 | 95 | 452 | 1 | Ambient | 50000 |  | 1 | 54000 | 0.01 | 20 | 21 | 0.25 | 0.25 | 0.25 | 0.24 | 0 | 0 | 0.35 | 0.34 | 0.35 | 0.27 | 0 | 0 | 0.1 | 0.1 | 0.09 | 0.06 | 0.01 | 0.01 | True | False | Non Federally-Regulated | 06/01/2021 |  | 07/15/2021
Modalight LLC | modaLIGHT | MMCI-H-S5-S-E-3H-4 | Light Emitting Diode | Inseparable Luminaire | Direct Wired | Reverse Phase Cut Controls | 67.9 | 3000 |  | 97 | 95 | 452 | 1 | Ambient | 50000 |  | 1 | 54000 | 0.01 | 20 | 21 | 0.25 | 0.25 | 0.25 | 0.24 | 0 | 0 | 0.35 | 0.34 | 0.35 | 0.27 | 0 | 0 | 0.1 | 0.1 | 0.09 | 0.06 | 0.01 | 0.01 | True | False | Non Federally-Regulated | 06/01/2021 |  | 07/15/2021
Modalight LLC | modaLIGHT | MMCI-H-S5-S-E-35H-4 | Light Emitting Diode | Inseparable Luminaire | Direct Wired | Reverse Phase Cut Controls | 67.9 | 3500 |  | 97 | 95 | 452 | 1 | Ambient | 50000 |  | 1 | 54000 | 0.01 | 20 | 21 | 0.25 | 0.25 | 0.25 | 0.24 | 0 | 0 | 0.35 | 0.34 | 0.35 | 0.27 | 0 | 0 | 0.1 | 0.1 | 0.09 | 0.06 | 0.01 | 0.01 | True | False | Non Federally-Regulated | 06/01/2021 |  | 07/15/2021
Modalight LLC | modaLIGHT | MMCI-H-S5-S-E-4H-4 | Light Emitting Diode | Inseparable Luminaire | Direct Wired | Reverse Phase Cut Controls | 67.9 | 4000 |  | 97 | 95 | 452 | 1 | Ambient | 50000 |  | 1 | 54000 | 0.01 | 20 | 21 | 0.25 | 0.25 | 0.25 | 0.24 | 0 | 0 | 0.35 | 0.34 | 0.35 | 0.27 | 0 | 0 | 0.1 | 0.1 | 0.09 | 0.06 | 0.01 | 0.01 | True | False | Non Federally-Regulated | 06/01/2021 |  | 07/15/2021
Modalight LLC | modaLIGHT | MMGI-H-S5-S-E-22H-4-310 | Light Emitting Diode | Inseparable Luminaire | Direct Wired | Reverse Phase Cut Controls | 67.9 | 2200 |  | 97 | 95 | 452 | 1 | Ambient | 50000 |  | 1 | 54000 | 0.01 | 20 | 21 | 0.25 | 0.25 | 0.25 | 0.24 | 0 | 0 | 0.35 | 0.34 | 0.35 | 0.27 | 0 | 0 | 0.1 | 0.1 | 0.09 | 0.06 | 0.01 | 0.01 | True | False | Non Federally-Regulated | 06/01/2021 |  | 07/15/2021
Modalight LLC | modaLIGHT | MMGI-H-S5-S-E-24H-4-310 | Light Emitting Diode | Inseparable Luminaire | Direct Wired | Reverse Phase Cut Controls | 67.9 | 2400 |  | 97 | 95 | 452 | 1 | Ambient | 50000 |  | 1 | 54000 | 0.01 | 20 | 21 | 0.25 | 0.25 | 0.25 | 0.24 | 0 | 0 | 0.35 | 0.34 | 0.35 | 0.27 | 0 | 0 | 0.1 | 0.1 | 0.09 | 0.06 | 0.01 | 0.01 | True | False | Non Federally-Regulated | 06/01/2021 |  | 07/15/2021
Modalight LLC | modaLIGHT | MMGI-H-S5-S-E-27H-4-310 | Light Emitting Diode | Inseparable Luminaire | Direct Wired | Reverse Phase Cut Controls | 67.9 | 2700 |  | 97 | 95 | 452 | 1 | Ambient | 50000 |  | 1 | 54000 | 0.01 | 20 | 21 | 0.25 | 0.25 | 0.25 | 0.24 | 0 | 0 | 0.35 | 0.34 | 0.35 | 0.27 | 0 | 0 | 0.1 | 0.1 | 0.09 | 0.06 | 0.01 | 0.01 | True | False | Non Federally-Regulated | 06/01/2021 |  | 07/15/2021
Modalight LLC | modaLIGHT | MMGI-H-S5-S-E-3H-4-310 | Light Emitting Diode | Inseparable Luminaire | Direct Wired | Reverse Phase Cut Controls | 67.9 | 3000 |  | 97 | 95 | 452 | 1 | Ambient | 50000 |  | 1 | 54000 | 0.01 | 20 | 21 | 0.25 | 0.25 | 0.25 | 0.24 | 0 | 0 | 0.35 | 0.34 | 0.35 | 0.27 | 0 | 0 | 0.1 | 0.1 | 0.09 | 0.06 | 0.01 | 0.01 | True | False | Non Federally-Regulated | 06/01/2021 |  | 07/15/2021
Modalight LLC | modaLIGHT | MMGI-H-S5-S-E-35H-4-310 | Light Emitting Diode | Inseparable Luminaire | Direct Wired | Reverse Phase Cut Controls | 67.9 | 3500 |  | 97 | 95 | 452 | 1 | Ambient | 50000 |  | 1 | 54000 | 0.01 | 20 | 21 | 0.25 | 0.25 | 0.25 | 0.24 | 0 | 0 | 0.35 | 0.34 | 0.35 | 0.27 | 0 | 0 | 0.1 | 0.1 | 0.09 | 0.06 | 0.01 | 0.01 | True | False | Non Federally-Regulated | 06/01/2021 |  | 07/15/2021
Modalight LLC | modaLIGHT | MMGI-H-S5-S-E-4H-4-310 | Light Emitting Diode | Inseparable Luminaire | Direct Wired | Reverse Phase Cut Controls | 67.9 | 4000 |  | 97 | 95 | 452 | 1 | Ambient | 50000 |  | 1 | 54000 | 0.01 | 20 | 21 | 0.25 | 0.25 | 0.25 | 0.24 | 0 | 0 | 0.35 | 0.34 | 0.35 | 0.27 | 0 | 0 | 0.1 | 0.1 | 0.09 | 0.06 | 0.01 | 0.01 | True | False | Non Federally-Regulated | 06/01/2021 |  | 07/15/2021
Modalight LLC | modaLIGHT | MMCE-H-S5-S-E-22H-4 | Light Emitting Diode | Inseparable Luminaire | Direct Wired | Reverse Phase Cut Controls | 67.9 | 2200 |  | 97 | 95 | 452 | 1 | Ambient | 50000 |  | 1 | 54000 | 0.01 | 20 | 21 | 0.25 | 0.25 | 0.25 | 0.24 | 0 | 0 | 0.35 | 0.34 | 0.35 | 0.27 | 0 | 0 | 0.1 | 0.1 | 0.09 | 0.06 | 0.01 | 0.01 | True | False | Non Federally-Regulated | 06/01/2021 |  | 07/15/2021
Modalight LLC | modaLIGHT | MMCE-H-S5-S-E-24H-4 | Light Emitting Diode | Inseparable Luminaire | Direct Wired | Reverse Phase Cut Controls | 67.9 | 2400 |  | 97 | 95 | 452 | 1 | Ambient | 50000 |  | 1 | 54000 | 0.01 | 20 | 21 | 0.25 | 0.25 | 0.25 | 0.24 | 0 | 0 | 0.35 | 0.34 | 0.35 | 0.27 | 0 | 0 | 0.1 | 0.1 | 0.09 | 0.06 | 0.01 | 0.01 | True | False | Non Federally-Regulated | 06/01/2021 |  | 07/15/2021
Modalight LLC | modaLIGHT | MMCE-H-S5-S-E-27H-4 | Light Emitting Diode | Inseparable Luminaire | Direct Wired | Reverse Phase Cut Controls | 67.9 | 2700 |  | 97 | 95 | 452 | 1 | Ambient | 50000 |  | 1 | 54000 | 0.01 | 20 | 21 | 0.25 | 0.25 | 0.25 | 0.24 | 0 | 0 | 0.35 | 0.34 | 0.35 | 0.27 | 0 | 0 | 0.1 | 0.1 | 0.09 | 0.06 | 0.01 | 0.01 | True | False | Non Federally-Regulated | 06/01/2021 |  | 07/15/2021
Modalight LLC | modaLIGHT | MMCE-H-S5-S-E-3H-4 | Light Emitting Diode | Inseparable Luminaire | Direct Wired | Reverse Phase Cut Controls | 67.9 | 3000 |  | 97 | 95 | 452 | 1 | Ambient | 50000 |  | 1 | 54000 | 0.01 | 20 | 21 | 0.25 | 0.25 | 0.25 | 0.24 | 0 | 0 | 0.35 | 0.34 | 0.35 | 0.27 | 0 | 0 | 0.1 | 0.1 | 0.09 | 0.06 | 0.01 | 0.01 | True | False | Non Federally-Regulated | 06/01/2021 |  | 07/15/2021
Modalight LLC | modaLIGHT | MMCE-H-S5-S-E-35H-4 | Light Emitting Diode | Inseparable Luminaire | Direct Wired | Reverse Phase Cut Controls | 67.9 | 3500 |  | 97 | 95 | 452 | 1 | Ambient | 50000 |  | 1 | 54000 | 0.01 | 20 | 21 | 0.25 | 0.25 | 0.25 | 0.24 | 0 | 0 | 0.35 | 0.34 | 0.35 | 0.27 | 0 | 0 | 0.1 | 0.1 | 0.09 | 0.06 | 0.01 | 0.01 | True | False | Non Federally-Regulated | 06/01/2021 |  | 07/15/2021
Modalight LLC | modaLIGHT | MMCE-H-S5-S-E-4H-4 | Light Emitting Diode | Inseparable Luminaire | Direct Wired | Reverse Phase Cut Controls | 67.9 | 4000 |  | 97 | 95 | 452 | 1 | Ambient | 50000 |  | 1 | 54000 | 0.01 | 20 | 21 | 0.25 | 0.25 | 0.25 | 0.24 | 0 | 0 | 0.35 | 0.34 | 0.35 | 0.27 | 0 | 0 | 0.1 | 0.1 | 0.09 | 0.06 | 0.01 | 0.01 | True | False | Non Federally-Regulated | 06/01/2021 |  | 07/15/2021
Modalight LLC | modaLIGHT | MMGE-H-S5-S-E-22H-4-310 | Light Emitting Diode | Inseparable Luminaire | Direct Wired | Reverse Phase Cut Controls | 67.9 | 2200 |  | 97 | 95 | 452 | 1 | Ambient | 50000 |  | 1 | 54000 | 0.01 | 20 | 21 | 0.25 | 0.25 | 0.25 | 0.24 | 0 | 0 | 0.35 | 0.34 | 0.35 | 0.27 | 0 | 0 | 0.1 | 0.1 | 0.09 | 0.06 | 0.01 | 0.01 | True | False | Non Federally-Regulated | 06/01/2021 |  | 07/15/2021
Modalight LLC | modaLIGHT | MMGE-H-S5-S-E-24H-4-310 | Light Emitting Diode | Inseparable Luminaire | Direct Wired | Reverse Phase Cut Controls | 67.9 | 2400 |  | 97 | 95 | 452 | 1 | Ambient | 50000 |  | 1 | 54000 | 0.01 | 20 | 21 | 0.25 | 0.25 | 0.25 | 0.24 | 0 | 0 | 0.35 | 0.34 | 0.35 | 0.27 | 0 | 0 | 0.1 | 0.1 | 0.09 | 0.06 | 0.01 | 0.01 | True | False | Non Federally-Regulated | 06/01/2021 |  | 07/15/2021
Modalight LLC | modaLIGHT | MMGE-H-S5-S-E-27H-4-310 | Light Emitting Diode | Inseparable Luminaire | Direct Wired | Reverse Phase Cut Controls | 67.9 | 2700 |  | 97 | 95 | 452 | 1 | Ambient | 50000 |  | 1 | 54000 | 0.01 | 20 | 21 | 0.25 | 0.25 | 0.25 | 0.24 | 0 | 0 | 0.35 | 0.34 | 0.35 | 0.27 | 0 | 0 | 0.1 | 0.1 | 0.09 | 0.06 | 0.01 | 0.01 | True | False | Non Federally-Regulated | 06/01/2021 |  | 07/15/2021
Modalight LLC | modaLIGHT | MMGE-H-S5-S-E-3H-4-310 | Light Emitting Diode | Inseparable Luminaire | Direct Wired | Reverse Phase Cut Controls | 67.9 | 3000 |  | 97 | 95 | 452 | 1 | Ambient | 50000 |  | 1 | 54000 | 0.01 | 20 | 21 | 0.25 | 0.25 | 0.25 | 0.24 | 0 | 0 | 0.35 | 0.34 | 0.35 | 0.27 | 0 | 0 | 0.1 | 0.1 | 0.09 | 0.06 | 0.01 | 0.01 | True | False | Non Federally-Regulated | 06/01/2021 |  | 07/15/2021
Modalight LLC | modaLIGHT | MMGE-H-S5-S-E-35H-4-310 | Light Emitting Diode | Inseparable Luminaire | Direct Wired | Reverse Phase Cut Controls | 67.9 | 3500 |  | 97 | 95 | 452 | 1 | Ambient | 50000 |  | 1 | 54000 | 0.01 | 20 | 21 | 0.25 | 0.25 | 0.25 | 0.24 | 0 | 0 | 0.35 | 0.34 | 0.35 | 0.27 | 0 | 0 | 0.1 | 0.1 | 0.09 | 0.06 | 0.01 | 0.01 | True | False | Non Federally-Regulated | 06/01/2021 |  | 07/15/2021
Modalight LLC | modaLIGHT | MMGE-H-S5-S-E-4H-4-310 | Light Emitting Diode | Inseparable Luminaire | Direct Wired | Reverse Phase Cut Controls | 67.9 | 4000 |  | 97 | 95 | 452 | 1 | Ambient | 50000 |  | 1 | 54000 | 0.01 | 20 | 21 | 0.25 | 0.25 | 0.25 | 0.24 | 0 | 0 | 0.35 | 0.34 | 0.35 | 0.27 | 0 | 0 | 0.1 | 0.1 | 0.09 | 0.06 | 0.01 | 0.01 | True | False | Non Federally-Regulated | 06/01/2021 |  | 07/15/2021
Modalight LLC | modaLIGHT | MMCI-S-S7-S-0-22H-1 | Light Emitting Diode | Inseparable Luminaire | Direct Wired | 0-10 VDC Controls | 60.9 | 2200 |  | 97 | 96 | 432 | 0.98 | Ambient | 50000 |  | 1 | 54000 | 0.01 | 20 | 21 | 0.07 | 0.07 | 0.07 | 0.07 | 0 | 0 | 0.08 | 0.08 | 0.08 | 0.07 | 0 | 0 | 0.22 | 0.17 | 0.17 | 0.13 | 0.04 | 0.02 | True | False | Non Federally-Regulated | 06/01/2021 |  | 07/15/2021
Modalight LLC | modaLIGHT | MMCI-S-S7-S-0-24H-1 | Light Emitting Diode | Inseparable Luminaire | Direct Wired | 0-10 VDC Controls | 60.9 | 2400 |  | 97 | 96 | 432 | 0.98 | Ambient | 50000 |  | 1 | 54000 | 0.01 | 20 | 21 | 0.07 | 0.07 | 0.07 | 0.07 | 0 | 0 | 0.08 | 0.08 | 0.08 | 0.07 | 0 | 0 | 0.22 | 0.17 | 0.17 | 0.13 | 0.04 | 0.02 | True | False | Non Federally-Regulated | 06/01/2021 |  | 07/15/2021
Modalight LLC | modaLIGHT | MMCI-S-S7-S-0-27H-1 | Light Emitting Diode | Inseparable Luminaire | Direct Wired | 0-10 VDC Controls | 60.9 | 2700 |  | 97 | 96 | 432 | 0.98 | Ambient | 50000 |  | 1 | 54000 | 0.01 | 20 | 21 | 0.07 | 0.07 | 0.07 | 0.07 | 0 | 0 | 0.08 | 0.08 | 0.08 | 0.07 | 0 | 0 | 0.22 | 0.17 | 0.17 | 0.13 | 0.04 | 0.02 | True | False | Non Federally-Regulated | 06/01/2021 |  | 07/15/2021
Modalight LLC | modaLIGHT | MMCI-S-S7-S-0-3H-1 | Light Emitting Diode | Inseparable Luminaire | Direct Wired | 0-10 VDC Controls | 60.9 | 3000 |  | 97 | 96 | 432 | 0.98 | Ambient | 50000 |  | 1 | 54000 | 0.01 | 20 | 21 | 0.07 | 0.07 | 0.07 | 0.07 | 0 | 0 | 0.08 | 0.08 | 0.08 | 0.07 | 0 | 0 | 0.22 | 0.17 | 0.17 | 0.13 | 0.04 | 0.02 | True | False | Non Federally-Regulated | 06/01/2021 |  | 07/15/2021
Modalight LLC | modaLIGHT | MMCI-S-S7-S-0-37H-1 | Light Emitting Diode | Inseparable Luminaire | Direct Wired | 0-10 VDC Controls | 60.9 | 3500 |  | 97 | 96 | 432 | 0.98 | Ambient | 50000 |  | 1 | 54000 | 0.01 | 20 | 21 | 0.07 | 0.07 | 0.07 | 0.07 | 0 | 0 | 0.08 | 0.08 | 0.08 | 0.07 | 0 | 0 | 0.22 | 0.17 | 0.17 | 0.13 | 0.04 | 0.02 | True | False | Non Federally-Regulated | 06/01/2021 |  | 07/15/2021
Modalight LLC | modaLIGHT | MMCI-S-S7-S-0-4H-1 | Light Emitting Diode | Inseparable Luminaire | Direct Wired | 0-10 VDC Controls | 60.9 | 4000 |  | 97 | 96 | 432 | 0.98 | Ambient | 50000 |  | 1 | 54000 | 0.01 | 20 | 21 | 0.07 | 0.07 | 0.07 | 0.07 | 0 | 0 | 0.08 | 0.08 | 0.08 | 0.07 | 0 | 0 | 0.22 | 0.17 | 0.17 | 0.13 | 0.04 | 0.02 | True | False | Non Federally-Regulated | 06/01/2021 |  | 07/15/2021
Modalight LLC | modaLIGHT | MMGI-S-S7-S-0-22H-1-310 | Light Emitting Diode | Inseparable Luminaire | Direct Wired | 0-10 VDC Controls | 60.9 | 2200 |  | 97 | 96 | 432 | 0.98 | Ambient | 50000 |  | 1 | 54000 | 0.01 | 20 | 21 | 0.07 | 0.07 | 0.07 | 0.07 | 0 | 0 | 0.08 | 0.08 | 0.08 | 0.07 | 0 | 0 | 0.22 | 0.17 | 0.17 | 0.13 | 0.04 | 0.02 | True | False | Non Federally-Regulated | 06/01/2021 |  | 07/15/2021
Modalight LLC | modaLIGHT | MMGI-S-S7-S-0-24H-1-310 | Light Emitting Diode | Inseparable Luminaire | Direct Wired | 0-10 VDC Controls | 60.9 | 2400 |  | 97 | 96 | 432 | 0.98 | Ambient | 50000 |  | 1 | 54000 | 0.01 | 20 | 21 | 0.07 | 0.07 | 0.07 | 0.07 | 0 | 0 | 0.08 | 0.08 | 0.08 | 0.07 | 0 | 0 | 0.22 | 0.17 | 0.17 | 0.13 | 0.04 | 0.02 | True | False | Non Federally-Regulated | 06/01/2021 |  | 07/15/2021
Modalight LLC | modaLIGHT | MMGI-S-S7-S-0-27H-1-310 | Light Emitting Diode | Inseparable Luminaire | Direct Wired | 0-10 VDC Controls | 60.9 | 2700 |  | 97 | 96 | 432 | 0.98 | Ambient | 50000 |  | 1 | 54000 | 0.01 | 20 | 21 | 0.07 | 0.07 | 0.07 | 0.07 | 0 | 0 | 0.08 | 0.08 | 0.08 | 0.07 | 0 | 0 | 0.22 | 0.17 | 0.17 | 0.13 | 0.04 | 0.02 | True | False | Non Federally-Regulated | 06/01/2021 |  | 07/15/2021
Modalight LLC | modaLIGHT | MMGI-S-S7-S-0-3H-1-310 | Light Emitting Diode | Inseparable Luminaire | Direct Wired | 0-10 VDC Controls | 60.9 | 3000 |  | 97 | 96 | 432 | 0.98 | Ambient | 50000 |  | 1 | 54000 | 0.01 | 20 | 21 | 0.07 | 0.07 | 0.07 | 0.07 | 0 | 0 | 0.08 | 0.08 | 0.08 | 0.07 | 0 | 0 | 0.22 | 0.17 | 0.17 | 0.13 | 0.04 | 0.02 | True | False | Non Federally-Regulated | 06/01/2021 |  | 07/15/2021
Modalight LLC | modaLIGHT | MMGI-S-S7-S-0-37H-1-310 | Light Emitting Diode | Inseparable Luminaire | Direct Wired | 0-10 VDC Controls | 60.9 | 3500 |  | 97 | 96 | 432 | 0.98 | Ambient | 50000 |  | 1 | 54000 | 0.01 | 20 | 21 | 0.07 | 0.07 | 0.07 | 0.07 | 0 | 0 | 0.08 | 0.08 | 0.08 | 0.07 | 0 | 0 | 0.22 | 0.17 | 0.17 | 0.13 | 0.04 | 0.02 | True | False | Non Federally-Regulated | 06/01/2021 |  | 07/15/2021
Modalight LLC | modaLIGHT | MMGI-S-S7-S-0-4H-1-310 | Light Emitting Diode | Inseparable Luminaire | Direct Wired | 0-10 VDC Controls | 60.9 | 4000 |  | 97 | 96 | 432 | 0.98 | Ambient | 50000 |  | 1 | 54000 | 0.01 | 20 | 21 | 0.07 | 0.07 | 0.07 | 0.07 | 0 | 0 | 0.08 | 0.08 | 0.08 | 0.07 | 0 | 0 | 0.22 | 0.17 | 0.17 | 0.13 | 0.04 | 0.02 | True | False | Non Federally-Regulated | 06/01/2021 |  | 07/15/2021
Modalight LLC | modaLIGHT | MMCE-S-S7-S-0-22H-1 | Light Emitting Diode | Inseparable Luminaire | Direct Wired | 0-10 VDC Controls | 60.9 | 2200 |  | 97 | 96 | 432 | 0.98 | Ambient | 50000 |  | 1 | 54000 | 0.01 | 20 | 21 | 0.07 | 0.07 | 0.07 | 0.07 | 0 | 0 | 0.08 | 0.08 | 0.08 | 0.07 | 0 | 0 | 0.22 | 0.17 | 0.17 | 0.13 | 0.04 | 0.02 | True | False | Non Federally-Regulated | 06/01/2021 |  | 07/15/2021
Modalight LLC | modaLIGHT | MMCE-S-S7-S-0-24H-1 | Light Emitting Diode | Inseparable Luminaire | Direct Wired | 0-10 VDC Controls | 60.9 | 2400 |  | 97 | 96 | 432 | 0.98 | Ambient | 50000 |  | 1 | 54000 | 0.01 | 20 | 21 | 0.07 | 0.07 | 0.07 | 0.07 | 0 | 0 | 0.08 | 0.08 | 0.08 | 0.07 | 0 | 0 | 0.22 | 0.17 | 0.17 | 0.13 | 0.04 | 0.02 | True | False | Non Federally-Regulated | 06/01/2021 |  | 07/15/2021
Modalight LLC | modaLIGHT | MMCE-S-S7-S-0-27H-1 | Light Emitting Diode | Inseparable Luminaire | Direct Wired | 0-10 VDC Controls | 60.9 | 2700 |  | 97 | 96 | 432 | 0.98 | Ambient | 50000 |  | 1 | 54000 | 0.01 | 20 | 21 | 0.07 | 0.07 | 0.07 | 0.07 | 0 | 0 | 0.08 | 0.08 | 0.08 | 0.07 | 0 | 0 | 0.22 | 0.17 | 0.17 | 0.13 | 0.04 | 0.02 | True | False | Non Federally-Regulated | 06/01/2021 |  | 07/15/2021
Modalight LLC | modaLIGHT | MMCE-S-S7-S-0-3H-1 | Light Emitting Diode | Inseparable Luminaire | Direct Wired | 0-10 VDC Controls | 60.9 | 3000 |  | 97 | 96 | 432 | 0.98 | Ambient | 50000 |  | 1 | 54000 | 0.01 | 20 | 21 | 0.07 | 0.07 | 0.07 | 0.07 | 0 | 0 | 0.08 | 0.08 | 0.08 | 0.07 | 0 | 0 | 0.22 | 0.17 | 0.17 | 0.13 | 0.04 | 0.02 | True | False | Non Federally-Regulated | 06/01/2021 |  | 07/15/2021
Modalight LLC | modaLIGHT | MMCE-S-S7-S-0-37H-1 | Light Emitting Diode | Inseparable Luminaire | Direct Wired | 0-10 VDC Controls | 60.9 | 3500 |  | 97 | 96 | 432 | 0.98 | Ambient | 50000 |  | 1 | 54000 | 0.01 | 20 | 21 | 0.07 | 0.07 | 0.07 | 0.07 | 0 | 0 | 0.08 | 0.08 | 0.08 | 0.07 | 0 | 0 | 0.22 | 0.17 | 0.17 | 0.13 | 0.04 | 0.02 | True | False | Non Federally-Regulated | 06/01/2021 |  | 07/15/2021
Modalight LLC | modaLIGHT | MMCE-S-S7-S-0-4H-1 | Light Emitting Diode | Inseparable Luminaire | Direct Wired | 0-10 VDC Controls | 60.9 | 4000 |  | 97 | 96 | 432 | 0.98 | Ambient | 50000 |  | 1 | 54000 | 0.01 | 20 | 21 | 0.07 | 0.07 | 0.07 | 0.07 | 0 | 0 | 0.08 | 0.08 | 0.08 | 0.07 | 0 | 0 | 0.22 | 0.17 | 0.17 | 0.13 | 0.04 | 0.02 | True | False | Non Federally-Regulated | 06/01/2021 |  | 07/15/2021
Modalight LLC | modaLIGHT | MMGE-S-S7-S-0-22H-1-310 | Light Emitting Diode | Inseparable Luminaire | Direct Wired | 0-10 VDC Controls | 60.9 | 2200 |  | 97 | 96 | 432 | 0.98 | Ambient | 50000 |  | 1 | 54000 | 0.01 | 20 | 21 | 0.07 | 0.07 | 0.07 | 0.07 | 0 | 0 | 0.08 | 0.08 | 0.08 | 0.07 | 0 | 0 | 0.22 | 0.17 | 0.17 | 0.13 | 0.04 | 0.02 | True | False | Non Federally-Regulated | 06/01/2021 |  | 07/15/2021
Modalight LLC | modaLIGHT | MMGE-S-S7-S-0-24H-1-310 | Light Emitting Diode | Inseparable Luminaire | Direct Wired | 0-10 VDC Controls | 60.9 | 2400 |  | 97 | 96 | 432 | 0.98 | Ambient | 50000 |  | 1 | 54000 | 0.01 | 20 | 21 | 0.07 | 0.07 | 0.07 | 0.07 | 0 | 0 | 0.08 | 0.08 | 0.08 | 0.07 | 0 | 0 | 0.22 | 0.17 | 0.17 | 0.13 | 0.04 | 0.02 | True | False | Non Federally-Regulated | 06/01/2021 |  | 07/15/2021
Modalight LLC | modaLIGHT | MMGE-S-S7-S-0-27H-1-310 | Light Emitting Diode | Inseparable Luminaire | Direct Wired | 0-10 VDC Controls | 60.9 | 2700 |  | 97 | 96 | 432 | 0.98 | Ambient | 50000 |  | 1 | 54000 | 0.01 | 20 | 21 | 0.07 | 0.07 | 0.07 | 0.07 | 0 | 0 | 0.08 | 0.08 | 0.08 | 0.07 | 0 | 0 | 0.22 | 0.17 | 0.17 | 0.13 | 0.04 | 0.02 | True | False | Non Federally-Regulated | 06/01/2021 |  | 07/15/2021
Modalight LLC | modaLIGHT | MMGE-S-S7-S-0-3H-1-310 | Light Emitting Diode | Inseparable Luminaire | Direct Wired | 0-10 VDC Controls | 60.9 | 3000 |  | 97 | 96 | 432 | 0.98 | Ambient | 50000 |  | 1 | 54000 | 0.01 | 20 | 21 | 0.07 | 0.07 | 0.07 | 0.07 | 0 | 0 | 0.08 | 0.08 | 0.08 | 0.07 | 0 | 0 | 0.22 | 0.17 | 0.17 | 0.13 | 0.04 | 0.02 | True | False | Non Federally-Regulated | 06/01/2021 |  | 07/15/2021
Modalight LLC | modaLIGHT | MMGE-S-S7-S-0-37H-1-310 | Light Emitting Diode | Inseparable Luminaire | Direct Wired | 0-10 VDC Controls | 60.9 | 3500 |  | 97 | 96 | 432 | 0.98 | Ambient | 50000 |  | 1 | 54000 | 0.01 | 20 | 21 | 0.07 | 0.07 | 0.07 | 0.07 | 0 | 0 | 0.08 | 0.08 | 0.08 | 0.07 | 0 | 0 | 0.22 | 0.17 | 0.17 | 0.13 | 0.04 | 0.02 | True | False | Non Federally-Regulated | 06/01/2021 |  | 07/15/2021
Modalight LLC | modaLIGHT | MMGE-S-S7-S-0-4H-1-310 | Light Emitting Diode | Inseparable Luminaire | Direct Wired | 0-10 VDC Controls | 60.9 | 4000 |  | 97 | 96 | 432 | 0.98 | Ambient | 50000 |  | 1 | 54000 | 0.01 | 20 | 21 | 0.07 | 0.07 | 0.07 | 0.07 | 0 | 0 | 0.08 | 0.08 | 0.08 | 0.07 | 0 | 0 | 0.22 | 0.17 | 0.17 | 0.13 | 0.04 | 0.02 | True | False | Non Federally-Regulated | 06/01/2021 |  | 07/15/2021
Modalight LLC | modaLIGHT | MMCI-S-S7-S-0-GD2718-1 | Light Emitting Diode | Inseparable Luminaire | Direct Wired | 0-10 VDC Controls | 60.9 | 2700 |  | 97 | 96 | 432 | 0.98 | Ambient | 50000 |  | 1 | 54000 | 0.01 | 20 | 21 | 0.07 | 0.07 | 0.07 | 0.07 | 0 | 0 | 0.08 | 0.08 | 0.08 | 0.07 | 0 | 0 | 0.22 | 0.17 | 0.17 | 0.13 | 0.04 | 0.02 | True | False | Non Federally-Regulated | 06/01/2021 |  | 07/15/2021
Modalight LLC | modaLIGHT | MMCI-S-S7-S-0-GD3022-1 | Light Emitting Diode | Inseparable Luminaire | Direct Wired | 0-10 VDC Controls | 60.9 | 3000 |  | 97 | 96 | 432 | 0.98 | Ambient | 50000 |  | 1 | 54000 | 0.01 | 20 | 21 | 0.07 | 0.07 | 0.07 | 0.07 | 0 | 0 | 0.08 | 0.08 | 0.08 | 0.07 | 0 | 0 | 0.22 | 0.17 | 0.17 | 0.13 | 0.04 | 0.02 | True | False | Non Federally-Regulated | 06/01/2021 |  | 07/15/2021
Modalight LLC | modaLIGHT | MMCI-S-S7-S-0-GD3522-1 | Light Emitting Diode | Inseparable Luminaire | Direct Wired | 0-10 VDC Controls | 60.9 | 3500 |  | 97 | 96 | 432 | 0.98 | Ambient | 50000 |  | 1 | 54000 | 0.01 | 20 | 21 | 0.07 | 0.07 | 0.07 | 0.07 | 0 | 0 | 0.08 | 0.08 | 0.08 | 0.07 | 0 | 0 | 0.22 | 0.17 | 0.17 | 0.13 | 0.04 | 0.02 | True | False | Non Federally-Regulated | 06/01/2021 |  | 07/15/2021
Modalight LLC | modaLIGHT | MMGI-S-S7-S-0-GD2718-1-310 | Light Emitting Diode | Inseparable Luminaire | Direct Wired | 0-10 VDC Controls | 60.9 | 2700 |  | 97 | 96 | 432 | 0.98 | Ambient | 50000 |  | 1 | 54000 | 0.01 | 20 | 21 | 0.07 | 0.07 | 0.07 | 0.07 | 0 | 0 | 0.08 | 0.08 | 0.08 | 0.07 | 0 | 0 | 0.22 | 0.17 | 0.17 | 0.13 | 0.04 | 0.02 | True | False | Non Federally-Regulated | 06/01/2021 |  | 07/15/2021
Modalight LLC | modaLIGHT | MMGI-S-S7-S-0-GD3022-1-310 | Light Emitting Diode | Inseparable Luminaire | Direct Wired | 0-10 VDC Controls | 60.9 | 3000 |  | 97 | 96 | 432 | 0.98 | Ambient | 50000 |  | 1 | 54000 | 0.01 | 20 | 21 | 0.07 | 0.07 | 0.07 | 0.07 | 0 | 0 | 0.08 | 0.08 | 0.08 | 0.07 | 0 | 0 | 0.22 | 0.17 | 0.17 | 0.13 | 0.04 | 0.02 | True | False | Non Federally-Regulated | 06/01/2021 |  | 07/15/2021
Modalight LLC | modaLIGHT | MMGI-S-S7-S-0-GD3522-1-310 | Light Emitting Diode | Inseparable Luminaire | Direct Wired | 0-10 VDC Controls | 60.9 | 3500 |  | 97 | 96 | 432 | 0.98 | Ambient | 50000 |  | 1 | 54000 | 0.01 | 20 | 21 | 0.07 | 0.07 | 0.07 | 0.07 | 0 | 0 | 0.08 | 0.08 | 0.08 | 0.07 | 0 | 0 | 0.22 | 0.17 | 0.17 | 0.13 | 0.04 | 0.02 | True | False | Non Federally-Regulated | 06/01/2021 |  | 07/15/2021
Modalight LLC | modaLIGHT | MMCE-S-S7-S-0-GD2718-1 | Light Emitting Diode | Inseparable Luminaire | Direct Wired | 0-10 VDC Controls | 60.9 | 2700 |  | 97 | 96 | 432 | 0.98 | Ambient | 50000 |  | 1 | 54000 | 0.01 | 20 | 21 | 0.07 | 0.07 | 0.07 | 0.07 | 0 | 0 | 0.08 | 0.08 | 0.08 | 0.07 | 0 | 0 | 0.22 | 0.17 | 0.17 | 0.13 | 0.04 | 0.02 | True | False | Non Federally-Regulated | 06/01/2021 |  | 07/15/2021
Modalight LLC | modaLIGHT | MMCE-S-S7-S-0-GD3022-1 | Light Emitting Diode | Inseparable Luminaire | Direct Wired | 0-10 VDC Controls | 60.9 | 3000 |  | 97 | 96 | 432 | 0.98 | Ambient | 50000 |  | 1 | 54000 | 0.01 | 20 | 21 | 0.07 | 0.07 | 0.07 | 0.07 | 0 | 0 | 0.08 | 0.08 | 0.08 | 0.07 | 0 | 0 | 0.22 | 0.17 | 0.17 | 0.13 | 0.04 | 0.02 | True | False | Non Federally-Regulated | 06/01/2021 |  | 07/15/2021
Modalight LLC | modaLIGHT | MMCE-S-S7-S-0-GD3522-1 | Light Emitting Diode | Inseparable Luminaire | Direct Wired | 0-10 VDC Controls | 60.9 | 3500 |  | 97 | 96 | 432 | 0.98 | Ambient | 50000 |  | 1 | 54000 | 0.01 | 20 | 21 | 0.07 | 0.07 | 0.07 | 0.07 | 0 | 0 | 0.08 | 0.08 | 0.08 | 0.07 | 0 | 0 | 0.22 | 0.17 | 0.17 | 0.13 | 0.04 | 0.02 | True | False | Non Federally-Regulated | 06/01/2021 |  | 07/15/2021
Modalight LLC | modaLIGHT | MMGE-S-S7-S-0-GD2718-1-310 | Light Emitting Diode | Inseparable Luminaire | Direct Wired | 0-10 VDC Controls | 60.9 | 2700 |  | 97 | 96 | 432 | 0.98 | Ambient | 50000 |  | 1 | 54000 | 0.01 | 20 | 21 | 0.07 | 0.07 | 0.07 | 0.07 | 0 | 0 | 0.08 | 0.08 | 0.08 | 0.07 | 0 | 0 | 0.22 | 0.17 | 0.17 | 0.13 | 0.04 | 0.02 | True | False | Non Federally-Regulated | 06/01/2021 |  | 07/15/2021
Modalight LLC | modaLIGHT | MMGE-S-S7-S-0-GD3022-1-310 | Light Emitting Diode | Inseparable Luminaire | Direct Wired | 0-10 VDC Controls | 60.9 | 3000 |  | 97 | 96 | 432 | 0.98 | Ambient | 50000 |  | 1 | 54000 | 0.01 | 20 | 21 | 0.07 | 0.07 | 0.07 | 0.07 | 0 | 0 | 0.08 | 0.08 | 0.08 | 0.07 | 0 | 0 | 0.22 | 0.17 | 0.17 | 0.13 | 0.04 | 0.02 | True | False | Non Federally-Regulated | 06/01/2021 |  | 07/15/2021
Modalight LLC | modaLIGHT | MMGE-S-S7-S-0-GD3522-1-310 | Light Emitting Diode | Inseparable Luminaire | Direct Wired | 0-10 VDC Controls | 60.9 | 3500 |  | 97 | 96 | 432 | 0.98 | Ambient | 50000 |  | 1 | 54000 | 0.01 | 20 | 21 | 0.07 | 0.07 | 0.07 | 0.07 | 0 | 0 | 0.08 | 0.08 | 0.08 | 0.07 | 0 | 0 | 0.22 | 0.17 | 0.17 | 0.13 | 0.04 | 0.02 | True | False | Non Federally-Regulated | 06/01/2021 |  | 07/15/2021
Modalight LLC | modaLIGHT | MMCI-H-S7-S-0-22H-1 | Light Emitting Diode | Inseparable Luminaire | Direct Wired | 0-10 VDC Controls | 65.9 | 2200 |  | 97 | 97 | 444 | 0.98 | Ambient | 50000 |  | 1 | 54000 | 0.01 | 20 | 21 | 0.13 | 0.13 | 0.13 | 0.13 | 0 | 0 | 0.18 | 0.17 | 0.16 | 0.15 | 0 | 0 | 0.19 | 0.18 | 0.18 | 0.12 | 0.05 | 0.02 | True | False | Non Federally-Regulated | 06/01/2021 |  | 07/15/2021
Modalight LLC | modaLIGHT | MMCI-H-S7-S-0-24H-1 | Light Emitting Diode | Inseparable Luminaire | Direct Wired | 0-10 VDC Controls | 65.9 | 2400 |  | 97 | 97 | 444 | 0.98 | Ambient | 50000 |  | 1 | 54000 | 0.01 | 20 | 21 | 0.13 | 0.13 | 0.13 | 0.13 | 0 | 0 | 0.18 | 0.17 | 0.16 | 0.15 | 0 | 0 | 0.19 | 0.18 | 0.18 | 0.12 | 0.05 | 0.02 | True | False | Non Federally-Regulated | 06/01/2021 |  | 07/15/2021
Modalight LLC | modaLIGHT | MMCI-H-S7-S-0-27H-1 | Light Emitting Diode | Inseparable Luminaire | Direct Wired | 0-10 VDC Controls | 65.9 | 2700 |  | 97 | 97 | 444 | 0.98 | Ambient | 50000 |  | 1 | 54000 | 0.01 | 20 | 21 | 0.13 | 0.13 | 0.13 | 0.13 | 0 | 0 | 0.18 | 0.17 | 0.16 | 0.15 | 0 | 0 | 0.19 | 0.18 | 0.18 | 0.12 | 0.05 | 0.02 | True | False | Non Federally-Regulated | 06/01/2021 |  | 07/15/2021
Modalight LLC | modaLIGHT | MMCI-H-S7-S-0-3H-1 | Light Emitting Diode | Inseparable Luminaire | Direct Wired | 0-10 VDC Controls | 65.9 | 3000 |  | 97 | 97 | 444 | 0.98 | Ambient | 50000 |  | 1 | 54000 | 0.01 | 20 | 21 | 0.13 | 0.13 | 0.13 | 0.13 | 0 | 0 | 0.18 | 0.17 | 0.16 | 0.15 | 0 | 0 | 0.19 | 0.18 | 0.18 | 0.12 | 0.05 | 0.02 | True | False | Non Federally-Regulated | 06/01/2021 |  | 07/15/2021
Modalight LLC | modaLIGHT | MMCI-H-S7-S-0-35H-1 | Light Emitting Diode | Inseparable Luminaire | Direct Wired | 0-10 VDC Controls | 65.9 | 3500 |  | 97 | 97 | 444 | 0.98 | Ambient | 50000 |  | 1 | 54000 | 0.01 | 20 | 21 | 0.13 | 0.13 | 0.13 | 0.13 | 0 | 0 | 0.18 | 0.17 | 0.16 | 0.15 | 0 | 0 | 0.19 | 0.18 | 0.18 | 0.12 | 0.05 | 0.02 | True | False | Non Federally-Regulated | 06/01/2021 |  | 07/15/2021
Modalight LLC | modaLIGHT | MMCI-H-S7-S-0-4H-1 | Light Emitting Diode | Inseparable Luminaire | Direct Wired | 0-10 VDC Controls | 65.9 | 4000 |  | 97 | 97 | 444 | 0.98 | Ambient | 50000 |  | 1 | 54000 | 0.01 | 20 | 21 | 0.13 | 0.13 | 0.13 | 0.13 | 0 | 0 | 0.18 | 0.17 | 0.16 | 0.15 | 0 | 0 | 0.19 | 0.18 | 0.18 | 0.12 | 0.05 | 0.02 | True | False | Non Federally-Regulated | 06/01/2021 |  | 07/15/2021
Modalight LLC | modaLIGHT | MMGI-H-S7-S-0-22H-1-310 | Light Emitting Diode | Inseparable Luminaire | Direct Wired | 0-10 VDC Controls | 65.9 | 2200 |  | 97 | 97 | 444 | 0.98 | Ambient | 50000 |  | 1 | 54000 | 0.01 | 20 | 21 | 0.13 | 0.13 | 0.13 | 0.13 | 0 | 0 | 0.18 | 0.17 | 0.16 | 0.15 | 0 | 0 | 0.19 | 0.18 | 0.18 | 0.12 | 0.05 | 0.02 | True | False | Non Federally-Regulated | 06/01/2021 |  | 07/15/2021
Modalight LLC | modaLIGHT | MMGI-H-S7-S-0-24H-1-310 | Light Emitting Diode | Inseparable Luminaire | Direct Wired | 0-10 VDC Controls | 65.9 | 2400 |  | 97 | 97 | 444 | 0.98 | Ambient | 50000 |  | 1 | 54000 | 0.01 | 20 | 21 | 0.13 | 0.13 | 0.13 | 0.13 | 0 | 0 | 0.18 | 0.17 | 0.16 | 0.15 | 0 | 0 | 0.19 | 0.18 | 0.18 | 0.12 | 0.05 | 0.02 | True | False | Non Federally-Regulated | 06/01/2021 |  | 07/15/2021
Modalight LLC | modaLIGHT | MMGI-H-S7-S-0-27H-1-310-310 | Light Emitting Diode | Inseparable Luminaire | Direct Wired | 0-10 VDC Controls | 65.9 | 2700 |  | 97 | 97 | 444 | 0.98 | Ambient | 50000 |  | 1 | 54000 | 0.01 | 20 | 21 | 0.13 | 0.13 | 0.13 | 0.13 | 0 | 0 | 0.18 | 0.17 | 0.16 | 0.15 | 0 | 0 | 0.19 | 0.18 | 0.18 | 0.12 | 0.05 | 0.02 | True | False | Non Federally-Regulated | 06/01/2021 |  | 07/15/2021
Modalight LLC | modaLIGHT | MMGI-H-S7-S-0-3H-1-310 | Light Emitting Diode | Inseparable Luminaire | Direct Wired | 0-10 VDC Controls | 65.9 | 3000 |  | 97 | 97 | 444 | 0.98 | Ambient | 50000 |  | 1 | 54000 | 0.01 | 20 | 21 | 0.13 | 0.13 | 0.13 | 0.13 | 0 | 0 | 0.18 | 0.17 | 0.16 | 0.15 | 0 | 0 | 0.19 | 0.18 | 0.18 | 0.12 | 0.05 | 0.02 | True | False | Non Federally-Regulated | 06/01/2021 |  | 07/15/2021
Modalight LLC | modaLIGHT | MMGI-H-S7-S-0-35H-1-310 | Light Emitting Diode | Inseparable Luminaire | Direct Wired | 0-10 VDC Controls | 65.9 | 3500 |  | 97 | 97 | 444 | 0.98 | Ambient | 50000 |  | 1 | 54000 | 0.01 | 20 | 21 | 0.13 | 0.13 | 0.13 | 0.13 | 0 | 0 | 0.18 | 0.17 | 0.16 | 0.15 | 0 | 0 | 0.19 | 0.18 | 0.18 | 0.12 | 0.05 | 0.02 | True | False | Non Federally-Regulated | 06/01/2021 |  | 07/15/2021
Modalight LLC | modaLIGHT | MMGI-H-S7-S-0-4H-1-310 | Light Emitting Diode | Inseparable Luminaire | Direct Wired | 0-10 VDC Controls | 65.9 | 4000 |  | 97 | 97 | 444 | 0.98 | Ambient | 50000 |  | 1 | 54000 | 0.01 | 20 | 21 | 0.13 | 0.13 | 0.13 | 0.13 | 0 | 0 | 0.18 | 0.17 | 0.16 | 0.15 | 0 | 0 | 0.19 | 0.18 | 0.18 | 0.12 | 0.05 | 0.02 | True | False | Non Federally-Regulated | 06/01/2021 |  | 07/15/2021
Modalight LLC | modaLIGHT | MMCE-H-S7-S-0-22H-1 | Light Emitting Diode | Inseparable Luminaire | Direct Wired | 0-10 VDC Controls | 65.9 | 2200 |  | 97 | 97 | 444 | 0.98 | Ambient | 50000 |  | 1 | 54000 | 0.01 | 20 | 21 | 0.13 | 0.13 | 0.13 | 0.13 | 0 | 0 | 0.18 | 0.17 | 0.16 | 0.15 | 0 | 0 | 0.19 | 0.18 | 0.18 | 0.12 | 0.05 | 0.02 | True | False | Non Federally-Regulated | 06/01/2021 |  | 07/15/2021
Modalight LLC | modaLIGHT | MMCE-H-S7-S-0-24H-1 | Light Emitting Diode | Inseparable Luminaire | Direct Wired | 0-10 VDC Controls | 65.9 | 2400 |  | 97 | 97 | 444 | 0.98 | Ambient | 50000 |  | 1 | 54000 | 0.01 | 20 | 21 | 0.13 | 0.13 | 0.13 | 0.13 | 0 | 0 | 0.18 | 0.17 | 0.16 | 0.15 | 0 | 0 | 0.19 | 0.18 | 0.18 | 0.12 | 0.05 | 0.02 | True | False | Non Federally-Regulated | 06/01/2021 |  | 07/15/2021
Modalight LLC | modaLIGHT | MMCE-H-S7-S-0-27H-1 | Light Emitting Diode | Inseparable Luminaire | Direct Wired | 0-10 VDC Controls | 65.9 | 2700 |  | 97 | 97 | 444 | 0.98 | Ambient | 50000 |  | 1 | 54000 | 0.01 | 20 | 21 | 0.13 | 0.13 | 0.13 | 0.13 | 0 | 0 | 0.18 | 0.17 | 0.16 | 0.15 | 0 | 0 | 0.19 | 0.18 | 0.18 | 0.12 | 0.05 | 0.02 | True | False | Non Federally-Regulated | 06/01/2021 |  | 07/15/2021
Modalight LLC | modaLIGHT | MMCE-H-S7-S-0-3H-1 | Light Emitting Diode | Inseparable Luminaire | Direct Wired | 0-10 VDC Controls | 65.9 | 3000 |  | 97 | 97 | 444 | 0.98 | Ambient | 50000 |  | 1 | 54000 | 0.01 | 20 | 21 | 0.13 | 0.13 | 0.13 | 0.13 | 0 | 0 | 0.18 | 0.17 | 0.16 | 0.15 | 0 | 0 | 0.19 | 0.18 | 0.18 | 0.12 | 0.05 | 0.02 | True | False | Non Federally-Regulated | 06/01/2021 |  | 07/15/2021
Modalight LLC | modaLIGHT | MMCE-H-S7-S-0-35H-1 | Light Emitting Diode | Inseparable Luminaire | Direct Wired | 0-10 VDC Controls | 65.9 | 3500 |  | 97 | 97 | 444 | 0.98 | Ambient | 50000 |  | 1 | 54000 | 0.01 | 20 | 21 | 0.13 | 0.13 | 0.13 | 0.13 | 0 | 0 | 0.18 | 0.17 | 0.16 | 0.15 | 0 | 0 | 0.19 | 0.18 | 0.18 | 0.12 | 0.05 | 0.02 | True | False | Non Federally-Regulated | 06/01/2021 |  | 07/15/2021
Modalight LLC | modaLIGHT | MMCE-H-S7-S-0-4H-1 | Light Emitting Diode | Inseparable Luminaire | Direct Wired | 0-10 VDC Controls | 65.9 | 4000 |  | 97 | 97 | 444 | 0.98 | Ambient | 50000 |  | 1 | 54000 | 0.01 | 20 | 21 | 0.13 | 0.13 | 0.13 | 0.13 | 0 | 0 | 0.18 | 0.17 | 0.16 | 0.15 | 0 | 0 | 0.19 | 0.18 | 0.18 | 0.12 | 0.05 | 0.02 | True | False | Non Federally-Regulated | 06/01/2021 |  | 07/15/2021
Modalight LLC | modaLIGHT | MMGE-H-S7-S-0-22H-1-310 | Light Emitting Diode | Inseparable Luminaire | Direct Wired | 0-10 VDC Controls | 65.9 | 2200 |  | 97 | 97 | 444 | 0.98 | Ambient | 50000 |  | 1 | 54000 | 0.01 | 20 | 21 | 0.13 | 0.13 | 0.13 | 0.13 | 0 | 0 | 0.18 | 0.17 | 0.16 | 0.15 | 0 | 0 | 0.19 | 0.18 | 0.18 | 0.12 | 0.05 | 0.02 | True | False | Non Federally-Regulated | 06/01/2021 |  | 07/15/2021
Modalight LLC | modaLIGHT | MMGE-H-S7-S-0-24H-1-310 | Light Emitting Diode | Inseparable Luminaire | Direct Wired | 0-10 VDC Controls | 65.9 | 2400 |  | 97 | 97 | 444 | 0.98 | Ambient | 50000 |  | 1 | 54000 | 0.01 | 20 | 21 | 0.13 | 0.13 | 0.13 | 0.13 | 0 | 0 | 0.18 | 0.17 | 0.16 | 0.15 | 0 | 0 | 0.19 | 0.18 | 0.18 | 0.12 | 0.05 | 0.02 | True | False | Non Federally-Regulated | 06/01/2021 |  | 07/15/2021
Modalight LLC | modaLIGHT | MMGE-H-S7-S-0-27H-1-310-310 | Light Emitting Diode | Inseparable Luminaire | Direct Wired | 0-10 VDC Controls | 65.9 | 2700 |  | 97 | 97 | 444 | 0.98 | Ambient | 50000 |  | 1 | 54000 | 0.01 | 20 | 21 | 0.13 | 0.13 | 0.13 | 0.13 | 0 | 0 | 0.18 | 0.17 | 0.16 | 0.15 | 0 | 0 | 0.19 | 0.18 | 0.18 | 0.12 | 0.05 | 0.02 | True | False | Non Federally-Regulated | 06/01/2021 |  | 07/15/2021
Modalight LLC | modaLIGHT | MMGE-H-S7-S-0-3H-1-310 | Light Emitting Diode | Inseparable Luminaire | Direct Wired | 0-10 VDC Controls | 65.9 | 3000 |  | 97 | 97 | 444 | 0.98 | Ambient | 50000 |  | 1 | 54000 | 0.01 | 20 | 21 | 0.13 | 0.13 | 0.13 | 0.13 | 0 | 0 | 0.18 | 0.17 | 0.16 | 0.15 | 0 | 0 | 0.19 | 0.18 | 0.18 | 0.12 | 0.05 | 0.02 | True | False | Non Federally-Regulated | 06/01/2021 |  | 07/15/2021
Modalight LLC | modaLIGHT | MMGE-H-S7-S-0-35H-1-310 | Light Emitting Diode | Inseparable Luminaire | Direct Wired | 0-10 VDC Controls | 65.9 | 3500 |  | 97 | 97 | 444 | 0.98 | Ambient | 50000 |  | 1 | 54000 | 0.01 | 20 | 21 | 0.13 | 0.13 | 0.13 | 0.13 | 0 | 0 | 0.18 | 0.17 | 0.16 | 0.15 | 0 | 0 | 0.19 | 0.18 | 0.18 | 0.12 | 0.05 | 0.02 | True | False | Non Federally-Regulated | 06/01/2021 |  | 07/15/2021