## Ballasts_12022025
Manufacturer | Brand | Model Number | Ballast Voltage | Fluorescent Lamp Type | Lamp Number | Bldg Application | Ballast Start | Sign Ballasts (T/F)? | Ballast Frequency | Ballast Product Class | Total Nominal Lamp Watts | Half Dimming | Ballast Circuit Design | Power Factor | Power Factor Std | Average Total Lamp Arc Power Watts | Ballast Luminous Efficiency | Ballast Luminous Efficiency Std | Regulatory Status | Add Date | Reference Number | Modified Date
Motorola Lighting, Inc. | Motorola | M3-IRN-T8-1LL-277 | 277 |  | 3 |  | Rapid |  |  |  |  | No Match | Electronic | [5 empty] | Federally-Regulated Consumer Product | 1994-09-30 |  | 1995-04-01
RTC Marketing Co. | RTC Marketing Co. | GLRS240P-10 | 120 |  | 2 |  | No Match |  |  |  |  | No Match | No Match | [5 empty] | Federally-Regulated Consumer Product | 1991-09-11 |  | 1991-09-01
Lutron Electronics Co., Inc. | Tu-Wire | 2W-T832-120-1 | 120 |  | 1 | Other | Programmed |  |  |  |  | Continuous | Electronic | 0.97 |  |  |  |  | Non Federally-Regulated | 2009-12-08 |  | 2016-09-01
Lutron Electronics Co., Inc. | Tu-Wire | 2W-T832-120-2 | 120 |  | 2 | Other | Programmed |  |  |  |  | Continuous | Electronic | 0.97 |  |  |  |  | Non Federally-Regulated | 2009-12-08 |  | 2016-09-01
Lutron Electronics Co., Inc. | Ecosystem | EC3T832CU110 | 120 - 277 (inclusive) |  | 1 | Other | Programmed |  |  |  |  | Continuous | Electronic | 0.99 |  |  |  |  | Non Federally-Regulated | 2009-12-08 |  | 2016-09-01
Lutron Electronics Co., Inc. | Ecosystem | EC3T832CU117 | 120 - 277 (inclusive) |  | 1 | Other | Programmed |  |  |  |  | Continuous | Electronic | 0.99 |  |  |  |  | Non Federally-Regulated | 2009-12-08 |  | 2016-09-01
Lutron Electronics Co., Inc. | Ecosystem | EC3T832CU210 | 120 - 277 (inclusive) |  | 2 | Other | Programmed |  |  |  |  | Continuous | Electronic | 0.99 |  |  |  |  | Non Federally-Regulated | 2009-12-08 |  | 2016-09-01
Lutron Electronics Co., Inc. | Ecosystem | EC3T832CU217 | 120 - 277 (inclusive) |  | 2 | Other | Programmed |  |  |  |  | Continuous | Electronic | 0.99 |  |  |  |  | Non Federally-Regulated | 2009-12-08 |  | 2016-09-01
Lutron Electronics Co., Inc. | Ecosystem | EC3T832GU110 | 120 - 277 (inclusive) |  | 1 | Other | Programmed |  |  |  |  | Continuous | Electronic | 0.99 |  |  |  |  | Non Federally-Regulated | 2009-12-08 |  | 2016-09-01
Lutron Electronics Co., Inc. | Ecosystem | EC3T832GU117 | 120 - 277 (inclusive) |  | 1 | Other | Programmed |  |  |  |  | Continuous | Electronic | 0.99 |  |  |  |  | Non Federally-Regulated | 2009-12-08 |  | 2016-09-01
Lutron Electronics Co., Inc. | Ecosystem | EC3T832GU210 | 120 - 277 (inclusive) |  | 2 | Other | Programmed |  |  |  |  | Continuous | Electronic | 0.99 |  |  |  |  | Non Federally-Regulated | 2009-12-08 |  | 2016-09-01
Lutron Electronics Co., Inc. | Ecosystem | EC3T832GU217 | 120 - 277 (inclusive) |  | 2 | Other | Programmed |  |  |  |  | Continuous | Electronic | 0.99 |  |  |  |  | Non Federally-Regulated | 2009-12-08 |  | 2016-09-01
Lutron Electronics Co., Inc. | Ecosystem | EC3T832GU310 | 120 - 277 (inclusive) |  | 3 | Other | Programmed |  |  |  |  | Continuous | Electronic | 0.99 |  |  |  |  | Non Federally-Regulated | 2009-12-08 |  | 2016-09-01
Lutron Electronics Co., Inc. | Ecosystem | EC3T832GU317 | 120 - 277 (inclusive) |  | 3 | Other | Programmed |  |  |  |  | Continuous | Electronic | 0.99 |  |  |  |  | Non Federally-Regulated | 2009-12-08 |  | 2016-09-01
Lutron Electronics Co., Inc. | Ecosystem | EC5 T832 G 120 2L | 277 |  | 2 | Other | Programmed |  |  |  |  | Continuous | Electronic | 1 |  |  |  |  | Non Federally-Regulated | 2009-12-08 |  | 2016-09-01
Lutron Electronics Co., Inc. | Ecosystem | EC5 T832 G 120 3L | 277 |  | 3 | Other | Programmed |  |  |  |  | Continuous | Electronic | 1 |  |  |  |  | Non Federally-Regulated | 2009-12-08 |  | 2016-09-01
Lutron Electronics Co., Inc. | Ecosystem | EC5 T832 G 277 2L | 277 |  | 2 | Other | Programmed |  |  |  |  | Continuous | Electronic | 0.99 |  |  |  |  | Non Federally-Regulated | 2009-12-08 |  | 2016-09-01
Lutron Electronics Co., Inc. | Ecosystem | EC5 T832 G 277 3L | 277 |  | 3 | Other | Programmed |  |  |  |  | Continuous | Electronic | 0.99 |  |  |  |  | Non Federally-Regulated | 2009-12-08 |  | 2016-09-01
Lutron Electronics Co., Inc. | Ecosystem | EC5 T832 G UNV 2L | 120 - 277 (inclusive) |  | 2 | Other | Programmed |  |  |  |  | Continuous | Electronic | 0.98 |  |  |  |  | Non Federally-Regulated | 2009-12-08 |  | 2016-09-01
Lutron Electronics Co., Inc. | Ecosystem | EC5 T832 G UNV 3L | 120 - 277 (inclusive) |  | 3 | Other | Programmed |  |  |  |  | Continuous | Electronic | 0.99 |  |  |  |  | Non Federally-Regulated | 2009-12-08 |  | 2016-09-01
Lutron Electronics Co., Inc. | Ecosystem | EC5 T832 J 120 1 | 120 |  | 1 | Other | Programmed |  |  |  |  | Continuous | Electronic | 1 |  |  |  |  | Non Federally-Regulated | 2009-12-08 |  | 2016-09-01
Lutron Electronics Co., Inc. | Ecosystem | EC5 T832 J 120 2 | 120 |  | 2 | Other | Programmed |  |  |  |  | Continuous | Electronic | 1 |  |  |  |  | Non Federally-Regulated | 2009-12-08 |  | 2016-09-01
Lutron Electronics Co., Inc. | Ecosystem | EC5 T832 J 277 1 | 277 |  | 1 | Other | Programmed |  |  |  |  | Continuous | Electronic | 0.97 |  |  |  |  | Non Federally-Regulated | 2009-12-08 |  | 2016-09-01
Lutron Electronics Co., Inc. | Ecosystem | EC5 T832 J 277 2 | 277 |  | 2 | Other | Programmed |  |  |  |  | Continuous | Electronic | 0.99 |  |  |  |  | Non Federally-Regulated | 2009-12-08 |  | 2016-09-01
Lutron Electronics Co., Inc. | Ecosystem | EC5 T832 J UNV 1 | 120 - 277 (inclusive) |  | 1 | Other | Programmed |  |  |  |  | Continuous | Electronic | 0.97 |  |  |  |  | Non Federally-Regulated | 2009-12-08 |  | 2016-09-01
Lutron Electronics Co., Inc. | Ecosystem | EC5 T832 J UNV 2 | 120 - 277 (inclusive) |  | 2 | Other | Programmed |  |  |  |  | Continuous | Electronic | 0.98 |  |  |  |  | Non Federally-Regulated | 2009-12-08 |  | 2016-09-01
Lutron Electronics Co., Inc. | Eco-10 | ECO-T832-120-1-* | 120 |  | 1 | Other | Programmed |  |  |  |  | Continuous | Electronic | 0.97 |  |  |  |  | Non Federally-Regulated | 2009-12-08 |  | 2016-09-01
Lutron Electronics Co., Inc. | Eco-10 | ECO-T832-120-2-* | 120 |  | 2 | Other | Programmed |  |  |  |  | Continuous | Electronic | 0.96 |  |  |  |  | Non Federally-Regulated | 2009-12-08 |  | 2016-09-01
Lutron Electronics Co., Inc. | Eco-10 | ECO-T832-120-3 | 120 |  | 3 | Other | Programmed |  |  |  |  | Continuous | Electronic | 0.99 |  |  |  |  | Non Federally-Regulated | 2009-12-08 |  | 2016-09-01
Lutron Electronics Co., Inc. | Eco-10 | ECO-T832-277-1 | 277 |  | 1 | Other | Programmed |  |  |  |  | Continuous | Electronic | 0.98 |  |  |  |  | Non Federally-Regulated | 2009-12-08 |  | 2016-09-01
Lutron Electronics Co., Inc. | Eco-10 | ECO-T832-277-1-* | 277 |  | 1 | Other | Programmed |  |  |  |  | Continuous | Electronic | 0.95 |  |  |  |  | Non Federally-Regulated | 2009-12-08 |  | 2016-09-01
Lutron Electronics Co., Inc. | Eco-10 | ECO-T832-277-2 | 277 |  | 2 | Other | Programmed |  |  |  |  | Continuous | Electronic | 0.99 |  |  |  |  | Non Federally-Regulated | 2009-12-08 |  | 2016-09-01
Lutron Electronics Co., Inc. | Eco-10 | ECO-T832-277-2-* | 277 |  | 2 | Other | Programmed |  |  |  |  | Continuous | Electronic | 0.97 |  |  |  |  | Non Federally-Regulated | 2009-12-08 |  | 2016-09-01
Lutron Electronics Co., Inc. | Eco-10 | ECO-T832-277-3 | 277 |  | 3 | Other | Programmed |  |  |  |  | Continuous | Electronic | 0.99 |  |  |  |  | Non Federally-Regulated | 2009-12-08 |  | 2016-09-01
Lutron Electronics Co., Inc. | EHD | EHDT832CU110 | 120 - 277 (inclusive) |  | 1 | Other | Programmed |  |  |  |  | Continuous | Electronic | 0.99 |  |  |  |  | Non Federally-Regulated | 2011-02-14 |  | 2016-09-01
Lutron Electronics Co., Inc. | EHD | EHDT832CU117 | 120 - 277 (inclusive) |  | 1 | Other | Programmed |  |  |  |  | Continuous | Electronic | 0.99 |  |  |  |  | Non Federally-Regulated | 2011-02-14 |  | 2016-09-01
Lutron Electronics Co., Inc. | EHD | EHDT832CU210 | 120 - 277 (inclusive) |  | 2 | Other | Programmed |  |  |  |  | Continuous | Electronic | 0.99 |  |  |  |  | Non Federally-Regulated | 2011-02-14 |  | 2016-09-01
Lutron Electronics Co., Inc. | EHD | EHDT832CU217 | 120 - 277 (inclusive) |  | 2 | Other | Programmed |  |  |  |  | Continuous | Electronic | 0.99 |  |  |  |  | Non Federally-Regulated | 2011-02-14 |  | 2016-09-01
Lutron Electronics Co., Inc. | EHD | EHDT832GU310 | 120 - 277 (inclusive) |  | 3 | Other | Programmed |  |  |  |  | Continuous | Electronic | 0.99 |  |  |  |  | Non Federally-Regulated | 2013-02-11 |  | 2016-09-01
Lutron Electronics Co., Inc. | EHD | EHDT832GU317 | 120 - 277 (inclusive) |  | 3 | Other | Programmed |  |  |  |  | Continuous | Electronic | 0.99 |  |  |  |  | Non Federally-Regulated | 2013-02-11 |  | 2016-09-01
Lutron Electronics Co., Inc. | EHD | EHDT832MU110 | 120 - 277 (inclusive) |  | 1 | Other | Programmed |  |  |  |  | Continuous | Electronic | 0.99 |  |  |  |  | Non Federally-Regulated | 2013-02-11 |  | 2016-09-01
Lutron Electronics Co., Inc. | EHD | EHDT832MU117 | 120 - 277 (inclusive) |  | 1 | Other | Programmed |  |  |  |  | Continuous | Electronic | 0.99 |  |  |  |  | Non Federally-Regulated | 2013-02-11 |  | 2016-09-01
Lutron Electronics Co., Inc. | EHD | EHDT832MU210 | 120 - 277 (inclusive) |  | 2 | Other | Programmed |  |  |  |  | Continuous | Electronic | 0.99 |  |  |  |  | Non Federally-Regulated | 2013-02-11 |  | 2016-09-01
Lutron Electronics Co., Inc. | EHD | EHDT832MU217 | 120 - 277 (inclusive) |  | 2 | Other | Programmed |  |  |  |  | Continuous | Electronic | 0.99 |  |  |  |  | Non Federally-Regulated | 2013-02-11 |  | 2016-09-01
Lutron Electronics Co., Inc. | Hi-Lume 3D | H3D T832 C UNV 1 10 | 120 - 277 (inclusive) |  | 1 | Other | Programmed |  |  |  |  | Continuous | Electronic | 0.98 |  |  |  |  | Non Federally-Regulated | 2009-12-09 |  | 2016-09-01
Lutron Electronics Co., Inc. | Hi-Lume 3D | H3D T832 C UNV 1 17 | 120 - 277 (inclusive) |  | 1 | Other | Programmed |  |  |  |  | Continuous | Electronic | 1 |  |  |  |  | Non Federally-Regulated | 2009-12-09 |  | 2016-09-01
Lutron Electronics Co., Inc. | Hi-Lume 3D | H3D T832 C UNV 2 10 | 120 - 277 (inclusive) |  | 2 | Other | Programmed |  |  |  |  | Continuous | Electronic | 0.99 |  |  |  |  | Non Federally-Regulated | 2009-12-09 |  | 2016-09-01
Lutron Electronics Co., Inc. | Hi-Lume 3D | H3D T832 C UNV 2 17 | 120 - 277 (inclusive) |  | 2 | Other | Programmed |  |  |  |  | Continuous | Electronic | 0.99 |  |  |  |  | Non Federally-Regulated | 2009-12-09 |  | 2016-09-01
Lutron Electronics Co., Inc. | Hi-Lume 3D | H3D T832 G UNV 3 10 | 120 - 277 (inclusive) |  | 3 | Other | Programmed |  |  |  |  | Continuous | Electronic | 0.99 |  |  |  |  | Non Federally-Regulated | 2009-12-09 |  | 2016-09-01
Lutron Electronics Co., Inc. | Hi-Lume 3D | H3D T832 G UNV 3 17 | 120 - 277 (inclusive) |  | 3 | Other | Programmed |  |  |  |  | Continuous | Electronic | 0.99 |  |  |  |  | Non Federally-Regulated | 2009-12-08 |  | 2016-09-01
Lutron Electronics Co., Inc. | Hi-Lume 3D | H3DT832CU110 | 120 - 277 (inclusive) |  | 1 | Other | Programmed |  |  |  |  | Continuous | Electronic | 0.99 |  |  |  |  | Non Federally-Regulated | 2009-12-08 |  | 2016-09-01
Lutron Electronics Co., Inc. | Hi-Lume 3D | H3DT832CU117 | 120 - 277 (inclusive) |  | 1 | Other | Programmed |  |  |  |  | Continuous | Electronic | 0.99 |  |  |  |  | Non Federally-Regulated | 2009-12-08 |  | 2016-09-01
Lutron Electronics Co., Inc. | Hi-Lume 3D | H3DT832CU210 | 120 - 277 (inclusive) |  | 2 | Other | Programmed |  |  |  |  | Continuous | Electronic | 0.99 |  |  |  |  | Non Federally-Regulated | 2009-12-08 |  | 2016-09-01
Lutron Electronics Co., Inc. | Hi-Lume 3D | H3DT832CU217 | 120 - 277 (inclusive) |  | 2 | Other | Programmed |  |  |  |  | Continuous | Electronic | 0.99 |  |  |  |  | Non Federally-Regulated | 2009-12-08 |  | 2016-09-01
Lutron Electronics Co., Inc. | Hi-Lume 3D | H3DT832GU110 | 120 - 277 (inclusive) |  | 1 | Other | Programmed |  |  |  |  | Continuous | Electronic | 0.99 |  |  |  |  | Non Federally-Regulated | 2009-12-08 |  | 2016-09-01
Lutron Electronics Co., Inc. | Hi-Lume 3D | H3DT832GU117 | 120 - 277 (inclusive) |  | 1 | Other | Programmed |  |  |  |  | Continuous | Electronic | 0.99 |  |  |  |  | Non Federally-Regulated | 2009-12-08 |  | 2016-09-01
Lutron Electronics Co., Inc. | Hi-Lume 3D | H3DT832GU210 | 120 - 277 (inclusive) |  | 2 | Other | Programmed |  |  |  |  | Continuous | Electronic | 0.99 |  |  |  |  | Non Federally-Regulated | 2009-12-08 |  | 2016-09-01
Lutron Electronics Co., Inc. | Hi-Lume 3D | H3DT832GU217 | 120 - 277 (inclusive) |  | 2 | Other | Programmed |  |  |  |  | Continuous | Electronic | 0.99 |  |  |  |  | Non Federally-Regulated | 2009-12-08 |  | 2016-09-01
Lutron Electronics Co., Inc. | Hi-Lume 3D | H3DT832GU310 | 120 - 277 (inclusive) |  | 3 | Other | Programmed |  |  |  |  | Continuous | Electronic | 0.99 |  |  |  |  | Non Federally-Regulated | 2009-12-08 |  | 2016-09-01
Lutron Electronics Co., Inc. | Hi-Lume 3D | H3DT832GU317 | 120 - 277 (inclusive) |  | 3 | Other | Programmed |  |  |  |  | Continuous | Electronic | 0.99 |  |  |  |  | Non Federally-Regulated | 2009-12-08 |  | 2016-09-01
Lutron Electronics Co., Inc. | TVE | TVE-T832-120-1 | 120 |  | 1 | Other | Programmed |  |  |  |  | Continuous | Electronic | 0.98 |  |  |  |  | Non Federally-Regulated | 2008-01-30 |  | 2016-09-01
Lutron Electronics Co., Inc. | TVE | TVE-T832-120-2 | 120 |  | 2 | Other | Programmed |  |  |  |  | Continuous | Electronic | 0.99 |  |  |  |  | Non Federally-Regulated | 2008-01-30 |  | 2016-09-01
Lutron Electronics Co., Inc. | TVE | TVE-T832-120-3 | 120 |  | 3 | Other | Programmed |  |  |  |  | Continuous | Electronic | 0.99 |  |  |  |  | Non Federally-Regulated | 2008-01-30 |  | 2016-09-01
Lutron Electronics Co., Inc. | TVE | TVE-T832-277-1 | 277 |  | 1 | Other | Programmed |  |  |  |  | Continuous | Electronic | 0.98 |  |  |  |  | Non Federally-Regulated | 2009-12-08 |  | 2016-09-01
Lutron Electronics Co., Inc. | TVE | TVE-T832-277-2 | 277 |  | 2 | Other | Programmed |  |  |  |  | Continuous | Electronic | 0.99 |  |  |  |  | Non Federally-Regulated | 2008-01-30 |  | 2016-09-01
Lutron Electronics Co., Inc. | TVE | TVE-T832-277-3 | 277 |  | 3 | Other | Programmed |  |  |  |  | Continuous | Electronic | 0.99 |  |  |  |  | Non Federally-Regulated | 2009-12-08 |  | 2016-09-01
Lutron Electronics Co., Inc. | Ecosystem | EC5 T554 J 120 1 | 120 |  | 1 | Other | Programmed |  |  |  |  | Continuous | Electronic | 1 |  |  |  |  | Non Federally-Regulated | 2009-12-08 |  | 2016-09-01
Lutron Electronics Co., Inc. | Ecosystem | EC5 T554 J 120 2 | 120 |  | 2 | Other | Programmed |  |  |  |  | Continuous | Electronic | 1 |  |  |  |  | Non Federally-Regulated | 2009-12-08 |  | 2016-09-01
Lutron Electronics Co., Inc. | Ecosystem | EC5 T554 J 277 1 | 277 |  | 1 | Other | Programmed |  |  |  |  | Continuous | Electronic | 1 |  |  |  |  | Non Federally-Regulated | 2009-12-08 |  | 2016-09-01
Lutron Electronics Co., Inc. | Ecosystem | EC5 T554 J 277 2 | 277 |  | 2 | Other | Programmed |  |  |  |  | Continuous | Electronic | 1 |  |  |  |  | Non Federally-Regulated | 2009-12-08 |  | 2016-09-01
Lutron Electronics Co., Inc. | Ecosystem | EC5 T554 J UNV 1 | 120 - 277 (inclusive) |  | 1 | Other | Programmed |  |  |  |  | Continuous | Electronic | 1 |  |  |  |  | Non Federally-Regulated | 2009-12-08 |  | 2016-09-01
Lutron Electronics Co., Inc. | Ecosystem | EC5 T554 J UNV 2 | 120 - 277 (inclusive) |  | 2 | Other | Programmed |  |  |  |  | Continuous | Electronic | 1 |  |  |  |  | Non Federally-Regulated | 2009-12-08 |  | 2016-09-01
Lutron Electronics Co., Inc. | Eco-10 | ECO-T554-120-1 | 120 |  | 1 | Other | Programmed |  |  |  |  | Continuous | Electronic | 1 |  |  |  |  | Non Federally-Regulated | 2009-12-08 |  | 2016-09-01
Lutron Electronics Co., Inc. | Eco-10 | ECO-T554-120-2 | 120 |  | 2 | Other | Programmed |  |  |  |  | Continuous | Electronic | 1 |  |  |  |  | Non Federally-Regulated | 2009-12-08 |  | 2016-09-01
Lutron Electronics Co., Inc. | Eco-10 | ECO-T554-277-1 | 277 |  | 1 | Other | Programmed |  |  |  |  | Continuous | Electronic | 0.99 |  |  |  |  | Non Federally-Regulated | 2009-12-08 |  | 2016-09-01
Lutron Electronics Co., Inc. | Eco-10 | ECO-T554-277-2 | 277 |  | 2 | Other | Programmed |  |  |  |  | Continuous | Electronic | 1 |  |  |  |  | Non Federally-Regulated | 2009-12-08 |  | 2016-09-01
Lutron Electronics Co., Inc. | EHD | EHDT554CU110 | 120 - 277 (inclusive) |  | 1 | Other | Programmed |  |  |  |  | Continuous | Electronic | 0.98 |  |  |  |  | Non Federally-Regulated | 2011-02-14 |  | 2016-09-01
Lutron Electronics Co., Inc. | EHD | EHDT554CU210 | 120 - 277 (inclusive) |  | 2 | Other | Programmed |  |  |  |  | Continuous | Electronic | 0.99 |  |  |  |  | Non Federally-Regulated | 2011-02-14 |  | 2016-09-01
Lutron Electronics Co., Inc. | EHD | EHDT554MU110 | 120 - 277 (inclusive) |  | 1 | Other | Programmed |  |  |  |  | Continuous | Electronic | 0.98 |  |  |  |  | Non Federally-Regulated | 2013-02-11 |  | 2016-09-01
Lutron Electronics Co., Inc. | EHD | EHDT554MU210 | 120 - 277 (inclusive) |  | 2 | Other | Programmed |  |  |  |  | Continuous | Electronic | 0.99 |  |  |  |  | Non Federally-Regulated | 2013-02-11 |  | 2016-09-01
Lutron Electronics Co., Inc. | Hi-Lume | FDB-T554-120-1 | 120 |  | 1 | Other | Programmed |  |  |  |  | Continuous | Electronic | 1 |  |  |  |  | Non Federally-Regulated | 2009-12-08 |  | 2016-09-01
Lutron Electronics Co., Inc. | Hi-Lume | FDB-T554-120-2 | 120 |  | 2 | Other | Programmed |  |  |  |  | Continuous | Electronic | 1 |  |  |  |  | Non Federally-Regulated | 2009-12-08 |  | 2016-09-01
Lutron Electronics Co., Inc. | Hi-Lume | FDB-T554-277-1 | 277 |  | 1 | Other | Programmed |  |  |  |  | Continuous | Electronic | 1 |  |  |  |  | Non Federally-Regulated | 2009-12-08 |  | 2016-09-01
Lutron Electronics Co., Inc. | Hi-Lume | FDB-T554-277-2 | 277 |  | 2 | Other | Programmed |  |  |  |  | Continuous | Electronic | 1 |  |  |  |  | Non Federally-Regulated | 2009-12-08 |  | 2016-09-01
Lutron Electronics Co., Inc. | Hi-Lume 3D | H3DT554CU110 | 120 - 277 (inclusive) |  | 1 | Other | Programmed |  |  |  |  | Continuous | Electronic | 0.99 |  |  |  |  | Non Federally-Regulated | 2011-02-14 |  | 2016-09-01
Lutron Electronics Co., Inc. | Hi-Lume 3D | H3DT554CU210 | 120 - 277 (inclusive) |  | 2 | Other | Programmed |  |  |  |  | Continuous | Electronic | 0.99 |  |  |  |  | Non Federally-Regulated | 2011-02-14 |  | 2016-09-01
Lutron Electronics Co., Inc. | Ecosystem | EC5 T528 J 120 1 | 120 |  | 1 | Other | Programmed |  |  |  |  | Continuous | Electronic | 1 |  |  |  |  | Non Federally-Regulated | 2009-12-08 |  | 2016-09-01
Lutron Electronics Co., Inc. | Ecosystem | EC5 T528 J 120 2 | 120 |  | 2 | Other | Programmed |  |  |  |  | Continuous | Electronic | 1 |  |  |  |  | Non Federally-Regulated | 2009-12-08 |  | 2016-09-01
Lutron Electronics Co., Inc. | Ecosystem | EC5 T528 J 277 1 | 277 |  | 1 | Other | Programmed |  |  |  |  | Continuous | Electronic | 0.97 |  |  |  |  | Non Federally-Regulated | 2009-12-08 |  | 2016-09-01
Lutron Electronics Co., Inc. | Ecosystem | EC5 T528 J 277 2 | 277 |  | 2 | Other | Programmed |  |  |  |  | Continuous | Electronic | 1 |  |  |  |  | Non Federally-Regulated | 2009-12-08 |  | 2016-09-01
Lutron Electronics Co., Inc. | Ecosystem | EC5 T528 J UNV 1 | 120 - 277 (inclusive) |  | 1 | Other | Programmed |  |  |  |  | Continuous | Electronic | 0.98 |  |  |  |  | Non Federally-Regulated | 2009-12-08 |  | 2016-09-01
Lutron Electronics Co., Inc. | Ecosystem | EC5 T528 J UNV 2 | 120 - 277 (inclusive) |  | 2 | Other | Programmed |  |  |  |  | Continuous | Electronic | 1 |  |  |  |  | Non Federally-Regulated | 2009-12-08 |  | 2016-09-01
Lutron Electronics Co., Inc. | Eco-10 | ECO-T528-120-1 | 120 |  | 1 | Other | Programmed |  |  |  |  | Continuous | Electronic | 1 |  |  |  |  | Non Federally-Regulated | 2009-12-08 |  | 2016-09-01
Lutron Electronics Co., Inc. | Eco-10 | ECO-T528-120-2 | 120 |  | 2 | Other | Programmed |  |  |  |  | Continuous | Electronic | 1 |  |  |  |  | Non Federally-Regulated | 2009-12-08 |  | 2016-09-01
Lutron Electronics Co., Inc. | Eco-10 | ECO-T528-277-1 | 277 |  | 1 | Other | Programmed |  |  |  |  | Continuous | Electronic | 0.99 |  |  |  |  | Non Federally-Regulated | 2009-12-08 |  | 2016-09-01
Lutron Electronics Co., Inc. | Eco-10 | ECO-T528-277-2 | 277 |  | 2 | Other | Programmed |  |  |  |  | Continuous | Electronic | 0.99 |  |  |  |  | Non Federally-Regulated | 2009-12-08 |  | 2016-09-01
Lutron Electronics Co., Inc. | EHD | EHDT528CU110 | 120 - 277 (inclusive) |  | 1 | Other | Programmed |  |  |  |  | Continuous | Electronic | 0.99 |  |  |  |  | Non Federally-Regulated | 2011-02-14 |  | 2016-09-01
Lutron Electronics Co., Inc. | EHD | EHDT528CU210 | 120 - 277 (inclusive) |  | 2 | Other | Programmed |  |  |  |  | Continuous | Electronic | 0.99 |  |  |  |  | Non Federally-Regulated | 2011-02-14 |  | 2016-09-01
Lutron Electronics Co., Inc. | EHD | EHDT528MU110 | 120 - 277 (inclusive) |  | 1 | Other | Programmed |  |  |  |  | Continuous | Electronic | 0.99 |  |  |  |  | Non Federally-Regulated | 2013-02-11 |  | 2016-09-01
Lutron Electronics Co., Inc. | EHD | EHDT528MU210 | 120 - 277 (inclusive) |  | 2 | Other | Programmed |  |  |  |  | Continuous | Electronic | 0.99 |  |  |  |  | Non Federally-Regulated | 2013-02-11 |  | 2016-09-01
Lutron Electronics Co., Inc. | Hi-Lume 3D | H3D T528 C UNV 1 10 | 120 - 277 (inclusive) |  | 1 | Other | Programmed |  |  |  |  | Continuous | Electronic | 1 |  |  |  |  | Non Federally-Regulated | 2009-12-08 |  | 2016-09-01
Lutron Electronics Co., Inc. | Hi-Lume 3D | H3D T528 C UNV 2 10 | 120 - 277 (inclusive) |  | 2 | Other | Programmed |  |  |  |  | Continuous | Electronic | 0.99 |  |  |  |  | Non Federally-Regulated | 2009-12-08 |  | 2016-09-01
Lutron Electronics Co., Inc. | Hi-Lume 3D | H3DT528CU110 | 120 - 277 (inclusive) |  | 1 | Other | Programmed |  |  |  |  | Continuous | Electronic | 0.99 |  |  |  |  | Non Federally-Regulated | 2013-02-11 |  | 2016-09-01
Lutron Electronics Co., Inc. | Hi-Lume 3D | H3DT528CU210 | 120 - 277 (inclusive) |  | 2 | Other | Programmed |  |  |  |  | Continuous | Electronic | 0.99 |  |  |  |  | Non Federally-Regulated | 2013-02-11 |  | 2016-09-01
Lutron Electronics Co., Inc. | Ecosystem | EC5T8RWGUNV3L | 120 - 277 (inclusive) |  | 3 | Other | Programmed |  |  |  |  | Continuous | Electronic | 0.99 |  |  |  |  | Non Federally-Regulated | 2010-07-19 |  | 2016-09-01
Lutron Electronics Co., Inc. | Ecosystem | EC5T8RWJUNV1 | 120 - 277 (inclusive) |  | 1 | Other | Programmed |  |  |  |  | Continuous | Electronic | 0.97 |  |  |  |  | Non Federally-Regulated | 2010-07-19 |  | 2016-09-01
Lutron Electronics Co., Inc. | Ecosystem | EC5T8RWJUNV2 | 120 - 277 (inclusive) |  | 2 | Other | Programmed |  |  |  |  | Continuous | Electronic | 0.99 |  |  |  |  | Non Federally-Regulated | 2010-07-19 |  | 2016-09-01
Lutron Electronics Co., Inc. | Hi-Lume | FDB-4827-120-1 | 120 |  | 1 | Other | Programmed |  |  |  |  | Continuous | Electronic | 0.98 |  |  |  |  | Non Federally-Regulated | 2008-01-30 |  | 2016-09-01
Lutron Electronics Co., Inc. | Hi-Lume | FDB-4827-120-2 | 120 |  | 2 | Other | Programmed |  |  |  |  | Continuous | Electronic | 0.99 |  |  |  |  | Non Federally-Regulated | 2008-01-30 |  | 2016-09-01
Lutron Electronics Co., Inc. | Hi-Lume | FDB-4827-120-3 | 120 |  | 3 | Other | Programmed |  |  |  |  | Continuous | Electronic | 0.99 |  |  |  |  | Non Federally-Regulated | 2009-12-08 |  | 2016-09-01
Lutron Electronics Co., Inc. | Hi-Lume | FDB-4827-277-1 | 277 |  | 1 | Other | Programmed |  |  |  |  | Continuous | Electronic | 0.98 |  |  |  |  | Non Federally-Regulated | 2009-12-08 |  | 2016-09-01
Lutron Electronics Co., Inc. | Hi-Lume | FDB-4827-277-2 | 277 |  | 2 | Other | Programmed |  |  |  |  | Continuous | Electronic | 0.99 |  |  |  |  | Non Federally-Regulated | 2008-01-30 |  | 2016-09-01
Lutron Electronics Co., Inc. | Hi-Lume | FDB-4827-277-3 | 277 |  | 3 | Other | Programmed |  |  |  |  | Continuous | Electronic | 0.99 |  |  |  |  | Non Federally-Regulated | 2009-12-08 |  | 2016-09-01
ESPEN TECHNOLOGY INC | ESPEN TECHNOLOGY INC | VE432120MIP | 120 | 4-foot medium bipin lamps | 4 | Residential | Instant |  | High-Frequency | Instant start and rapid start | 128 | Not designed for dimming to 50 | Electronic | 0.63 | 0.5 | 23.5 | 0.946 | 0.837 | Federally-Regulated Consumer Product | 2018-04-05 |  | 2018-04-05
GE Lighting, a Savant company | GE | GE454UNVHB-E/M | 120 - 277 (inclusive) | 4-foot mini bipin high output | 4 | Ballasts not classified as res | Programmed |  | High-Frequency | Programmed start ballasts not | 54 | Not designed for dimming to 50 | Electronic | 0.99 | 0.9 | 206.783 | 0.937 | 0.927 | Federally-Regulated Commercial & Industrial Equipment | 2017-04-21 |  | 2018-05-16
Technical Consumer Products | Technical Consumer Products | E432IS32277L | 277 |  | 4 | Other | Instant |  |  |  |  | Non-BallastDimming | Electronic | 0.75 |  |  |  |  | Federally-Regulated Consumer Product | 2004-01-05 |  | 2019-01-28
Technical Consumer Products | Technical Consumer Products | E21IS32120L | 120 |  | 2 | Other | Instant |  |  |  |  | Non-BallastDimming | Electronic | 0.75 |  |  |  |  | Federally-Regulated Consumer Product | 2004-01-05 |  | 2019-01-28
Technical Consumer Products | Technical Consumer Products | E21IS32277UC | 277 |  | 2 | Other | Instant |  |  |  |  | Non-BallastDimming | Electronic | 0.73 |  |  |  |  | Federally-Regulated Consumer Product | 2004-01-05 |  | 2019-01-28
Technical Consumer Products | Technical Consumer Products | E432IS32277UC | 277 |  | 4 | Other | Instant |  |  |  |  | Non-BallastDimming | Electronic | 0.73 |  |  |  |  | Federally-Regulated Consumer Product | 2004-01-05 |  | 2019-01-28
Technical Consumer Products | Technical Consumer Products | E321IS32120H | 120 |  | 3 | Other | Instant |  |  |  |  | Non-BallastDimming | Electronic | 1.2 |  |  |  |  | Federally-Regulated Consumer Product | 2004-01-05 |  | 2019-01-28
Technical Consumer Products | Technical Consumer Products | E432IS32277U | 277 |  | 4 | Other | Instant |  |  |  |  | Non-BallastDimming | Electronic | 0.71 |  |  |  |  | Federally-Regulated Consumer Product | 2004-01-05 |  | 2019-01-28
Technical Consumer Products | Technical Consumer Products | E21IS32120U | 120 |  | 2 | Other | Instant |  |  |  |  | Non-BallastDimming | Electronic | 0.71 |  |  |  |  | Federally-Regulated Consumer Product | 2004-01-05 |  | 2019-01-28
Technical Consumer Products | Technical Consumer Products | E21IS32120UC | 120 |  | 2 | Other | Instant |  |  |  |  | Non-BallastDimming | Electronic | 0.73 |  |  |  |  | Federally-Regulated Consumer Product | 2004-01-05 |  | 2019-01-28
Technical Consumer Products | Technical Consumer Products | E432IS32277N | 277 |  | 4 | Other | Instant |  |  |  |  | Non-BallastDimming | Electronic | 0.88 |  |  |  |  | Federally-Regulated Consumer Product | 2004-01-05 |  | 2019-01-28
Technical Consumer Products | Technical Consumer Products | E21IS32120N | 120 |  | 3 | Other | Instant |  |  |  |  | Non-BallastDimming | Electronic | 0.88 |  |  |  |  | Federally-Regulated Consumer Product | 2004-01-05 |  | 2019-01-28
Technical Consumer Products | Technical Consumer Products | E21IS32277N | 277 |  | 2 | Other | Instant |  |  |  |  | Non-BallastDimming | Electronic | 0.88 |  |  |  |  | Federally-Regulated Consumer Product | 2004-01-05 |  | 2019-01-28
Technical Consumer Products | Technical Consumer Products | E432IS32120N | 120 |  | 4 | Other | Instant |  |  |  |  | Non-BallastDimming | Electronic | 0.88 |  |  |  |  | Federally-Regulated Consumer Product | 2004-01-05 |  | 2019-01-28
Technical Consumer Products | Technical Consumer Products | E21IS32277L | 277 |  | 2 | Other | Instant |  |  |  |  | Non-BallastDimming | Electronic | 0.75 |  |  |  |  | Federally-Regulated Consumer Product | 2004-01-05 |  | 2019-01-28
Technical Consumer Products | Technical Consumer Products | E432IS32120L | 120 |  | 4 | Other | Instant |  |  |  |  | Non-BallastDimming | Electronic | 0.75 |  |  |  |  | Federally-Regulated Consumer Product | 2004-01-05 |  | 2019-01-28
Technical Consumer Products | Technical Consumer Products | E321IS32277H | 277 |  | 3 | Other | Instant |  |  |  |  | Non-BallastDimming | Electronic | 1.2 |  |  |  |  | Federally-Regulated Consumer Product | 2004-01-05 |  | 2019-01-28
Technical Consumer Products | Technical Consumer Products | E21IS32277U | 277 |  | 2 | Other | Instant |  |  |  |  | Non-BallastDimming | Electronic | 0.71 |  |  |  |  | Federally-Regulated Consumer Product | 2004-01-05 |  | 2019-01-28
Technical Consumer Products | Technical Consumer Products | E432IS32120U | 120 |  | 4 | Other | Instant |  |  |  |  | Non-BallastDimming | Electronic | 0.71 |  |  |  |  | Federally-Regulated Consumer Product | 2004-01-05 |  | 2019-01-28
Technical Consumer Products | Technical Consumer Products | E432IS32120UC | 120 |  | 4 | Other | Instant |  |  |  |  | Non-BallastDimming | Electronic | 0.73 |  |  |  |  | Federally-Regulated Consumer Product | 2004-01-05 |  | 2019-01-28
Philips Lighting North America Corporation | Philips Advance | R-140-TP | 120 |  | 1 | Other | Rapid |  |  |  |  | Non-BallastDimming | Magnetic | 0.97 |  |  |  |  | Federally-Regulated Consumer Product | 2012-09-06 |  | 2019-03-04
Philips Lighting North America Corporation | Philips Advance | ICN-2S2885-N | 120 - 277 (inclusive) |  | 2 |  | Programmed |  |  |  | 56 |  | Electronic | 0.99 | 0.9 | 47.76 | 0.91 |  | Federally-Regulated Commercial & Industrial Equipment | 2015-06-18 |  | 2019-03-04
Philips Lighting North America Corporation | Philips Advance | VEL-1P32-HL-SC | 277 |  | 1 | Other | Instant |  |  |  |  | Non-BallastDimming | Electronic | 0.98 |  |  |  |  | Non Federally-Regulated | 2012-09-06 |  | 2019-03-04
Philips Lighting North America Corporation | Philips Advance | REB-4P32-N | 120 |  | 4 |  | Instant |  |  |  | 128 |  | Electronic | 0.55 | 0.5 | 96.01 | 0.92 | 0.914 | Federally-Regulated Consumer Product | 2015-06-18 |  | 2019-03-04
Philips Lighting North America Corporation | Philips Advance | ICN-4P32-SC | 120 - 277 (inclusive) |  | 4 | Other | Instant |  |  |  |  | Non-BallastDimming | Electronic | 0.98 |  |  |  |  | Non Federally-Regulated | 2012-09-06 |  | 2019-03-04
Philips Lighting North America Corporation | Philips Advance | VZT-154 | 277 |  | 1 | Other | Programmed |  |  |  |  | Continuous | Electronic | 0.98 |  |  |  |  | Non Federally-Regulated | 2012-09-06 |  | 2019-03-04
Philips Lighting North America Corporation | Philips Advance | REB-126-M6-BLS | 120 |  | 1 | Designed (not labeled) for use | Instant |  |  |  |  | Non-BallastDimming | Electronic | 0.54 |  |  |  |  | Non Federally-Regulated | 2010-04-21 |  | 2019-03-04
Philips Lighting North America Corporation | Philips Advance | ICN-2P32-N | 120 - 277 (inclusive) |  | 2 |  | Instant |  |  |  | 64 |  | Electronic | 0.99 | 0.9 | 54.58 | 0.94 |  | Federally-Regulated Commercial & Industrial Equipment | 2015-06-18 |  | 2019-03-04
Philips Lighting North America Corporation | Philips Advance | IOP-1P32-SC | 120 - 277 (inclusive) |  | 1 | Other | Instant |  |  |  |  | Non-BallastDimming | Electronic | 0.98 |  |  |  |  | Non Federally-Regulated | 2012-09-06 |  | 2019-03-04
Philips Lighting North America Corporation | Philips Advance | REB-118-M6-BLS | 120 |  | 1 | Designed (not labeled) for use | Instant |  |  |  |  | Non-BallastDimming | Electronic | 0.54 |  |  |  |  | Non Federally-Regulated | 2010-04-21 |  | 2019-03-04
Philips Lighting North America Corporation | Philips Advance | VZT-4PSP32-G | 277 |  | 4 | Designed (not labeled) for use | Programmed |  |  |  |  | Continuous | Electronic | 0.98 |  |  |  |  | Non Federally-Regulated | 2012-09-06 |  | 2019-03-04
Philips Lighting North America Corporation | Philips Advance | VCN-4S32-SC | 277 |  | 4 | Other | Programmed |  |  |  |  | Non-BallastDimming | Electronic | 0.98 |  |  |  |  | Non Federally-Regulated | 2012-09-06 |  | 2019-03-04
Philips Lighting North America Corporation | Philips Advance | VZT-4S32-G | 277 |  | 4 | Other | Programmed |  |  |  |  | Continuous | Electronic | 0.98 |  |  |  |  | Non Federally-Regulated | 2012-09-06 |  | 2019-03-04
Philips Lighting North America Corporation | Philips Advance | REB-2P32-N | 120 |  | 2 |  | Instant |  |  |  | 64 |  | Electronic | 0.57 | 0.5 | 51.13 | 0.9 | 0.861 | Federally-Regulated Consumer Product | 2015-07-10 |  | 2019-03-04
Philips Lighting North America Corporation | Philips Advance | RCN-2S32-SC | 120 |  | 2 | Other | Programmed |  |  |  |  | Non-BallastDimming | Electronic | 0.98 |  |  |  |  | Non Federally-Regulated | 2012-09-06 |  | 2019-03-04
Philips Lighting North America Corporation | Philips Advance | IOP-3P32-HL-90C-N | 120 - 277 (inclusive) |  | 3 |  | Instant |  |  |  | 96 |  | Electronic | 0.98 | 0.9 | 102.71 | 0.95 |  | Federally-Regulated Commercial & Industrial Equipment | 2015-06-18 |  | 2019-03-04
Philips Lighting North America Corporation | Philips Advance | IOP-2P32-HL-SC | 120 - 277 (inclusive) |  | 2 | Other | Instant |  |  |  |  | Non-BallastDimming | Electronic | 0.98 |  |  |  |  | Non Federally-Regulated | 2012-09-06 |  | 2019-03-04
Philips Lighting North America Corporation | Philips Advance | RCN-4S32-SC | 120 |  | 4 | Other | Programmed |  |  |  |  | Non-BallastDimming | Electronic | 0.98 |  |  |  |  | Non Federally-Regulated | 2012-09-06 |  | 2019-03-04
Philips Lighting North America Corporation | Philips Advance | ISB-1040-14-E | 120 - 277 (inclusive) |  | 4 |  | Instant |  |  |  | 440 |  | Electronic | 0.98 | 0.9 | 249.6 | 0.92 | 0.888 | Federally-Regulated Commercial & Industrial Equipment | 2015-07-10 |  | 2019-03-04
Philips Lighting North America Corporation | Philips Advance | RK-132-TP | 120 |  | 1 | Other | Rapid |  |  |  |  | Non-BallastDimming | Cathode cut-out | 0.92 |  |  |  |  | Non Federally-Regulated | 2012-09-06 |  | 2019-03-04
Philips Lighting North America Corporation | Philips Advance | IOP-4P32-SC | 120 - 277 (inclusive) |  | 4 | Other | Instant |  |  |  |  | Non-BallastDimming | Electronic | 0.98 |  |  |  |  | Non Federally-Regulated | 2012-09-06 |  | 2019-03-04
Philips Lighting North America Corporation | Philips Advance | VCN-3S32-SC | 277 |  | 3 | Other | Programmed |  |  |  |  | Non-BallastDimming | Electronic | 0.98 |  |  |  |  | Non Federally-Regulated | 2012-09-06 |  | 2019-03-04
Philips Lighting North America Corporation | Philips Advance | IOPA-2P32-N | 120 - 277 (inclusive) |  | 2 |  | Instant |  |  |  | 64 |  | Electronic | 0.99 | 0.9 | 53.27 | 0.94 |  | Federally-Regulated Commercial & Industrial Equipment | 2015-06-18 |  | 2019-03-04
Philips Lighting North America Corporation | Philips Advance | VEL-4P32-SC | 277 |  | 4 | Other | Instant |  |  |  |  | Non-BallastDimming | Electronic | 0.98 |  |  |  |  | Non Federally-Regulated | 2012-09-06 |  | 2019-03-04
Philips Lighting North America Corporation | Philips Advance | ICN-4S54-90C-2LS | 120 - 277 (inclusive) |  | 4 | Other | Programmed |  |  |  |  | Non-BallastDimming | Electronic | 0.98 |  |  |  |  | Non Federally-Regulated | 2014-10-01 |  | 2019-03-04
Philips Lighting North America Corporation | Philips Advance | IOP-4P32-HL-90C-SC | 120 - 277 (inclusive) |  | 4 |  | Instant |  |  |  | 128 |  | Electronic | 0.98 | 0.9 | 136.13 | 0.95 |  | Federally-Regulated Commercial & Industrial Equipment | 2015-06-18 |  | 2019-03-04
Philips Lighting North America Corporation | Philips Advance | RCF-2S26-M1-BS-QS | 120 |  | 2 | Designed (not labeled) for use | Rapid |  |  |  |  | Non-BallastDimming | Electronic | 0.96 |  |  |  |  | Non Federally-Regulated | 2010-04-21 |  | 2019-03-04
Philips Lighting North America Corporation | Philips Advance | RMB-2P13-S2 | 120 |  | 2 | Designed (not labeled) for use | Instant |  |  |  |  | Non-BallastDimming | Electronic | 0.59 |  |  |  |  | Non Federally-Regulated | 2012-09-06 |  | 2019-03-04
Philips Lighting North America Corporation | Philips Advance | VEZ-2TTS40-SC | 277 |  | 2 | Other | Programmed |  |  |  |  | Continuous | Electronic | 0.99 |  |  |  |  | Non Federally-Regulated | 2014-08-11 |  | 2019-03-04
Philips Lighting North America Corporation | Philips Advance | IOP-3P32-LW-N | 120 - 277 (inclusive) |  | 3 |  | Instant |  |  |  | 96 |  | Electronic | 0.97 | 0.9 | 67.71 | 0.96 |  | Federally-Regulated Commercial & Industrial Equipment | 2015-06-18 |  | 2019-03-04
Philips Lighting North America Corporation | Philips Advance | ICN-2S54-90C-N | 120 - 277 (inclusive) |  | 2 |  | Programmed |  |  |  | 108 |  | Electronic | 0.99 | 0.9 | 107.83 | 0.93 |  | Federally-Regulated Commercial & Industrial Equipment | 2015-06-18 |  | 2019-03-04
Philips Lighting North America Corporation | Philips Advance | ICN-4P32-N | 120 - 277 (inclusive) |  | 4 |  | Instant |  |  |  | 128 |  | Electronic | 0.98 | 0.9 | 105.92 | 0.94 |  | Federally-Regulated Commercial & Industrial Equipment | 2015-06-18 |  | 2019-03-04
Philips Lighting North America Corporation | Philips Advance | REB-126-M6-BL | 120 |  | 1 | Designed (not labeled) for use | Instant |  |  |  |  | Non-BallastDimming | Electronic | 0.54 |  |  |  |  | Non Federally-Regulated | 2010-04-21 |  | 2019-03-04
Philips Lighting North America Corporation | Philips Advance | IDA-128-D | 120 |  | 1 | Other | Programmed |  |  |  |  | Continuous | Electronic | 0.99 |  |  |  |  | Non Federally-Regulated | 2014-06-12 |  | 2019-03-04
Philips Lighting North America Corporation | Philips Advance | RC-2E75-S-TP | 120 |  | 2 | Other | Instant |  |  |  |  | Non-BallastDimming | Magnetic | 0.98 |  |  |  |  | Federally-Regulated Consumer Product | 2012-09-06 |  | 2019-03-04
Philips Lighting North America Corporation | Philips Advance | ICN-2S24 | 120 - 277 (inclusive) |  | 2 | Other | Programmed |  |  |  |  | Non-BallastDimming | Electronic | 0.98 |  |  |  |  | Non Federally-Regulated | 2012-09-06 |  | 2019-03-04
Philips Lighting North America Corporation | Philips Advance | ICN-2P32-SC | 120 - 277 (inclusive) |  | 2 | Other | Instant |  |  |  |  | Non-BallastDimming | Electronic | 0.98 |  |  |  |  | Non Federally-Regulated | 2012-09-06 |  | 2019-03-04
Philips Lighting North America Corporation | Philips Advance | RK-2S32-TP | 120 |  | 2 | Other | Rapid |  |  |  |  | Non-BallastDimming | Cathode cut-out | 0.92 |  |  |  |  | Non Federally-Regulated | 2012-09-06 |  | 2019-03-04
Philips Lighting North America Corporation | Philips Advance | ISB-0216-12-E | 120 - 277 (inclusive) |  | 2 |  | Instant |  |  |  | 220 |  | Electronic | 0.99 | 0.9 | 129.22 | 0.94 | 0.919 | Federally-Regulated Commercial & Industrial Equipment | 2015-06-18 |  | 2019-03-04
Philips Lighting North America Corporation | Philips Advance | IOP-3S32-LW-SC | 120 - 277 (inclusive) |  | 3 | Other | Programmed |  |  |  |  | Non-BallastDimming | Electronic | 0.98 |  |  |  |  | Non Federally-Regulated | 2012-09-06 |  | 2019-03-04
Philips Lighting North America Corporation | Philips Advance | R-2P32-TP | 120 |  | 2 | Other | Rapid |  |  |  |  | Non-BallastDimming | Magnetic | 0.98 |  |  |  |  | Non Federally-Regulated | 2012-09-06 |  | 2019-03-04
Philips Lighting North America Corporation | Philips Advance | VEL-2P32-HL-SC | 277 |  | 2 | Other | Instant |  |  |  |  | Non-BallastDimming | Electronic | 0.98 |  |  |  |  | Non Federally-Regulated | 2012-09-06 |  | 2019-03-04
Philips Lighting North America Corporation | Philips Advance | ICN-2S28-T | 120 - 277 (inclusive) |  | 2 |  | Programmed |  |  |  | 56 |  | Electronic | 0.99 | 0.9 | 57.05 | 0.93 |  | Federally-Regulated Commercial & Industrial Equipment | 2015-06-18 |  | 2019-03-04
Philips Lighting North America Corporation | Philips Advance | R-4S40-A-TP-AC | 120 |  | 4 | Other | Rapid |  |  |  |  | Non-BallastDimming | Magnetic | 0.98 |  |  |  |  | Non Federally-Regulated | 2012-09-06 |  | 2019-03-04
Philips Lighting North America Corporation | Philips Advance | IOP-1PSP32-N | 120 - 277 (inclusive) |  | 1 |  | Programmed |  |  |  | 32 |  | Electronic | 0.99 | 0.9 | 26.1 | 0.92 |  | Federally-Regulated Commercial & Industrial Equipment | 2015-06-18 |  | 2019-03-04
Philips Lighting North America Corporation | Philips Advance | IOP-2P32-LW-N | 120 - 277 (inclusive) |  | 2 |  | Instant |  |  |  | 64 |  | Electronic | 0.99 | 0.9 | 44.76 | 0.95 |  | Federally-Regulated Commercial & Industrial Equipment | 2015-06-18 |  | 2019-03-04
Philips Lighting North America Corporation | Philips Advance | VEL-3P32-LW-SC | 277 |  | 3 | Other | Instant |  |  |  |  | Non-BallastDimming | Electronic | 0.98 |  |  |  |  | Non Federally-Regulated | 2012-09-06 |  | 2019-03-04
Philips Lighting North America Corporation | Philips Advance | REZ-154 | 120 |  | 1 | Other | Programmed |  |  |  |  | Continuous | Electronic | 0.98 |  |  |  |  | Non Federally-Regulated | 2012-09-06 |  | 2019-03-04
Philips Lighting North America Corporation | Philips Advance | IDL-2T42-M5-LD | 277 |  | 2 | Other | Programmed |  |  |  |  | Non-BallastDimming | Electronic | 0.99 |  |  |  |  | Non Federally-Regulated | 2011-12-28 |  | 2019-03-04
Philips Lighting North America Corporation | Philips Advance | VCN-2S54-T | 120 - 277 (inclusive) |  | 2 |  | Programmed |  |  |  | 108 |  | Electronic | 0.99 | 0.9 | 107.06 | 0.93 |  | Federally-Regulated Commercial & Industrial Equipment | 2015-06-18 |  | 2019-03-04
Philips Lighting North America Corporation | Philips Advance | IDA-132-SC | 120 - 277 (inclusive) |  | 1 | Other | Programmed |  |  |  |  | Continuous | Electronic | 0.98 |  |  |  |  | Non Federally-Regulated | 2012-09-06 |  | 2019-03-04
Philips Lighting North America Corporation | Philips Advance | IZT-2PSP32-SC | 120 |  | 2 | Other | Programmed |  |  |  |  | Continuous | Electronic | 0.99 |  |  |  |  | Non Federally-Regulated | 2014-06-12 |  | 2019-03-04
Philips Lighting North America Corporation | Philips Advance | ICN-3S14-D | 120 - 277 (inclusive) |  | 3 | Other | Programmed |  |  |  |  | Non-BallastDimming | Electronic | 0.98 |  |  |  |  | Non Federally-Regulated | 2012-09-06 |  | 2019-03-04
Philips Lighting North America Corporation | Philips Advance | RMB-1P13-S1 | 120 |  | 1 | Designed (not labeled) for use | Instant |  |  |  |  | Non-BallastDimming | Electronic | 0.56 |  |  |  |  | Non Federally-Regulated | 2012-09-06 |  | 2019-03-04
Philips Lighting North America Corporation | Philips Advance | RCN-3S32-SC | 120 |  | 3 | Other | Programmed |  |  |  |  | Non-BallastDimming | Electronic | 0.98 |  |  |  |  | Non Federally-Regulated | 2012-09-06 |  | 2019-03-04
Philips Lighting North America Corporation | Philips Advance | IOP-1PSP32-LW-N | 120 - 277 (inclusive) |  | 1 |  | Programmed |  |  |  | 32 |  | Electronic | 0.98 | 0.9 | 20.95 | 0.92 |  | Federally-Regulated Commercial & Industrial Equipment | 2015-06-18 |  | 2019-03-04
Philips Lighting North America Corporation | Philips Advance | ICN-1P32-N | 120 - 277 (inclusive) |  | 1 |  | Instant |  |  |  | 32 |  | Electronic | 0.97 | 0.9 | 27.34 | 0.93 |  | Federally-Regulated Commercial & Industrial Equipment | 2015-06-18 |  | 2019-03-04
Philips Lighting North America Corporation | Philips Advance | IOPA-1P32-LW-N | 120 - 277 (inclusive) |  | 1 |  | Instant |  |  |  | 32 |  | Electronic | 0.96 | 0.9 | 22.77 | 0.93 |  | Federally-Regulated Commercial & Industrial Equipment | 2015-06-18 |  | 2019-03-04
Philips Lighting North America Corporation | Philips Advance | ICN-3P32-LW-SC | 120 - 277 (inclusive) |  | 3 | Other | Instant |  |  |  |  | Non-BallastDimming | Electronic | 0.98 |  |  |  |  | Non Federally-Regulated | 2012-09-06 |  | 2019-03-04
Philips Lighting North America Corporation | Philips Advance | V-140-TP | 277 |  | 1 | Other | Rapid |  |  |  |  | Non-BallastDimming | Magnetic | 0.95 |  |  |  |  | Federally-Regulated Consumer Product | 2012-09-06 |  | 2019-03-04
Philips Lighting North America Corporation | Philips Advance | IOP-2S32-LW-SC | 120 - 277 (inclusive) |  | 2 | Other | Programmed |  |  |  |  | Non-BallastDimming | Electronic | 0.98 |  |  |  |  | Non Federally-Regulated | 2012-09-06 |  | 2019-03-04
Philips Lighting North America Corporation | Philips Advance | ICN-2S110-SC | 120 - 277 (inclusive) |  | 2 |  | Rapid |  |  |  | 220 |  | Electronic | 0.99 | 0.9 | 181.73 | 0.95 | 0.925 | Federally-Regulated Commercial & Industrial Equipment | 2015-06-18 |  | 2019-03-04
Philips Lighting North America Corporation | Philips Advance | REB-113-M6-EL | 120 |  | 1 | Designed (not labeled) for use | Instant |  |  |  |  | Non-BallastDimming | Electronic | 0.52 |  |  |  |  | Non Federally-Regulated | 2010-04-21 |  | 2019-03-04
Philips Lighting North America Corporation | Philips Advance | REZ-2S54 | 120 |  | 2 | Other | Programmed |  |  |  |  | Continuous | Electronic | 0.98 |  |  |  |  | Non Federally-Regulated | 2012-09-06 |  | 2019-03-04
Philips Lighting North America Corporation | Philips Advance | IOP-2PSP54-SC | 120 - 277 (inclusive) |  | 2 |  | Programmed |  |  |  | 108 |  | Electronic | 0.99 | 0.9 | 109.48 | 0.92 |  | Federally-Regulated Commercial & Industrial Equipment | 2015-06-18 |  | 2019-03-04
Philips Lighting North America Corporation | Philips Advance | V-3S34-TP | 277 |  | 3 | Other | Rapid |  |  |  |  | Non-BallastDimming | Magnetic | 0.98 |  |  |  |  | Non Federally-Regulated | 2012-09-06 |  | 2019-03-04
Philips Lighting North America Corporation | Philips Advance | IOP-3PSP32-HL-SC | 120 - 277 (inclusive) |  | 3 |  | Programmed |  |  |  | 96 |  | Electronic | 0.99 | 0.9 | 102.05 | 0.94 |  | Federally-Regulated Commercial & Industrial Equipment | 2015-06-18 |  | 2019-03-04
Philips Lighting North America Corporation | Philips Advance | VCN-2S32-SC | 277 |  | 2 | Other | Programmed |  |  |  |  | Non-BallastDimming | Electronic | 0.98 |  |  |  |  | Non Federally-Regulated | 2012-09-06 |  | 2019-03-04
Philips Lighting North America Corporation | Philips Advance | R-2S110-TP | 120 |  | 2 | Other | Rapid |  |  |  |  | Non-BallastDimming | Magnetic | 0.98 |  |  |  |  | Non Federally-Regulated | 2012-09-06 |  | 2019-03-04
Philips Lighting North America Corporation | Philips Advance | ICN-2S86-SC | 120 - 277 (inclusive) |  | 2 |  | Programmed |  |  |  | 172 |  | Electronic | 0.99 | 0.9 | 168.05 | 0.94 | 0.922 | Federally-Regulated Commercial & Industrial Equipment | 2015-06-18 |  | 2019-03-04
Philips Lighting North America Corporation | Philips Advance | IIC-2S32-SC | 120 - 277 (inclusive) |  | 2 | Other | Programmed |  |  |  |  | Non-BallastDimming | Electronic | 0.98 |  |  |  |  | Non Federally-Regulated | 2012-09-06 |  | 2019-03-04
Philips Lighting North America Corporation | Philips Advance | VCN-2M32-MC | 277 |  | 2 |  | Instant |  |  |  | 64 |  | Electronic | 0.99 | 0.9 | 50.44 | 0.92 |  | Federally-Regulated Commercial & Industrial Equipment | 2015-06-18 |  | 2019-03-04
Philips Lighting North America Corporation | Philips Advance | VCN-2M32-MC | 277 |  | 2 |  | Instant |  |  |  | 56 |  | Electronic | 0.99 | 0.9 | 59.76 | 0.92 |  | Federally-Regulated Commercial & Industrial Equipment | 2015-06-18 |  | 2019-03-04
Philips Lighting North America Corporation | Philips Advance | IOPA-3P32-HL-N | 120 - 277 (inclusive) |  | 3 |  | Instant |  |  |  | 96 |  | Electronic | 0.98 | 0.9 | 102.02 | 0.95 |  | Federally-Regulated Commercial & Industrial Equipment | 2015-06-18 |  | 2019-03-04
Philips Lighting North America Corporation | Philips Advance | IOP-3S32-SC | 120 - 277 (inclusive) |  | 3 | Other | Programmed |  |  |  |  | Non-BallastDimming | Electronic | 0.98 |  |  |  |  | Non Federally-Regulated | 2012-09-06 |  | 2019-03-04
Philips Lighting North America Corporation | Philips Advance | IZT-180-D | 120 |  | 1 | Other | Programmed |  |  |  |  | Continuous | Electronic | 0.99 |  |  |  |  | Non Federally-Regulated | 2014-08-11 |  | 2019-03-04
Philips Lighting North America Corporation | Philips Advance | IOP-2P32-N | 120 - 277 (inclusive) |  | 2 |  | Instant |  |  |  | 64 |  | Electronic | 0.99 | 0.9 | 52.42 | 0.95 |  | Federally-Regulated Commercial & Industrial Equipment | 2015-06-18 |  | 2019-03-04
Philips Lighting North America Corporation | Philips Advance | ICN-4P32-N | 120 - 277 (inclusive) |  | 4 |  | Instant |  |  |  | 128 |  | Electronic | 0.98 | 0.9 | 105.48 | 0.94 |  | Federally-Regulated Commercial & Industrial Equipment | 2015-06-18 |  | 2019-03-04
Philips Lighting North America Corporation | Philips Advance | REZ-132-SC | 120 |  | 1 | Other | Programmed |  |  |  |  | Continuous | Electronic | 0.98 |  |  |  |  | Non Federally-Regulated | 2012-09-06 |  | 2019-03-04
Philips Lighting North America Corporation | Philips Advance | VEL-2P59-SC | 277 |  | 2 | Other | Instant |  |  |  |  | Non-BallastDimming | Electronic | 0.98 |  |  |  |  | Non Federally-Regulated | 2012-09-06 |  | 2019-03-04
Philips Lighting North America Corporation | Philips Advance | ICN-1P32-LW-SC | 120 - 277 (inclusive) |  | 1 | Other | Instant |  |  |  |  | Non-BallastDimming | Electronic | 0.98 |  |  |  |  | Non Federally-Regulated | 2012-09-06 |  | 2019-03-04
Philips Lighting North America Corporation | Philips Advance | IOP-1PSP32-N | 120 - 277 (inclusive) |  | 1 |  | Programmed |  |  |  | 32 |  | Electronic | 0.99 | 0.9 | 25.93 | 0.93 |  | Federally-Regulated Commercial & Industrial Equipment | 2015-06-18 |  | 2019-03-04
Philips Lighting North America Corporation | Philips Advance | RTR-2S32-SC | 120 |  | 2 | Other | Programmed |  |  |  |  | Non-BallastDimming | Electronic | 0.99 |  |  |  |  | Non Federally-Regulated | 2013-04-30 |  | 2019-03-04
Philips Lighting North America Corporation | Philips Advance | ICN-2S54 | 120 - 277 (inclusive) |  | 2 | Other | Programmed |  |  |  |  | Non-BallastDimming | Electronic | 0.98 |  |  |  |  | Non Federally-Regulated | 2012-09-06 |  | 2019-03-04
Philips Lighting North America Corporation | Philips Advance | IOPA-3P32-LW-N | 120 - 277 (inclusive) |  | 3 |  | Instant |  |  |  | 96 |  | Electronic | 0.98 | 0.9 | 67.9 | 0.95 |  | Federally-Regulated Commercial & Industrial Equipment | 2015-06-18 |  | 2019-03-04
Philips Lighting North America Corporation | Philips Advance | IOP-3PSP32-LW-SC | 120 - 277 (inclusive) |  | 3 |  | Programmed |  |  |  | 96 |  | Electronic | 0.98 | 0.9 | 61.82 | 0.93 |  | Federally-Regulated Commercial & Industrial Equipment | 2015-06-18 |  | 2019-03-04
Philips Lighting North America Corporation | Philips Advance | IOPA-4P32-N | 120 - 277 (inclusive) |  | 4 |  | Instant |  |  |  | 128 |  | Electronic | 0.98 | 0.9 | 102.94 | 0.95 |  | Federally-Regulated Commercial & Industrial Equipment | 2015-06-18 |  | 2019-03-04
Philips Lighting North America Corporation | Philips Advance | VEZ-2S32-SC | 277 |  | 2 | Other | Programmed |  |  |  |  | Continuous | Electronic | 0.98 |  |  |  |  | Non Federally-Regulated | 2012-09-06 |  | 2019-03-04
Philips Lighting North America Corporation | Philips Advance | ICF-2S18-H1-LD | 120 - 277 (inclusive) |  | 2 | Designed (not labeled) for use | Programmed |  |  |  |  | Non-BallastDimming | Electronic | 0.97 |  |  |  |  | Non Federally-Regulated | 2010-04-21 |  | 2019-03-04
Philips Lighting North America Corporation | Philips Advance | IOP-2PSP32-HL-N | 120 - 277 (inclusive) |  | 2 |  | Programmed |  |  |  | 64 |  | Electronic | 0.99 | 0.9 | 68.5 | 0.95 |  | Federally-Regulated Commercial & Industrial Equipment | 2015-06-18 |  | 2019-03-04
Philips Lighting North America Corporation | Philips Advance | VEL-2P32-LW-SC | 277 |  | 2 | Other | Instant |  |  |  |  | Non-BallastDimming | Electronic | 0.98 |  |  |  |  | Non Federally-Regulated | 2012-09-06 |  | 2019-03-04
Philips Lighting North America Corporation | Philips Advance | IOP-3PSP32-HL-SC | 120 - 277 (inclusive) |  | 3 |  | Programmed |  |  |  | 96 |  | Electronic | 0.99 | 0.9 | 101.38 | 0.93 |  | Federally-Regulated Commercial & Industrial Equipment | 2015-06-18 |  | 2019-03-04
Philips Lighting North America Corporation | Philips Advance | ICN-2S28-N | 120 - 277 (inclusive) |  | 2 |  | Programmed |  |  |  | 56 |  | Electronic | 0.99 | 0.9 | 59.16 | 0.95 |  | Federally-Regulated Commercial & Industrial Equipment | 2015-06-18 |  | 2019-03-04
Philips Lighting North America Corporation | Philips Advance | ICN-2S54-90C-WL | 120 - 277 (inclusive) |  | 2 | Other | Programmed |  |  |  |  | Non-BallastDimming | Electronic | 0.98 |  |  |  |  | Non Federally-Regulated | 2012-09-06 |  | 2019-03-04
Philips Lighting North America Corporation | Philips Advance | REB-2P32-N | 120 |  | 2 |  | Instant |  |  |  | 64 |  | Electronic | 0.57 | 0.5 | 51.12 | 0.9 | 0.861 | Federally-Regulated Consumer Product | 2015-07-10 |  | 2019-03-04
Philips Lighting North America Corporation | Philips Advance | VEL-3P32-SC | 277 |  | 3 | Other | Instant |  |  |  |  | Non-BallastDimming | Electronic | 0.98 |  |  |  |  | Non Federally-Regulated | 2012-09-06 |  | 2019-03-04
Philips Lighting North America Corporation | Philips Advance | IOP-2P32-LW-SC | 120 - 277 (inclusive) |  | 2 | Other | Instant |  |  |  |  | Non-BallastDimming | Electronic | 0.98 |  |  |  |  | Non Federally-Regulated | 2012-09-06 |  | 2019-03-04
Philips Lighting North America Corporation | Philips Advance | REZ-1TTS40-SC | 120 |  | 1 | Other | Programmed |  |  |  |  | Continuous | Electronic | 0.99 |  |  |  |  | Non Federally-Regulated | 2014-08-11 |  | 2019-03-04
Philips Lighting North America Corporation | Philips Advance | IDA-2S28-D | 120 |  | 2 | Other | Programmed |  |  |  |  | Continuous | Electronic | 0.99 |  |  |  |  | Non Federally-Regulated | 2014-06-12 |  | 2019-03-04
Philips Lighting North America Corporation | Philips Advance | VEZ-154 | 277 |  | 1 | Other | Programmed |  |  |  |  | Continuous | Electronic | 0.98 |  |  |  |  | Non Federally-Regulated | 2012-09-06 |  | 2019-03-04
Philips Lighting North America Corporation | Philips Advance | IOPA-1P32-N | 120 - 277 (inclusive) |  | 1 |  | Instant |  |  |  | 32 |  | Electronic | 0.97 | 0.9 | 26.49 | 0.92 |  | Federally-Regulated Commercial & Industrial Equipment | 2015-06-18 |  | 2019-03-04
Philips Lighting North America Corporation | Philips Advance | VEL-2S40-SC | 277 |  | 2 | Other | Rapid |  |  |  |  | Non-BallastDimming | Electronic | 0.98 |  |  |  |  | Non Federally-Regulated | 2012-09-06 |  | 2019-03-04
Philips Lighting North America Corporation | Philips Advance | IOP-1P32-LW-N | 120 - 277 (inclusive) |  | 1 |  | Instant |  |  |  | 32 |  | Electronic | 0.96 | 0.9 | 22.72 | 0.93 |  | Federally-Regulated Commercial & Industrial Equipment | 2015-06-18 |  | 2019-03-04
Philips Lighting North America Corporation | Philips Advance | IOP-3PSP32-SC | 120 - 277 (inclusive) |  | 3 |  | Programmed |  |  |  | 96 |  | Electronic | 0.98 | 0.9 | 78.62 | 0.94 |  | Federally-Regulated Commercial & Industrial Equipment | 2015-06-18 |  | 2019-03-04
Philips Lighting North America Corporation | Philips Advance | VZT-2S54 | 277 |  | 2 | Other | Programmed |  |  |  |  | Continuous | Electronic | 0.98 |  |  |  |  | Non Federally-Regulated | 2012-09-06 |  | 2019-03-04
Philips Lighting North America Corporation | Philips Advance | VEL-3S40-RH-TP | 277 |  | 3 | Other | Rapid |  |  |  |  | Non-BallastDimming | Electronic | 0.98 |  |  |  |  | Non Federally-Regulated | 2012-09-06 |  | 2019-03-04
Philips Lighting North America Corporation | Philips Advance | REL-2P59-SC | 120 |  | 2 | Other | Instant |  |  |  |  | Non-BallastDimming | Electronic | 0.98 |  |  |  |  | Non Federally-Regulated | 2012-09-06 |  | 2019-03-04
Philips Lighting North America Corporation | Philips Advance | ICN-2S40-N | 120 |  | 2 | Other | Rapid |  |  |  |  | Non-BallastDimming | Electronic | 0.99 | 0.9 |  |  |  | Federally-Regulated Consumer Product | 2014-10-01 |  | 2019-03-04
Philips Lighting North America Corporation | Philips Advance | IOP-4P32-HL-90C-SC | 120 - 277 (inclusive) |  | 4 |  | Instant |  |  |  | 128 |  | Electronic | 0.99 | 0.9 | 139.24 | 0.96 |  | Federally-Regulated Commercial & Industrial Equipment | 2015-06-18 |  | 2019-03-04
Philips Lighting North America Corporation | Philips Advance | IOP-2P32-HL-N | 120 - 277 (inclusive) |  | 2 |  | Instant |  |  |  | 64 |  | Electronic | 0.98 | 0.9 | 68.5 | 0.95 |  | Federally-Regulated Commercial & Industrial Equipment | 2015-06-18 |  | 2019-03-04
Philips Lighting North America Corporation | Philips Advance | ICN-2S54-T | 120 - 277 (inclusive) |  | 2 |  | Programmed |  |  |  | 108 |  | Electronic | 0.99 | 0.9 | 107.06 | 0.93 |  | Federally-Regulated Commercial & Industrial Equipment | 2015-06-18 |  | 2019-03-04
Philips Lighting North America Corporation | Philips Advance | IOP-1P32-HL-N | 120 - 277 (inclusive) |  | 1 |  | Instant |  |  |  | 32 |  | Electronic | 0.98 | 0.9 | 34.77 | 0.94 |  | Federally-Regulated Commercial & Industrial Equipment | 2015-06-18 |  | 2019-03-04
Philips Lighting North America Corporation | Philips Advance | VEL-1P32-SC | 277 |  | 1 | Other | Instant |  |  |  |  | Non-BallastDimming | Electronic | 0.98 |  |  |  |  | Non Federally-Regulated | 2012-09-06 |  | 2019-03-04
Philips Lighting North America Corporation | Philips Advance | ICN-3P32-N | 120 - 277 (inclusive) |  | 3 |  | Instant |  |  |  | 96 |  | Electronic | 0.98 | 0.9 | 78.16 | 0.94 |  | Federally-Regulated Commercial & Industrial Equipment | 2015-06-18 |  | 2019-03-04
Philips Lighting North America Corporation | Philips Advance | IOPA-1P32-LW-N | 120 - 277 (inclusive) |  | 1 |  | Instant |  |  |  | 32 |  | Electronic | 0.96 | 0.9 | 22.69 | 0.93 |  | Federally-Regulated Commercial & Industrial Equipment | 2015-06-18 |  | 2019-03-04
Philips Lighting North America Corporation | Philips Advance | IOPA-2P32-HL-N | 120 - 277 (inclusive) |  | 2 |  | Instant |  |  |  | 64 |  | Electronic | 0.98 | 0.9 | 69.29 | 0.94 |  | Federally-Regulated Commercial & Industrial Equipment | 2015-06-18 |  | 2019-03-04
Philips Lighting North America Corporation | Philips Advance | RCF-2S18-M1-BS-QS | 120 |  | 2 | Designed (not labeled) for use | Rapid |  |  |  |  | Non-BallastDimming | Electronic | 0.97 |  |  |  |  | Non Federally-Regulated | 2010-04-21 |  | 2019-03-04
Philips Lighting North America Corporation | Philips Advance | REB-4P32-N | 120 |  | 4 |  | Instant |  |  |  | 128 |  | Electronic | 0.55 | 0.5 | 95.26 | 0.92 | 0.914 | Federally-Regulated Consumer Product | 2015-06-18 |  | 2019-03-04
Philips Lighting North America Corporation | Philips Advance | ICF-2S26-M1-BS-QS | 120 - 277 (inclusive) |  | 2 | Designed (not labeled) for use | Rapid |  |  |  |  | Non-BallastDimming | Electronic | 0.96 |  |  |  |  | Non Federally-Regulated | 2010-04-21 |  | 2019-03-04
Philips Lighting North America Corporation | Philips Advance | REL-4P32-LW-SC | 120 |  | 4 | Other | Instant |  |  |  |  | Non-BallastDimming | Electronic | 0.98 |  |  |  |  | Non Federally-Regulated | 2012-09-06 |  | 2019-03-04
Philips Lighting North America Corporation | Philips Advance | ICN-2S28 | 120 - 277 (inclusive) |  | 2 | Other | Programmed |  |  |  |  | Non-BallastDimming | Electronic | 0.98 |  |  |  |  | Non Federally-Regulated | 2012-09-06 |  | 2019-03-04
Philips Lighting North America Corporation | Philips Advance | IIC-132-SC | 120 - 277 (inclusive) |  | 1 | Other | Programmed |  |  |  |  | Non-BallastDimming | Electronic | 0.98 |  |  |  |  | Non Federally-Regulated | 2012-09-06 |  | 2019-03-04
Philips Lighting North America Corporation | Philips Advance | VZT-4S32-HL | 277 |  | 4 | Other | Programmed |  |  |  |  | Continuous | Electronic | 0.98 |  |  |  |  | Non Federally-Regulated | 2012-09-06 |  | 2019-03-04
Philips Lighting North America Corporation | Philips Advance | REL-3P32-HL-SC | 120 |  | 3 | Other | Instant |  |  |  |  | Non-BallastDimming | Electronic | 0.98 |  |  |  |  | Non Federally-Regulated | 2012-09-06 |  | 2019-03-04
Philips Lighting North America Corporation | Philips Advance | ICN-4S54-90C-2LS-G | 120 - 277 (inclusive) |  | 4 |  | Programmed |  |  |  | 216 |  | Electronic | 0.99 | 0.9 | 217.12 | 0.93 |  | Federally-Regulated Commercial & Industrial Equipment | 2015-06-18 |  | 2019-03-04
Philips Lighting North America Corporation | Philips Advance | RCF-2S13-M1-BS-QS | 120 |  | 2 | Designed (not labeled) for use | Rapid |  |  |  |  | Non-BallastDimming | Electronic | 0.96 |  |  |  |  | Non Federally-Regulated | 2010-04-21 |  | 2019-03-04
Philips Lighting North America Corporation | Philips Advance | IOP-4P32-N | 120 - 277 (inclusive) |  | 4 |  | Instant |  |  |  | 128 |  | Electronic | 0.98 | 0.9 | 103.69 | 0.96 |  | Federally-Regulated Commercial & Industrial Equipment | 2015-06-18 |  | 2019-03-04
Philips Lighting North America Corporation | Philips Advance | RMB-2P13-S3-H | 120 |  | 2 | Designed (not labeled) for use | Instant |  |  |  |  | Non-BallastDimming | Electronic | 0.97 |  |  |  |  | Non Federally-Regulated | 2012-09-06 |  | 2019-03-04
Philips Lighting North America Corporation | Philips Advance | IOP-2P32-LW-N | 120 - 277 (inclusive) |  | 2 |  | Instant |  |  |  | 64 |  | Electronic | 0.99 | 0.9 | 43.94 | 0.95 |  | Federally-Regulated Commercial & Industrial Equipment | 2015-06-18 |  | 2019-03-04
Philips Lighting North America Corporation | Philips Advance | IOP-3P32-SC | 120 - 277 (inclusive) |  | 3 | Other | Instant |  |  |  |  | Non-BallastDimming | Electronic | 0.98 |  |  |  |  | Non Federally-Regulated | 2012-09-06 |  | 2019-03-04
Philips Lighting North America Corporation | Philips Advance | ICN-3P32-N | 120 - 277 (inclusive) |  | 3 |  | Instant |  |  |  | 96 |  | Electronic | 0.98 | 0.9 | 78.28 | 0.95 |  | Federally-Regulated Commercial & Industrial Equipment | 2015-06-18 |  | 2019-03-04
Philips Lighting North America Corporation | Philips Advance | VEL-2P75-S | 277 |  | 2 | Other | Instant |  |  |  |  | Non-BallastDimming | Electronic | 0.98 |  |  |  |  | Non Federally-Regulated | 2012-09-06 |  | 2019-03-04
Philips Lighting North America Corporation | Philips Advance | V-1P32-TP | 277 |  | 1 | Other | Rapid |  |  |  |  | Non-BallastDimming | Magnetic | 0.98 |  |  |  |  | Non Federally-Regulated | 2012-09-06 |  | 2019-03-04
Philips Lighting North America Corporation | Philips Advance | IOP-4S32-SC | 120 - 277 (inclusive) |  | 4 | Other | Programmed |  |  |  |  | Non-BallastDimming | Electronic | 0.98 |  |  |  |  | Non Federally-Regulated | 2012-09-06 |  | 2019-03-04
Philips Lighting North America Corporation | Philips Advance | VEL-3P32-HL-SC | 277 |  | 3 | Other | Instant |  |  |  |  | Non-BallastDimming | Electronic | 0.98 |  |  |  |  | Non Federally-Regulated | 2012-09-06 |  | 2019-03-04
Philips Lighting North America Corporation | Philips Advance | VEL-2P32-SC | 277 |  | 2 | Other | Instant |  |  |  |  | Non-BallastDimming | Electronic | 0.98 |  |  |  |  | Non Federally-Regulated | 2012-09-06 |  | 2019-03-04
Philips Lighting North America Corporation | Philips Advance | IIC-3S32-SC | 120 - 277 (inclusive) |  | 3 | Other | Programmed |  |  |  |  | Non-BallastDimming | Electronic | 0.98 |  |  |  |  | Non Federally-Regulated | 2012-09-06 |  | 2019-03-04
Philips Lighting North America Corporation | Philips Advance | REL-3P32-LW-SC | 120 |  | 3 | Other | Instant |  |  |  |  | Non-BallastDimming | Electronic | 0.98 |  |  |  |  | Non Federally-Regulated | 2012-09-06 |  | 2019-03-04
Philips Lighting North America Corporation | Philips Advance | IZT-2S32-SC | 120 - 277 (inclusive) |  | 2 | Other | Programmed |  |  |  |  | Continuous | Electronic | 0.98 |  |  |  |  | Non Federally-Regulated | 2012-09-06 |  | 2019-03-04
Philips Lighting North America Corporation | Philips Advance | RMB-1P13-L2 | 120 |  | 1 | Designed (not labeled) for use | Instant |  |  |  |  | Non-BallastDimming | Electronic | 0.56 |  |  |  |  | Non Federally-Regulated | 2012-09-06 |  | 2019-03-04
Philips Lighting North America Corporation | Philips Advance | IOPA-3P32-LW-N | 120 - 277 (inclusive) |  | 3 |  | Instant |  |  |  | 96 |  | Electronic | 0.97 | 0.9 | 64.61 | 0.96 |  | Federally-Regulated Commercial & Industrial Equipment | 2015-06-18 |  | 2019-03-04
Philips Lighting North America Corporation | Philips Advance | IZT-3PSP32-SC | 120 |  | 3 | Other | Programmed |  |  |  |  | Continuous | Electronic | 0.99 |  |  |  |  | Non Federally-Regulated | 2014-06-12 |  | 2019-03-04
Philips Lighting North America Corporation | Philips Advance | IOPA-1P32-HL-N | 120 - 277 (inclusive) |  | 1 |  | Instant |  |  |  | 32 |  | Electronic | 0.98 | 0.9 | 34.77 | 0.94 |  | Federally-Regulated Commercial & Industrial Equipment | 2015-06-18 |  | 2019-03-04
Philips Lighting North America Corporation | Philips Advance | IOPA-4P32-HL-SC | 120 - 277 (inclusive) |  | 4 |  | Instant |  |  |  | 128 |  | Electronic | 0.98 | 0.9 | 134.23 | 0.95 |  | Federally-Regulated Commercial & Industrial Equipment | 2015-06-18 |  | 2019-03-04
Philips Lighting North America Corporation | Philips Advance | ISB-0216-12-E | 120 - 277 (inclusive) | 8-foot high output lamps | 2 | Designed and labeled as sign b | Instant |  | High-Frequency | Sign ballasts that operate 8-f | 220 | Not designed for dimming to 50 | Electronic | 0.99 | 0.9 | 129.22 | 0.94 | 0.919 | Federally-Regulated Commercial & Industrial Equipment | 2015-08-25 |  | 2019-03-04
Philips Lighting North America Corporation | Philips Advance | ICN-2S54-90C-T | 120 - 277 (inclusive) |  | 2 |  | Programmed |  |  |  | 108 |  | Electronic | 0.99 | 0.9 | 107.06 | 0.93 |  | Federally-Regulated Commercial & Industrial Equipment | 2015-06-18 |  | 2019-03-04
Philips Lighting North America Corporation | Philips Advance | ICN-2S54-WL | 120 - 277 (inclusive) |  | 2 | Other | Programmed |  |  |  |  | Non-BallastDimming | Electronic | 0.98 |  |  |  |  | Non Federally-Regulated | 2012-09-06 |  | 2019-03-04
Philips Lighting North America Corporation | Philips Advance | IOP-2PSP32-N | 120 - 277 (inclusive) |  | 2 |  | Programmed |  |  |  | 64 |  | Electronic | 0.99 | 0.9 | 51.79 | 0.94 |  | Federally-Regulated Commercial & Industrial Equipment | 2015-06-18 |  | 2019-03-04
Philips Lighting North America Corporation | Philips Advance | IOP-3P32-HL-N | 120 - 277 (inclusive) |  | 3 |  | Instant |  |  |  | 96 |  | Electronic | 0.98 | 0.9 | 103.61 | 0.95 |  | Federally-Regulated Commercial & Industrial Equipment | 2015-06-18 |  | 2019-03-04
Philips Lighting North America Corporation | Philips Advance | REZ-2TTS40-SC | 120 |  | 2 | Other | Programmed |  |  |  |  | Continuous | Electronic | 0.99 |  |  |  |  | Non Federally-Regulated | 2014-08-11 |  | 2019-03-04
Philips Lighting North America Corporation | Philips Advance | REB-126-M6-EL | 120 |  | 1 | Designed (not labeled) for use | Instant |  |  |  |  | Non-BallastDimming | Electronic | 0.54 |  |  |  |  | Non Federally-Regulated | 2010-04-21 |  | 2019-03-04
Philips Lighting North America Corporation | Philips Advance | IOP-4PSP32-LW-SC | 120 - 277 (inclusive) |  | 4 |  | Programmed |  |  |  | 128 |  | Electronic | 0.98 | 0.9 | 82.42 | 0.93 |  | Federally-Regulated Commercial & Industrial Equipment | 2015-06-18 |  | 2019-03-04
Philips Lighting North America Corporation | Philips Advance | IOP-2PSP32-LW-N | 120 - 277 (inclusive) |  | 2 |  | Programmed |  |  |  | 64 |  | Electronic | 0.99 | 0.9 | 42.46 | 0.92 |  | Federally-Regulated Commercial & Industrial Equipment | 2015-06-18 |  | 2019-03-04
Philips Lighting North America Corporation | Philips Advance | IDA-2S32-SC | 120 - 277 (inclusive) |  | 2 | Other | Programmed |  |  |  |  | Continuous | Electronic | 0.98 |  |  |  |  | Non Federally-Regulated | 2012-09-06 |  | 2019-03-04
Philips Lighting North America Corporation | Philips Advance | REL-2P32-SC | 120 |  | 2 | Other | Instant |  |  |  |  | Non-BallastDimming | Electronic | 0.98 |  |  |  |  | Non Federally-Regulated | 2012-09-06 |  | 2019-03-04
Philips Lighting North America Corporation | Philips Advance | IDA-4S32 | 120 - 277 (inclusive) |  | 4 | Other | Programmed |  |  |  |  | Continuous | Electronic | 0.98 |  |  |  |  | Non Federally-Regulated | 2012-09-06 |  | 2019-03-04
Philips Lighting North America Corporation | Philips Advance | IDL-2T42-M5-BS | 120 |  | 2 | Other | Programmed |  |  |  |  | Non-BallastDimming | Electronic | 1 |  |  |  |  | Non Federally-Regulated | 2011-12-28 |  | 2019-03-04
Philips Lighting North America Corporation | Philips Advance | IOP-2S28-95-SC | 120 - 277 (inclusive) |  | 2 |  | Programmed |  |  |  | 56 |  | Electronic | 0.98 | 0.9 | 54.82 | 0.91 |  | Federally-Regulated Commercial & Industrial Equipment | 2015-06-18 |  | 2019-03-04
Philips Lighting North America Corporation | Philips Advance | R-1P32-TP | 120 |  | 1 | Other | Rapid |  |  |  |  | Non-BallastDimming | Magnetic | 0.95 |  |  |  |  | Non Federally-Regulated | 2012-09-06 |  | 2019-03-04
Philips Lighting North America Corporation | Philips Advance | IOP-3P32-HL-N | 120 - 277 (inclusive) |  | 3 |  | Instant |  |  |  | 96 |  | Electronic | 0.98 | 0.9 | 102.71 | 0.95 |  | Federally-Regulated Commercial & Industrial Equipment | 2015-06-18 |  | 2019-03-04
Philips Lighting North America Corporation | Philips Advance | IOPA-4P32-N | 120 - 277 (inclusive) |  | 4 |  | Instant |  |  |  | 128 |  | Electronic | 0.98 | 0.9 | 104.55 | 0.96 |  | Federally-Regulated Commercial & Industrial Equipment | 2015-06-18 |  | 2019-03-04
Philips Lighting North America Corporation | Philips Advance | IDA-3S32-G | 120 - 277 (inclusive) |  | 3 | Other | Programmed |  |  |  |  | Continuous | Electronic | 0.98 |  |  |  |  | Non Federally-Regulated | 2012-09-06 |  | 2019-03-04
Philips Lighting North America Corporation | Philips Advance | IOP-4P32-LW-SC | 120 - 277 (inclusive) |  | 4 | Other | Instant |  |  |  |  | Non-BallastDimming | Electronic | 0.98 |  |  |  |  | Non Federally-Regulated | 2012-09-06 |  | 2019-03-04
Philips Lighting North America Corporation | Philips Advance | V-2E75-S-TP | 277 |  | 2 | Other | Instant |  |  |  |  | Non-BallastDimming | Magnetic | 0.95 |  |  |  |  | Federally-Regulated Consumer Product | 2012-09-06 |  | 2019-03-04
Philips Lighting North America Corporation | Philips Advance | REZ-3S32-SC | 120 |  | 3 | Other | Programmed |  |  |  |  | Continuous | Electronic | 0.98 |  |  |  |  | Non Federally-Regulated | 2012-09-06 |  | 2019-03-04
Philips Lighting North America Corporation | Philips Advance | IZT-132-SC | 277 |  | 1 | Other | Programmed |  |  |  |  | Continuous | Electronic | 0.99 |  |  |  |  | Non Federally-Regulated | 2014-06-30 |  | 2019-03-04
Philips Lighting North America Corporation | Philips Advance | IOPA-1P32-HL-N | 120 - 277 (inclusive) |  | 1 |  | Instant |  |  |  | 32 |  | Electronic | 0.98 | 0.9 | 32.92 | 0.94 |  | Federally-Regulated Commercial & Industrial Equipment | 2015-06-18 |  | 2019-03-04
Philips Lighting North America Corporation | Philips Advance | IOP-2P32-N | 120 - 277 (inclusive) |  | 2 |  | Instant |  |  |  | 64 |  | Electronic | 0.99 | 0.9 | 52.71 | 0.94 |  | Federally-Regulated Commercial & Industrial Equipment | 2015-06-18 |  | 2019-03-04
Philips Lighting North America Corporation | Philips Advance | IOPA-2P32-LW-N | 120 - 277 (inclusive) |  | 2 |  | Instant |  |  |  | 64 |  | Electronic | 0.99 | 0.9 | 44.44 | 0.95 |  | Federally-Regulated Commercial & Industrial Equipment | 2015-06-18 |  | 2019-03-04
Philips Lighting North America Corporation | Philips Advance | RZT-154 | 120 |  | 1 | Other | Programmed |  |  |  |  | Continuous | Electronic | 0.98 |  |  |  |  | Non Federally-Regulated | 2012-09-06 |  | 2019-03-04
Philips Lighting North America Corporation | Philips Advance | IOP-4P32-HL-SC | 120 - 277 (inclusive) |  | 4 |  | Instant |  |  |  | 128 |  | Electronic | 0.98 | 0.9 | 136.13 | 0.95 |  | Federally-Regulated Commercial & Industrial Equipment | 2015-06-18 |  | 2019-03-04
Philips Lighting North America Corporation | Philips Advance | ICN-2P32-LW-SC | 120 - 277 (inclusive) |  | 2 | Other | Instant |  |  |  |  | Non-BallastDimming | Electronic | 0.98 |  |  |  |  | Non Federally-Regulated | 2012-09-06 |  | 2019-03-04
Philips Lighting North America Corporation | Philips Advance | IOPA-NA-2P32-SC | 120 - 277 (inclusive) |  | 2 |  | Instant |  |  |  | 64 |  | Electronic | 0.98 | 0.9 | 57.85 | 0.91 |  | Federally-Regulated Commercial & Industrial Equipment | 2015-06-18 |  | 2019-03-04
Philips Lighting North America Corporation | Philips Advance | VC-2E75-S-TP | 277 |  | 2 | Other | Instant |  |  |  |  | Non-BallastDimming | Magnetic | 0.95 |  |  |  |  | Federally-Regulated Consumer Product | 2012-09-06 |  | 2019-03-04
Philips Lighting North America Corporation | Philips Advance | RMB-1P13-S2-H | 120 |  | 1 | Designed (not labeled) for use | Instant |  |  |  |  | Non-BallastDimming | Electronic | 0.97 |  |  |  |  | Non Federally-Regulated | 2012-09-06 |  | 2019-03-04
Philips Lighting North America Corporation | Philips Advance | IOP-1S32-LW-SC | 120 - 277 (inclusive) |  | 1 | Other | Programmed |  |  |  |  | Non-BallastDimming | Electronic | 0.98 |  |  |  |  | Non Federally-Regulated | 2012-09-06 |  | 2019-03-04
Philips Lighting North America Corporation | Philips Advance | IOPA-3P32-N | 120 - 277 (inclusive) |  | 3 |  | Instant |  |  |  | 96 |  | Electronic | 0.98 | 0.9 | 78.1 | 0.95 |  | Federally-Regulated Commercial & Industrial Equipment | 2015-06-18 |  | 2019-03-04
Philips Lighting North America Corporation | Philips Advance | IOP-2PSP32-HL-N | 120 - 277 (inclusive) |  | 2 |  | Programmed |  |  |  | 64 |  | Electronic | 0.99 | 0.9 | 70.94 | 0.95 |  | Federally-Regulated Commercial & Industrial Equipment | 2015-06-18 |  | 2019-03-04
Philips Lighting North America Corporation | Philips Advance | IOP-2PSP32-LW-N | 120 - 277 (inclusive) |  | 2 |  | Programmed |  |  |  | 64 |  | Electronic | 0.99 | 0.9 | 42.5 | 0.92 |  | Federally-Regulated Commercial & Industrial Equipment | 2015-06-18 |  | 2019-03-04
Philips Lighting North America Corporation | Philips Advance | REL-2P60-S-A | 120 |  | 2 | Other | Instant |  |  |  |  | Non-BallastDimming | Electronic | 0.98 |  |  |  |  | Non Federally-Regulated | 2012-09-06 |  | 2019-03-04
Philips Lighting North America Corporation | Philips Advance | ICN-2S110-SC | 120 - 277 (inclusive) | 8-foot high output lamps | 2 | Designed (not classified as si | Rapid |  | High-Frequency | Instant start and rapid start | 220 | Not designed for dimming to 50 | Electronic | 0.99 | 0.9 | 181.73 | 0.95 | 0.924 | Federally-Regulated Commercial & Industrial Equipment | 2015-08-25 |  | 2019-03-04
Philips Lighting North America Corporation | Philips Advance | ICN-132-MC | 120 - 277 (inclusive) |  | 1 | Other | Instant |  |  |  |  | Non-BallastDimming | Electronic | 0.98 |  |  |  |  | Non Federally-Regulated | 2012-09-06 |  | 2019-03-04
Philips Lighting North America Corporation | Philips Advance | REB-4P32-N | 120 | 2-foot U-shaped lamps | 4 | Residential | Instant |  | High-Frequency | Instant start and rapid start | 128 | Not designed for dimming to 50 | Electronic | 0.55 | 0.5 | 96.01 | 0.92 | 0.908 | Federally-Regulated Consumer Product | 2015-08-25 |  | 2019-03-04
Philips Lighting North America Corporation | Philips Advance | ICN-4P32-LW-SC | 120 - 277 (inclusive) |  | 4 | Other | Instant |  |  |  |  | Non-BallastDimming | Electronic | 0.98 |  |  |  |  | Non Federally-Regulated | 2012-09-06 |  | 2019-03-04
Philips Lighting North America Corporation | Philips Advance | IOP-1S32-SC | 120 - 277 (inclusive) |  | 1 | Other | Programmed |  |  |  |  | Non-BallastDimming | Electronic | 0.98 |  |  |  |  | Non Federally-Regulated | 2012-09-06 |  | 2019-03-04
Philips Lighting North America Corporation | Philips Advance | IOP-4P32-HL-SC | 120 - 277 (inclusive) |  | 4 |  | Instant |  |  |  | 128 |  | Electronic | 0.99 | 0.9 | 139.24 | 0.96 |  | Federally-Regulated Commercial & Industrial Equipment | 2015-06-18 |  | 2019-03-04
Philips Lighting North America Corporation | Philips Advance | REL-1P32-LW-SC | 120 |  | 1 | Other | Instant |  |  |  |  | Non-BallastDimming | Electronic | 0.98 |  |  |  |  | Non Federally-Regulated | 2012-09-06 |  | 2019-03-04
Philips Lighting North America Corporation | Philips Advance | REB-4P32-SC | 120 |  | 4 |  | Instant |  |  |  | 128 |  | Electronic | 0.53 | 0.5 | 95.27 | 0.91 | 0.878 | Federally-Regulated Consumer Product | 2015-07-10 |  | 2019-03-04
Philips Lighting North America Corporation | Philips Advance | IOPA-4P32-LW-N | 120 - 277 (inclusive) |  | 4 |  | Instant |  |  |  | 128 |  | Electronic | 0.98 | 0.9 | 92.46 | 0.95 |  | Federally-Regulated Commercial & Industrial Equipment | 2015-06-18 |  | 2019-03-04
Philips Lighting North America Corporation | Philips Advance | IOP-2PSP32-N | 120 - 277 (inclusive) |  | 2 |  | Programmed |  |  |  | 64 |  | Electronic | 0.99 | 0.9 | 50.86 | 0.94 |  | Federally-Regulated Commercial & Industrial Equipment | 2015-06-18 |  | 2019-03-04
Philips Lighting North America Corporation | Philips Advance | REL-2P32-LW-SC | 120 |  | 2 | Other | Instant |  |  |  |  | Non-BallastDimming | Electronic | 0.98 |  |  |  |  | Non Federally-Regulated | 2012-09-06 |  | 2019-03-04
Philips Lighting North America Corporation | Philips Advance | REB-2P32-SC | 120 |  | 2 | Designed and labeled for use o | Instant |  |  |  |  | Non-BallastDimming | Electronic | 0.58 |  |  |  |  | Non Federally-Regulated | 2012-09-06 |  | 2019-03-04
Philips Lighting North America Corporation | Philips Advance | IOP-1P32-HL-N | 120 - 277 (inclusive) |  | 1 |  | Instant |  |  |  | 32 |  | Electronic | 0.98 | 0.9 | 32.92 | 0.94 |  | Federally-Regulated Commercial & Industrial Equipment | 2015-06-18 |  | 2019-03-04
Philips Lighting North America Corporation | Philips Advance | ICF-2S18-M1-BS-QS | 120 - 277 (inclusive) |  | 2 | Designed (not labeled) for use | Rapid |  |  |  |  | Non-BallastDimming | Electronic | 0.97 |  |  |  |  | Non Federally-Regulated | 2010-04-21 |  | 2019-03-04
Philips Lighting North America Corporation | Philips Advance | REL-1P32-HL-SC | 120 |  | 1 | Other | Instant |  |  |  |  | Non-BallastDimming | Electronic | 0.98 |  |  |  |  | Non Federally-Regulated | 2012-09-06 |  | 2019-03-04
Philips Lighting North America Corporation | Philips Advance | VEZ-1TTS40-SC | 277 |  | 1 | Other | Programmed |  |  |  |  | Continuous | Electronic | 0.98 |  |  |  |  | Non Federally-Regulated | 2014-08-11 |  | 2019-03-04
Philips Lighting North America Corporation | Philips Advance | V-2S110-TP | 277 |  | 2 | Other | Rapid |  |  |  |  | Non-BallastDimming | Magnetic | 0.98 |  |  |  |  | Non Federally-Regulated | 2012-09-06 |  | 2019-03-04
Philips Lighting North America Corporation | Philips Advance | VEZ-2S54 | 277 |  | 2 | Other | Programmed |  |  |  |  | Continuous | Electronic | 0.98 |  |  |  |  | Non Federally-Regulated | 2012-09-06 |  | 2019-03-04
Philips Lighting North America Corporation | Philips Advance | IOP-4PSP54-2LS-G | 120 - 277 (inclusive) |  | 4 |  | Programmed |  |  |  | 216 |  | Electronic | 0.99 | 0.9 | 220.15 | 0.93 |  | Federally-Regulated Commercial & Industrial Equipment | 2015-06-18 |  | 2019-03-04
Philips Lighting North America Corporation | Philips Advance | REL-1S40-SC | 120 |  | 1 | Other | Rapid |  |  |  |  | Non-BallastDimming | Electronic | 0.98 |  |  |  |  | Non Federally-Regulated | 2012-09-06 |  | 2019-03-04
Philips Lighting North America Corporation | Philips Advance | IEZ-2S24-D | 120 - 277 (inclusive) |  | 2 | Other | Programmed |  |  |  |  | Continuous | Electronic | 0.98 |  |  |  |  | Non Federally-Regulated | 2012-09-06 |  | 2019-03-04
Philips Lighting North America Corporation | Philips Advance | IZT-3S32-SC | 120 - 277 (inclusive) |  | 3 | Other | Programmed |  |  |  |  | Continuous | Electronic | 0.98 |  |  |  |  | Non Federally-Regulated | 2012-09-06 |  | 2019-03-04
Philips Lighting North America Corporation | Philips Advance | VEL-4P32-LW-SC | 277 |  | 4 | Other | Instant |  |  |  |  | Non-BallastDimming | Electronic | 0.98 |  |  |  |  | Non Federally-Regulated | 2012-09-06 |  | 2019-03-04
Philips Lighting North America Corporation | Philips Advance | IOP-1P32-LW-SC | 120 - 277 (inclusive) |  | 1 | Other | Instant |  |  |  |  | Non-BallastDimming | Electronic | 0.98 |  |  |  |  | Non Federally-Regulated | 2012-09-06 |  | 2019-03-04
Philips Lighting North America Corporation | Philips Advance | VEZ-132-SC | 277 |  | 1 | Other | Programmed |  |  |  |  | Continuous | Electronic | 0.98 |  |  |  |  | Non Federally-Regulated | 2012-09-06 |  | 2019-03-04
Philips Lighting North America Corporation | Philips Advance | IOP-1P32-N | 120 - 277 (inclusive) |  | 1 |  | Instant |  |  |  | 32 |  | Electronic | 0.97 | 0.9 | 25.56 | 0.93 |  | Federally-Regulated Commercial & Industrial Equipment | 2015-06-18 |  | 2019-03-04
Philips Lighting North America Corporation | Philips Advance | VTR-2S32-SC | 277 |  | 2 | Other | Programmed |  |  |  |  | Non-BallastDimming | Electronic | 1 |  |  |  |  | Non Federally-Regulated | 2012-05-15 |  | 2019-03-04
Philips Lighting North America Corporation | Philips Advance | ICN-132-MC | 120 - 277 (inclusive) |  | 1 |  | Instant |  |  |  | 32 |  | Electronic | 0.97 | 0.9 | 27.16 | 0.93 |  | Federally-Regulated Commercial & Industrial Equipment | 2015-06-18 |  | 2019-03-04
Philips Lighting North America Corporation | Philips Advance | R-2S40-TP | 120 |  | 2 | Other | Rapid |  |  |  |  | Non-BallastDimming | Magnetic | 0.98 |  |  |  |  | Federally-Regulated Consumer Product | 2012-09-06 |  | 2019-03-04
Philips Lighting North America Corporation | Philips Advance | ICN-1S80 | 120 - 277 (inclusive) |  | 1 | Other | Programmed |  |  |  |  | Non-BallastDimming | Electronic | 0.98 |  |  |  |  | Non Federally-Regulated | 2012-09-06 |  | 2019-03-04
Philips Lighting North America Corporation | Philips Advance | IOP-2S32-SC | 120 - 277 (inclusive) |  | 2 | Other | Programmed |  |  |  |  | Non-BallastDimming | Electronic | 0.98 |  |  |  |  | Non Federally-Regulated | 2012-09-06 |  | 2019-03-04
Philips Lighting North America Corporation | Philips Advance | IZT-180-D | 277 |  | 1 | Other | Programmed |  |  |  |  | Continuous | Electronic | 0.99 |  |  |  |  | Non Federally-Regulated | 2014-08-11 |  | 2019-03-04
Philips Lighting North America Corporation | Philips Advance | IOPA-2P32-HL-N | 120 - 277 (inclusive) |  | 2 |  | Instant |  |  |  | 64 |  | Electronic | 0.98 | 0.9 | 67.7 | 0.94 |  | Federally-Regulated Commercial & Industrial Equipment | 2015-06-18 |  | 2019-03-04
Philips Lighting North America Corporation | Philips Advance | RZT-2S54 | 120 |  | 2 | Other | Programmed |  |  |  |  | Continuous | Electronic | 0.98 |  |  |  |  | Non Federally-Regulated | 2012-09-06 |  | 2019-03-04
Philips Lighting North America Corporation | Philips Advance | IOP-4S32-LW-SC | 120 - 277 (inclusive) |  | 4 | Other | Programmed |  |  |  |  | Non-BallastDimming | Electronic | 0.98 |  |  |  |  | Non Federally-Regulated | 2012-09-06 |  | 2019-03-04
Philips Lighting North America Corporation | Philips Advance | ISB-0432-14-E | 120 - 277 (inclusive) |  | 4 |  | Instant |  |  |  | 440 |  | Electronic | 0.98 | 0.9 | 242.37 | 0.92 | 0.887 | Federally-Regulated Commercial & Industrial Equipment | 2015-07-10 |  | 2019-03-04
Philips Lighting North America Corporation | Philips Advance | IOPA-1P32-N | 120 - 277 (inclusive) |  | 1 |  | Instant |  |  |  | 32 |  | Electronic | 0.97 | 0.9 | 25.83 | 0.93 |  | Federally-Regulated Commercial & Industrial Equipment | 2015-06-18 |  | 2019-03-04
Philips Lighting North America Corporation | Philips Advance | IOP-2P59-SC | 120 - 277 (inclusive) |  | 2 | Other | Instant |  |  |  |  | Non-BallastDimming | Electronic | 0.98 |  |  |  |  | Non Federally-Regulated | 2012-09-06 |  | 2019-03-04
Philips Lighting North America Corporation | Philips Advance | VCN-2M32-MC | 277 |  | 2 |  | Instant |  |  |  | 64 |  | Electronic | 0.99 | 0.9 | 52.48 | 0.92 |  | Federally-Regulated Commercial & Industrial Equipment | 2015-06-18 |  | 2019-03-04
Philips Lighting North America Corporation | Philips Advance | IOP-4P32-LW-N | 120 - 277 (inclusive) |  | 4 |  | Instant |  |  |  | 128 |  | Electronic | 0.98 | 0.9 | 91.46 | 0.96 |  | Federally-Regulated Commercial & Industrial Equipment | 2015-06-18 |  | 2019-03-04
Philips Lighting North America Corporation | Philips Advance | IZT-3PSP32-SC | 277 |  | 3 | Other | Programmed |  |  |  |  | Continuous | Electronic | 0.99 |  |  |  |  | Non Federally-Regulated | 2014-06-12 |  | 2019-03-04
Philips Lighting North America Corporation | Philips Advance | VEL-1P32-LW-SC | 277 |  | 1 | Other | Instant |  |  |  |  | Non-BallastDimming | Electronic | 0.98 |  |  |  |  | Non Federally-Regulated | 2012-09-06 |  | 2019-03-04
Philips Lighting North America Corporation | Philips Advance | VK-2S32-TP | 277 |  | 2 | Other | Rapid |  |  |  |  | Non-BallastDimming | Cathode cut-out | 0.92 |  |  |  |  | Non Federally-Regulated | 2012-09-06 |  | 2019-03-04
Philips Lighting North America Corporation | Philips Advance | ICRP-4PSP54-90C | 120 - 277 (inclusive) |  | 4 |  | Programmed |  |  |  | 216 |  | Electronic | 0.99 | 0.9 | 220.15 | 0.93 |  | Federally-Regulated Commercial & Industrial Equipment | 2015-06-18 |  | 2019-03-04
Philips Lighting North America Corporation | Philips Advance | IOP-3P32-LW-N | 120 - 277 (inclusive) |  | 3 |  | Instant |  |  |  | 96 |  | Electronic | 0.97 | 0.9 | 67.41 | 0.96 |  | Federally-Regulated Commercial & Industrial Equipment | 2015-06-18 |  | 2019-03-04
Philips Lighting North America Corporation | Philips Advance | ICN-2S86 | 120 - 277 (inclusive) |  | 2 | Other | Programmed |  |  |  |  | Non-BallastDimming | Electronic | 0.98 |  |  |  |  | Non Federally-Regulated | 2012-09-06 |  | 2019-03-04
Philips Lighting North America Corporation | Philips Advance | IZT-4S32 | 120 - 277 (inclusive) |  | 4 | Other | Programmed |  |  |  |  | Continuous | Electronic | 0.98 |  |  |  |  | Non Federally-Regulated | 2012-09-06 |  | 2019-03-04
Philips Lighting North America Corporation | Philips Advance | IOP-3P32-HL-90C-N | 120 - 277 (inclusive) |  | 3 |  | Instant |  |  |  | 96 |  | Electronic | 0.98 | 0.9 | 103.61 | 0.95 |  | Federally-Regulated Commercial & Industrial Equipment | 2015-06-18 |  | 2019-03-04
Philips Lighting North America Corporation | Philips Advance | ICN-2M32-MC | 120 - 277 (inclusive) |  | 2 |  | Instant |  |  |  | 64 |  | Electronic | 0.99 | 0.9 | 52 | 0.92 |  | Federally-Regulated Commercial & Industrial Equipment | 2015-06-18 |  | 2019-03-04
Philips Lighting North America Corporation | Philips Advance | REB-113-M6-BLS | 120 |  | 1 | Designed (not labeled) for use | Instant |  |  |  |  | Non-BallastDimming | Electronic | 0.52 |  |  |  |  | Non Federally-Regulated | 2010-04-21 |  | 2019-03-04
Philips Lighting North America Corporation | Philips Advance | REL-4P32-SC | 120 |  | 4 | Other | Instant |  |  |  |  | Non-BallastDimming | Electronic | 0.98 |  |  |  |  | Non Federally-Regulated | 2012-09-06 |  | 2019-03-04
Philips Lighting North America Corporation | Philips Advance | IOP-4P32-LW-N | 120 - 277 (inclusive) |  | 4 |  | Instant |  |  |  | 128 |  | Electronic | 0.98 | 0.9 | 90.51 | 0.96 |  | Federally-Regulated Commercial & Industrial Equipment | 2015-06-18 |  | 2019-03-04
Philips Lighting North America Corporation | Philips Advance | IEB-4S54-G | 120 - 277 (inclusive) |  | 4 |  | Programmed |  |  |  | 216 |  | Electronic | 0.99 | 0.9 | 217.12 | 0.93 |  | Federally-Regulated Commercial & Industrial Equipment | 2015-06-18 |  | 2019-03-04
Philips Lighting North America Corporation | Philips Advance | IOPA-2P32-LW-N | 120 - 277 (inclusive) |  | 2 |  | Instant |  |  |  | 64 |  | Electronic | 0.99 | 0.9 | 43.84 | 0.94 |  | Federally-Regulated Commercial & Industrial Equipment | 2015-06-18 |  | 2019-03-04
Philips Lighting North America Corporation | Philips Advance | REL-3P32-SC | 120 |  | 3 | Other | Instant |  |  |  |  | Non-BallastDimming | Electronic | 0.98 |  |  |  |  | Non Federally-Regulated | 2012-09-06 |  | 2019-03-04
Philips Lighting North America Corporation | Philips Advance | REB-4P32-SC | 120 |  | 4 |  | Instant |  |  |  | 128 |  | Electronic | 0.53 | 0.5 | 95.61 | 0.91 | 0.878 | Federally-Regulated Consumer Product | 2015-07-10 |  | 2019-03-04
Philips Lighting North America Corporation | Philips Advance | VCN-1S32-SC | 277 |  | 1 | Other | Programmed |  |  |  |  | Non-BallastDimming | Electronic | 0.98 |  |  |  |  | Non Federally-Regulated | 2012-09-06 |  | 2019-03-04
Philips Lighting North America Corporation | Philips Advance | REB-2S54-N | 120 |  | 2 |  | Programmed |  |  |  | 108 |  | Electronic | 0.99 | 0.9 | 108.22 | 0.92 |  | Federally-Regulated Commercial & Industrial Equipment | 2015-06-18 |  | 2019-03-04
Philips Lighting North America Corporation | Philips Advance | ISB-0848-46-E | 120 - 277 (inclusive) |  | 6 |  | Instant |  |  |  | 660 |  | Electronic | 0.99 | 0.9 | 358.27 | 0.92 | 0.896 | Federally-Regulated Commercial & Industrial Equipment | 2015-07-10 |  | 2019-03-04
Philips Lighting North America Corporation | Philips Advance | HCN-4S54-90C-2LS-G | 120 - 277 (inclusive) |  | 4 | Other | Programmed |  |  |  |  | Non-BallastDimming | Electronic | 0.98 |  |  |  |  | Non Federally-Regulated | 2014-10-21 |  | 2019-03-04
Philips Lighting North America Corporation | Philips Advance | IOP-1PSP32-LW-N | 120 - 277 (inclusive) |  | 1 |  | Programmed |  |  |  | 32 |  | Electronic | 0.98 | 0.9 | 20.96 | 0.91 |  | Federally-Regulated Commercial & Industrial Equipment | 2015-06-18 |  | 2019-03-04
Philips Lighting North America Corporation | Philips Advance | REL-1P32-SC | 120 |  | 1 | Other | Instant |  |  |  |  | Non-BallastDimming | Electronic | 0.98 |  |  |  |  | Non Federally-Regulated | 2012-09-06 |  | 2019-03-04
Philips Lighting North America Corporation | Philips Advance | IOPA-2P32-N | 120 - 277 (inclusive) |  | 2 |  | Instant |  |  |  | 64 |  | Electronic | 0.99 | 0.9 | 52.75 | 0.95 |  | Federally-Regulated Commercial & Industrial Equipment | 2015-06-18 |  | 2019-03-04
Philips Lighting North America Corporation | Philips Advance | IOP-2S28-115-SC | 120 - 277 (inclusive) |  | 2 |  | Programmed |  |  |  | 56 |  | Electronic | 0.98 | 0.9 | 64.14 | 0.93 |  | Federally-Regulated Commercial & Industrial Equipment | 2015-06-18 |  | 2019-03-04
Philips Lighting North America Corporation | Philips Advance | ICN-2S86-SC | 120 - 277 (inclusive) | 8-foot high output lamps | 2 | Designed (not classified as si | Programmed |  | High-Frequency | Programmed start ballasts (not | 172 | Not designed for dimming to 50 | Electronic | 0.99 | 0.9 | 168.05 | 0.94 | 0.922 | Federally-Regulated Commercial & Industrial Equipment | 2015-08-25 |  | 2019-03-04
Philips Lighting North America Corporation | Philips Advance | REL-2S40-SC | 120 |  | 2 | Other | Rapid |  |  |  |  | Non-BallastDimming | Electronic | 0.98 |  |  |  |  | Non Federally-Regulated | 2012-09-06 |  | 2019-03-04
Philips Lighting North America Corporation | Philips Advance | RCF-2S26-H1-LD-QS | 120 |  | 2 | Designed (not labeled) for use | Rapid |  |  |  |  | Non-BallastDimming | Electronic | 0.96 |  |  |  |  | Non Federally-Regulated | 2010-04-21 |  | 2019-03-04
Philips Lighting North America Corporation | Philips Advance | IOPA-4P32-LW-N | 120 - 277 (inclusive) |  | 4 |  | Instant |  |  |  | 128 |  | Electronic | 0.98 | 0.9 | 92.41 | 0.95 |  | Federally-Regulated Commercial & Industrial Equipment | 2015-06-18 |  | 2019-03-04
Philips Lighting North America Corporation | Philips Advance | V-2S40-TP | 277 |  | 2 | Other | Rapid |  |  |  |  | Non-BallastDimming | Magnetic | 0.97 |  |  |  |  | Federally-Regulated Consumer Product | 2012-09-06 |  | 2019-03-04
Philips Lighting North America Corporation | Philips Advance | ICN-2P32-N | 120 - 277 (inclusive) |  | 2 |  | Instant |  |  |  | 64 |  | Electronic | 0.99 | 0.9 | 53.5 | 0.94 |  | Federally-Regulated Commercial & Industrial Equipment | 2015-06-18 |  | 2019-03-04
Philips Lighting North America Corporation | Philips Advance | RELB-2S40-N | 120 |  | 2 | Other | Rapid |  |  |  |  | Non-BallastDimming | Electronic | 0.99 | 0.9 |  |  |  | Federally-Regulated Consumer Product | 2014-10-01 |  | 2019-03-04
Philips Lighting North America Corporation | Philips Advance | RELB-2S40-SC | 120 |  | 2 | Designed (not labeled) for use | Rapid |  |  |  |  | Non-BallastDimming | Electronic | 0.98 |  |  |  |  | Non Federally-Regulated | 2012-09-06 |  | 2019-03-04
Philips Lighting North America Corporation | Philips Advance | IDA-154 | 120 - 277 (inclusive) |  | 1 | Other | Programmed |  |  |  |  | Continuous | Electronic | 0.98 |  |  |  |  | Non Federally-Regulated | 2012-09-06 |  | 2019-03-04
Philips Lighting North America Corporation | Philips Advance | HCN-2S54-90C | 347 - 480 (inclusive) |  | 2 | Other | Programmed |  |  |  |  | Non-BallastDimming | Electronic | 0.98 |  |  |  |  | Non Federally-Regulated | 2012-09-06 |  | 2019-03-04
Philips Lighting North America Corporation | Philips Advance | REL-3S40-RH-TP | 120 |  | 3 | Other | Rapid |  |  |  |  | Non-BallastDimming | Electronic | 0.98 |  |  |  |  | Non Federally-Regulated | 2012-09-06 |  | 2019-03-04
Philips Lighting North America Corporation | Philips Advance | IOP-2P32-SC | 120 - 277 (inclusive) |  | 2 | Other | Instant |  |  |  |  | Non-BallastDimming | Electronic | 0.98 |  |  |  |  | Non Federally-Regulated | 2012-09-06 |  | 2019-03-04
Philips Lighting North America Corporation | Philips Advance | IOP-1P32-N | 120 - 277 (inclusive) |  | 1 |  | Instant |  |  |  | 32 |  | Electronic | 0.97 | 0.9 | 26.11 | 0.93 |  | Federally-Regulated Commercial & Industrial Equipment | 2015-06-18 |  | 2019-03-04
Philips Lighting North America Corporation | Philips Advance | VEL-2S110 | 277 |  | 2 | Other | Rapid |  |  |  |  | Non-BallastDimming | Electronic | 0.98 |  |  |  |  | Non Federally-Regulated | 2012-09-06 |  | 2019-03-04
Philips Lighting North America Corporation | Philips Advance | IOP-3P32-LW-SC | 120 - 277 (inclusive) |  | 3 | Other | Instant |  |  |  |  | Non-BallastDimming | Electronic | 0.98 |  |  |  |  | Non Federally-Regulated | 2012-09-06 |  | 2019-03-04
Philips Lighting North America Corporation | Philips Advance | REZ-2S32-SC | 120 |  | 2 | Other | Programmed |  |  |  |  | Continuous | Electronic | 0.98 |  |  |  |  | Non Federally-Regulated | 2012-09-06 |  | 2019-03-04
Philips Lighting North America Corporation | Philips Advance | IDA-2S28-D | 277 |  | 2 | Other | Programmed |  |  |  |  | Continuous | Electronic | 0.99 |  |  |  |  | Non Federally-Regulated | 2014-06-12 |  | 2019-03-04
Philips Lighting North America Corporation | Philips Advance | VZT-180 | 277 |  | 1 | Other | Programmed |  |  |  |  | Continuous | Electronic | 0.98 |  |  |  |  | Non Federally-Regulated | 2012-09-06 |  | 2019-03-04
Philips Lighting North America Corporation | Philips Advance | R-2E75-S-TP | 120 |  | 2 | Other | Instant |  |  |  |  | Non-BallastDimming | Magnetic | 0.98 |  |  |  |  | Federally-Regulated Consumer Product | 2012-09-06 |  | 2019-03-04
Philips Lighting North America Corporation | Philips Advance | ICN-132-MC | 120 - 277 (inclusive) |  | 1 |  | Instant |  |  |  | 32 |  | Electronic | 0.97 | 0.9 | 26.39 | 0.93 |  | Federally-Regulated Commercial & Industrial Equipment | 2015-06-18 |  | 2019-03-04
Philips Lighting North America Corporation | Philips Advance | IZT-4PSP32-G | 120 |  | 4 | Other | Programmed |  |  |  |  | Continuous | Electronic | 0.99 |  |  |  |  | Non Federally-Regulated | 2013-10-11 |  | 2019-03-04
Philips Lighting North America Corporation | Philips Advance | IDA-2S54 | 120 - 277 (inclusive) |  | 2 | Other | Programmed |  |  |  |  | Continuous | Electronic | 0.98 |  |  |  |  | Non Federally-Regulated | 2012-09-06 |  | 2019-03-04
Philips Lighting North America Corporation | Philips Advance | RMB-2P13-L2 | 120 |  | 2 | Designed (not labeled) for use | Instant |  |  |  |  | Non-BallastDimming | Electronic | 0.59 |  |  |  |  | Non Federally-Regulated | 2012-09-06 |  | 2019-03-04
Philips Lighting North America Corporation | Philips Advance | ICRP-2PSP54-90C | 120 - 277 (inclusive) |  | 2 |  | Programmed |  |  |  | 108 |  | Electronic | 0.99 | 0.9 | 109.48 | 0.92 |  | Federally-Regulated Commercial & Industrial Equipment | 2015-06-18 |  | 2019-03-04
Philips Lighting North America Corporation | Philips Advance | IOP-4PSP32-SC | 120 - 277 (inclusive) |  | 4 |  | Programmed |  |  |  | 128 |  | Electronic | 0.99 | 0.9 | 104.55 | 0.94 |  | Federally-Regulated Commercial & Industrial Equipment | 2015-06-18 |  | 2019-03-04
Philips Lighting North America Corporation | Philips Advance | ICN-2S54-90C | 120 - 277 (inclusive) |  | 2 | Other | Programmed |  |  |  |  | Non-BallastDimming | Electronic | 0.98 |  |  |  |  | Non Federally-Regulated | 2012-09-06 |  | 2019-03-04
Philips Lighting North America Corporation | Philips Advance | V-2P32-TP | 277 |  | 2 | Other | Rapid |  |  |  |  | Non-BallastDimming | Magnetic | 0.95 |  |  |  |  | Non Federally-Regulated | 2012-09-06 |  | 2019-03-04
Philips Lighting North America Corporation | Philips Advance | HCN-4S54-90C-2LS-G | 347 - 480 (inclusive) |  | 4 | Other | Programmed |  |  |  |  | Stepped | Electronic | 0.98 |  |  |  |  | Non Federally-Regulated | 2012-09-06 |  | 2019-03-04
Philips Lighting North America Corporation | Philips Advance | IOPA-3P32-N | 120 - 277 (inclusive) |  | 3 |  | Instant |  |  |  | 96 |  | Electronic | 0.98 | 0.9 | 79.15 | 0.95 |  | Federally-Regulated Commercial & Industrial Equipment | 2015-06-18 |  | 2019-03-04
Philips Lighting North America Corporation | Philips Advance | ICN-2S54-N | 120 - 277 (inclusive) |  | 2 |  | Programmed |  |  |  | 108 |  | Electronic | 0.99 | 0.9 | 107.83 | 0.93 |  | Federally-Regulated Commercial & Industrial Equipment | 2015-06-18 |  | 2019-03-04
Philips Lighting North America Corporation | Philips Advance | IZT-2PSP32-SC | 277 |  | 2 | Other | Programmed |  |  |  |  | Continuous | Electronic | 0.99 |  |  |  |  | Non Federally-Regulated | 2014-06-12 |  | 2019-03-04
Philips Lighting North America Corporation | Philips Advance | HCN-2S54-90C-WL | 347 - 480 (inclusive) |  | 2 | Other | Programmed |  |  |  |  | Non-BallastDimming | Electronic | 0.98 |  |  |  |  | Non Federally-Regulated | 2012-09-06 |  | 2019-03-04
Philips Lighting North America Corporation | Philips Advance | ICF-2S18-H1-LD-K | 120 - 277 (inclusive) |  | 2 | Designed (not labeled) for use | Programmed |  |  |  |  | Non-BallastDimming | Electronic | 0.97 |  |  |  |  | Non Federally-Regulated | 2010-04-21 |  | 2019-03-04
Philips Lighting North America Corporation | Philips Advance | IDL-2T42-M5-LD | 120 |  | 2 | Other | Programmed |  |  |  |  | Non-BallastDimming | Electronic | 1 |  |  |  |  | Non Federally-Regulated | 2011-12-28 |  | 2019-03-04
Philips Lighting North America Corporation | Philips Advance | IOP-4PSP32-LW-SC | 120 - 277 (inclusive) |  | 4 |  | Programmed |  |  |  | 128 |  | Electronic | 0.98 | 0.9 | 80.91 | 0.93 |  | Federally-Regulated Commercial & Industrial Equipment | 2015-06-18 |  | 2019-03-04
Philips Lighting North America Corporation | Philips Advance | IZT-4PSP32-G | 277 |  | 4 | Other | Programmed |  |  |  |  | Continuous | Electronic | 0.99 |  |  |  |  | Non Federally-Regulated | 2013-10-11 |  | 2019-03-04
Philips Lighting North America Corporation | Philips Advance | RCN-1S32-SC | 120 |  | 1 | Other | Programmed |  |  |  |  | Non-BallastDimming | Electronic | 0.98 |  |  |  |  | Non Federally-Regulated | 2012-09-06 |  | 2019-03-04
Philips Lighting North America Corporation | Philips Advance | R-2E60-S-TP | 120 |  | 2 | Other | Instant |  |  |  |  | Non-BallastDimming | Magnetic | 0.98 |  |  |  |  | Federally-Regulated Consumer Product | 2012-09-06 |  | 2019-03-04
Philips Lighting North America Corporation | Philips Advance | IOP-3P32-HL-90C-SC | 120 - 277 (inclusive) |  | 3 | Other | Instant |  |  |  |  | Non-BallastDimming | Electronic | 0.98 |  |  |  |  | Non Federally-Regulated | 2012-09-06 |  | 2019-03-04
Philips Lighting North America Corporation | Philips Advance | IOP-2P32-HL-N | 120 - 277 (inclusive) |  | 2 |  | Instant |  |  |  | 64 |  | Electronic | 0.98 | 0.9 | 68.33 | 0.95 |  | Federally-Regulated Commercial & Industrial Equipment | 2015-06-18 |  | 2019-03-04
Philips Lighting North America Corporation | Philips Advance | IPW-2S26-M5-LS | 120 - 277 (inclusive) |  | 2 | Designed (not labeled) for use | Programmed |  |  |  |  | Continuous | Electronic | 1 |  |  |  |  | Non Federally-Regulated | 2012-09-06 |  | 2019-03-04
Philips Lighting North America Corporation | Philips Advance | REL-2S110 | 120 |  | 2 | Other | Rapid |  |  |  |  | Non-BallastDimming | Electronic | 0.98 |  |  |  |  | Non Federally-Regulated | 2012-09-06 |  | 2019-03-04
Philips Lighting North America Corporation | Philips Advance | IOP-2PSP32-SC | 120 |  | 2 | Other | Programmed |  |  |  |  | Non-BallastDimming | Electronic | 0.96 |  |  |  |  | Non Federally-Regulated | 2011-11-22 |  | 2019-03-04
Philips Lighting North America Corporation | Philips Advance | ICN-2P60-N | 120 - 277 (inclusive) |  | 2 |  | Instant |  |  |  | 120 |  | Electronic | 0.98 | 0.9 | 106.86 | 0.95 |  | Federally-Regulated Commercial & Industrial Equipment | 2015-06-18 |  | 2019-03-04
Philips Lighting North America Corporation | Philips Advance | REL-2P32-HL-SC | 120 |  | 2 | Other | Instant |  |  |  |  | Non-BallastDimming | Electronic | 0.98 |  |  |  |  | Non Federally-Regulated | 2012-09-06 |  | 2019-03-04
Philips Lighting North America Corporation | Philips Advance | IZT-132-SC | 120 |  | 1 | Other | Programmed |  |  |  |  | Continuous | Electronic | 0.99 |  |  |  |  | Non Federally-Regulated | 2014-06-30 |  | 2019-03-04
Philips Lighting North America Corporation | Philips Advance | REB-4P32-N | 120 | 4-foot medium bipin lamps | 4 | Residential | Instant |  | High-Frequency | Instant start and rapid start | 128 | Not designed for dimming to 50 | Electronic | 0.55 | 0.5 | 95.26 | 0.92 | 0.907 | Federally-Regulated Consumer Product | 2015-08-25 |  | 2019-03-04
Philips Lighting North America Corporation | Philips Advance | IOP-3PSP32-SC | 120 - 277 (inclusive) |  | 3 |  | Programmed |  |  |  | 96 |  | Electronic | 0.98 | 0.9 | 78.46 | 0.94 |  | Federally-Regulated Commercial & Industrial Equipment | 2015-06-18 |  | 2019-03-04
Philips Lighting North America Corporation | Philips Advance | IOPA-3P32-HL-N | 120 - 277 (inclusive) |  | 3 |  | Instant |  |  |  | 96 |  | Electronic | 0.98 | 0.9 | 104.33 | 0.95 |  | Federally-Regulated Commercial & Industrial Equipment | 2015-06-18 |  | 2019-03-04
Philips Lighting North America Corporation | Philips Advance | REB-118-M6-EL | 120 |  | 1 | Designed (not labeled) for use | Instant |  |  |  |  | Non-BallastDimming | Electronic | 0.54 |  |  |  |  | Non Federally-Regulated | 2010-04-21 |  | 2019-03-04
Philips Lighting North America Corporation | Philips Advance | ICN-3P32-SC | 120 - 277 (inclusive) |  | 3 | Other | Instant |  |  |  |  | Non-BallastDimming | Electronic | 0.98 |  |  |  |  | Non Federally-Regulated | 2012-09-06 |  | 2019-03-04
Philips Lighting North America Corporation | Philips Advance | IDA-128-D | 277 |  | 1 | Other | Programmed |  |  |  |  | Continuous | Electronic | 0.98 |  |  |  |  | Non Federally-Regulated | 2014-06-12 |  | 2019-03-04
Philips Lighting North America Corporation | Philips Advance | V-2E60-S-TP | 277 |  | 2 | Other | Instant |  |  |  |  | Non-BallastDimming | Magnetic | 0.96 |  |  |  |  | Federally-Regulated Consumer Product | 2012-09-06 |  | 2019-03-04
Philips Lighting North America Corporation | Philips Advance | ICN-2M32-MC | 120 - 277 (inclusive) |  | 2 | Other | Instant |  |  |  |  | Non-BallastDimming | Electronic | 0.98 |  |  |  |  | Non Federally-Regulated | 2012-09-06 |  | 2019-03-04
Philips Lighting North America Corporation | Philips Advance | VEZ-3S32-SC | 277 |  | 3 | Other | Programmed |  |  |  |  | Continuous | Electronic | 0.98 |  |  |  |  | Non Federally-Regulated | 2012-09-06 |  | 2019-03-04
Philips Lighting North America Corporation | Philips Advance | IOP-4P32-HL-90C-G | 120 - 277 (inclusive) |  | 4 | Other | Instant |  |  |  |  | Non-BallastDimming | Electronic | 0.98 |  |  |  |  | Non Federally-Regulated | 2012-09-06 |  | 2019-03-04
Philips Lighting North America Corporation | Philips Advance | R-3S34-TP | 120 |  | 3 | Other | Rapid |  |  |  |  | Non-BallastDimming | Magnetic | 0.97 |  |  |  |  | Non Federally-Regulated | 2012-09-06 |  | 2019-03-04
Philips Lighting North America Corporation | Philips Advance | ICN-2S40-N | 277 |  | 2 | Other | Rapid |  |  |  |  | Non-BallastDimming | Electronic | 0.99 | 0.9 |  |  |  | Federally-Regulated Consumer Product | 2014-10-01 |  | 2019-03-04
Philips Lighting North America Corporation | Philips Advance | ICN-1P32-N | 120 - 277 (inclusive) |  | 1 |  | Instant |  |  |  | 32 |  | Electronic | 0.97 | 0.9 | 27.06 | 0.93 |  | Federally-Regulated Commercial & Industrial Equipment | 2015-06-18 |  | 2019-03-04
Philips Lighting North America Corporation | Philips Advance | IOP-4PSP32-HL-G | 120 - 277 (inclusive) |  | 4 |  | Programmed |  |  |  | 128 |  | Electronic | 0.98 | 0.9 | 135.94 | 0.92 |  | Federally-Regulated Commercial & Industrial Equipment | 2015-06-18 |  | 2019-03-04
Philips Lighting North America Corporation | Philips Advance | IOP-3P32-N | 120 - 277 (inclusive) |  | 3 |  | Instant |  |  |  | 96 |  | Electronic | 0.98 | 0.9 | 78.2 | 0.96 |  | Federally-Regulated Commercial & Industrial Equipment | 2015-06-18 |  | 2019-03-04
Philips Lighting North America Corporation | Philips Advance | IOPA-NA-2P32-SC | 120 - 277 (inclusive) |  | 2 |  | Instant |  |  |  | 64 |  | Electronic | 0.98 | 0.9 | 56.73 | 0.91 |  | Federally-Regulated Commercial & Industrial Equipment | 2015-06-18 |  | 2019-03-04
Philips Lighting North America Corporation | Philips Advance | V-2S34-TP | 277 |  | 2 | Other | Rapid |  |  |  |  | Non-BallastDimming | Magnetic | 0.95 |  |  |  |  | Federally-Regulated Consumer Product | 2012-09-06 |  | 2019-03-04
Philips Lighting North America Corporation | Philips Advance | ICN-1P32-SC | 120 - 277 (inclusive) |  | 1 | Other | Instant |  |  |  |  | Non-BallastDimming | Electronic | 0.98 |  |  |  |  | Non Federally-Regulated | 2012-09-06 |  | 2019-03-04
Philips Lighting North America Corporation | Philips Advance | VK-132-TP | 277 |  | 1 | Other | Rapid |  |  |  |  | Non-BallastDimming | Cathode cut-out | 0.95 |  |  |  |  | Non Federally-Regulated | 2012-09-06 |  | 2019-03-04
Philips Lighting North America Corporation | Philips Advance | IOP-4P32-N | 120 - 277 (inclusive) |  | 4 |  | Instant |  |  |  | 128 |  | Electronic | 0.98 | 0.9 | 104.98 | 0.96 |  | Federally-Regulated Commercial & Industrial Equipment | 2015-06-18 |  | 2019-03-04
Philips Lighting North America Corporation | Philips Advance | RCF-2S18-H1-LD-QS | 120 |  | 2 | Designed (not labeled) for use | Rapid |  |  |  |  | Non-BallastDimming | Electronic | 0.97 |  |  |  |  | Non Federally-Regulated | 2010-04-21 |  | 2019-03-04
Philips Lighting North America Corporation | Philips Advance | IOP-1P32-HL-SC | 120 - 277 (inclusive) |  | 1 | Other | Instant |  |  |  |  | Non-BallastDimming | Electronic | 0.98 |  |  |  |  | Non Federally-Regulated | 2012-09-06 |  | 2019-03-04
Philips Lighting North America Corporation | Philips Advance | ICN-2S39 | 120 - 277 (inclusive) |  | 2 | Other | Programmed |  |  |  |  | Non-BallastDimming | Electronic | 0.98 |  |  |  |  | Non Federally-Regulated | 2012-09-06 |  | 2019-03-04
Philips Lighting North America Corporation | Philips Advance | IOP-2PSP32-SC | 277 |  | 2 | Other | Programmed |  |  |  |  | Non-BallastDimming | Electronic | 1 |  |  |  |  | Non Federally-Regulated | 2011-11-22 |  | 2019-03-04
Philips Lighting North America Corporation | Philips Advance | IOP-2P59-N | 120 - 277 (inclusive) |  | 2 |  | Instant |  |  |  | 118 |  | Electronic | 0.98 | 0.9 | 107.1 | 0.97 |  | Federally-Regulated Commercial & Industrial Equipment | 2015-05-20 |  | 2019-03-04
Philips Lighting North America Corporation | Philips Advance | IOP-4PSP32-SC | 120 - 277 (inclusive) |  | 4 |  | Programmed |  |  |  | 128 |  | Electronic | 0.99 | 0.9 | 102.19 | 0.93 |  | Federally-Regulated Commercial & Industrial Equipment | 2015-06-18 |  | 2019-03-04
Philips Lighting North America Corporation | Philips Advance | IDL-2T42-M5-BS | 277 |  | 2 | Other | Programmed |  |  |  |  | Non-BallastDimming | Electronic | 0.99 |  |  |  |  | Non Federally-Regulated | 2011-12-28 |  | 2019-03-04
Philips Lighting North America Corporation | Philips Advance | ICF-2S13-M1-BS-QS | 120 - 277 (inclusive) |  | 2 | Designed (not labeled) for use | Rapid |  |  |  |  | Non-BallastDimming | Electronic | 0.96 |  |  |  |  | Non Federally-Regulated | 2010-04-21 |  | 2019-03-04
Philips Lighting North America Corporation | Philips Advance | IOP-1P32-LW-N | 120 - 277 (inclusive) |  | 1 |  | Instant |  |  |  | 32 |  | Electronic | 0.96 | 0.9 | 22.5 | 0.93 |  | Federally-Regulated Commercial & Industrial Equipment | 2015-06-18 |  | 2019-03-04
Philips Lighting North America Corporation | Philips Advance | R-2S34-TP | 120 |  | 2 | Other | Rapid |  |  |  |  | Non-BallastDimming | Magnetic | 0.98 |  |  |  |  | Federally-Regulated Consumer Product | 2012-09-06 |  | 2019-03-04
Philips Lighting North America Corporation | Philips Advance | IOP-3P32-N | 120 - 277 (inclusive) |  | 3 |  | Instant |  |  |  | 96 |  | Electronic | 0.98 | 0.9 | 77.31 | 0.96 |  | Federally-Regulated Commercial & Industrial Equipment | 2015-06-18 |  | 2019-03-04
Philips Lighting North America Corporation | Philips Advance | IOPA-4P32-HL-SC | 120 - 277 (inclusive) |  | 4 |  | Instant |  |  |  | 128 |  | Electronic | 0.98 | 0.9 | 139.73 | 0.95 |  | Federally-Regulated Commercial & Industrial Equipment | 2015-06-18 |  | 2019-03-04
Philips Lighting North America Corporation | Philips Advance | IOP-3PSP32-LW-SC | 120 - 277 (inclusive) |  | 3 |  | Programmed |  |  |  | 96 |  | Electronic | 0.98 | 0.9 | 62.04 | 0.93 |  | Federally-Regulated Commercial & Industrial Equipment | 2015-06-18 |  | 2019-03-04
Keystone Technologies | Keystone Technologies | KTEB-132LBF-UV-TP-PIC-SL | 120 - 277 (inclusive) |  | 1 | Designed (not labeled) for use | Instant |  |  |  |  | Non-BallastDimming | Electronic | 0.99 |  |  |  |  | Non Federally-Regulated | 2009-05-29 |  | 2019-04-05
Keystone Technologies | Keystone Technologies | KTEB-113*********** | 120 |  | 1 | Designed (not labeled) for use | Rapid |  |  |  |  | Non-BallastDimming | Electronic | 0.5 |  |  |  |  | Non Federally-Regulated | 2009-05-29 |  | 2019-04-05
Keystone Technologies | Keystone Technologies | KTEB-454HO-UV-TP-PS | 120 - 277 (inclusive) |  | 4 | Designed (not labeled) for use | Programmed |  |  |  |  | Non-BallastDimming | Electronic | 0.99 |  |  |  |  | Non Federally-Regulated | 2009-05-29 |  | 2019-04-05
Keystone Technologies | Keystone Technologies | KTEB-275-UV-TP-PIC | 120 - 277 (inclusive) |  | 2 | Designed (not labeled) for use | Instant |  |  |  |  | Non-BallastDimming | Electronic | 0.99 | 0.9 |  |  |  | Federally-Regulated Consumer Product | 2009-05-29 |  | 2019-04-05
Keystone Technologies | Keystone Technologies | KTEB-128-1-TP*** | 120 |  | 1 | Designed (not labeled) for use | Rapid |  |  |  |  | Non-BallastDimming | Electronic | 0.57 |  |  |  |  | Non Federally-Regulated | 2009-05-29 |  | 2019-04-05
Keystone Technologies | Keystone Technologies | KTEB-120-1-TP | 120 |  | 1 | Designed (not labeled) for use | Rapid |  |  |  |  | Non-BallastDimming | Electronic | 0.56 |  |  |  |  | Non Federally-Regulated | 2009-05-29 |  | 2019-04-05
Keystone Technologies | Keystone Technologies | KTEB-240-UV-TP-PIC | 120 - 277 (inclusive) |  | 2 | Designed (not labeled) for use | Rapid |  |  |  |  | Non-BallastDimming | Electronic | 0.99 | 0.9 |  |  |  | Federally-Regulated Consumer Product | 2009-05-29 |  | 2019-04-05
Keystone Technologies | Keystone Technologies | KTEB-2C72-1-TP-WS | 120 |  | 2 | Designed (not labeled) for use | Rapid |  |  |  |  | Non-BallastDimming | Electronic | 0.54 |  |  |  |  | Non Federally-Regulated | 2009-05-29 |  | 2019-04-05
Keystone Technologies | Keystone Technologies | KTEB-254HO-UV-TP-PS | 120 - 277 (inclusive) |  | 2 | Designed (not labeled) for use | Programmed |  |  |  |  | Non-BallastDimming | Electronic | 0.98 |  |  |  |  | Non Federally-Regulated | 2009-05-29 |  | 2019-04-05
Keystone Technologies | Keystone Technologies | KTEB-432LBF-UV-TP-PIC | 120 - 277 (inclusive) |  | 4 | Designed (not labeled) for use | Instant |  |  |  |  | Non-BallastDimming | Electronic | 0.99 |  |  |  |  | Non Federally-Regulated | 2009-05-29 |  | 2019-04-05
Keystone Technologies | Keystone Technologies | KTEB-120-1-TP-EMI | 120 |  | 1 | Designed (not labeled) for use | Rapid |  |  |  |  | Non-BallastDimming | Electronic | 0.56 |  |  |  |  | Non Federally-Regulated | 2009-05-29 |  | 2019-04-05
Keystone Technologies | Keystone Technologies | KTEB-232RIS-1-TP | 120 |  | 2 | Designed (not labeled) for use | Instant |  |  |  |  | Non-BallastDimming | Electronic | 0.54 |  |  |  |  | Non Federally-Regulated | 2009-05-29 |  | 2019-04-05
Keystone Technologies | Keystone | KTEB-139HO-1-TP | 120 |  | 1 | Designed (not labeled) for use | Rapid |  |  |  |  | Non-BallastDimming | Electronic | 0.52 |  |  |  |  | Non Federally-Regulated | 2012-10-29 |  | 2019-04-05
Keystone Technologies | Keystone Technologies | KTEB-239HO-UV-TP-PS | 120 - 277 (inclusive) |  | 2 | Designed (not labeled) for use | Programmed |  |  |  |  | Non-BallastDimming | Electronic | 0.98 |  |  |  |  | Non Federally-Regulated | 2009-05-29 |  | 2019-04-05
Keystone Technologies | Keystone Technologies | KTEB-135HE-1-TP | 120 |  | 1 | Designed (not labeled) for use | Rapid |  |  |  |  | Non-BallastDimming | Electronic | 0.57 |  |  |  |  | Non Federally-Regulated | 2009-05-29 |  | 2019-04-05
Keystone Technologies | Keystone Technologies | KTEB-114-1-TP*** | 120 |  | 1 | Designed (not labeled) for use | Rapid |  |  |  |  | Non-BallastDimming | Electronic | 0.54 |  |  |  |  | Non Federally-Regulated | 2009-05-29 |  | 2019-04-05
Keystone Technologies | Keystone Technologies | KTEB-132-1-TP-EMI | 120 |  | 1 | Designed (not labeled) for use | Rapid |  |  |  |  | Non-BallastDimming | Electronic | 0.58 |  |  |  |  | Non Federally-Regulated | 2009-05-29 |  | 2019-04-05
Keystone Technologies | Keystone Technologies | KTEB-140-1-TP-EMI-WS | 120 |  | 1 | Designed (not labeled) for use | Rapid |  |  |  |  | Non-BallastDimming | Electronic | 0.57 |  |  |  |  | Non Federally-Regulated | 2009-05-29 |  | 2019-04-05
Keystone Technologies | Keystone Technologies | KTEB-232RIS-1-TP-SL | 120 |  | 2 | Designed (not labeled) for use | Instant |  |  |  |  | Non-BallastDimming | Electronic | 0.6 |  |  |  |  | Non Federally-Regulated | 2009-05-29 |  | 2019-04-05
Keystone Technologies | Keystone Technologies | KTEB-232-UV-IS-L-P | 120 - 277 (inclusive) |  | 2 | Designed (not labeled) for use | Instant |  |  |  |  | Non-BallastDimming | Electronic | 0.99 |  |  |  |  | Non Federally-Regulated | 2009-05-29 |  | 2019-04-05
Keystone Technologies | Keystone Technologies | KTEB-224HO-UV-TP-PS | 120 - 277 (inclusive) |  | 2 | Designed (not labeled) for use | Programmed |  |  |  |  | Non-BallastDimming | Electronic | 0.98 |  |  |  |  | Non Federally-Regulated | 2009-05-29 |  | 2019-04-05
Keystone Technologies | Keystone Technologies | KTEB-275-1-TP-PIC-SL | 120 |  | 2 | Designed (not labeled) for use | Instant |  |  |  |  | Non-BallastDimming | Electronic | 0.99 | 0.9 |  |  |  | Federally-Regulated Consumer Product | 2009-05-29 |  | 2019-04-05
Keystone Technologies | Keystone Technologies | KTEB-208-1-TP****** | 120 |  | 2 | Designed (not labeled) for use | Rapid |  |  |  |  | Non-BallastDimming | Electronic | 0.53 |  |  |  |  | Non Federally-Regulated | 2009-05-29 |  | 2019-04-05
Keystone Technologies | Keystone Technologies | KTEB-228-1-TP*** | 120 |  | 2 | Designed (not labeled) for use | Rapid |  |  |  |  | Non-BallastDimming | Electronic | 0.56 |  |  |  |  | Non Federally-Regulated | 2009-05-29 |  | 2019-04-05
Keystone Technologies | Keystone Technologies | KTEB-108-1-TP*** | 120 |  | 1 | Designed (not labeled) for use | Rapid |  |  |  |  | Non-BallastDimming | Electronic | 0.55 |  |  |  |  | Non Federally-Regulated | 2009-05-29 |  | 2019-04-05
Keystone Technologies | Keystone | KTEB-232-UV-IS-N-P | 120 - 277 (inclusive) |  | 2 | Designed (not labeled) for use | Instant |  |  |  |  | Non-BallastDimming | Electronic | 0.99 |  |  |  |  | Non Federally-Regulated | 2012-10-29 |  | 2019-04-05
Keystone Technologies | Keystone Technologies | KTEB-332LBF-UV-TP-PIC | 120 - 277 (inclusive) |  | 3 | Designed (not labeled) for use | Instant |  |  |  |  | Non-BallastDimming | Electronic | 0.99 |  |  |  |  | Non Federally-Regulated | 2009-05-29 |  | 2019-04-05
Keystone Technologies | Keystone Technologies | KTEB-2110-1-TP-PIC | 120 |  | 2 | Designed (not labeled) for use | Rapid |  |  |  |  | Non-BallastDimming | Electronic | 0.99 | 0.9 |  |  |  | Federally-Regulated Consumer Product | 2009-05-29 |  | 2019-04-05
Keystone Technologies | Keystone Technologies | KTEB-220-1-TP-EM | 120 |  | 2 | Designed (not labeled) for use | Rapid |  |  |  |  | Non-BallastDimming | Electronic | 0.57 |  |  |  |  | Non Federally-Regulated | 2009-05-29 |  | 2019-04-05
Keystone Technologies | Keystone Technologies | KTEB-1C22-1-TP-WS | 120 |  | 1 | Designed (not labeled) for use | Rapid |  |  |  |  | Non-BallastDimming | Electronic | 0.52 |  |  |  |  | Non Federally-Regulated | 2009-05-29 |  | 2019-04-05
Keystone Technologies | Keystone Technologies | KTEB-432RIS-1-TP | 120 |  | 4 | Designed (not labeled) for use | Instant |  |  |  |  | Non-BallastDimming | Electronic | 0.58 |  |  |  |  | Non Federally-Regulated | 2009-05-29 |  | 2019-04-05
Keystone Technologies | Keystone Technologies | KTEB-232-UV-IS-N-P | 120 - 277 (inclusive) |  | 2 | Designed (not labeled) for use | Instant |  |  |  |  | Non-BallastDimming | Electronic | 0.99 |  |  |  |  | Non Federally-Regulated | 2009-05-29 |  | 2019-04-05
Keystone Technologies | Keystone Technologies | KTEB-259-UV-TP-PIC | 120 - 277 (inclusive) |  | 2 | Designed (not labeled) for use | Instant |  |  |  |  | Non-BallastDimming | Electronic | 0.99 |  |  |  |  | Non Federally-Regulated | 2009-05-29 |  | 2019-04-05
Keystone Technologies | Keystone Technologies | KTEB-232LBF-UV-TP-PIC-SL | 120 - 277 (inclusive) |  | 2 | Designed (not labeled) for use | Instant |  |  |  |  | Non-BallastDimming | Electronic | 0.99 |  |  |  |  | Non Federally-Regulated | 2009-05-29 |  | 2019-04-05
Keystone Technologies | Keystone Technologies | KTEB-228HE-UV-TP-PS | 120 - 277 (inclusive) |  | 2 | Designed (not labeled) for use | Programmed |  |  |  |  | Non-BallastDimming | Electronic | 0.99 |  |  |  |  | Non Federally-Regulated | 2009-05-29 |  | 2019-04-05
Keystone Technologies | Keystone Technologies | KTEB-432LBF-1-TP-PIC | 120 |  | 4 | Designed (not labeled) for use | Instant |  |  |  |  | Non-BallastDimming | Electronic | 0.99 |  |  |  |  | Non Federally-Regulated | 2009-05-29 |  | 2019-04-05
Keystone Technologies | Keystone Technologies | KTEB-232LBF-1-TP-PIC-SL | 120 |  | 2 | Designed (not labeled) for use | Instant |  |  |  |  | Non-BallastDimming | Electronic | 0.99 |  |  |  |  | Non Federally-Regulated | 2009-05-29 |  | 2019-04-05
Keystone Technologies | Keystone Technologies | KTEB-240-1-TP-PIC | 120 |  | 2 | Designed (not labeled) for use | Rapid |  |  |  |  | Non-BallastDimming | Electronic | 0.99 | 0.9 |  |  |  | Federally-Regulated Consumer Product | 2009-05-29 |  | 2019-04-05
Keystone Technologies | Keystone Technologies | KTEB-232LBF-1-TP-PIC-EV | 120 |  | 2 | Designed (not labeled) for use | Instant |  |  |  |  | Non-BallastDimming | Electronic | 0.99 |  |  |  |  | Non Federally-Regulated | 2009-05-29 |  | 2019-04-05
Keystone Technologies | Keystone Technologies | KTEB-2110-UV-TP-PIC | 120 - 277 (inclusive) |  | 2 | Designed (not labeled) for use | Rapid |  |  |  |  | Non-BallastDimming | Electronic | 0.99 | 0.9 |  |  |  | Federally-Regulated Consumer Product | 2009-05-29 |  | 2019-04-05
Keystone Technologies | Keystone Technologies | KTEB-213*********** | 120 |  | 2 | Designed (not labeled) for use | Rapid |  |  |  |  | Non-BallastDimming | Electronic | 0.52 |  |  |  |  | Non Federally-Regulated | 2009-05-29 |  | 2019-04-05
Keystone Technologies | Keystone Technologies | KTEB-2C72-1-TP | 120 |  | 2 | Designed (not labeled) for use | Rapid |  |  |  |  | Non-BallastDimming | Electronic | 0.58 |  |  |  |  | Non Federally-Regulated | 2009-05-29 |  | 2019-04-05
Keystone Technologies | Keystone Technologies | KTEB-154HO-1-TP | 120 |  | 1 | Designed (not labeled) for use | Rapid |  |  |  |  | Non-BallastDimming | Electronic | 0.56 |  |  |  |  | Non Federally-Regulated | 2009-05-29 |  | 2019-04-05
Phihong USA Corporation | American Ballast | AB4-54-PS-UNV-2 | 120 - 277 (inclusive) |  | 4 |  | Programmed |  |  |  | 54 |  | Electronic | 0.99 | 0.9 | 211.9 | 0.937 |  | Federally-Regulated Commercial & Industrial Equipment | 2015-07-01 |  | 2019-04-09
Phihong USA Corporation | American Ballast | AB4-32-IP-UNV-R | 120 - 277 (inclusive) |  | 4 |  | Instant |  |  |  | 32 |  | Electronic | 0.99 | 0.9 | 102.74 | 0.927 |  | Federally-Regulated Commercial & Industrial Equipment | 2015-07-01 |  | 2019-04-09
Phihong USA Corporation | American Ballast | AB2-32-IP-UNV-HBF | 120 - 277 (inclusive) |  | 2 |  | Instant |  |  |  | 32 |  | Electronic | 0.99 | 0.9 | 75.4 | 0.917 |  | Federally-Regulated Commercial & Industrial Equipment | 2015-07-01 |  | 2019-04-09
Phihong USA Corporation | American Ballast | AB4-32-IP-UNV-HBF | 120 - 277 (inclusive) |  | 4 |  | Instant |  |  |  | 32 |  | Electronic | 0.99 | 0.9 | 132.9 | 0.926 |  | Federally-Regulated Commercial & Industrial Equipment | 2015-07-01 |  | 2019-04-09
Phihong USA Corporation | American Ballast | AB2-54-PS-UNV-1 | 120 - 277 (inclusive) |  | 2 |  | Programmed |  |  |  | 54 |  | Electronic | 0.99 | 0.9 | 107.1 | 0.919 |  | Federally-Regulated Commercial & Industrial Equipment | 2015-07-01 |  | 2019-04-09
Phihong USA Corporation | American Ballast | AB2-28-PS-UNV-1 | 120 - 277 (inclusive) |  | 2 |  | Programmed |  |  |  | 28 |  | Electronic | 0.99 | 0.9 | 53.35 | 0.903 |  | Federally-Regulated Commercial & Industrial Equipment | 2015-07-01 |  | 2019-04-09
Axis Technologies, Inc. | Daylight Harvesting | AX432B-120/277 | 120 |  | 4 | Other | Rapid |  |  |  |  | Continuous | Electronic | 0.99 |  |  |  |  | Non Federally-Regulated | 2007-10-26 |  | 2020-01-30
Axis Technologies, Inc. | Daylight Harvesting | AX432B-120/277 | 120 |  | 4 | Other | Rapid |  |  |  |  | Continuous | Electronic | 0.99 |  |  |  |  | Non Federally-Regulated | 2007-10-26 |  | 2020-01-30
Axis Technologies, Inc. | Daylight Harvesting | AX232B-120 | 277 |  | 2 | Other | Rapid |  |  |  |  | Continuous | Electronic | 0.99 |  |  |  |  | Non Federally-Regulated | 2007-10-26 |  | 2020-01-30
Axis Technologies, Inc. | Daylight Harvesting | AX332B-120/277 | 277 |  | 3 | Other | Rapid |  |  |  |  | Continuous | Electronic | 0.99 |  |  |  |  | Non Federally-Regulated | 2007-10-26 |  | 2020-01-30
Axis Technologies, Inc. | Daylight Harvesting | AX332B-120/277 | 277 |  | 3 | Other | Rapid |  |  |  |  | Continuous | Electronic | 0.99 |  |  |  |  | Non Federally-Regulated | 2007-10-26 |  | 2020-01-30
Axis Technologies, Inc. | Daylight Harvesting | AX232B-120 | 277 |  | 2 | Other | Rapid |  |  |  |  | Continuous | Electronic | 0.99 |  |  |  |  | Non Federally-Regulated | 2007-10-26 |  | 2020-01-30
Guangdong Gangfing Electrical Appliance Co., Ltd. | Touve | 120-2G/32EA | 120 |  | 2 | Other | Instant |  |  |  |  | Non-BallastDimming | Electronic | 0.59 |  |  |  |  | Non Federally-Regulated | 2009-07-07 |  | 2020-01-30
GE Lighting, a Savant company | General Electric | GEM296IS120DIY 46965 | 120 |  | 2 | Designed (not labeled) for use | Instant |  |  |  |  | Non-BallastDimming | Magnetic | 0.96 |  |  |  |  | Federally-Regulated Consumer Product | 2008-01-31 |  | 2020-01-30
GE Lighting, a Savant company | General Electric | GEM296IS120IP 86360 | 120 |  | 2 | Designed (not labeled) for use | Instant |  |  |  |  | Non-BallastDimming | Magnetic | 0.96 |  |  |  |  | Federally-Regulated Consumer Product | 2008-01-31 |  | 2020-01-30
GE Lighting, a Savant company | General Electric | GEM296IS277DIY 89715 | 277 |  | 2 | Other | Instant |  |  |  |  | Non-BallastDimming | Magnetic | 0.96 |  |  |  |  | Federally-Regulated Consumer Product | 2008-01-31 |  | 2020-01-30
GE Lighting, a Savant company | General Electric | GE-260-IS-MV-N 24108 | 120 - 277 (inclusive) |  | 2 | Other | Instant |  |  |  |  | Non-BallastDimming | Electronic | 0.97 | 0.9 |  |  |  | Federally-Regulated Consumer Product | 2008-01-31 |  | 2020-01-30
GE Lighting, a Savant company | General Electric | GE260IS-MV-N-DIY 24776 | 120 - 277 (inclusive) |  | 2 | Other | Instant |  |  |  |  | Non-BallastDimming | Electronic | 0.97 | 0.9 |  |  |  | Federally-Regulated Consumer Product | 2008-01-31 |  | 2020-01-30
GE Lighting, a Savant company | General Electric | GEM296IS277IP 86379 | 277 |  | 2 | Other | Instant |  |  |  |  | Non-BallastDimming | Magnetic | 0.96 |  |  |  |  | Federally-Regulated Consumer Product | 2008-01-31 |  | 2020-01-30
GE Lighting, a Savant company | General Electric | B295SR120HP 80162 | 120 |  | 2 | Other | Programmed |  |  |  |  | Non-BallastDimming | Electronic | 0.99 | 0.9 |  |  |  | Federally-Regulated Consumer Product | 2008-01-31 |  | 2020-01-30
GE Lighting, a Savant company | General Electric | B295SR277HP 80163 | 277 |  | 2 | Other | Programmed |  |  |  |  | Non-BallastDimming | Electronic | 0.99 | 0.9 |  |  |  | Federally-Regulated Consumer Product | 2008-01-31 |  | 2020-01-30
GE Lighting, a Savant company | General Electric | GEM240RS120DIY 46958 | 120 |  | 2 | Designed (not labeled) for use | Rapid |  |  |  |  | Non-BallastDimming | Magnetic | 0.98 |  |  |  |  | Federally-Regulated Consumer Product | 2008-01-31 |  | 2020-01-30
GE Lighting, a Savant company | General Electric | GE-240-RS-MV-N 24107 | 120 - 277 (inclusive) |  | 2 | Designed (not labeled) for use | Rapid |  |  |  |  | Non-BallastDimming | Electronic | 0.94 | 0.9 |  |  |  | Federally-Regulated Consumer Product | 2008-01-31 |  | 2020-01-30
GE Lighting, a Savant company | General Electric | GEM240HRS120DIY 89710 | 120 |  | 2 | Designed (not labeled) for use | Rapid |  |  |  |  | Non-BallastDimming | Magnetic | 0.95 |  |  |  |  | Federally-Regulated Consumer Product | 2008-01-31 |  | 2020-01-30
GE Lighting, a Savant company | General Electric | GEM140RS120DIY 89709 | 120 |  | 1 | Designed (not labeled) for use | Rapid |  |  |  |  | Non-BallastDimming | Magnetic | 0.47 |  |  |  |  | Federally-Regulated Consumer Product | 2008-01-31 |  | 2020-01-30
GE Lighting, a Savant company | General Electric | GEM296HORS120DIY 89718 | 120 |  | 2 | Designed (not labeled) for use | Rapid |  |  |  |  | Non-BallastDimming | Magnetic | 0.98 | 0.9 |  |  |  | Federally-Regulated Consumer Product | 2008-01-31 |  | 2020-01-30
GE Lighting, a Savant company | General Electric | GE240RS-MV-N-DIY 24773 | 120 - 277 (inclusive) |  | 2 | Designed (not labeled) for use | Rapid |  |  |  |  | Non-BallastDimming | Electronic | 0.94 | 0.9 |  |  |  | Federally-Regulated Consumer Product | 2008-01-31 |  | 2020-01-30
GE Lighting, a Savant company | General Electric | GEM240RS120DIY72 89707 | 120 |  | 2 | Designed (not labeled) for use | Rapid |  |  |  |  | Non-BallastDimming | Magnetic | 0.98 |  |  |  |  | Federally-Regulated Consumer Product | 2008-01-31 |  | 2020-01-30
GE Lighting, a Savant company | General Electric | GEM140HRS120DIY 89714 | 120 |  | 1 | Designed (not labeled) for use | Rapid |  |  |  |  | Non-BallastDimming | Magnetic | 0.97 |  |  |  |  | Federally-Regulated Consumer Product | 2008-01-31 |  | 2020-01-30
GE Lighting, a Savant company | General Electric | GEM240RS120IP 86139 | 120 |  | 2 | Designed (not labeled) for use | Rapid |  |  |  |  | Non-BallastDimming | Magnetic | 0.98 |  |  |  |  | Federally-Regulated Consumer Product | 2008-01-31 |  | 2020-01-30
GE Lighting, a Savant company | General Electric | GEM296HORS120IP 86164 | 120 |  | 2 | Designed (not labeled) for use | Rapid |  |  |  |  | Non-BallastDimming | Magnetic | 0.98 | 0.9 |  |  |  | Federally-Regulated Consumer Product | 2008-01-31 |  | 2020-01-30
GE Lighting, a Savant company | General Electric | GE240RS120-DIY 97499 | 120 |  | 2 | Designed and labeled for use o | Rapid |  |  |  |  | Non-BallastDimming | Electronic | 0.98 |  |  |  |  | Federally-Regulated Consumer Product | 2008-01-31 |  | 2020-01-30
GE Lighting, a Savant company | General Electric | GE240RS120 97498 | 120 |  | 2 | Designed and labeled for use o | Rapid |  |  |  |  | Non-BallastDimming | Electronic | 0.98 |  |  |  |  | Federally-Regulated Consumer Product | 2008-01-31 |  | 2020-01-30
GE Lighting, a Savant company | General Electric | GEM240RS277IP 86124 | 277 |  | 2 | Other | Rapid |  |  |  |  | Non-BallastDimming | Magnetic | 0.98 |  |  |  |  | Federally-Regulated Consumer Product | 2008-01-31 |  | 2020-01-30
GE Lighting, a Savant company | General Electric | GEM296HORS277IP 86171 | 277 |  | 2 | Other | Rapid |  |  |  |  | Non-BallastDimming | Magnetic | 0.98 | 0.9 |  |  |  | Federally-Regulated Consumer Product | 2008-01-31 |  | 2020-01-30
GE Lighting, a Savant company | General Electric | GEM240RS277DIY 89713 | 277 |  | 2 | Other | Rapid |  |  |  |  | Non-BallastDimming | Magnetic | 0.98 |  |  |  |  | Federally-Regulated Consumer Product | 2008-01-31 |  | 2020-01-30
GE Lighting, a Savant company | General Electric | GEM196IS120DIY 89719 | 120 |  | 1 | Designed (not labeled) for use | Instant |  |  |  |  | Non-BallastDimming | Magnetic | 0.93 |  |  |  |  | Non Federally-Regulated | 2008-01-31 |  | 2020-01-30
GE Lighting, a Savant company | General Electric | GEM196IS120IP 86372 | 120 |  | 1 | Designed (not labeled) for use | Instant |  |  |  |  | Non-BallastDimming | Magnetic | 0.93 |  |  |  |  | Non Federally-Regulated | 2008-01-31 |  | 2020-01-30
GE Lighting, a Savant company | General Electric | GE232-120-RES 97782 | 120 |  | 2 | Designed and labeled for use o | Instant |  |  |  |  | Non-BallastDimming | Electronic | 0.5 |  |  |  |  | Non Federally-Regulated | 2008-01-31 |  | 2020-01-30
GE Lighting, a Savant company | General Electric | GE432-120RES-DIY 71038 | 120 |  | 4 | Designed and labeled for use o | Instant |  |  |  |  | Non-BallastDimming | Electronic | 0.5 |  |  |  |  | Non Federally-Regulated | 2008-01-31 |  | 2020-01-30
GE Lighting, a Savant company | General Electric | GE232-120RES-DIY 71037 | 120 |  | 2 | Designed and labeled for use o | Instant |  |  |  |  | Non-BallastDimming | Electronic | 0.5 |  |  |  |  | Non Federally-Regulated | 2008-01-31 |  | 2020-01-30
GE Lighting, a Savant company | General Electric | GE432-120-RES 97783 | 120 |  | 4 | Designed and labeled for use o | Instant |  |  |  |  | Non-BallastDimming | Electronic | 0.5 |  |  |  |  | Non Federally-Regulated | 2008-01-31 |  | 2020-01-30
GE Lighting, a Savant company | General Electric | GE132MAX-N/ULTRA 72259 | 120 - 277 (inclusive) |  | 1 | Other | Instant |  |  |  |  | Non-BallastDimming | Electronic | 0.96 |  |  |  |  | Non Federally-Regulated | 2008-01-31 |  | 2020-01-30
GE Lighting, a Savant company | General Electric | GE232MAX-N/ULTRA 49772 | 120 - 277 (inclusive) |  | 2 | Other | Instant |  |  |  |  | Non-BallastDimming | Electronic | 0.96 |  |  |  |  | Non Federally-Regulated | 2008-01-31 |  | 2020-01-30
GE Lighting, a Savant company | General Electric | GE332MAX-L/ULTRA 71717 | 120 - 277 (inclusive) |  | 3 | Other | Instant |  |  |  |  | Non-BallastDimming | Electronic | 0.98 |  |  |  |  | Non Federally-Regulated | 2008-01-31 |  | 2020-01-30
GE Lighting, a Savant company | General Electric | GE-232-MV-H-42T 30275 | 120 - 277 (inclusive) |  | 2 | Other | Instant |  |  |  |  | Non-BallastDimming | Electronic | 0.98 |  |  |  |  | Non Federally-Regulated | 2008-01-31 |  | 2020-01-30
GE Lighting, a Savant company | General Electric | GE432MAX-N-DIY 23942 | 120 - 277 (inclusive) |  | 4 | Other | Instant |  |  |  |  | Non-BallastDimming | Electronic | 0.98 |  |  |  |  | Non Federally-Regulated | 2008-01-31 |  | 2020-01-30
GE Lighting, a Savant company | General Electric | GE-232-MV-L 30247 | 120 - 277 (inclusive) |  | 2 | Other | Instant |  |  |  |  | Non-BallastDimming | Electronic | 0.96 |  |  |  |  | Non Federally-Regulated | 2008-01-31 |  | 2020-01-30
GE Lighting, a Savant company | General Electric | GE432MAX-H/ULTRA 71723 | 120 - 277 (inclusive) |  | 4 | Other | Instant |  |  |  |  | Non-BallastDimming | Electronic | 0.98 |  |  |  |  | Non Federally-Regulated | 2008-01-31 |  | 2020-01-30
GE Lighting, a Savant company | General Electric | GE132MAX-N-DIY 72260 | 120 - 277 (inclusive) |  | 1 | Other | Instant |  |  |  |  | Non-BallastDimming | Electronic | 0.96 |  |  |  |  | Non Federally-Regulated | 2008-01-31 |  | 2020-01-30
GE Lighting, a Savant company | General Electric | GE-432MV-N-DIY 97711 | 120 - 277 (inclusive) |  | 4 | Other | Instant |  |  |  |  | Non-BallastDimming | Electronic | 0.99 |  |  |  |  | Non Federally-Regulated | 2008-01-31 |  | 2020-01-30
GE Lighting, a Savant company | General Electric | GE-432-MV-L 30262 | 120 - 277 (inclusive) |  | 4 | Other | Instant |  |  |  |  | Non-BallastDimming | Electronic | 0.98 |  |  |  |  | Non Federally-Regulated | 2008-01-31 |  | 2020-01-30
GE Lighting, a Savant company | General Electric | GE232MAX-N-DIY 23940 | 120 - 277 (inclusive) |  | 2 | Other | Instant |  |  |  |  | Non-BallastDimming | Electronic | 0.96 |  |  |  |  | Non Federally-Regulated | 2008-01-31 |  | 2020-01-30
GE Lighting, a Savant company | General Electric | GE432MAX-N/ULTRA 71727 | 120 - 277 (inclusive) |  | 4 | Other | Instant |  |  |  |  | Non-BallastDimming | Electronic | 0.98 |  |  |  |  | Non Federally-Regulated | 2008-01-31 |  | 2020-01-30
GE Lighting, a Savant company | General Electric | GE-259-120-N-84T 24169 | 120 |  | 2 | Other | Instant |  |  |  |  | Non-BallastDimming | Electronic | 0.99 |  |  |  |  | Non Federally-Regulated | 2008-01-31 |  | 2020-01-30
GE Lighting, a Savant company | General Electric | GE132MAX-L/ULTRA 49706 | 120 - 277 (inclusive) |  | 1 | Other | Instant |  |  |  |  | Non-BallastDimming | Electronic | 0.99 |  |  |  |  | Non Federally-Regulated | 2008-01-31 |  | 2020-01-30
GE Lighting, a Savant company | General Electric | GE-332-120-N 23673 | 120 |  | 3 | Other | Instant |  |  |  |  | Non-BallastDimming | Electronic | 0.99 |  |  |  |  | Non Federally-Regulated | 2008-01-31 |  | 2020-01-30
GE Lighting, a Savant company | General Electric | GE232MAX-N/CTR 97656 | 120 - 277 (inclusive) |  | 2 | Other | Instant |  |  |  |  | Non-BallastDimming | Electronic | 0.96 |  |  |  |  | Non Federally-Regulated | 2008-01-31 |  | 2020-01-30
GE Lighting, a Savant company | General Electric | GE-332-MV-H 30199 | 120 - 277 (inclusive) |  | 3 | Other | Instant |  |  |  |  | Non-BallastDimming | Electronic | 0.98 |  |  |  |  | Non Federally-Regulated | 2008-01-31 |  | 2020-01-30
GE Lighting, a Savant company | General Electric | GE232MAX-L/ULTRA 72262 | 120 - 277 (inclusive) |  | 2 | Other | Instant |  |  |  |  | Non-BallastDimming | Electronic | 0.98 |  |  |  |  | Non Federally-Regulated | 2008-01-31 |  | 2020-01-30
GE Lighting, a Savant company | General Electric | GE-159-MV-N-42T 30274 | 120 - 277 (inclusive) |  | 1 | Other | Instant |  |  |  |  | Non-BallastDimming | Electronic | 0.96 |  |  |  |  | Non Federally-Regulated | 2008-01-31 |  | 2020-01-30
GE Lighting, a Savant company | General Electric | GE232MAX-N-42T 31052 | 120 - 277 (inclusive) |  | 2 | Other | Instant |  |  |  |  | Non-BallastDimming | Electronic | 0.96 |  |  |  |  | Non Federally-Regulated | 2008-01-31 |  | 2020-01-30
GE Lighting, a Savant company | General Electric | GE-132-MV-N-42T 72270 | 120 - 277 (inclusive) |  | 1 | Other | Instant |  |  |  |  | Non-BallastDimming | Electronic | 0.96 |  |  |  |  | Non Federally-Regulated | 2008-01-31 |  | 2020-01-30
GE Lighting, a Savant company | General Electric | GE332MAX-N-DIY 71722 | 120 - 277 (inclusive) |  | 3 | Other | Instant |  |  |  |  | Non-BallastDimming | Electronic | 0.98 |  |  |  |  | Non Federally-Regulated | 2008-01-31 |  | 2020-01-30
GE Lighting, a Savant company | General Electric | GE232MAX-N/AMP 71281 | 120 - 277 (inclusive) |  | 2 | Other | Instant |  |  |  |  | Non-BallastDimming | Electronic | 0.99 |  |  |  |  | Non Federally-Regulated | 2008-01-31 |  | 2020-01-30
GE Lighting, a Savant company | General Electric | GE-132-MV-N 72269 | 120 - 277 (inclusive) |  | 1 | Other | Instant |  |  |  |  | Non-BallastDimming | Electronic | 0.96 |  |  |  |  | Non Federally-Regulated | 2008-01-31 |  | 2020-01-30
GE Lighting, a Savant company | General Electric | GE232MAX-L/ULTRA 49707 | 120 - 277 (inclusive) |  | 2 | Other | Instant |  |  |  |  | Non-BallastDimming | Electronic | 0.97 |  |  |  |  | Non Federally-Regulated | 2008-01-31 |  | 2020-01-30
GE Lighting, a Savant company | General Electric | GE-286-HO-MV-N 30176 | 120 - 277 (inclusive) |  | 2 | Other | Instant |  |  |  |  | Non-BallastDimming | Electronic | 0.97 |  |  |  |  | Non Federally-Regulated | 2008-01-31 |  | 2020-01-30
GE Lighting, a Savant company | General Electric | GE-432-MV-N 30193 | 120 - 277 (inclusive) |  | 4 | Other | Instant |  |  |  |  | Non-BallastDimming | Electronic | 0.98 |  |  |  |  | Non Federally-Regulated | 2008-01-31 |  | 2020-01-30
GE Lighting, a Savant company | General Electric | GE-232-MV-N 72275 | 120 - 277 (inclusive) |  | 2 | Other | Instant |  |  |  |  | Non-BallastDimming | Electronic | 0.98 |  |  |  |  | Non Federally-Regulated | 2008-01-31 |  | 2020-01-30
GE Lighting, a Savant company | General Electric | GE-232MV-N-DIY 97709 | 120 - 277 (inclusive) |  | 2 | Other | Instant |  |  |  |  | Non-BallastDimming | Electronic | 0.97 |  |  |  |  | Non Federally-Regulated | 2008-01-31 |  | 2020-01-30
GE Lighting, a Savant company | General Electric | GE232MAX-H-42T 47548 | 120 - 277 (inclusive) |  | 2 | Other | Instant |  |  |  |  | Non-BallastDimming | Electronic | 0.98 |  |  |  |  | Non Federally-Regulated | 2008-01-31 |  | 2020-01-30
GE Lighting, a Savant company | General Electric | GE232MAX-N/AMP 72264 | 120 - 277 (inclusive) |  | 2 | Other | Instant |  |  |  |  | Non-BallastDimming | Electronic | 0.99 |  |  |  |  | Non Federally-Regulated | 2008-01-31 |  | 2020-01-30
GE Lighting, a Savant company | General Electric | GE132MAX-L/ULTRA 72258 | 120 - 277 (inclusive) |  | 1 | Other | Instant |  |  |  |  | Non-BallastDimming | Electronic | 0.96 |  |  |  |  | Non Federally-Regulated | 2008-01-31 |  | 2020-01-30
GE Lighting, a Savant company | General Electric | GE132MAX-N-DIY 23939 | 120 - 277 (inclusive) |  | 1 | Other | Instant |  |  |  |  | Non-BallastDimming | Electronic | 0.99 |  |  |  |  | Non Federally-Regulated | 2008-01-31 |  | 2020-01-30
GE Lighting, a Savant company | General Electric | GE432MAX-L/ULTRA 71725 | 120 - 277 (inclusive) |  | 4 | Other | Instant |  |  |  |  | Non-BallastDimming | Electronic | 0.98 |  |  |  |  | Non Federally-Regulated | 2008-01-31 |  | 2020-01-30
GE Lighting, a Savant company | General Electric | GE232MAX-N-DIY 72268 | 120 - 277 (inclusive) |  | 2 | Other | Instant |  |  |  |  | Non-BallastDimming | Electronic | 0.99 |  |  |  |  | Non Federally-Regulated | 2008-01-31 |  | 2020-01-30
GE Lighting, a Savant company | General Electric | GE332MAX-N-42T 71721 | 120 - 277 (inclusive) |  | 3 | Other | Instant |  |  |  |  | Non-BallastDimming | Electronic | 0.98 |  |  |  |  | Non Federally-Regulated | 2008-01-31 |  | 2020-01-30
GE Lighting, a Savant company | General Electric | GEM196IS277IP 86381 | 277 |  | 1 | Other | Instant |  |  |  |  | Non-BallastDimming | Magnetic | 0.9 |  |  |  |  | Non Federally-Regulated | 2008-01-31 |  | 2020-01-30
GE Lighting, a Savant company | General Electric | GE-232-MV-H 30198 | 120 - 277 (inclusive) |  | 2 | Other | Instant |  |  |  |  | Non-BallastDimming | Electronic | 0.98 |  |  |  |  | Non Federally-Regulated | 2008-01-31 |  | 2020-01-30
GE Lighting, a Savant company | General Electric | GE-432-120-N 23675 | 120 |  | 4 | Other | Instant |  |  |  |  | Non-BallastDimming | Electronic | 0.99 |  |  |  |  | Non Federally-Regulated | 2008-01-31 |  | 2020-01-30
GE Lighting, a Savant company | General Electric | GE332MAX-N/CTR 71720 | 120 - 277 (inclusive) |  | 3 | Other | Instant |  |  |  |  | Non-BallastDimming | Electronic | 0.98 |  |  |  |  | Non Federally-Regulated | 2008-01-31 |  | 2020-01-30
GE Lighting, a Savant company | General Electric | GE332MAX-L-42T 71718 | 120 - 277 (inclusive) |  | 3 | Other | Instant |  |  |  |  | Non-BallastDimming | Electronic | 0.98 |  |  |  |  | Non Federally-Regulated | 2008-01-31 |  | 2020-01-30
GE Lighting, a Savant company | General Electric | GE-432-MV-N-42T 30271 | 120 - 277 (inclusive) |  | 4 | Other | Instant |  |  |  |  | Non-BallastDimming | Electronic | 0.98 |  |  |  |  | Non Federally-Regulated | 2008-01-31 |  | 2020-01-30
GE Lighting, a Savant company | General Electric | GE332MAX-N-DIY 23941 | 120 - 277 (inclusive) |  | 3 | Other | Instant |  |  |  |  | Non-BallastDimming | Electronic | 0.98 |  |  |  |  | Non Federally-Regulated | 2008-01-31 |  | 2020-01-30
GE Lighting, a Savant company | General Electric | GE332MAX-H-42T 71715 | 120 - 277 (inclusive) |  | 3 | Other | Instant |  |  |  |  | Non-BallastDimming | Electronic | 0.98 |  |  |  |  | Non Federally-Regulated | 2008-01-31 |  | 2020-01-30
GE Lighting, a Savant company | General Electric | GE-159-MV-N 30195 | 120 - 277 (inclusive) |  | 1 | Other | Instant |  |  |  |  | Non-BallastDimming | Electronic | 0.96 |  |  |  |  | Non Federally-Regulated | 2008-01-31 |  | 2020-01-30
GE Lighting, a Savant company | General Electric | GE-232-120-N-84T 24163 | 120 |  | 2 | Other | Instant |  |  |  |  | Non-BallastDimming | Electronic | 0.99 |  |  |  |  | Non Federally-Regulated | 2008-01-31 |  | 2020-01-30
GE Lighting, a Savant company | General Electric | GE432MAX-L-42T 71726 | 120 - 277 (inclusive) |  | 4 | Other | Instant |  |  |  |  | Non-BallastDimming | Electronic | 0.98 |  |  |  |  | Non Federally-Regulated | 2008-01-31 |  | 2020-01-30
GE Lighting, a Savant company | General Electric | GE332MAX-N-42T 31053 | 120 - 277 (inclusive) |  | 3 | Other | Instant |  |  |  |  | Non-BallastDimming | Electronic | 0.98 |  |  |  |  | Non Federally-Regulated | 2008-01-31 |  | 2020-01-30
GE Lighting, a Savant company | General Electric | GE432MAX-H-42T 71724 | 120 - 277 (inclusive) |  | 4 | Other | Instant |  |  |  |  | Non-BallastDimming | Electronic | 0.98 |  |  |  |  | Non Federally-Regulated | 2008-01-31 |  | 2020-01-30
GE Lighting, a Savant company | General Electric | GE432MAX-N-42T 31054 | 120 - 277 (inclusive) |  | 4 | Other | Instant |  |  |  |  | Non-BallastDimming | Electronic | 0.98 |  |  |  |  | Non Federally-Regulated | 2008-01-31 |  | 2020-01-30
GE Lighting, a Savant company | General Electric | GE232MAX-N/ULTRA 72266 | 120 - 277 (inclusive) |  | 2 | Other | Instant |  |  |  |  | Non-BallastDimming | Electronic | 0.99 |  |  |  |  | Non Federally-Regulated | 2008-01-31 |  | 2020-01-30
GE Lighting, a Savant company | General Electric | GE232MAX-N-42T 72267 | 120 - 277 (inclusive) |  | 2 | Other | Instant |  |  |  |  | Non-BallastDimming | Electronic | 0.99 |  |  |  |  | Non Federally-Regulated | 2008-01-31 |  | 2020-01-30
GE Lighting, a Savant company | General Electric | GE332MAX-N+ 71422 | 120 - 277 (inclusive) |  | 3 | Other | Instant |  |  |  |  | Non-BallastDimming | Electronic | 0.98 |  |  |  |  | Non Federally-Regulated | 2008-01-31 |  | 2020-01-30
GE Lighting, a Savant company | General Electric | GE-232-MV-N-42T 72276 | 120 - 277 (inclusive) |  | 2 | Other | Instant |  |  |  |  | Non-BallastDimming | Electronic | 0.98 |  |  |  |  | Non Federally-Regulated | 2008-01-31 |  | 2020-01-30
GE Lighting, a Savant company | General Electric | GE-232-MV-N-42T 30269 | 120 - 277 (inclusive) |  | 2 | Other | Instant |  |  |  |  | Non-BallastDimming | Electronic | 0.97 |  |  |  |  | Non Federally-Regulated | 2008-01-31 |  | 2020-01-30
GE Lighting, a Savant company | General Electric | GE159MAX-N/ULTRA 49766 | 120 - 277 (inclusive) |  | 1 | Other | Instant |  |  |  |  | Non-BallastDimming | Electronic | 0.95 |  |  |  |  | Non Federally-Regulated | 2008-01-31 |  | 2020-01-30
GE Lighting, a Savant company | General Electric | GE-232-MV-N 30191 | 120 - 277 (inclusive) |  | 2 | Other | Instant |  |  |  |  | Non-BallastDimming | Electronic | 0.97 |  |  |  |  | Non Federally-Regulated | 2008-01-31 |  | 2020-01-30
GE Lighting, a Savant company | General Electric | GE-332MV-N-DIY 97710 | 120 - 277 (inclusive) |  | 3 | Other | Instant |  |  |  |  | Non-BallastDimming | Electronic | 0.98 |  |  |  |  | Non Federally-Regulated | 2008-01-31 |  | 2020-01-30
GE Lighting, a Savant company | General Electric | GE332MAX-H/CTR 71387 | 120 - 277 (inclusive) |  | 3 | Other | Instant |  |  |  |  | Non-BallastDimming | Electronic | 0.98 |  |  |  |  | Non Federally-Regulated | 2008-01-31 |  | 2020-01-30
GE Lighting, a Savant company | General Electric | GE-232-MV-L-42T 72274 | 120 - 277 (inclusive) |  | 2 | Other | Instant |  |  |  |  | Non-BallastDimming | Electronic | 0.98 |  |  |  |  | Non Federally-Regulated | 2008-01-31 |  | 2020-01-30
GE Lighting, a Savant company | General Electric | GE332MAX-H/ULTRA 49776 | 120 - 277 (inclusive) |  | 3 | Other | Instant |  |  |  |  | Non-BallastDimming | Electronic | 0.98 |  |  |  |  | Non Federally-Regulated | 2008-01-31 |  | 2020-01-30
GE Lighting, a Savant company | General Electric | GE-259MV-N-DIY 97712 | 120 - 277 (inclusive) |  | 2 | Other | Instant |  |  |  |  | Non-BallastDimming | Electronic | 0.98 |  |  |  |  | Non Federally-Regulated | 2008-01-31 |  | 2020-01-30
GE Lighting, a Savant company | General Electric | GE432MAX-L/ULTRA 49709 | 120 - 277 (inclusive) |  | 4 | Other | Instant |  |  |  |  | Non-BallastDimming | Electronic | 0.98 |  |  |  |  | Non Federally-Regulated | 2008-01-31 |  | 2020-01-30
GE Lighting, a Savant company | General Electric | GE332MAX-N/AMP 71282 | 120 - 277 (inclusive) |  | 3 | Other | Instant |  |  |  |  | Non-BallastDimming | Electronic | 0.98 |  |  |  |  | Non Federally-Regulated | 2008-01-31 |  | 2020-01-30
GE Lighting, a Savant company | General Electric | GE332MAX-N/CTR 97657 | 120 - 277 (inclusive) |  | 3 | Other | Instant |  |  |  |  | Non-BallastDimming | Electronic | 0.98 |  |  |  |  | Non Federally-Regulated | 2008-01-31 |  | 2020-01-30
GE Lighting, a Savant company | General Electric | GE-432-120-N-84T 24167 | 120 |  | 4 | Other | Instant |  |  |  |  | Non-BallastDimming | Electronic | 0.87 |  |  |  |  | Non Federally-Regulated | 2008-01-31 |  | 2020-01-30
GE Lighting, a Savant company | General Electric | GE259MAX-N/ULTRA 49767 | 120 - 277 (inclusive) |  | 2 | Other | Instant |  |  |  |  | Non-BallastDimming | Electronic | 0.98 |  |  |  |  | Non Federally-Regulated | 2008-01-31 |  | 2020-01-30
GE Lighting, a Savant company | General Electric | GE-132-120-N 23680 | 120 |  | 1 | Other | Instant |  |  |  |  | Non-BallastDimming | Electronic | 0.99 |  |  |  |  | Non Federally-Regulated | 2008-01-31 |  | 2020-01-30
GE Lighting, a Savant company | General Electric | GE-259-MV-N-42T 30272 | 120 - 277 (inclusive) |  | 2 | Other | Instant |  |  |  |  | Non-BallastDimming | Electronic | 0.98 |  |  |  |  | Non Federally-Regulated | 2008-01-31 |  | 2020-01-30
GE Lighting, a Savant company | General Electric | GE-432-MV-H-42T 30303 | 120 - 277 (inclusive) |  | 4 | Other | Instant |  |  |  |  | Non-BallastDimming | Electronic | 0.98 |  |  |  |  | Non Federally-Regulated | 2008-01-31 |  | 2020-01-30
GE Lighting, a Savant company | General Electric | GE232MAX-L-42T 72263 | 120 - 277 (inclusive) |  | 2 | Other | Instant |  |  |  |  | Non-BallastDimming | Electronic | 0.98 |  |  |  |  | Non Federally-Regulated | 2008-01-31 |  | 2020-01-30
GE Lighting, a Savant company | General Electric | GE432MAX-H-42T 47550 | 120 - 277 (inclusive) |  | 4 | Other | Instant |  |  |  |  | Non-BallastDimming | Electronic | 0.98 |  |  |  |  | Non Federally-Regulated | 2008-01-31 |  | 2020-01-30
GE Lighting, a Savant company | General Electric | GE-132-MV-N-42T 30268 | 120 - 277 (inclusive) |  | 1 | Other | Instant |  |  |  |  | Non-BallastDimming | Electronic | 0.95 |  |  |  |  | Non Federally-Regulated | 2008-01-31 |  | 2020-01-30
GE Lighting, a Savant company | General Electric | GE332MAX-H/ULTRA 71714 | 120 - 277 (inclusive) |  | 3 | Other | Instant |  |  |  |  | Non-BallastDimming | Electronic | 0.98 |  |  |  |  | Non Federally-Regulated | 2008-01-31 |  | 2020-01-30
GE Lighting, a Savant company | General Electric | GE432MAX-N/CTR 71728 | 120 - 277 (inclusive) |  | 4 | Other | Instant |  |  |  |  | Non-BallastDimming | Electronic | 0.98 |  |  |  |  | Non Federally-Regulated | 2008-01-31 |  | 2020-01-30
GE Lighting, a Savant company | General Electric | GE-332-MV-N 30192 | 120 - 277 (inclusive) |  | 3 | Other | Instant |  |  |  |  | Non-BallastDimming | Electronic | 0.98 |  |  |  |  | Non Federally-Regulated | 2008-01-31 |  | 2020-01-30
GE Lighting, a Savant company | General Electric | GE-332-MV-L 30255 | 120 - 277 (inclusive) |  | 3 | Other | Instant |  |  |  |  | Non-BallastDimming | Electronic | 0.98 |  |  |  |  | Non Federally-Regulated | 2008-01-31 |  | 2020-01-30
GE Lighting, a Savant company | General Electric | GE232MAX-L-42T 47546 | 120 - 277 (inclusive) |  | 2 | Other | Instant |  |  |  |  | Non-BallastDimming | Electronic | 0.97 |  |  |  |  | Non Federally-Regulated | 2008-01-31 |  | 2020-01-30
GE Lighting, a Savant company | General Electric | GE-332-MV-N-42T 30270 | 120 - 277 (inclusive) |  | 3 | Other | Instant |  |  |  |  | Non-BallastDimming | Electronic | 0.98 |  |  |  |  | Non Federally-Regulated | 2008-01-31 |  | 2020-01-30
GE Lighting, a Savant company | General Electric | GE432MAX-N/ULTRA 49774 | 120 - 277 (inclusive) |  | 4 | Other | Instant |  |  |  |  | Non-BallastDimming | Electronic | 0.98 |  |  |  |  | Non Federally-Regulated | 2008-01-31 |  | 2020-01-30
GE Lighting, a Savant company | General Electric | GE-432-MV-L-42T 30310 | 120 - 277 (inclusive) |  | 4 | Other | Instant |  |  |  |  | Non-BallastDimming | Electronic | 0.98 |  |  |  |  | Non Federally-Regulated | 2008-01-31 |  | 2020-01-30
GE Lighting, a Savant company | General Electric | GE-286-HO-MV-N-P 30187 | 120 - 277 (inclusive) |  | 2 | Other | Instant |  |  |  |  | Non-BallastDimming | Electronic | 0.97 |  |  |  |  | Non Federally-Regulated | 2008-01-31 |  | 2020-01-30
GE Lighting, a Savant company | General Electric | GE-332-MV-L-42T 30309 | 120 - 277 (inclusive) |  | 3 | Other | Instant |  |  |  |  | Non-BallastDimming | Electronic | 0.98 |  |  |  |  | Non Federally-Regulated | 2008-01-31 |  | 2020-01-30
GE Lighting, a Savant company | General Electric | GE432MAX-L-42T 47547 | 120 - 277 (inclusive) |  | 4 | Other | Instant |  |  |  |  | Non-BallastDimming | Electronic | 0.98 |  |  |  |  | Non Federally-Regulated | 2008-01-31 |  | 2020-01-30
GE Lighting, a Savant company | General Electric | GE132MAX-N/ULTRA 49771 | 120 - 277 (inclusive) |  | 1 | Other | Instant |  |  |  |  | Non-BallastDimming | Electronic | 0.99 |  |  |  |  | Non Federally-Regulated | 2008-01-31 |  | 2020-01-30
GE Lighting, a Savant company | General Electric | GE432MAX-N+ 71423 | 120 - 277 (inclusive) |  | 4 | Other | Instant |  |  |  |  | Non-BallastDimming | Electronic | 0.98 |  |  |  |  | Non Federally-Regulated | 2008-01-31 |  | 2020-01-30
GE Lighting, a Savant company | General Electric | GE332MAX-N/ULTRA 49773 | 120 - 277 (inclusive) |  | 3 | Other | Instant |  |  |  |  | Non-BallastDimming | Electronic | 0.98 |  |  |  |  | Non Federally-Regulated | 2008-01-31 |  | 2020-01-30
GE Lighting, a Savant company | General Electric | GE259MAX-N-DIY 23954 | 120 - 277 (inclusive) |  | 2 | Other | Instant |  |  |  |  | Non-BallastDimming | Electronic | 0.98 |  |  |  |  | Non Federally-Regulated | 2008-01-31 |  | 2020-01-30
GE Lighting, a Savant company | General Electric | GE-259-120-N 23677 | 120 |  | 2 | Other | Instant |  |  |  |  | Non-BallastDimming | Electronic | 0.99 |  |  |  |  | Non Federally-Regulated | 2008-01-31 |  | 2020-01-30
GE Lighting, a Savant company | General Electric | GE-132-120-N-84T 24161 | 120 |  | 1 | Other | Instant |  |  |  |  | Non-BallastDimming | Electronic | 0.99 |  |  |  |  | Non Federally-Regulated | 2008-01-31 |  | 2020-01-30
GE Lighting, a Savant company | General Electric | GE-259-MV-N 30194 | 120 - 277 (inclusive) |  | 2 | Other | Instant |  |  |  |  | Non-BallastDimming | Electronic | 0.98 |  |  |  |  | Non Federally-Regulated | 2008-01-31 |  | 2020-01-30
GE Lighting, a Savant company | General Electric | GE332MAX-H-42T 47549 | 120 - 277 (inclusive) |  | 3 | Other | Instant |  |  |  |  | Non-BallastDimming | Electronic | 0.98 |  |  |  |  | Non Federally-Regulated | 2008-01-31 |  | 2020-01-30
GE Lighting, a Savant company | General Electric | GE-432-MV-H 30219 | 120 - 277 (inclusive) |  | 4 | Other | Instant |  |  |  |  | Non-BallastDimming | Electronic | 0.98 |  |  |  |  | Non Federally-Regulated | 2008-01-31 |  | 2020-01-30
GE Lighting, a Savant company | General Electric | GE232MAX-H/ULTRA 49775 | 120 - 277 (inclusive) |  | 2 | Other | Instant |  |  |  |  | Non-BallastDimming | Electronic | 0.98 |  |  |  |  | Non Federally-Regulated | 2008-01-31 |  | 2020-01-30
GE Lighting, a Savant company | General Electric | GE-332-MV-H-42T 30296 | 120 - 277 (inclusive) |  | 3 | Other | Instant |  |  |  |  | Non-BallastDimming | Electronic | 0.98 |  |  |  |  | Non Federally-Regulated | 2008-01-31 |  | 2020-01-30
GE Lighting, a Savant company | General Electric | GE332MAX-H-84TS 72752 | 120 - 277 (inclusive) |  | 3 | Other | Instant |  |  |  |  | Non-BallastDimming | Electronic | 0.98 |  |  |  |  | Non Federally-Regulated | 2008-01-31 |  | 2020-01-30
GE Lighting, a Savant company | General Electric | GE332MAX-L/ULTRA 49708 | 120 - 277 (inclusive) |  | 3 | Other | Instant |  |  |  |  | Non-BallastDimming | Electronic | 0.98 |  |  |  |  | Non Federally-Regulated | 2008-01-31 |  | 2020-01-30
GE Lighting, a Savant company | General Electric | GE232MAX-N/CTR 72265 | 120 - 277 (inclusive) |  | 2 | Other | Instant |  |  |  |  | Non-BallastDimming | Electronic | 0.99 |  |  |  |  | Non Federally-Regulated | 2008-01-31 |  | 2020-01-30
GE Lighting, a Savant company | General Electric | GE-232-120-N 23671 | 120 |  | 2 | Other | Instant |  |  |  |  | Non-BallastDimming | Electronic | 0.99 |  |  |  |  | Non Federally-Regulated | 2008-01-31 |  | 2020-01-30
GE Lighting, a Savant company | General Electric | GE332MAX-L-42T 31055 | 120 - 277 (inclusive) |  | 3 | Other | Instant |  |  |  |  | Non-BallastDimming | Electronic | 0.98 |  |  |  |  | Non Federally-Regulated | 2008-01-31 |  | 2020-01-30
GE Lighting, a Savant company | General Electric | GE432MAX-N/CTR 97658 | 120 - 277 (inclusive) |  | 4 | Other | Instant |  |  |  |  | Non-BallastDimming | Electronic | 0.98 |  |  |  |  | Non Federally-Regulated | 2008-01-31 |  | 2020-01-30
GE Lighting, a Savant company | General Electric | GE432MAX-H-42TS 72755 | 120 - 277 (inclusive) |  | 4 | Other | Instant |  |  |  |  | Non-BallastDimming | Electronic | 0.98 |  |  |  |  | Non Federally-Regulated | 2008-01-31 |  | 2020-01-30
GE Lighting, a Savant company | General Electric | GE232MAX-H/CTR 71386 | 120 - 277 (inclusive) |  | 2 | Other | Instant |  |  |  |  | Non-BallastDimming | Electronic | 0.98 |  |  |  |  | Non Federally-Regulated | 2008-01-31 |  | 2020-01-30
GE Lighting, a Savant company | General Electric | GE-332-120-N-84T 24165 | 120 |  | 3 | Other | Instant |  |  |  |  | Non-BallastDimming | Electronic | 0.99 |  |  |  |  | Non Federally-Regulated | 2008-01-31 |  | 2020-01-30
GE Lighting, a Savant company | General Electric | GE332MAX-N/ULTRA 71719 | 120 - 277 (inclusive) |  | 3 | Other | Instant |  |  |  |  | Non-BallastDimming | Electronic | 0.98 |  |  |  |  | Non Federally-Regulated | 2008-01-31 |  | 2020-01-30
GE Lighting, a Savant company | General Electric | GE232MV-N-DIY 72277 | 120 - 277 (inclusive) |  | 2 | Other | Instant |  |  |  |  | Non-BallastDimming | Electronic | 0.98 |  |  |  |  | Non Federally-Regulated | 2008-01-31 |  | 2020-01-30
GE Lighting, a Savant company | General Electric | GE-232-MV-L 72273 | 120 - 277 (inclusive) |  | 2 | Other | Instant |  |  |  |  | Non-BallastDimming | Electronic | 0.98 |  |  |  |  | Non Federally-Regulated | 2008-01-31 |  | 2020-01-30
GE Lighting, a Savant company | General Electric | GE-132-MV-N 30189 | 120 - 277 (inclusive) |  | 1 | Other | Instant |  |  |  |  | Non-BallastDimming | Electronic | 0.95 |  |  |  |  | Non Federally-Regulated | 2008-01-31 |  | 2020-01-30
GE Lighting, a Savant company | General Electric | GE232MAX-N+ 71421 | 120 - 277 (inclusive) |  | 2 | Other | Instant |  |  |  |  | Non-BallastDimming | Electronic | 0.98 |  |  |  |  | Non Federally-Regulated | 2008-01-31 |  | 2020-01-30
GE Lighting, a Savant company | General Electric | GE432MAX-H/ULTRA 49777 | 120 - 277 (inclusive) |  | 4 | Other | Instant |  |  |  |  | Non-BallastDimming | Electronic | 0.98 |  |  |  |  | Non Federally-Regulated | 2008-01-31 |  | 2020-01-30
GE Lighting, a Savant company | General Electric | GE432MAX-N-42T 71729 | 120 - 277 (inclusive) |  | 4 | Other | Instant |  |  |  |  | Non-BallastDimming | Electronic | 0.98 |  |  |  |  | Non Federally-Regulated | 2008-01-31 |  | 2020-01-30
GE Lighting, a Savant company | General Electric | GE432MAX-H/CTR 71388 | 120 - 277 (inclusive) |  | 4 | Other | Instant |  |  |  |  | Non-BallastDimming | Electronic | 0.98 |  |  |  |  | Non Federally-Regulated | 2008-01-31 |  | 2020-01-30
GE Lighting, a Savant company | General Electric | GE432MAX-N-DIY 71730 | 120 - 277 (inclusive) |  | 4 | Other | Instant |  |  |  |  | Non-BallastDimming | Electronic | 0.98 |  |  |  |  | Non Federally-Regulated | 2008-01-31 |  | 2020-01-30
GE Lighting, a Savant company | General Electric | GE232-MVPS-N 96714 | 120 - 277 (inclusive) |  | 2 | Other | Programmed |  |  |  |  | Non-BallastDimming | Electronic | 0.96 |  |  |  |  | Non Federally-Regulated | 2008-01-31 |  | 2020-01-30
GE Lighting, a Savant company | General Electric | B224PUNV-COG1C 47534 | 120 - 277 (inclusive) |  | 2 | Other | Programmed |  |  |  |  | Non-BallastDimming | Electronic | 0.98 |  |  |  |  | Non Federally-Regulated | 2008-01-31 |  | 2020-01-30
GE Lighting, a Savant company | General Electric | GE-232-MVPS-XL 29671 | 120 - 277 (inclusive) |  | 2 | Other | Programmed |  |  |  |  | Non-BallastDimming | Electronic | 0.9 |  |  |  |  | Non Federally-Regulated | 2008-01-31 |  | 2020-01-30
GE Lighting, a Savant company | General Electric | GE454MVPS90-E-42 99650 | 120 - 277 (inclusive) |  | 4 | Other | Programmed |  |  |  |  | Stepped | Electronic | 0.98 |  |  |  |  | Non Federally-Regulated | 2008-01-31 |  | 2020-01-30
GE Lighting, a Savant company | General Electric | GE432-MVPS-N-42T 96719 | 120 - 277 (inclusive) |  | 4 | Other | Programmed |  |  |  |  | Non-BallastDimming | Electronic | 0.97 |  |  |  |  | Non Federally-Regulated | 2008-01-31 |  | 2020-01-30
GE Lighting, a Savant company | General Electric | GE232-MVPS-N-42T 96717 | 120 - 277 (inclusive) |  | 2 | Other | Programmed |  |  |  |  | Non-BallastDimming | Electronic | 0.96 |  |  |  |  | Non Federally-Regulated | 2008-01-31 |  | 2020-01-30
GE Lighting, a Savant company | General Electric | GE332-MVPS-N 96715 | 120 - 277 (inclusive) |  | 3 | Other | Programmed |  |  |  |  | Non-BallastDimming | Electronic | 0.97 |  |  |  |  | Non Federally-Regulated | 2008-01-31 |  | 2020-01-30
GE Lighting, a Savant company | General Electric | B254PUNV-DGE1C 47542 | 120 - 277 (inclusive) |  | 2 | Other | Programmed |  |  |  |  | Non-BallastDimming | Electronic | 0.98 |  |  |  |  | Non Federally-Regulated | 2008-01-31 |  | 2020-01-30
GE Lighting, a Savant company | General Electric | GE454MVPSN1 29726 | 120 - 277 (inclusive) |  | 4 | Other | Programmed |  |  |  |  | Stepped | Electronic | 0.99 |  |  |  |  | Non Federally-Regulated | 2008-01-31 |  | 2020-01-30
GE Lighting, a Savant company | General Electric | GE254MVPS90-F-42 99652 | 120 - 277 (inclusive) |  | 2 | Other | Programmed |  |  |  |  | Non-BallastDimming | Electronic | 0.98 |  |  |  |  | Non Federally-Regulated | 2008-01-31 |  | 2020-01-30
GE Lighting, a Savant company | General Electric | GE228MVPS-A 99655 | 120 - 277 (inclusive) |  | 2 | Other | Programmed |  |  |  |  | Non-BallastDimming | Electronic | 0.96 |  |  |  |  | Non Federally-Regulated | 2008-01-31 |  | 2020-01-30
GE Lighting, a Savant company | General Electric | GE254MVPS90-F 99651 | 120 - 277 (inclusive) |  | 2 | Other | Programmed |  |  |  |  | Non-BallastDimming | Electronic | 0.98 |  |  |  |  | Non Federally-Regulated | 2008-01-31 |  | 2020-01-30
GE Lighting, a Savant company | General Electric | GE-432-MVPS-H 29678 | 120 - 277 (inclusive) |  | 4 | Other | Programmed |  |  |  |  | Non-BallastDimming | Electronic | 0.96 |  |  |  |  | Non Federally-Regulated | 2008-01-31 |  | 2020-01-30
GE Lighting, a Savant company | General Electric | GE-454-MV-PS-NL 87621 | 120 - 277 (inclusive) |  | 4 | Other | Programmed |  |  |  |  | Stepped | Electronic | 0.99 |  |  |  |  | Non Federally-Regulated | 2008-01-31 |  | 2020-01-30
GE Lighting, a Savant company | General Electric | GE-232-277PS-N-T 29632 | 277 |  | 2 | Other | Programmed |  |  |  |  | Non-BallastDimming | Electronic | 0.97 |  |  |  |  | Non Federally-Regulated | 2008-01-31 |  | 2020-01-30
GE Lighting, a Savant company | General Electric | GE454MVPS90-E 99649 | 120 - 277 (inclusive) |  | 4 | Other | Programmed |  |  |  |  | Stepped | Electronic | 0.98 |  |  |  |  | Non Federally-Regulated | 2008-01-31 |  | 2020-01-30
GE Lighting, a Savant company | General Electric | GE432MVPS-H-42TS 72754 | 120 - 277 (inclusive) |  | 4 | Other | Programmed |  |  |  |  | Non-BallastDimming | Electronic | 0.96 |  |  |  |  | Non Federally-Regulated | 2008-01-31 |  | 2020-01-30
GE Lighting, a Savant company | General Electric | GE-232-277-PS-N 29622 | 277 |  | 2 | Other | Programmed |  |  |  |  | Non-BallastDimming | Electronic | 0.97 |  |  |  |  | Non Federally-Regulated | 2008-01-31 |  | 2020-01-30
GE Lighting, a Savant company | General Electric | GE-232-120-PS-N 29621 | 120 |  | 2 | Other | Programmed |  |  |  |  | Non-BallastDimming | Electronic | 0.99 |  |  |  |  | Non Federally-Regulated | 2008-01-31 |  | 2020-01-30
GE Lighting, a Savant company | General Electric | GE-432-120PS-N-T 29635 | 120 |  | 4 | Other | Programmed |  |  |  |  | Non-BallastDimming | Electronic | 0.99 |  |  |  |  | Non Federally-Regulated | 2008-01-31 |  | 2020-01-30
GE Lighting, a Savant company | General Electric | GE432-MVPS-L 71832 | 120 - 277 (inclusive) |  | 4 | Other | Programmed |  |  |  |  | Non-BallastDimming | Electronic | 1 |  |  |  |  | Non Federally-Regulated | 2008-01-31 |  | 2020-01-30
GE Lighting, a Savant company | General Electric | GE332-MVPS-N-42T 96718 | 120 - 277 (inclusive) |  | 3 | Other | Programmed |  |  |  |  | Non-BallastDimming | Electronic | 0.97 |  |  |  |  | Non Federally-Regulated | 2008-01-31 |  | 2020-01-30
GE Lighting, a Savant company | General Electric | GE332MVPS-H-84TS 72753 | 120 - 277 (inclusive) |  | 3 | Other | Programmed |  |  |  |  | Non-BallastDimming | Electronic | 0.96 |  |  |  |  | Non Federally-Regulated | 2008-01-31 |  | 2020-01-30
GE Lighting, a Savant company | General Electric | GE228MVPSHA-T42 99654 | 120 - 277 (inclusive) |  | 2 | Other | Programmed |  |  |  |  | Non-BallastDimming | Electronic | 0.97 |  |  |  |  | Non Federally-Regulated | 2008-01-31 |  | 2020-01-30
GE Lighting, a Savant company | General Electric | GE-332-MVPS-XL 29672 | 120 - 277 (inclusive) |  | 3 | Other | Programmed |  |  |  |  | Non-BallastDimming | Electronic | 0.93 |  |  |  |  | Non Federally-Regulated | 2008-01-31 |  | 2020-01-30
GE Lighting, a Savant company | General Electric | B239PUNV-DOG1C 47540 | 120 - 277 (inclusive) |  | 2 | Other | Programmed |  |  |  |  | Non-BallastDimming | Electronic | 0.98 |  |  |  |  | Non Federally-Regulated | 2008-01-31 |  | 2020-01-30
GE Lighting, a Savant company | General Electric | B254PUNV-DL 87636 | 120 - 277 (inclusive) |  | 2 | Other | Programmed |  |  |  |  | Non-BallastDimming | Electronic | 0.98 |  |  |  |  | Non Federally-Regulated | 2008-01-31 |  | 2020-01-30
GE Lighting, a Savant company | General Electric | GE228MVPSH-A 99653 | 120 - 277 (inclusive) |  | 2 | Other | Programmed |  |  |  |  | Non-BallastDimming | Electronic | 0.97 |  |  |  |  | Non Federally-Regulated | 2008-01-31 |  | 2020-01-30
GE Lighting, a Savant company | General Electric | GE-232-MVPS-H 29675 | 120 - 277 (inclusive) |  | 2 | Other | Programmed |  |  |  |  | Non-BallastDimming | Electronic | 0.94 |  |  |  |  | Non Federally-Regulated | 2008-01-31 |  | 2020-01-30
GE Lighting, a Savant company | General Electric | GE332-MVPS-L 96721 | 120 - 277 (inclusive) |  | 3 | Other | Programmed |  |  |  |  | Non-BallastDimming | Electronic | 0.96 |  |  |  |  | Non Federally-Regulated | 2008-01-31 |  | 2020-01-30
GE Lighting, a Savant company | General Electric | GE-432-120-PS-N 29625 | 120 |  | 4 | Other | Programmed |  |  |  |  | Non-BallastDimming | Electronic | 0.99 |  |  |  |  | Non Federally-Regulated | 2008-01-31 |  | 2020-01-30
GE Lighting, a Savant company | General Electric | GE-332-MVPS-H 29676 | 120 - 277 (inclusive) |  | 3 | Other | Programmed |  |  |  |  | Non-BallastDimming | Electronic | 0.96 |  |  |  |  | Non Federally-Regulated | 2008-01-31 |  | 2020-01-30
GE Lighting, a Savant company | General Electric | GE-232-120PS-N-T 29630 | 120 |  | 2 | Other | Programmed |  |  |  |  | Non-BallastDimming | Electronic | 0.99 |  |  |  |  | Non Federally-Regulated | 2008-01-31 |  | 2020-01-30
GE Lighting, a Savant company | General Electric | GE432-MVPS-N 96716 | 120 - 277 (inclusive) |  | 4 | Other | Programmed |  |  |  |  | Non-BallastDimming | Electronic | 0.97 |  |  |  |  | Non Federally-Regulated | 2008-01-31 |  | 2020-01-30
GE Lighting, a Savant company | General Electric | B228PUNV-C0G1C 47536 | 120 - 277 (inclusive) |  | 2 | Other | Programmed |  |  |  |  | Non-BallastDimming | Electronic | 0.98 |  |  |  |  | Non Federally-Regulated | 2008-01-31 |  | 2020-01-30
GE Lighting, a Savant company | General Electric | GE228MVPS-A-T42 99656 | 120 - 277 (inclusive) |  | 2 | Other | Programmed |  |  |  |  | Non-BallastDimming | Electronic | 0.96 |  |  |  |  | Non Federally-Regulated | 2008-01-31 |  | 2020-01-30
GE Lighting, a Savant company | General Electric | GE232-MVPS-L 96720 | 120 - 277 (inclusive) |  | 2 | Other | Programmed |  |  |  |  | Non-BallastDimming | Electronic | 0.95 |  |  |  |  | Non Federally-Regulated | 2008-01-31 |  | 2020-01-30
GE Lighting, a Savant company | General Electric | GEM120TC120DIY 89712 | 120 |  | 1 | Designed (not labeled) for use | Rapid |  |  |  |  | Non-BallastDimming | Magnetic | 0.4 |  |  |  |  | Non Federally-Regulated | 2008-01-31 |  | 2020-01-30
GE Lighting, a Savant company | General Electric | GEM120PH120DIY 89711 | 120 |  | 1 | Designed (not labeled) for use | Rapid |  |  |  |  | Non-BallastDimming | Magnetic | 0.59 |  |  |  |  | Non Federally-Regulated | 2008-01-31 |  | 2020-01-30
GE Lighting, a Savant company | General Electric | GEM230RS120DIY 80644 | 120 |  | 2 | Designed (not labeled) for use | Rapid |  |  |  |  | Non-BallastDimming | Magnetic | 0.95 |  |  |  |  | Non Federally-Regulated | 2008-01-31 |  | 2020-01-30
GE Lighting, a Savant company | General Electric | GEM232T8RS120 87125 | 120 |  | 2 | Designed (not labeled) for use | Rapid |  |  |  |  | Non-BallastDimming | Magnetic | 0.98 |  |  |  |  | Non Federally-Regulated | 2008-01-31 |  | 2020-01-30
GE Lighting, a Savant company | General Electric | GEM220TS120DIY 80819 | 120 |  | 2 | Designed (not labeled) for use | Rapid |  |  |  |  | Non-BallastDimming | Magnetic | 0.52 |  |  |  |  | Non Federally-Regulated | 2008-01-31 |  | 2020-01-30
GE Lighting, a Savant company | General Electric | USB-0412-12-IP 88921 | 120 |  | 2 | Other | Rapid |  |  |  |  | Non-BallastDimming | Magnetic | 0.9 |  |  |  |  | Non Federally-Regulated | 2008-01-31 |  | 2020-01-30
GE Lighting, a Savant company | General Electric | USB-1024-14-IP 88936 | 120 |  | 4 | Other | Rapid |  |  |  |  | Non-BallastDimming | Magnetic | 0.9 |  |  |  |  | Non Federally-Regulated | 2008-01-31 |  | 2020-01-30
GE Lighting, a Savant company | General Electric | GE-340-RS-MV-N 24109 | 120 - 277 (inclusive) |  | 3 | Other | Rapid |  |  |  |  | Non-BallastDimming | Electronic | 0.97 |  |  |  |  | Non Federally-Regulated | 2008-01-31 |  | 2020-01-30
GE Lighting, a Savant company | General Electric | B332SR120V5 80357 | 120 |  | 3 | Other | Rapid |  |  |  |  | Continuous | Electronic | 0.99 |  |  |  |  | Non Federally-Regulated | 2008-01-31 |  | 2020-01-30
GE Lighting, a Savant company | General Electric | B232SR277S50 80362 | 277 |  | 2 | Other | Rapid |  |  |  |  | Stepped | Electronic | 0.99 |  |  |  |  | Non Federally-Regulated | 2008-01-31 |  | 2020-01-30
GE Lighting, a Savant company | General Electric | B132R120V5 80353 | 120 |  | 1 | Other | Rapid |  |  |  |  | Continuous | Electronic | 0.99 |  |  |  |  | Non Federally-Regulated | 2008-01-31 |  | 2020-01-30
GE Lighting, a Savant company | General Electric | USB-1632-24-IP 88934 | 120 |  | 4 | Other | Rapid |  |  |  |  | Non-BallastDimming | Magnetic | 0.9 |  |  |  |  | Non Federally-Regulated | 2008-01-31 |  | 2020-01-30
GE Lighting, a Savant company | General Electric | GESB-1224-24-IP 72105 | 120 |  | 4 | Other | Rapid |  |  |  |  | Non-BallastDimming | Magnetic | 0.99 |  |  |  |  | Non Federally-Regulated | 2008-01-31 |  | 2020-01-30
GE Lighting, a Savant company | General Electric | GESB-1240-46-IP 72106 | 120 |  | 5 | Other | Rapid |  |  |  |  | Non-BallastDimming | Magnetic | 0.98 |  |  |  |  | Non Federally-Regulated | 2008-01-31 |  | 2020-01-30
GE Lighting, a Savant company | General Electric | 493B2 80664 | 120 |  | 2 | Other | Rapid |  |  |  |  | Non-BallastDimming | Magnetic | 0.9 |  |  |  |  | Non Federally-Regulated | 2008-01-31 |  | 2020-01-30
GE Lighting, a Savant company | General Electric | B232SR120V5 80355 | 120 |  | 2 | Other | Rapid |  |  |  |  | Continuous | Electronic | 0.99 |  |  |  |  | Non Federally-Regulated | 2008-01-31 |  | 2020-01-30
GE Lighting, a Savant company | General Electric | B332SR277V5 80358 | 277 |  | 3 | Other | Rapid |  |  |  |  | Continuous | Electronic | 0.99 |  |  |  |  | Non Federally-Regulated | 2008-01-31 |  | 2020-01-30
GE Lighting, a Savant company | General Electric | GESB-0620-24-IP 72104 | 120 |  | 4 | Other | Rapid |  |  |  |  | Non-BallastDimming | Magnetic | 0.95 |  |  |  |  | Non Federally-Regulated | 2008-01-31 |  | 2020-01-30
GE Lighting, a Savant company | General Electric | USB-2048-46-IP 88940 | 120 |  | 6 | Other | Rapid |  |  |  |  | Non-BallastDimming | Magnetic | 0.9 |  |  |  |  | Non Federally-Regulated | 2008-01-31 |  | 2020-01-30
GE Lighting, a Savant company | General Electric | GE340RS-MV-N-DIY 24774 | 120 - 277 (inclusive) |  | 3 | Other | Rapid |  |  |  |  | Non-BallastDimming | Electronic | 0.97 |  |  |  |  | Non Federally-Regulated | 2008-01-31 |  | 2020-01-30
GE Lighting, a Savant company | General Electric | GESB-2448-46-IP 72108 | 120 |  | 6 | Other | Rapid |  |  |  |  | Non-BallastDimming | Magnetic | 0.96 |  |  |  |  | Non Federally-Regulated | 2008-01-31 |  | 2020-01-30
GE Lighting, a Savant company | General Electric | USB-1048-16-IP 88919 | 120 |  | 6 | Other | Rapid |  |  |  |  | Non-BallastDimming | Magnetic | 0.9 |  |  |  |  | Non Federally-Regulated | 2008-01-31 |  | 2020-01-30
GE Lighting, a Savant company | General Electric | GESB-0412-12-IP 72103 | 120 |  | 2 | Other | Rapid |  |  |  |  | Non-BallastDimming | Magnetic | 0.98 |  |  |  |  | Non Federally-Regulated | 2008-01-31 |  | 2020-01-30
GE Lighting, a Savant company | General Electric | GESB-2040-46-IP 72107 | 120 |  | 4 | Other | Rapid |  |  |  |  | Non-BallastDimming | Magnetic | 0.98 |  |  |  |  | Non Federally-Regulated | 2008-01-31 |  | 2020-01-30
GE Lighting, a Savant company | General Electric | USB-0218-16-IP 88918 | 120 |  | 6 | Other | Rapid |  |  |  |  | Non-BallastDimming | Magnetic | 0.9 |  |  |  |  | Non Federally-Regulated | 2008-01-31 |  | 2020-01-30
GE Lighting, a Savant company | General Electric | GEM232T8RS277 87130 | 277 |  | 2 | Other | Rapid |  |  |  |  | Non-BallastDimming | Magnetic | 0.98 |  |  |  |  | Non Federally-Regulated | 2008-01-31 |  | 2020-01-30
GE Lighting, a Savant company | General Electric | B232SR277V5 80356 | 277 |  | 2 | Other | Rapid |  |  |  |  | Continuous | Electronic | 0.99 |  |  |  |  | Non Federally-Regulated | 2008-01-31 |  | 2020-01-30
GE Lighting, a Savant company | General Electric | USB-0816-14-IP 88931 | 120 |  | 4 | Other | Rapid |  |  |  |  | Non-BallastDimming | Magnetic | 0.9 |  |  |  |  | Non Federally-Regulated | 2008-01-31 |  | 2020-01-30
GE Lighting, a Savant company | General Electric | USB-1232-16-IP 88920 | 120 |  | 6 | Other | Rapid |  |  |  |  | Non-BallastDimming | Magnetic | 0.9 |  |  |  |  | Non Federally-Regulated | 2008-01-31 |  | 2020-01-30
GE Lighting, a Savant company | General Electric | USB-2036-46-IP 88939 | 120 |  | 6 | Other | Rapid |  |  |  |  | Non-BallastDimming | Magnetic | 0.9 |  |  |  |  | Non Federally-Regulated | 2008-01-31 |  | 2020-01-30
Howard Industries, Inc. | Howard Industries | E2/75IS-120 | 120 |  | 2 | Other | Instant |  |  |  |  | Non-BallastDimming | Electronic | 0.98 | 0.9 |  |  |  | Federally-Regulated Consumer Product | 2008-12-23 |  | 2020-01-30
Howard Industries, Inc. | Howard Industries | E2/40RS-277SC | 277 |  | 2 | Designed (not labeled) for use | Rapid |  |  |  |  | Non-BallastDimming | Electronic | 0.98 | 0.9 |  |  |  | Federally-Regulated Consumer Product | 2008-11-25 |  | 2020-01-30
Howard Industries, Inc. | Howard Industries | E2/40RS-120MC | 277 |  | 1 | Designed (not labeled) for use | Rapid |  |  |  |  | Non-BallastDimming | Electronic | 0.98 | 0.9 |  |  |  | Federally-Regulated Consumer Product | 2008-11-25 |  | 2020-01-30
Howard Industries, Inc. | Howard Industries | E2/110RS-120 | 120 |  | 2 | Other | Rapid |  |  |  |  | Non-BallastDimming | Electronic | 0.98 | 0.9 |  |  |  | Federally-Regulated Consumer Product | 2008-12-23 |  | 2020-01-30
Howard Industries, Inc. | Howard Industries | E2/32IS-120MC | 120 |  | 2 | Designed and labeled for use o | Instant |  |  |  |  | Non-BallastDimming | Electronic | 0.98 |  |  |  |  | Non Federally-Regulated | 2008-08-25 |  | 2020-01-30
Howard Industries, Inc. | Howard Industries | EPH4/32IS/MV/SC | 120 - 277 (inclusive) |  | 4 | Other | Instant |  |  |  |  | Non-BallastDimming | Electronic | 0.98 |  |  |  |  | Non Federally-Regulated | 2008-11-25 |  | 2020-01-30
Howard Industries, Inc. | Howard Industries | EP2/32IS/120-277SC | 120 - 277 (inclusive) |  | 2 | Other | Instant |  |  |  |  | Non-BallastDimming | Electronic | 0.98 |  |  |  |  | Non Federally-Regulated | 2008-08-25 |  | 2020-01-30
Howard Industries, Inc. | Howard Industries | EPL4/32IS/MV/MC | 120 - 277 (inclusive) |  | 4 | Other | Instant |  |  |  |  | Non-BallastDimming | Electronic | 0.98 |  |  |  |  | Non Federally-Regulated | 2008-11-25 |  | 2020-01-30
Howard Industries, Inc. | Howard Industries | EPH3/32IS/MV/MC | 120 - 277 (inclusive) |  | 3 | Other | Instant |  |  |  |  | Non-BallastDimming | Electronic | 0.98 |  |  |  |  | Non Federally-Regulated | 2008-11-25 |  | 2020-01-30
Howard Industries, Inc. | Howard Industries | EP3/32IS/MV/SC/HE | 120 - 277 (inclusive) |  | 3 | Other | Instant |  |  |  |  | Non-BallastDimming | Electronic | 0.98 |  |  |  |  | Non Federally-Regulated | 2008-08-25 |  | 2020-01-30
Howard Industries, Inc. | Howard Industries | EP4/32IS/120-277SC | 120 - 277 (inclusive) |  | 4 | Other | Instant |  |  |  |  | Non-BallastDimming | Electronic | 0.98 |  |  |  |  | Non Federally-Regulated | 2008-08-25 |  | 2020-01-30
Howard Industries, Inc. | Howard Industries | EPL3/32IS/MV/SC/HE | 120 - 277 (inclusive) |  | 3 | Other | Instant |  |  |  |  | Non-BallastDimming | Electronic | 0.98 |  |  |  |  | Non Federally-Regulated | 2008-08-25 |  | 2020-01-30
Howard Industries, Inc. | Howard Industries | E4/32IS-120SC | 120 |  | 4 | Other | Instant |  |  |  |  | Non-BallastDimming | Electronic | 0.98 |  |  |  |  | Non Federally-Regulated | 2008-08-25 |  | 2020-01-30
Howard Industries, Inc. | Howard Industries | E3/32IS-277SC | 277 |  | 3 | Other | Instant |  |  |  |  | Non-BallastDimming | Electronic | 0.98 |  |  |  |  | Non Federally-Regulated | 2008-08-25 |  | 2020-01-30
Howard Industries, Inc. | Howard Industries | EPH2/32IS/MV/MC | 120 - 277 (inclusive) |  | 2 | Other | Instant |  |  |  |  | Non-BallastDimming | Electronic | 0.98 |  |  |  |  | Non Federally-Regulated | 2008-08-25 |  | 2020-01-30
Howard Industries, Inc. | Howard Industries | EPL2/32IS/MV/SC/HE | 120 - 277 (inclusive) |  | 2 | Other | Instant |  |  |  |  | Non-BallastDimming | Electronic | 0.98 |  |  |  |  | Non Federally-Regulated | 2008-08-25 |  | 2020-01-30
Howard Industries, Inc. | Howard Industries | EP3/32IS/MV/MC | 120 - 277 (inclusive) |  | 3 | Other | Instant |  |  |  |  | Non-BallastDimming | Electronic | 0.98 |  |  |  |  | Non Federally-Regulated | 2008-11-25 |  | 2020-01-30
Howard Industries, Inc. | Howard Industries | E4/32IS-277SC | 277 |  | 4 | Other | Instant |  |  |  |  | Non-BallastDimming | Electronic | 0.98 |  |  |  |  | Non Federally-Regulated | 2008-08-25 |  | 2020-01-30
Howard Industries, Inc. | Howard Industries | EPH2/32IS/MV/SC/HE | 120 - 277 (inclusive) |  | 2 | Other | Instant |  |  |  |  | Non-BallastDimming | Electronic | 0.98 |  |  |  |  | Non Federally-Regulated | 2008-08-25 |  | 2020-01-30
Howard Industries, Inc. | Howard Industries | EP4/32IS/MV/MC | 120 - 277 (inclusive) |  | 4 | Other | Instant |  |  |  |  | Non-BallastDimming | Electronic | 0.98 |  |  |  |  | Non Federally-Regulated | 2008-11-25 |  | 2020-01-30
Howard Industries, Inc. | Howard Industries | EP1/32IS/120-277SC | 120 - 277 (inclusive) |  | 1 | Other | Instant |  |  |  |  | Non-BallastDimming | Electronic | 0.98 |  |  |  |  | Non Federally-Regulated | 2008-08-25 |  | 2020-01-30
Howard Industries, Inc. | Howard Industries | EPL4/32IS/MV/SC/HE | 120 - 277 (inclusive) |  | 4 | Other | Instant |  |  |  |  | Non-BallastDimming | Electronic | 0.98 |  |  |  |  | Non Federally-Regulated | 2008-08-25 |  | 2020-01-30
Howard Industries, Inc. | Howard Industries | E2/32IS-120SC | 120 |  | 2 | Other | Instant |  |  |  |  | Non-BallastDimming | Electronic | 0.98 |  |  |  |  | Non Federally-Regulated | 2008-08-25 |  | 2020-01-30
Howard Industries, Inc. | Howard Industries | EP2/32IS/MV/MC | 120 - 277 (inclusive) |  | 2 | Other | Instant |  |  |  |  | Non-BallastDimming | Electronic | 0.98 |  |  |  |  | Non Federally-Regulated | 2008-11-25 |  | 2020-01-30
Howard Industries, Inc. | Howard Industries | E3/32IS-120SC | 120 |  | 3 | Other | Instant |  |  |  |  | Non-BallastDimming | Electronic | 0.98 |  |  |  |  | Non Federally-Regulated | 2008-08-25 |  | 2020-01-30
Howard Industries, Inc. | Howard Industries | EPL2/32IS/MV/MC | 120 - 277 (inclusive) |  | 2 | Other | Instant |  |  |  |  | Non-BallastDimming | Electronic | 0.98 |  |  |  |  | Non Federally-Regulated | 2008-08-25 |  | 2020-01-30
Howard Industries, Inc. | Howard Industries | E1/32IS-277SC | 277 |  | 1 | Other | Instant |  |  |  |  | Non-BallastDimming | Electronic | 0.98 |  |  |  |  | Non Federally-Regulated | 2008-08-25 |  | 2020-01-30
Howard Industries, Inc. | Howard Industries | EPL3/32IS/MV/MC | 120 - 277 (inclusive) |  | 3 | Other | Instant |  |  |  |  | Non-BallastDimming | Electronic | 0.98 |  |  |  |  | Non Federally-Regulated | 2008-08-25 |  | 2020-01-30
Howard Industries, Inc. | Howard Industries | EP3/32IS/120-277SC | 120 - 277 (inclusive) |  | 3 | Other | Instant |  |  |  |  | Non-BallastDimming | Electronic | 0.98 |  |  |  |  | Non Federally-Regulated | 2008-08-25 |  | 2020-01-30
Howard Industries, Inc. | Howard Industries | EPH2/32IS/MV/SC | 120 - 277 (inclusive) |  | 2 | Other | Instant |  |  |  |  | Non-BallastDimming | Electronic | 0.98 |  |  |  |  | Non Federally-Regulated | 2008-08-25 |  | 2020-01-30
Howard Industries, Inc. | Howard Industries | E2/32IS-277SC | 277 |  | 2 | Other | Instant |  |  |  |  | Non-BallastDimming | Electronic | 0.98 |  |  |  |  | Non Federally-Regulated | 2008-08-25 |  | 2020-01-30
Howard Industries, Inc. | Howard Industries | EP2/59IS/MV/SC | 120 - 277 (inclusive) |  | 2 | Other | Instant |  |  |  |  | Non-BallastDimming | Electronic | 0.98 |  |  |  |  | Non Federally-Regulated | 2008-12-23 |  | 2020-01-30
Howard Industries, Inc. | Howard Industries | EP4/32IS/MV/SC/HE | 120 - 277 (inclusive) |  | 4 | Other | Instant |  |  |  |  | Non-BallastDimming | Electronic | 0.98 |  |  |  |  | Non Federally-Regulated | 2008-08-25 |  | 2020-01-30
Howard Industries, Inc. | Howard Industries | EPH3/32IS/MV/SC/HE | 120 - 277 (inclusive) |  | 3 | Other | Instant |  |  |  |  | Non-BallastDimming | Electronic | 0.98 |  |  |  |  | Non Federally-Regulated | 2008-08-25 |  | 2020-01-30
Howard Industries, Inc. | Howard Industries | EP2/32IS/MV/SC/HE | 120 - 277 (inclusive) |  | 2 | Other | Instant |  |  |  |  | Non-BallastDimming | Electronic | 0.98 |  |  |  |  | Non Federally-Regulated | 2008-08-25 |  | 2020-01-30
Howard Industries, Inc. | Howard Industries | E1/32IS-120SC | 120 |  | 1 | Other | Instant |  |  |  |  | Non-BallastDimming | Electronic | 0.98 |  |  |  |  | Non Federally-Regulated | 2008-08-25 |  | 2020-01-30
Howard Industries, Inc. | Howard Industries | EP2/54HO/PRS/MV/xxC | 120 - 277 (inclusive) |  | 2 | Other | Programmed |  |  |  |  | Non-BallastDimming | Electronic | 0.98 |  |  |  |  | Non Federally-Regulated | 2008-11-25 |  | 2020-01-30
Osram Sylvania, Inc. | Sylvania | MB1x40/277RS-SRNK | 277 |  | 1 | Other | Rapid |  |  |  |  | Non-BallastDimming | Magnetic | 1 |  |  |  |  | Federally-Regulated Consumer Product | 2008-01-30 |  | 2020-01-30
Osram Sylvania, Inc. | Sylvania | MB1x40/120RS-SRNK | 120 |  | 1 | Other | Rapid |  |  |  |  | Non-BallastDimming | Magnetic | 0.96 |  |  |  |  | Federally-Regulated Consumer Product | 2008-01-30 |  | 2020-01-30
Osram Sylvania, Inc. | Sylvania | QTP 1x40T12/120 RSN-SC | 120 |  | 1 | Other | Rapid |  |  |  |  | Non-BallastDimming | Electronic | 0.98 | 0.9 |  |  |  | Federally-Regulated Consumer Product | 2008-01-30 |  | 2020-01-30
Osram Sylvania, Inc. | Sylvania | MB2x40/277RS-SRNK | 277 |  | 2 | Other | Rapid |  |  |  |  | Non-BallastDimming | Magnetic | 0.98 |  |  |  |  | Federally-Regulated Consumer Product | 2008-01-30 |  | 2020-01-30
Osram Sylvania, Inc. | Sylvania | MB2x40/120RS-SRNK | 120 |  | 2 | Other | Rapid |  |  |  |  | Non-BallastDimming | Magnetic | 0.98 |  |  |  |  | Federally-Regulated Consumer Product | 2008-01-30 |  | 2020-01-30
Osram Sylvania, Inc. | Sylvania | QTP2X40T12UNVRSCS | 120 - 277 (inclusive) |  | 2 | Other | Rapid |  |  |  |  | Non-BallastDimming | Electronic | 0.99 | 0.9 |  |  |  | Federally-Regulated Consumer Product | 2008-01-30 |  | 2020-01-30
Osram Sylvania, Inc. | Sylvania | QTP 2x40T12/120 RSN-SC | 120 |  | 2 | Other | Rapid |  |  |  |  | Non-BallastDimming | Electronic | 1 | 0.9 |  |  |  | Federally-Regulated Consumer Product | 2008-01-30 |  | 2020-01-30
Osram Sylvania, Inc. | Sylvania | QTP 2x40T12/277 RSN-SC | 277 |  | 2 | Other | Rapid |  |  |  |  | Non-BallastDimming | Electronic | 0.97 | 0.9 |  |  |  | Federally-Regulated Consumer Product | 2008-01-30 |  | 2020-01-30
Osram Sylvania, Inc. | Sylvania | QTR2x32T8/120-ISN-SC | 120 |  | 2 | Designed and labeled for use o | Instant |  |  |  |  | Non-BallastDimming | Electronic | 0.52 |  |  |  |  | Non Federally-Regulated | 2008-01-30 |  | 2020-01-30
Osram Sylvania, Inc. | Sylvania | QTP3x32T8/UNV ISH-SC | 120 - 277 (inclusive) |  | 3 | Other | Instant |  |  |  |  | Non-BallastDimming | Electronic | 0.99 |  |  |  |  | Non Federally-Regulated | 2008-01-30 |  | 2020-01-30
Osram Sylvania, Inc. | Sylvania | QHE 1X32T8/UNV ISL-SC | 120 - 277 (inclusive) |  | 1 | Other | Instant |  |  |  |  | Non-BallastDimming | Electronic | 0.98 |  |  |  |  | Non Federally-Regulated | 2008-01-30 |  | 2020-01-30
Osram Sylvania, Inc. | Sylvania | QTP1X32T8/UNV ISL-SC | 120 - 277 (inclusive) |  | 1 | Other | Instant |  |  |  |  | Non-BallastDimming | Electronic | 1 |  |  |  |  | Non Federally-Regulated | 2011-09-29 |  | 2020-01-30
Osram Sylvania, Inc. | Sylvania | QTP2x32T8/UNV ISL-SC | 120 - 277 (inclusive) |  | 2 | Other | Instant |  |  |  |  | Non-BallastDimming | Electronic | 0.98 |  |  |  |  | Non Federally-Regulated | 2008-01-30 |  | 2020-01-30
Osram Sylvania, Inc. | Sylvania | QHE 3X32T8/UNV ISL-SC | 120 - 277 (inclusive) |  | 3 | Other | Instant |  |  |  |  | Non-BallastDimming | Electronic | 0.98 |  |  |  |  | Non Federally-Regulated | 2008-01-30 |  | 2020-01-30
Osram Sylvania, Inc. | Sylvania | QHE 1X32T8/UNV ISN-SC | 120 - 277 (inclusive) |  | 1 | Other | Instant |  |  |  |  | Non-BallastDimming | Electronic | 0.98 |  |  |  |  | Non Federally-Regulated | 2008-01-30 |  | 2020-01-30
Osram Sylvania, Inc. | Sylvania | QHE 2X32T8/UNV ISH-SC | 120 - 277 (inclusive) |  | 2 | Other | Instant |  |  |  |  | Non-BallastDimming | Electronic | 0.98 |  |  |  |  | Non Federally-Regulated | 2008-01-30 |  | 2020-01-30
Osram Sylvania, Inc. | Sylvania | QHE 4X32T8/UNV ISN-SC | 120 - 277 (inclusive) |  | 4 | Other | Instant |  |  |  |  | Non-BallastDimming | Electronic | 0.99 |  |  |  |  | Non Federally-Regulated | 2008-01-30 |  | 2020-01-30
Osram Sylvania, Inc. | Sylvania | QTP3x32T8/UNV ISL-SC | 120 - 277 (inclusive) |  | 3 | Other | Instant |  |  |  |  | Non-BallastDimming | Electronic | 0.99 |  |  |  |  | Non Federally-Regulated | 2008-01-30 |  | 2020-01-30
Osram Sylvania, Inc. | Sylvania | QHE1x32T8/UNV-ISN-SC-1 | 120 - 277 (inclusive) |  | 1 | Other | Instant |  |  |  |  | Non-BallastDimming | Electronic | 0.96 |  |  |  |  | Non Federally-Regulated | 2008-01-30 |  | 2020-01-30
Osram Sylvania, Inc. | Sylvania | QHE2x32T8/UNV-ISN-SC-1 | 120 - 277 (inclusive) |  | 2 | Other | Instant |  |  |  |  | Non-BallastDimming | Electronic | 0.97 |  |  |  |  | Non Federally-Regulated | 2008-01-30 |  | 2020-01-30
Osram Sylvania, Inc. | Sylvania | QHE3x32T8/UNV-ISN-SC-1 | 120 - 277 (inclusive) |  | 3 | Other | Instant |  |  |  |  | Non-BallastDimming | Electronic | 0.98 |  |  |  |  | Non Federally-Regulated | 2008-01-30 |  | 2020-01-30
Osram Sylvania, Inc. | Sylvania | QTP2x32T8/UNV ISH-SC | 120 - 277 (inclusive) |  | 2 | Other | Instant |  |  |  |  | Non-BallastDimming | Electronic | 0.99 |  |  |  |  | Non Federally-Regulated | 2008-01-30 |  | 2020-01-30
Osram Sylvania, Inc. | Sylvania | QHE 2X32T8/UNV ISL-SC | 120 - 277 (inclusive) |  | 2 | Other | Instant |  |  |  |  | Non-BallastDimming | Electronic | 0.97 |  |  |  |  | Non Federally-Regulated | 2008-01-30 |  | 2020-01-30
Osram Sylvania, Inc. | Sylvania | QHE 2X32T8/UNV ISN-SC | 120 - 277 (inclusive) |  | 2 | Other | Instant |  |  |  |  | Non-BallastDimming | Electronic | 0.98 |  |  |  |  | Non Federally-Regulated | 2008-01-30 |  | 2020-01-30
Osram Sylvania, Inc. | Sylvania | QTP1X32T8/UNV ISN-SC | 120 - 277 (inclusive) |  | 1 | Other | Instant |  |  |  |  | Non-BallastDimming | Electronic | 1 |  |  |  |  | Non Federally-Regulated | 2011-06-13 |  | 2020-01-30
Osram Sylvania, Inc. | Sylvania | QTP4x32T8/UNV ISL-SC | 120 - 277 (inclusive) |  | 4 | Other | Instant |  |  |  |  | Non-BallastDimming | Electronic | 0.98 |  |  |  |  | Non Federally-Regulated | 2008-01-30 |  | 2020-01-30
Osram Sylvania, Inc. | Sylvania | QHE 3X32T8/UNV ISH-SC | 120 - 277 (inclusive) |  | 3 | Other | Instant |  |  |  |  | Non-BallastDimming | Electronic | 0.99 |  |  |  |  | Non Federally-Regulated | 2008-01-30 |  | 2020-01-30
Osram Sylvania, Inc. | Sylvania | QHE 3X32T8/UNV ISN-SC | 120 - 277 (inclusive) |  | 3 | Other | Instant |  |  |  |  | Non-BallastDimming | Electronic | 0.99 |  |  |  |  | Non Federally-Regulated | 2008-01-30 |  | 2020-01-30
Osram Sylvania, Inc. | Sylvania | QTP2X32T8/UNV ISN-SC | 120 - 277 (inclusive) |  | 2 | Other | Instant |  |  |  |  | Non-BallastDimming | Electronic | 1 |  |  |  |  | Non Federally-Regulated | 2011-06-13 |  | 2020-01-30
Osram Sylvania, Inc. | Sylvania | QTP1x32T8/UNV ISH-SC | 120 - 277 (inclusive) |  | 1 | Other | Instant |  |  |  |  | Non-BallastDimming | Electronic | 0.96 |  |  |  |  | Non Federally-Regulated | 2008-01-30 |  | 2020-01-30
Osram Sylvania, Inc. | Sylvania | QTP3x32T8/UNV ISN-SC | 120 - 277 (inclusive) |  | 3 | Other | Instant |  |  |  |  | Non-BallastDimming | Electronic | 0.99 |  |  |  |  | Non Federally-Regulated | 2008-01-30 |  | 2020-01-30
Osram Sylvania, Inc. | Sylvania | QHE 4X32T8/UNV ISL-SC | 120 - 277 (inclusive) |  | 4 | Other | Instant |  |  |  |  | Non-BallastDimming | Electronic | 0.98 |  |  |  |  | Non Federally-Regulated | 2008-01-30 |  | 2020-01-30
Osram Sylvania, Inc. | Sylvania | QHE 1X32T8/UNV ISH-SC | 120 - 277 (inclusive) |  | 1 | Other | Instant |  |  |  |  | Non-BallastDimming | Electronic | 0.93 |  |  |  |  | Non Federally-Regulated | 2008-01-30 |  | 2020-01-30
Osram Sylvania, Inc. | Sylvania | QHE4x32T8/UNV-ISN-SC-1 | 120 - 277 (inclusive) |  | 4 | Other | Instant |  |  |  |  | Non-BallastDimming | Electronic | 0.98 |  |  |  |  | Non Federally-Regulated | 2008-01-30 |  | 2020-01-30
Osram Sylvania, Inc. | Sylvania | QHE 4X32T8/UNV ISH | 120 - 277 (inclusive) |  | 4 | Other | Instant |  |  |  |  | Non-BallastDimming | Electronic | 0.99 |  |  |  |  | Non Federally-Regulated | 2008-01-30 |  | 2020-01-30
Osram Sylvania, Inc. | Sylvania | QTP4x32T8/UNV ISN-SC | 120 - 277 (inclusive) |  | 4 | Other | Instant |  |  |  |  | Non-BallastDimming | Electronic | 0.99 |  |  |  |  | Non Federally-Regulated | 2008-01-30 |  | 2020-01-30
Osram Sylvania, Inc. | Sylvania | QTP 2X54HOUNVPSN U | 120 - 277 (inclusive) |  | 2 | Other | Programmed |  |  |  |  | Non-BallastDimming | Electronic | 0.98 |  |  |  |  | Non Federally-Regulated | 2008-01-30 |  | 2020-01-30
Osram Sylvania, Inc. | Sylvania | QMS 1X28T5/UNV | 120 - 277 (inclusive) |  | 1 | Other | Programmed |  |  |  |  | Stepped | Electronic | 0.96 |  |  |  |  | Non Federally-Regulated | 2008-01-31 |  | 2020-01-30
Osram Sylvania, Inc. | Sylvania | QTP 2x28T5/UNV DALI | 120 - 277 (inclusive) |  | 2 | Other | Programmed |  |  |  |  | Continuous | Electronic | 0.98 |  |  |  |  | Non Federally-Regulated | 2008-01-31 |  | 2020-01-30
Osram Sylvania, Inc. | Sylvania | QTP 1x14T5/UNV DALI | 120 - 277 (inclusive) |  | 1 | Other | Programmed |  |  |  |  | Continuous | Electronic | 0.93 |  |  |  |  | Non Federally-Regulated | 2008-01-31 |  | 2020-01-30
Osram Sylvania, Inc. | Sylvania | QTP 2x40TT5/UNV DALI | 120 - 277 (inclusive) |  | 2 | Other | Programmed |  |  |  |  | Continuous | Electronic | 0.99 |  |  |  |  | Non Federally-Regulated | 2008-01-30 |  | 2020-01-30
Osram Sylvania, Inc. | Sylvania | QTP 4x32T8/UNV PSX-SC | 120 - 277 (inclusive) |  | 4 | Other | Programmed |  |  |  |  | Non-BallastDimming | Electronic | 0.99 |  |  |  |  | Non Federally-Regulated | 2008-01-30 |  | 2020-01-30
Osram Sylvania, Inc. | Sylvania | QTP 2x54T5HO/UNV PSN | 120 - 277 (inclusive) |  | 2 | Other | Programmed |  |  |  |  | Non-BallastDimming | Electronic | 0.96 |  |  |  |  | Non Federally-Regulated | 2008-01-30 |  | 2020-01-30
Osram Sylvania, Inc. | Sylvania | QS 2X54T5HOUNVPS80SC | 120 - 277 (inclusive) |  | 2 | Other | Programmed |  |  |  |  | Stepped | Electronic | 0.98 |  |  |  |  | Non Federally-Regulated | 2008-01-30 |  | 2020-01-30
Osram Sylvania, Inc. | Sylvania | QT 2x54/277PHO-DIM | 277 |  | 2 | Other | Programmed |  |  |  |  | Continuous | Electronic | 0.99 |  |  |  |  | Non Federally-Regulated | 2008-01-30 |  | 2020-01-30
Osram Sylvania, Inc. | Sylvania | QTP 2x32T8/UNV PSN-TC | 120 - 277 (inclusive) |  | 2 | Other | Programmed |  |  |  |  | Non-BallastDimming | Electronic | 0.99 |  |  |  |  | Non Federally-Regulated | 2008-01-30 |  | 2020-01-30
Osram Sylvania, Inc. | Sylvania | QTP 1x32T8/UNV DALI | 120 - 277 (inclusive) |  | 1 | Other | Programmed |  |  |  |  | Continuous | Electronic | 0.96 |  |  |  |  | Non Federally-Regulated | 2008-01-30 |  | 2020-01-30
Osram Sylvania, Inc. | Sylvania | QMS 1X54T5HO/UNV | 120 - 277 (inclusive) |  | 1 | Other | Programmed |  |  |  |  | Stepped | Electronic | 0.98 |  |  |  |  | Non Federally-Regulated | 2008-01-30 |  | 2020-01-30
Osram Sylvania, Inc. | Sylvania | QMS 2X54T5HO/UNV | 120 - 277 (inclusive) |  | 2 | Other | Programmed |  |  |  |  | Stepped | Electronic | 0.98 |  |  |  |  | Non Federally-Regulated | 2008-01-30 |  | 2020-01-30
Osram Sylvania, Inc. | Sylvania | QTP 3x32T8/UNV PSX-SC | 120 - 277 (inclusive) |  | 3 | Other | Programmed |  |  |  |  | Non-BallastDimming | Electronic | 0.98 |  |  |  |  | Non Federally-Regulated | 2008-01-30 |  | 2020-01-30
Osram Sylvania, Inc. | Sylvania | QTP 1x32T8/UNV PSN-TC | 120 - 277 (inclusive) |  | 1 | Other | Programmed |  |  |  |  | Non-BallastDimming | Electronic | 0.99 |  |  |  |  | Non Federally-Regulated | 2008-01-30 |  | 2020-01-30
Osram Sylvania, Inc. | Sylvania | QTP 2X28T5UNVPS95SCPAL | 120 - 277 (inclusive) |  | 2 | Other | Programmed |  |  |  |  | Non-BallastDimming | Electronic | 0.97 |  |  |  |  | Non Federally-Regulated | 2008-01-31 |  | 2020-01-30
Osram Sylvania, Inc. | Sylvania | QTP 2x54T5HO/UNV DALI | 120 - 277 (inclusive) |  | 2 | Other | Programmed |  |  |  |  | Continuous | Electronic | 0.98 |  |  |  |  | Non Federally-Regulated | 2008-01-30 |  | 2020-01-30
Osram Sylvania, Inc. | Sylvania | QTP 2x32T8/UNV DALI | 120 - 277 (inclusive) |  | 2 | Other | Programmed |  |  |  |  | Continuous | Electronic | 0.98 |  |  |  |  | Non Federally-Regulated | 2008-01-30 |  | 2020-01-30
Osram Sylvania, Inc. | Sylvania | QTP 2X28T5UNVPS115SCPAL | 120 - 277 (inclusive) |  | 2 | Other | Programmed |  |  |  |  | Non-BallastDimming | Electronic | 0.98 |  |  |  |  | Non Federally-Regulated | 2008-01-31 |  | 2020-01-30
Osram Sylvania, Inc. | Sylvania | QTP 4x54T5HO/UNV PSN HTW | 120 - 277 (inclusive) |  | 4 | Other | Programmed |  |  |  |  | Non-BallastDimming | Electronic | 0.97 |  |  |  |  | Non Federally-Regulated | 2008-01-30 |  | 2020-01-30
Osram Sylvania, Inc. | Sylvania | QTP 4x32T8/UNV PSN-SC | 120 - 277 (inclusive) |  | 4 | Other | Programmed |  |  |  |  | Non-BallastDimming | Electronic | 0.99 |  |  |  |  | Non Federally-Regulated | 2008-01-30 |  | 2020-01-30
Osram Sylvania, Inc. | Sylvania | QTP 1x54T5HO/UNV DALI | 120 - 277 (inclusive) |  | 1 | Other | Programmed |  |  |  |  | Continuous | Electronic | 0.98 |  |  |  |  | Non Federally-Regulated | 2008-01-30 |  | 2020-01-30
Osram Sylvania, Inc. | Sylvania | QT 1x54/277PHO-DIM | 277 |  | 1 | Other | Programmed |  |  |  |  | Continuous | Electronic | 0.99 |  |  |  |  | Non Federally-Regulated | 2008-01-30 |  | 2020-01-30
Osram Sylvania, Inc. | Sylvania | QT 2x54/120PHO-DIM | 120 |  | 2 | Other | Programmed |  |  |  |  | Continuous | Electronic | 0.99 |  |  |  |  | Non Federally-Regulated | 2008-01-30 |  | 2020-01-30
Osram Sylvania, Inc. | Sylvania | QTP 1X28T5UNVPSN | 120 - 277 (inclusive) |  | 1 | Other | Programmed |  |  |  |  | Non-BallastDimming | Electronic | 0.99 |  |  |  |  | Non Federally-Regulated | 2008-01-31 |  | 2020-01-30
Osram Sylvania, Inc. | Sylvania | QT 1x54/120PHO-DIM | 120 |  | 1 | Other | Programmed |  |  |  |  | Continuous | Electronic | 1 |  |  |  |  | Non Federally-Regulated | 2008-01-30 |  | 2020-01-30
Osram Sylvania, Inc. | Sylvania | QTP 3x32T8/UNV PSN-SC | 120 - 277 (inclusive) |  | 3 | Other | Programmed |  |  |  |  | Non-BallastDimming | Electronic | 0.99 |  |  |  |  | Non Federally-Regulated | 2008-01-30 |  | 2020-01-30
Osram Sylvania, Inc. | Sylvania | QTP 1x32T8/UNV PSX-TC | 120 - 277 (inclusive) |  | 1 | Other | Programmed |  |  |  |  | Non-BallastDimming | Electronic | 0.98 |  |  |  |  | Non Federally-Regulated | 2008-01-30 |  | 2020-01-30
Osram Sylvania, Inc. | Sylvania | QMS 2X28T5/UNV | 120 - 277 (inclusive) |  | 2 | Other | Programmed |  |  |  |  | Stepped | Electronic | 0.98 |  |  |  |  | Non Federally-Regulated | 2008-01-31 |  | 2020-01-30
Osram Sylvania, Inc. | Sylvania | QTP 1x28T5/UNV DALI | 120 - 277 (inclusive) |  | 1 | Other | Programmed |  |  |  |  | Continuous | Electronic | 0.96 |  |  |  |  | Non Federally-Regulated | 2008-01-31 |  | 2020-01-30
Osram Sylvania, Inc. | Sylvania | QTP4x32T8/277 DIM PLUS-TCL | 277 |  | 4 | Other | Programmed |  |  |  |  | Continuous | Electronic | 1 |  |  |  |  | Non Federally-Regulated | 2008-01-30 |  | 2020-01-30
Osram Sylvania, Inc. | Sylvania | QTP 2X54T5HOUNVPS80SC | 120 - 277 (inclusive) |  | 2 | Other | Programmed |  |  |  |  | Non-BallastDimming | Electronic | 0.98 |  |  |  |  | Non Federally-Regulated | 2008-01-30 |  | 2020-01-30
Osram Sylvania, Inc. | Sylvania | QTP 2x54T5HO/UNV PSN HT | 120 - 277 (inclusive) |  | 2 | Other | Programmed |  |  |  |  | Non-BallastDimming | Electronic | 0.96 |  |  |  |  | Non Federally-Regulated | 2008-01-30 |  | 2020-01-30
Osram Sylvania, Inc. | Sylvania | QTP 1X54T5HOUNVPSN | 120 - 277 (inclusive) |  | 1 | Other | Programmed |  |  |  |  | Non-BallastDimming | Electronic | 0.96 |  |  |  |  | Non Federally-Regulated | 2008-01-30 |  | 2020-01-30
Osram Sylvania, Inc. | Sylvania | QTP 2x32T8/UNV PSX-TC | 120 - 277 (inclusive) |  | 2 | Other | Programmed |  |  |  |  | Non-BallastDimming | Electronic | 0.99 |  |  |  |  | Non Federally-Regulated | 2008-01-30 |  | 2020-01-30
Osram Sylvania, Inc. | Sylvania | QTP 2x28T5/UNV PSN | 120 - 277 (inclusive) |  | 2 | Other | Programmed |  |  |  |  | Non-BallastDimming | Electronic | 0.97 |  |  |  |  | Non Federally-Regulated | 2008-01-31 |  | 2020-01-30
Osram Sylvania, Inc. | Sylvania | QTP 2x14T5/UNV DALI | 120 - 277 (inclusive) |  | 2 | Other | Programmed |  |  |  |  | Continuous | Electronic | 0.97 |  |  |  |  | Non Federally-Regulated | 2008-01-31 |  | 2020-01-30
Osram Sylvania, Inc. | Sylvania | QTP 4X54T5HO277VPSNHTSCL | 277 |  | 4 | Other | Programmed |  |  |  |  | Non-BallastDimming | Electronic | 0.99 |  |  |  |  | Non Federally-Regulated | 2008-01-30 |  | 2020-01-30
Osram Sylvania, Inc. | Sylvania | MB1x96/VHO/277RS-SRNK | 277 |  | 1 | Other | Rapid |  |  |  |  | Non-BallastDimming | Magnetic | 0.93 |  |  |  |  | Non Federally-Regulated | 2008-01-30 |  | 2020-01-30
Osram Sylvania, Inc. | Sylvania | MB2x96/VHO/120RS-SRNK | 120 |  | 2 | Other | Rapid |  |  |  |  | Non-BallastDimming | Magnetic | 0.97 |  |  |  |  | Non Federally-Regulated | 2008-01-30 |  | 2020-01-30
Osram Sylvania, Inc. | Sylvania | QTP 3x40T12/120 RSN | 120 |  | 3 | Other | Rapid |  |  |  |  | Non-BallastDimming | Electronic | 0.98 |  |  |  |  | Non Federally-Regulated | 2008-01-30 |  | 2020-01-30
Osram Sylvania, Inc. | Sylvania | MB1x32/120CIRC-SRNK | 120 |  | 1 | Other | Rapid |  |  |  |  | Non-BallastDimming | Magnetic | 0.52 |  |  |  |  | Non Federally-Regulated | 2008-01-30 |  | 2020-01-30
Osram Sylvania, Inc. | Sylvania | MB2x30/120RS-SRNK | 120 |  | 2 | Other | Rapid |  |  |  |  | Non-BallastDimming | Magnetic | 0.99 |  |  |  |  | Non Federally-Regulated | 2008-01-30 |  | 2020-01-30
Osram Sylvania, Inc. | Sylvania | MB2x96/VHO/277RS-SRNK | 277 |  | 2 | Other | Rapid |  |  |  |  | Non-BallastDimming | Magnetic | 0.98 |  |  |  |  | Non Federally-Regulated | 2008-01-30 |  | 2020-01-30
Osram Sylvania, Inc. | Sylvania | MB2x30/277RS-SRNK | 277 |  | 2 | Other | Rapid |  |  |  |  | Non-BallastDimming | Magnetic | 0.96 |  |  |  |  | Non Federally-Regulated | 2008-01-30 |  | 2020-01-30
Osram Sylvania, Inc. | Sylvania | MB1x22/120CIRC-SRNK | 120 |  | 1 | Other | Rapid |  |  |  |  | Non-BallastDimming | Magnetic | 0.42 |  |  |  |  | Non Federally-Regulated | 2008-01-30 |  | 2020-01-30
Osram Sylvania, Inc. | Sylvania | MSB-24-1224-TP | 120 |  | 4 | Other | Rapid |  |  |  |  | Non-BallastDimming | Magnetic | 0.96 |  |  |  |  | Non Federally-Regulated | 2008-01-30 |  | 2020-01-30
Osram Sylvania, Inc. | Sylvania | MSB-46-2448-TP | 120 |  | 4 | Other | Rapid |  |  |  |  | Non-BallastDimming | Magnetic | 0.94 |  |  |  |  | Non Federally-Regulated | 2008-01-30 |  | 2020-01-30
Osram Sylvania, Inc. | Sylvania | MB1x96/VHO/120RS-SRNK | 120 |  | 1 | Other | Rapid |  |  |  |  | Non-BallastDimming | Magnetic | 0.92 |  |  |  |  | Non Federally-Regulated | 2008-01-30 |  | 2020-01-30
Osram Sylvania, Inc. | Sylvania | QTP 3x40T12/277 RSN | 277 |  | 3 | Other | Rapid |  |  |  |  | Non-BallastDimming | Electronic | 0.99 |  |  |  |  | Non Federally-Regulated | 2008-01-30 |  | 2020-01-30
Osram Sylvania, Inc. | Sylvania | MB1x40/120RES-SRNK | 120 |  | 1 | Designed and labeled for use o | Rapid |  |  |  |  | Non-BallastDimming | Magnetic | 0.5 |  |  |  |  | Voluntarily Certified | 2008-01-30 |  | 2020-01-30
TCP | Technical Consumer Products | E432IS32277L | 277 |  | 4 | Other | Instant |  |  |  |  | Non-BallastDimming | Electronic | 0.75 |  |  |  |  | Federally-Regulated Consumer Product | 2004-01-05 |  | 2020-01-30
TCP | Technical Consumer Products | E21IS32120L | 120 |  | 2 | Other | Instant |  |  |  |  | Non-BallastDimming | Electronic | 0.75 |  |  |  |  | Federally-Regulated Consumer Product | 2004-01-05 |  | 2020-01-30
TCP | Technical Consumer Products | E21IS32277UC | 277 |  | 2 | Other | Instant |  |  |  |  | Non-BallastDimming | Electronic | 0.73 |  |  |  |  | Federally-Regulated Consumer Product | 2004-01-05 |  | 2020-01-30
TCP | Technical Consumer Products | E432IS32277UC | 277 |  | 4 | Other | Instant |  |  |  |  | Non-BallastDimming | Electronic | 0.73 |  |  |  |  | Federally-Regulated Consumer Product | 2004-01-05 |  | 2020-01-30
TCP | Technical Consumer Products | E321IS32120H | 120 |  | 3 | Other | Instant |  |  |  |  | Non-BallastDimming | Electronic | 1.2 |  |  |  |  | Federally-Regulated Consumer Product | 2004-01-05 |  | 2020-01-30
TCP | Technical Consumer Products | E432IS32277U | 277 |  | 4 | Other | Instant |  |  |  |  | Non-BallastDimming | Electronic | 0.71 |  |  |  |  | Federally-Regulated Consumer Product | 2004-01-05 |  | 2020-01-30
TCP | Technical Consumer Products | E21IS32120U | 120 |  | 2 | Other | Instant |  |  |  |  | Non-BallastDimming | Electronic | 0.71 |  |  |  |  | Federally-Regulated Consumer Product | 2004-01-05 |  | 2020-01-30
TCP | Technical Consumer Products | E21IS32120UC | 120 |  | 2 | Other | Instant |  |  |  |  | Non-BallastDimming | Electronic | 0.73 |  |  |  |  | Federally-Regulated Consumer Product | 2004-01-05 |  | 2020-01-30
TCP | Technical Consumer Products | E432IS32277N | 277 |  | 4 | Other | Instant |  |  |  |  | Non-BallastDimming | Electronic | 0.88 |  |  |  |  | Federally-Regulated Consumer Product | 2004-01-05 |  | 2020-01-30
TCP | Technical Consumer Products | E21IS32120N | 120 |  | 3 | Other | Instant |  |  |  |  | Non-BallastDimming | Electronic | 0.88 |  |  |  |  | Federally-Regulated Consumer Product | 2004-01-05 |  | 2020-01-30
TCP | Technical Consumer Products | E21IS32277N | 277 |  | 2 | Other | Instant |  |  |  |  | Non-BallastDimming | Electronic | 0.88 |  |  |  |  | Federally-Regulated Consumer Product | 2004-01-05 |  | 2020-01-30
TCP | Technical Consumer Products | E432IS32120N | 120 |  | 4 | Other | Instant |  |  |  |  | Non-BallastDimming | Electronic | 0.88 |  |  |  |  | Federally-Regulated Consumer Product | 2004-01-05 |  | 2020-01-30
TCP | Technical Consumer Products | E21IS32277L | 277 |  | 2 | Other | Instant |  |  |  |  | Non-BallastDimming | Electronic | 0.75 |  |  |  |  | Federally-Regulated Consumer Product | 2004-01-05 |  | 2020-01-30
TCP | Technical Consumer Products | E432IS32120L | 120 |  | 4 | Other | Instant |  |  |  |  | Non-BallastDimming | Electronic | 0.75 |  |  |  |  | Federally-Regulated Consumer Product | 2004-01-05 |  | 2020-01-30
TCP | Technical Consumer Products | E321IS32277H | 277 |  | 3 | Other | Instant |  |  |  |  | Non-BallastDimming | Electronic | 1.2 |  |  |  |  | Federally-Regulated Consumer Product | 2004-01-05 |  | 2020-01-30
TCP | Technical Consumer Products | E21IS32277U | 277 |  | 2 | Other | Instant |  |  |  |  | Non-BallastDimming | Electronic | 0.71 |  |  |  |  | Federally-Regulated Consumer Product | 2004-01-05 |  | 2020-01-30
TCP | Technical Consumer Products | E432IS32120U | 120 |  | 4 | Other | Instant |  |  |  |  | Non-BallastDimming | Electronic | 0.71 |  |  |  |  | Federally-Regulated Consumer Product | 2004-01-05 |  | 2020-01-30
TCP | Technical Consumer Products | E432IS32120UC | 120 |  | 4 | Other | Instant |  |  |  |  | Non-BallastDimming | Electronic | 0.73 |  |  |  |  | Federally-Regulated Consumer Product | 2004-01-05 |  | 2020-01-30
GE Lighting | GE | GE232-MV-N/M | 120 - 277 (inclusive) | 4-foot medium bipin lamps | 2 | Ballasts not classified as res | Instant |  | High-Frequency | Instant start and rapid start | 32 | Not designed for dimming to 50 | Electronic | 0.99 | 0.9 | 51.351 | 0.917 | 0.902 | Federally-Regulated Commercial & Industrial Equipment | 2017-04-21 |  | 2020-11-04
GE Lighting | GE | GE332-MV-N/M | 120 - 277 (inclusive) | 4-foot medium bipin lamps | 3 | Ballasts not classified as res | Instant |  | High-Frequency | Instant start and rapid start | 32 | Not designed for dimming to 50 | Electronic | 0.97 | 0.9 | 77.095 | 0.92 | 0.91 | Federally-Regulated Commercial & Industrial Equipment | 2017-04-21 |  | 2020-11-04
GE Lighting | GE | GE432-MV-N/M | 120 - 277 (inclusive) | 4-foot medium bipin lamps | 4 | Ballasts not classified as res | Instant |  | High-Frequency | Instant start and rapid start | 32 | Not designed for dimming to 50 | Electronic | 0.98 | 0.9 | 100.07 | 0.92 | 0.915 | Federally-Regulated Commercial & Industrial Equipment | 2017-04-21 |  | 2020-11-04
GE Lighting | GE | GE-ESB848-16 | 120 - 277 (inclusive) | 8-foot high output lamps | 6 | Designed and labeled as sign b | Instant |  | High-Frequency | Sign ballasts that operate 8-f | 96 | Not designed for dimming to 50 | Electronic | 0.99 | 0.9 | 377.008 | 0.916 | 0.897 | Federally-Regulated Commercial & Industrial Equipment | 2017-04-21 |  | 2020-11-04
GE Lighting | GE | GE-ESB432-14 | 120 - 277 (inclusive) | 8-foot high output lamps | 4 | Designed and labeled as sign b | Instant |  | High-Frequency | Sign ballasts that operate 8-f | 96 | Not designed for dimming to 50 | Electronic | 0.99 | 0.9 | 255.403 | 0.907 | 0.889 | Federally-Regulated Commercial & Industrial Equipment | 2017-04-21 |  | 2020-11-04
GE Lighting | GE | GE-ESB216-12 | 120 - 277 (inclusive) | 8-foot high output lamps | 2 | Designed and labeled as sign b | Instant |  | High-Frequency | Sign ballasts that operate 8-f | 96 | Not designed for dimming to 50 | Electronic | 0.99 | 0.9 | 126.195 | 0.913 | 0.871 | Federally-Regulated Commercial & Industrial Equipment | 2017-04-21 |  | 2020-11-04
GE Lighting | GE | GE-ESB1040-14 | 120 - 277 (inclusive) | 8-foot high output lamps | 4 | Designed and labeled as sign b | Instant |  | High-Frequency | Sign ballasts that operate 8-f | 96 | Not designed for dimming to 50 | Electronic | 0.99 | 0.9 | 303.2 | 0.915 | 0.892 | Federally-Regulated Commercial & Industrial Equipment | 2017-04-21 |  | 2020-11-04
GE Lighting | GE | GE-SSB416-12 | 120 - 277 (inclusive) | 8-foot high output lamps | 2 | Designed and labeled as sign b | Rapid |  | High-Frequency | Sign ballasts that operate 8-f | 110 | Not designed for dimming to 50 | Electronic | 0.98 | 0.9 | 127.2 | 0.931 | 0.871 | Federally-Regulated Commercial & Industrial Equipment | 2017-06-05 |  | 2020-11-04
GE Lighting | GE | GE-SSB1232-24 | 120 - 277 (inclusive) | 8-foot high output lamps | 4 | Designed and labeled as sign b | Rapid |  | High-Frequency | Sign ballasts that operate 8-f | 110 | Not designed for dimming to 50 | Electronic | 0.99 | 0.9 | 255.3 | 0.938 | 0.889 | Federally-Regulated Commercial & Industrial Equipment | 2017-06-05 |  | 2020-11-04
GE Lighting | GE | GE-SSB2048-46 | 120 - 277 (inclusive) | 8-foot high output lamps | 6 | Designed and labeled as sign b | Rapid |  | High-Frequency | Sign ballasts that operate 8-f | 110 | Not designed for dimming to 50 | Electronic | 0.98 | 0.9 | 398.7 | 0.944 | 0.898 | Federally-Regulated Commercial & Industrial Equipment | 2017-06-05 |  | 2020-11-04
GE Lighting | GE | GE454PUNVHB-E/M | 120 - 277 (inclusive) | 4-foot mini bipin high output | 4 | Ballasts not classified as res | Programmed |  | High-Frequency | Programmed start ballasts not | 54 | Not designed for dimming to 50 | Electronic | 0.99 | 0.9 | 206.783 | 0.937 | 0.927 | Federally-Regulated Commercial & Industrial Equipment | 2018-05-16 |  | 2020-11-04
GE Lighting | GE | GE286MAXP-HO-N | 120 - 277 (inclusive) | 8-foot high output lamps | 2 | Designed (not classified as si | Instant |  | High-Frequency | Instant start and rapid start | 134 | Not designed for dimming to 50 | Electronic | 0.99 | 0.9 | 133.06 | 0.934 | 0.916 | Federally-Regulated Commercial & Industrial Equipment | 2015-08-26 |  | 2020-11-04
GE Lighting | General Electric | GE332MAX-H/ULTRA 78619 | 120 - 277 (inclusive) |  | 3 | Other | Instant |  |  |  |  | Non-BallastDimming | Electronic | 0.98 |  |  |  |  | Non Federally-Regulated | 2011-06-21 |  | 2020-11-04
GE Lighting | GE | GE254MVPS90-A | 120 - 277 (inclusive) | 4-foot mini bipin high output | 2 | Ballasts not classified as res | Programmed |  | High-Frequency | Programmed start ballasts not | 108 | Not designed for dimming to 50 | Electronic | 0.99 | 0.9 | 100.77 | 0.93 | 0.909 | Federally-Regulated Commercial & Industrial Equipment | 2015-08-26 |  | 2020-11-04
GE Lighting | General Electric | GE332-N-347 74105 | 347/480 (either/or) |  | 3 | Other | Instant |  |  |  |  | Non-BallastDimming | Electronic | 0.99 |  |  |  |  | Non Federally-Regulated | 2011-06-21 |  | 2020-11-04
GE Lighting | GE | GE232MAXP-N/AMP | 120 - 277 (inclusive) | 4-foot medium bipin lamps | 2 | Ballasts not classified as res | Instant |  | High-Frequency | Instant start and rapid start | 50 | Not designed for dimming to 50 | Electronic | 0.99 | 0.9 | 48.67 | 0.922 | 0.886 | Federally-Regulated Commercial & Industrial Equipment | 2015-08-26 |  | 2020-11-04
GE Lighting | GE | GE432MAXP90-S60 | 120 - 277 (inclusive) | 4-foot medium bipin lamps | 4 | Ballasts not classified as res | Instant |  | High-Frequency | Instant start and rapid start | 132 | Not designed for dimming to 50 | Electronic | 0.99 | 0.9 | 128.57 | 0.942 | 0.916 | Federally-Regulated Commercial & Industrial Equipment | 2015-08-26 |  | 2020-11-04
GE Lighting | GE | GE432MAXP-N/ULTRA | 120 - 277 (inclusive) | 4-foot medium bipin lamps | 4 | Ballasts not classified as res | Instant |  | High-Frequency | Instant start and rapid start | 100 | Not designed for dimming to 50 | Electronic | 0.99 | 0.9 | 98.21 | 0.936 | 0.908 | Federally-Regulated Commercial & Industrial Equipment | 2015-08-26 |  | 2020-11-04
GE Lighting | General Electric | GE180MVPS-D 72280 | 120 - 277 (inclusive) |  | 1 | Other | Programmed |  |  |  |  | Non-BallastDimming | Electronic | 0.98 |  |  |  |  | Non Federally-Regulated | 2011-06-21 |  | 2020-11-04
GE Lighting | General Electric | GE332MVPS-N-V03 75381 | 120 - 277 (inclusive) |  | 3 | Other | Programmed |  |  |  |  | Continuous | Electronic | 0.98 |  |  |  |  | Non Federally-Regulated | 2011-06-21 |  | 2020-11-04
GE Lighting | GE | GE332MAX-G-N-DIYB | 120 - 277 (inclusive) | 4-foot medium bipin lamps | 3 | Ballasts not classified as res | Instant |  | High-Frequency | Instant start and rapid start | 75 | Not designed for dimming to 50 | Electronic | 0.98 | 0.9 | 75.89 | 0.92 | 0.9 | Federally-Regulated Commercial & Industrial Equipment | 2015-08-26 |  | 2020-11-04
GE Lighting | General Electric | GE432MV-N-42T 74464 | 120 - 277 (inclusive) |  | 4 | Other | Instant |  |  |  |  | Non-BallastDimming | Electronic | 0.98 |  |  |  |  | Non Federally-Regulated | 2011-06-21 |  | 2020-11-04
GE Lighting | GE | GE332MAX-G-L | 120 - 277 (inclusive) | 4-foot medium bipin lamps | 3 | Ballasts not classified as res | Instant |  | High-Frequency | Instant start and rapid start | 66 | Not designed for dimming to 50 | Electronic | 0.98 | 0.9 | 66.4 | 0.919 | 0.896 | Federally-Regulated Commercial & Industrial Equipment | 2015-08-26 |  | 2020-11-04
GE Lighting | General Electric | GE232MAX-H 73190 | 120 - 277 (inclusive) |  | 2 | Other | Instant |  |  |  |  | Non-BallastDimming | Electronic | 0.96 |  |  |  |  | Non Federally-Regulated | 2011-06-21 |  | 2020-11-04
GE Lighting | General Electric | GE259MV-N 74469 | 120 - 277 (inclusive) |  | 2 | Other | Instant |  |  |  |  | Non-BallastDimming | Electronic | 0.99 |  |  |  |  | Non Federally-Regulated | 2011-06-21 |  | 2020-11-04
GE Lighting | GE | GE332MAX-G-N | 120 - 277 (inclusive) | 4-foot medium bipin lamps | 3 | Ballasts not classified as res | Instant |  | High-Frequency | Instant start and rapid start | 75 | Not designed for dimming to 50 | Electronic | 0.98 | 0.9 | 75.89 | 0.92 | 0.9 | Federally-Regulated Commercial & Industrial Equipment | 2015-08-26 |  | 2020-11-04
GE Lighting | GE | GE432-120RES-B | 120 | 4-foot medium bipin lamps | 4 | Residential | Instant |  | High-Frequency | Instant start and rapid start | 100 | Not designed for dimming to 50 | Electronic | 0.57 | 0.5 | 95.79 | 0.912 | 0.86 | Federally-Regulated Consumer Product | 2015-09-09 |  | 2020-11-04
GE Lighting | General Electric | GE260IS-MV-N-DIY 74475 | 120 - 277 (inclusive) |  | 2 | Other | Instant |  |  |  |  | Non-BallastDimming | Electronic | 0.98 | 0.9 |  |  |  | Federally-Regulated Consumer Product | 2011-06-21 |  | 2020-11-04
GE Lighting | GE | GE432MAX-G-N-4PK | 120 - 277 (inclusive) | 4-foot medium bipin lamps | 4 | Ballasts not classified as res | Instant |  | High-Frequency | Instant start and rapid start | 100 | Not designed for dimming to 50 | Electronic | 0.99 | 0.9 | 101.63 | 0.928 | 0.909 | Federally-Regulated Commercial & Industrial Equipment | 2015-08-26 |  | 2020-11-04
GE Lighting | GE | GE259MAX-G-N-DIYB | 120 - 277 (inclusive) | 8-foot slim line lamps | 2 | Ballasts not classified as res | Instant |  | High-Frequency | Instant start and rapid start | 96 | Not designed for dimming to 50 | Electronic | 0.99 | 0.9 | 99.83 | 0.93 | 0.915 | Federally-Regulated Commercial & Industrial Equipment | 2015-08-26 |  | 2020-11-04
GE Lighting | General Electric | GE332MAX347-H 74111 | 347/480 (either/or) |  | 3 | Other | Instant |  |  |  |  | Non-BallastDimming | Electronic | 0.99 |  |  |  |  | Non Federally-Regulated | 2011-06-21 |  | 2020-11-04
GE Lighting | GE | GE254MVPS-D-1 | 120 - 277 (inclusive) | 4-foot mini bipin high output | 2 | Ballasts not classified as res | Programmed |  | High-Frequency | Programmed start ballasts not | 108 | Not designed for dimming to 50 | Electronic | 0.99 | 0.9 | 101.95 | 0.915 | 0.909 | Federally-Regulated Commercial & Industrial Equipment | 2015-08-26 |  | 2020-11-04
GE Lighting | GE | GE432MAXP-N+ | 120 - 277 (inclusive) | 4-foot medium bipin lamps | 4 | Ballasts not classified as res | Instant |  | High-Frequency | Instant start and rapid start | 112 | Not designed for dimming to 50 | Electronic | 0.99 | 0.9 | 113.21 | 0.937 | 0.912 | Federally-Regulated Commercial & Industrial Equipment | 2015-08-26 |  | 2020-11-04
GE Lighting | General Electric | GE332MV-N 74456 | 120 - 277 (inclusive) |  | 3 | Other | Instant |  |  |  |  | Non-BallastDimming | Electronic | 0.98 |  |  |  |  | Non Federally-Regulated | 2011-06-21 |  | 2020-11-04
GE Lighting | General Electric | GE254MVPS-D 72279 | 120 - 277 (inclusive) |  | 2 | Other | Programmed |  |  |  |  | Non-BallastDimming | Electronic | 0.99 |  |  |  |  | Non Federally-Regulated | 2011-06-21 |  | 2020-11-04
GE Lighting | General Electric | GE254MVPS-F 62117 | 120 - 277 (inclusive) |  | 2 | Other | Programmed |  |  |  |  | Non-BallastDimming | Electronic | 0.98 |  |  |  |  | Non Federally-Regulated | 2011-06-21 |  | 2020-11-04
GE Lighting | GE | GE240PS-MV-N | 120 - 277 (inclusive) | 4-foot medium bipin lamps | 2 | Ballasts not classified as res | Programmed |  | High-Frequency | Programmed start ballasts not | 50 | Not designed for dimming to 50 | Electronic | 0.99 | 0.9 | 49.89 | 0.895 | 0.887 | Federally-Regulated Commercial & Industrial Equipment | 2015-09-09 |  | 2020-11-04
GE Lighting | GE | GE240PS-MV-N-DIYB | 120 - 277 (inclusive) | 4-foot medium bipin lamps | 2 | Ballasts not classified as res | Programmed |  | High-Frequency | Programmed start ballasts not | 50 | Not designed for dimming to 50 | Electronic | 0.99 | 0.9 | 49.89 | 0.895 | 0.887 | Federally-Regulated Commercial & Industrial Equipment | 2015-09-09 |  | 2020-11-04
GE Lighting | GE | GE332-MVPS-L | 120 - 277 (inclusive) | 4-foot medium bipin lamps | 3 | Ballasts not classified as res | Programmed |  | High-Frequency | Programmed start ballasts not | 66 | Not designed for dimming to 50 | Electronic | 0.98 | 0.9 | 61.27 | 0.914 | 0.894 | Federally-Regulated Commercial & Industrial Equipment | 2015-08-26 |  | 2020-11-04
GE Lighting | General Electric | GE232MV-H 74803 | 120 - 277 (inclusive) |  | 2 | Other | Instant |  |  |  |  | Non-BallastDimming | Electronic | 0.98 |  |  |  |  | Non Federally-Regulated | 2011-06-21 |  | 2020-11-04
GE Lighting | GE | GE232MAXP-H/ULTRA | 120 - 277 (inclusive) | 4-foot medium bipin lamps | 2 | Ballasts not classified as res | Instant |  | High-Frequency | Instant start and rapid start | 68 | Not designed for dimming to 50 | Electronic | 0.98 | 0.9 | 69.02 | 0.912 | 0.897 | Federally-Regulated Commercial & Industrial Equipment | 2015-08-26 |  | 2020-11-04
GE Lighting | GE | GE432MAX-G-L | 120 - 277 (inclusive) | 4-foot medium bipin lamps | 4 | Ballasts not classified as res | Instant |  | High-Frequency | Instant start and rapid start | 88 | Not designed for dimming to 50 | Electronic | 0.99 | 0.9 | 89.23 | 0.923 | 0.905 | Federally-Regulated Commercial & Industrial Equipment | 2015-08-26 |  | 2020-11-04
GE Lighting | GE | GE332MAXP-N/ULTRA | 120 - 277 (inclusive) | 4-foot medium bipin lamps | 3 | Ballasts not classified as res | Instant |  | High-Frequency | Instant start and rapid start | 75 | Not designed for dimming to 50 | Electronic | 0.98 | 0.9 | 74.71 | 0.928 | 0.9 | Federally-Regulated Commercial & Industrial Equipment | 2015-08-26 |  | 2020-11-04
GE Lighting | GE | GE132MAXP-H/ULTRA | 120 - 277 (inclusive) | 4-foot medium bipin lamps | 1 | Ballasts not classified as res | Instant |  | High-Frequency | Instant start and rapid start | 34 | Not designed for dimming to 50 | Electronic | 0.97 | 0.9 | 32.39 | 0.924 | 0.87 | Federally-Regulated Commercial & Industrial Equipment | 2015-08-26 |  | 2020-11-04
GE Lighting | GE | GE432-120RESDIYB | 120 | 4-foot medium bipin lamps | 4 | Residential | Instant |  | High-Frequency | Instant start and rapid start | 100 | Not designed for dimming to 50 | Electronic | 0.57 | 0.5 | 95.79 | 0.912 | 0.86 | Federally-Regulated Consumer Product | 2015-09-09 |  | 2020-11-04
GE Lighting | General Electric | GE332MAX347-N 74094 | 347/480 (either/or) |  | 3 | Other | Instant |  |  |  |  | Non-BallastDimming | Electronic | 0.99 |  |  |  |  | Non Federally-Regulated | 2011-06-21 |  | 2020-11-04
GE Lighting | GE | GE632MAXP-H90-S60 | 120 - 277 (inclusive) | 4-foot medium bipin lamps | 6 | Ballasts not classified as res | Instant |  | High-Frequency | Instant start and rapid start | 204 | Not designed for dimming to 50 | Electronic | 0.98 | 0.9 | 203.85 | 0.942 | 0.927 | Federally-Regulated Commercial & Industrial Equipment | 2015-08-26 |  | 2020-11-04
GE Lighting | GE | GE332MAXP90-S60 | 120 - 277 (inclusive) | 4-foot medium bipin lamps | 3 | Ballasts not classified as res | Instant |  | High-Frequency | Instant start and rapid start | 99 | Not designed for dimming to 50 | Electronic | 0.99 | 0.9 | 99.34 | 0.935 | 0.908 | Federally-Regulated Commercial & Industrial Equipment | 2015-08-26 |  | 2020-11-04
GE Lighting | GE | GE254MVPS90-A-DIY | 120 - 277 (inclusive) | 4-foot mini bipin high output | 2 | Ballasts not classified as res | Programmed |  | High-Frequency | Programmed start ballasts not | 108 | Not designed for dimming to 50 | Electronic | 0.99 | 0.9 | 100.77 | 0.93 | 0.909 | Federally-Regulated Commercial & Industrial Equipment | 2015-08-26 |  | 2020-11-04
GE Lighting | General Electric | GE132-MVPS-H 75954 | 120 - 277 (inclusive) |  | 1 | Other | Programmed |  |  |  |  | Non-BallastDimming | Electronic | 0.98 |  |  |  |  | Non Federally-Regulated | 2011-06-21 |  | 2020-11-04
GE Lighting | General Electric | GE232MVPS-H-V03 75383 | 120 - 277 (inclusive) |  | 2 | Other | Programmed |  |  |  |  | Continuous | Electronic | 0.98 |  |  |  |  | Non Federally-Regulated | 2011-06-21 |  | 2020-11-04
GE Lighting | GE | GE432MAXP-N/AMP | 120 - 277 (inclusive) | 4-foot medium bipin lamps | 4 | Ballasts not classified as res | Instant |  | High-Frequency | Instant start and rapid start | 100 | Not designed for dimming to 50 | Electronic | 0.99 | 0.9 | 98.21 | 0.936 | 0.908 | Federally-Regulated Commercial & Industrial Equipment | 2015-08-26 |  | 2020-11-04
GE Lighting | GE | GE260IS-MV-N-DIYB | 120 - 277 (inclusive) | 8-foot slim line lamps | 2 | Ballasts not classified as res | Instant |  | High-Frequency | Instant start and rapid start | 128 | Not designed for dimming to 50 | Electronic | 0.98 | 0.9 | 126.96 | 0.931 | 0.919 | Federally-Regulated Commercial & Industrial Equipment | 2015-09-09 |  | 2020-11-04
GE Lighting | GE | GE632MAXP-H90 | 120 - 277 (inclusive) | 4-foot medium bipin lamps | 6 | Ballasts not classified as res | Instant |  | High-Frequency | Instant start and rapid start | 204 | Not designed for dimming to 50 | Electronic | 0.98 | 0.9 | 207.43 | 0.94 | 0.927 | Federally-Regulated Commercial & Industrial Equipment | 2015-08-26 |  | 2020-11-04
GE Lighting | GE | GE432MAXP90-V60 | 120 - 277 (inclusive) | 4-foot medium bipin lamps | 4 | Ballasts not classified as res | Instant |  | High-Frequency | Instant start and rapid start | 132 | Not designed for dimming to 50 | Electronic | 0.98 | 0.9 | 132.22 | 0.935 | 0.916 | Federally-Regulated Commercial & Industrial Equipment | 2015-08-26 |  | 2020-11-04
GE Lighting | General Electric | GE332MV-H 74461 | 120 - 277 (inclusive) |  | 3 | Other | Instant |  |  |  |  | Non-BallastDimming | Electronic | 0.99 |  |  |  |  | Non Federally-Regulated | 2011-06-21 |  | 2020-11-04
GE Lighting | General Electric | GE232MAX347-H 74109 | 347/480 (either/or) |  | 2 | Other | Instant |  |  |  |  | Non-BallastDimming | Electronic | 0.99 |  |  |  |  | Non Federally-Regulated | 2011-06-21 |  | 2020-11-04
GE Lighting | GE | GE-332-MVPS-H | 120 - 277 (inclusive) | 4-foot medium bipin lamps | 3 | Ballasts not classified as res | Programmed |  | High-Frequency | Programmed start ballasts not | 102 | Not designed for dimming to 50 | Electronic | 0.99 | 0.9 | 100.04 | 0.935 | 0.909 | Federally-Regulated Commercial & Industrial Equipment | 2015-08-26 |  | 2020-11-04
GE Lighting | GE | GE432MAXP-N-DIY | 120 - 277 (inclusive) | 4-foot medium bipin lamps | 4 | Ballasts not classified as res | Instant |  | High-Frequency | Instant start and rapid start | 100 | Not designed for dimming to 50 | Electronic | 0.99 | 0.9 | 98.21 | 0.936 | 0.908 | Federally-Regulated Commercial & Industrial Equipment | 2015-08-26 |  | 2020-11-04
GE Lighting | GE | GE228MVPS-MC | 120 - 277 (inclusive) | 4-foot mini bipin standard out | 2 | Ballasts not classified as res | Programmed |  | High-Frequency | Programmed start ballasts not | 56 | Not designed for dimming to 50 | Electronic | 0.99 | 0.9 | 56.88 | 0.911 | 0.891 | Federally-Regulated Commercial & Industrial Equipment | 2015-08-26 |  | 2020-11-04
GE Lighting | GE | GE432MAXP-H/ULTRA | 120 - 277 (inclusive) | 4-foot medium bipin lamps | 4 | Ballasts not classified as res | Instant |  | High-Frequency | Instant start and rapid start | 136 | Not designed for dimming to 50 | Electronic | 0.99 | 0.9 | 132.38 | 0.94 | 0.916 | Federally-Regulated Commercial & Industrial Equipment | 2015-08-26 |  | 2020-11-04
GE Lighting | GE | GE332MAXP-L/ULTRA | 120 - 277 (inclusive) | 4-foot medium bipin lamps | 3 | Ballasts not classified as res | Instant |  | High-Frequency | Instant start and rapid start | 66 | Not designed for dimming to 50 | Electronic | 0.98 | 0.9 | 68.83 | 0.917 | 0.897 | Federally-Regulated Commercial & Industrial Equipment | 2015-08-26 |  | 2020-11-04
GE Lighting | General Electric | GE332MAX90-S60 73231 | 120 - 277 (inclusive) |  | 3 | Other | Programmed |  |  |  |  | Non-BallastDimming | Electronic | 0.97 |  |  |  |  | Non Federally-Regulated | 2011-06-21 |  | 2020-11-04
GE Lighting | General Electric | GE432MVN-DIY 74465 | 120 - 277 (inclusive) |  | 4 | Other | Instant |  |  |  |  | Non-BallastDimming | Electronic | 0.98 |  |  |  |  | Non Federally-Regulated | 2011-06-21 |  | 2020-11-04
GE Lighting | GE | GE259MAXP-N-DIY | 120 - 277 (inclusive) | 8-foot slim line lamps | 2 | Ballasts not classified as res | Instant |  | High-Frequency | Instant start and rapid start | 96 | Not designed for dimming to 50 | Electronic | 0.99 | 0.9 | 99.25 | 0.934 | 0.915 | Federally-Regulated Commercial & Industrial Equipment | 2015-08-26 |  | 2020-11-04
GE Lighting | GE | GE232MAX-G-L | 120 - 277 (inclusive) | 4-foot medium bipin lamps | 2 | Ballasts not classified as res | Instant |  | High-Frequency | Instant start and rapid start | 44 | Not designed for dimming to 50 | Electronic | 0.98 | 0.9 | 43.46 | 0.919 | 0.882 | Federally-Regulated Commercial & Industrial Equipment | 2015-08-26 |  | 2020-11-04
GE Lighting | General Electric | GE232MAX-HT/ULTRA 62732 | 120 - 277 (inclusive) |  | 2 | Other | Instant |  |  |  |  | Non-BallastDimming | Electronic | 0.97 |  |  |  |  | Non Federally-Regulated | 2011-06-21 |  | 2020-11-04
GE Lighting | GE | GE132MAXP-N/ULTRA | 120 - 277 (inclusive) | 4-foot medium bipin lamps | 1 | Ballasts not classified as res | Instant |  | High-Frequency | Instant start and rapid start | 25 | Not designed for dimming to 50 | Electronic | 0.95 | 0.9 | 23.98 | 0.914 | 0.858 | Federally-Regulated Commercial & Industrial Equipment | 2015-08-26 |  | 2020-11-04
GE Lighting | GE | GE240RES120-DIYB | 120 | 4-foot medium bipin lamps | 2 | Residential | Rapid |  | High-Frequency | Instant start and rapid start | 56 | Not designed for dimming to 50 | Electronic | 0.58 | 0.5 | 55.1 | 0.888 | 0.838 | Federally-Regulated Consumer Product | 2015-09-09 |  | 2020-11-04
GE Lighting | General Electric | GE240RS-MV-N-DIY 74473 | 120 - 277 (inclusive) |  | 2 | Designed (not labeled) for use | Programmed |  |  |  |  | Non-BallastDimming | Electronic | 0.97 | 0.9 |  |  |  | Federally-Regulated Consumer Product | 2011-06-21 |  | 2020-11-04
GE Lighting | General Electric | GE432MAX347-H 74113 | 347/480 (either/or) |  | 4 | Other | Instant |  |  |  |  | Non-BallastDimming | Electronic | 0.99 |  |  |  |  | Non Federally-Regulated | 2011-06-21 |  | 2020-11-04
GE Lighting | General Electric | GE632MAX-H90-V60 71731 | 120 - 277 (inclusive) |  | 6 | Other | Programmed |  |  |  |  | Non-BallastDimming | Electronic | 0.97 |  |  |  |  | Non Federally-Regulated | 2011-06-21 |  | 2020-11-04
GE Lighting | GE | GE332MAXP-H-42T | 120 - 277 (inclusive) | 4-foot medium bipin lamps | 3 | Ballasts not classified as res | Instant |  | High-Frequency | Instant start and rapid start | 99 | Not designed for dimming to 50 | Electronic | 0.99 | 0.9 | 99.07 | 0.931 | 0.908 | Federally-Regulated Commercial & Industrial Equipment | 2015-08-26 |  | 2020-11-04
GE Lighting | GE | GE432-120-RES | 120 | 4-foot medium bipin lamps | 4 | Residential | Instant |  | High-Frequency | Instant start and rapid start | 100 | Not designed for dimming to 50 | Electronic | 0.57 | 0.5 | 95.79 | 0.912 | 0.86 | Federally-Regulated Consumer Product | 2015-09-09 |  | 2020-11-04
GE Lighting | GE | GE232MAXP-H-42T | 120 - 277 (inclusive) | 4-foot medium bipin lamps | 2 | Ballasts not classified as res | Instant |  | High-Frequency | Instant start and rapid start | 68 | Not designed for dimming to 50 | Electronic | 0.98 | 0.9 | 69.02 | 0.912 | 0.897 | Federally-Regulated Commercial & Industrial Equipment | 2015-08-26 |  | 2020-11-04
GE Lighting | GE | GE232MAXP90-S60 | 120 - 277 (inclusive) | 4-foot medium bipin lamps | 2 | Ballasts not classified as res | Instant |  | High-Frequency | Instant start and rapid start | 66 | Not designed for dimming to 50 | Electronic | 0.99 | 0.9 | 66.34 | 0.921 | 0.896 | Federally-Regulated Commercial & Industrial Equipment | 2015-08-26 |  | 2020-11-04
GE Lighting | GE | GE432MAXP-L/ULTRA | 120 - 277 (inclusive) | 4-foot medium bipin lamps | 4 | Ballasts not classified as res | Instant |  | High-Frequency | Instant start and rapid start | 88 | Not designed for dimming to 50 | Electronic | 0.98 | 0.9 | 87.15 | 0.93 | 0.905 | Federally-Regulated Commercial & Industrial Equipment | 2015-08-26 |  | 2020-11-04
GE Lighting | General Electric | GE432MV-H 78629 | 120 - 277 (inclusive) |  | 4 | Other | Instant |  |  |  |  | Non-BallastDimming | Electronic | 0.98 |  |  |  |  | Non Federally-Regulated | 2011-06-21 |  | 2020-11-04
GE Lighting | GE | GE454MVPS90-F | 120 - 277 (inclusive) | 4-foot mini bipin high output | 4 | Ballasts not classified as res | Programmed |  | High-Frequency | Programmed start ballasts not | 216 | Not designed for dimming to 50 | Electronic | 0.99 | 0.9 | 206.58 | 0.93 | 0.927 | Federally-Regulated Commercial & Industrial Equipment | 2015-08-26 |  | 2020-11-04
GE Lighting | GE | GE432MAX-G-N-42T | 120 - 277 (inclusive) | 4-foot medium bipin lamps | 4 | Ballasts not classified as res | Instant |  | High-Frequency | Instant start and rapid start | 100 | Not designed for dimming to 50 | Electronic | 0.99 | 0.9 | 101.63 | 0.928 | 0.909 | Federally-Regulated Commercial & Industrial Equipment | 2015-08-26 |  | 2020-11-04
GE Lighting | GE | GE432MAX-G-H | 120 - 277 (inclusive) | 4-foot medium bipin lamps | 4 | Ballasts not classified as res | Instant |  | High-Frequency | Instant start and rapid start | 136 | Not designed for dimming to 50 | Electronic | 0.99 | 0.9 | 132.27 | 0.928 | 0.916 | Federally-Regulated Commercial & Industrial Equipment | 2015-08-26 |  | 2020-11-04
GE Lighting | General Electric | GE432MAX90-S60 73229 | 120 - 277 (inclusive) |  | 4 | Other | Programmed |  |  |  |  | Non-BallastDimming | Electronic | 0.97 |  |  |  |  | Non Federally-Regulated | 2011-06-21 |  | 2020-11-04
GE Lighting | General Electric | GE632MAX-H90-S60 71497 | 120 - 277 (inclusive) |  | 6 | Other | Programmed |  |  |  |  | Non-BallastDimming | Electronic | 0.97 |  |  |  |  | Non Federally-Regulated | 2011-06-21 |  | 2020-11-04
GE Lighting | GE | GE232-MVPS-N | 120 - 277 (inclusive) | 4-foot medium bipin lamps | 2 | Ballasts not classified as res | Programmed |  | High-Frequency | Programmed start ballasts not | 50 | Not designed for dimming to 50 | Electronic | 0.99 | 0.9 | 50.98 | 0.907 | 0.887 | Federally-Regulated Commercial & Industrial Equipment | 2015-08-26 |  | 2020-11-04
GE Lighting | General Electric | GE432MAX90-V60 73230 | 120 - 277 (inclusive) |  | 4 | Other | Programmed |  |  |  |  | Non-BallastDimming | Electronic | 0.97 |  |  |  |  | Non Federally-Regulated | 2011-06-21 |  | 2020-11-04
GE Lighting | GE | GE259MAXP-N/ULTRA | 120 - 277 (inclusive) | 8-foot slim line lamps | 2 | Ballasts not classified as res | Instant |  | High-Frequency | Instant start and rapid start | 96 | Not designed for dimming to 50 | Electronic | 0.99 | 0.9 | 99.25 | 0.934 | 0.915 | Federally-Regulated Commercial & Industrial Equipment | 2015-08-26 |  | 2020-11-04
GE Lighting | GE | GE332-MVPS-N | 120 - 277 (inclusive) | 4-foot medium bipin lamps | 3 | Ballasts not classified as res | Programmed |  | High-Frequency | Programmed start ballasts not | 75 | Not designed for dimming to 50 | Electronic | 0.98 | 0.9 | 76.34 | 0.929 | 0.901 | Federally-Regulated Commercial & Industrial Equipment | 2015-08-26 |  | 2020-11-04
GE Lighting | General Electric | GE140RS120-DIY 72110 | 120 |  | 1 | Other | Rapid |  |  |  |  | Non-BallastDimming | Electronic | 0.57 |  |  |  |  | Voluntarily Certified | 2011-06-21 |  | 2020-11-04
GE Lighting | GE | GE232-120RES-B | 120 | 4-foot medium bipin lamps | 2 | Residential | Instant |  | High-Frequency | Instant start and rapid start | 50 | Not designed for dimming to 50 | Electronic | 0.56 | 0.5 | 48.54 | 0.913 | 0.886 | Federally-Regulated Consumer Product | 2015-08-26 |  | 2020-11-04
GE Lighting | General Electric | GE332MV-N-42T 74457 | 120 - 277 (inclusive) |  | 3 | Other | Instant |  |  |  |  | Non-BallastDimming | Electronic | 0.98 |  |  |  |  | Non Federally-Regulated | 2011-06-21 |  | 2020-11-04
GE Lighting | General Electric | GE432MV-L 74466 | 120 - 277 (inclusive) |  | 4 | Other | Instant |  |  |  |  | Non-BallastDimming | Electronic | 0.97 |  |  |  |  | Non Federally-Regulated | 2011-06-21 |  | 2020-11-04
GE Lighting | General Electric | GE140RS120 75672 | 120 |  | 1 | Other | Rapid |  |  |  |  | Non-BallastDimming | Electronic | 0.57 |  |  |  |  | Voluntarily Certified | 2011-06-21 |  | 2020-11-04
GE Lighting | General Electric | GE296HO-MV-N 75671 | 120 - 277 (inclusive) |  | 2 | Other | Programmed |  |  |  |  | Non-BallastDimming | Electronic | 0.97 | 0.9 |  |  |  | Federally-Regulated Consumer Product | 2011-06-21 |  | 2020-11-04
GE Lighting | General Electric | GE232-N-347-T 74104 | 347/480 (either/or) |  | 2 | Other | Instant |  |  |  |  | Non-BallastDimming | Electronic | 0.99 |  |  |  |  | Non Federally-Regulated | 2011-06-21 |  | 2020-11-04
GE Lighting | General Electric | GE232MAX347-L 74096 | 347/480 (either/or) |  | 2 | Other | Instant |  |  |  |  | Non-BallastDimming | Electronic | 0.99 |  |  |  |  | Non Federally-Regulated | 2011-06-21 |  | 2020-11-04
GE Lighting | General Electric | GE254MVPS-F-42 62118 | 120 - 277 (inclusive) |  | 2 | Other | Programmed |  |  |  |  | Non-BallastDimming | Electronic | 0.98 |  |  |  |  | Non Federally-Regulated | 2011-06-21 |  | 2020-11-04
GE Lighting | GE | GE632MAXP-H90-V60 | 120 - 277 (inclusive) | 4-foot medium bipin lamps | 6 | Ballasts not classified as res | Instant |  | High-Frequency | Instant start and rapid start | 204 | Not designed for dimming to 50 | Electronic | 0.98 | 0.9 | 201.98 | 0.939 | 0.927 | Federally-Regulated Commercial & Industrial Equipment | 2015-08-26 |  | 2020-11-04
GE Lighting | GE | GE232MAX-G-H-42T | 120 - 277 (inclusive) | 4-foot medium bipin lamps | 2 | Ballasts not classified as res | Instant |  | High-Frequency | Instant start and rapid start | 66 | Not designed for dimming to 50 | Electronic | 0.98 | 0.9 | 65.25 | 0.914 | 0.896 | Federally-Regulated Commercial & Industrial Equipment | 2015-08-26 |  | 2020-11-04
GE Lighting | General Electric | GE232MAX480-H 62718 | 480 |  | 2 | Other | Instant |  |  |  |  | Non-BallastDimming | Electronic | 0.95 |  |  |  |  | Non Federally-Regulated | 2011-06-21 |  | 2020-11-04
GE Lighting | GE | GE332MAX-G-H-42T | 120 - 277 (inclusive) | 4-foot medium bipin lamps | 3 | Ballasts not classified as res | Instant |  | High-Frequency | Instant start and rapid start | 99 | Not designed for dimming to 50 | Electronic | 0.99 | 0.9 | 98.83 | 0.923 | 0.908 | Federally-Regulated Commercial & Industrial Equipment | 2015-08-26 |  | 2020-11-04
GE Lighting | General Electric | GE332MVPS-H-V03 75384 | 120 - 277 (inclusive) |  | 3 | Other | Programmed |  |  |  |  | Continuous | Electronic | 0.98 |  |  |  |  | Non Federally-Regulated | 2011-06-21 |  | 2020-11-04
GE Lighting | General Electric | GE296HO-MV-N-DIY 72109 | 120 - 277 (inclusive) |  | 2 | Other | Programmed |  |  |  |  | Non-BallastDimming | Electronic | 0.97 | 0.9 |  |  |  | Federally-Regulated Consumer Product | 2011-06-21 |  | 2020-11-04
GE Lighting | General Electric | GE-232-MV-PS-H-T 29651 | 120 - 277 (inclusive) |  | 2 | Other | Programmed |  |  |  |  | Non-BallastDimming | Electronic | 0.94 |  |  |  |  | Non Federally-Regulated | 2011-06-21 |  | 2020-11-04
GE Lighting | General Electric | GE232MAX347-N 74093 | 347/480 (either/or) |  | 2 | Other | Instant |  |  |  |  | Non-BallastDimming | Electronic | 0.99 |  |  |  |  | Non Federally-Regulated | 2011-06-21 |  | 2020-11-04
GE Lighting | GE | GE232MAX-G-N-DIYB | 120 - 277 (inclusive) | 4-foot medium bipin lamps | 2 | Ballasts not classified as res | Instant |  | High-Frequency | Instant start and rapid start | 50 | Not designed for dimming to 50 | Electronic | 0.98 | 0.9 | 50.57 | 0.908 | 0.887 | Federally-Regulated Commercial & Industrial Equipment | 2015-08-26 |  | 2020-11-04
GE Lighting | GE | GE140RES120-DIYB | 120 | 4-foot medium bipin lamps | 1 | Residential | Rapid |  | High-Frequency | Instant start and rapid start | 28 | Not designed for dimming to 50 | Electronic | 0.56 | 0.5 | 30.91 | 0.869 | 0.811 | Federally-Regulated Consumer Product | 2015-09-09 |  | 2020-11-04
GE Lighting | GE | GE132-MVPS-H | 120 - 277 (inclusive) | 4-foot medium bipin lamps | 1 | Ballasts not classified as res | Programmed |  | High-Frequency | Programmed start ballasts not | 33 | Not designed for dimming to 50 | Electronic | 0.98 | 0.9 | 33.11 | 0.879 | 0.871 | Federally-Regulated Commercial & Industrial Equipment | 2015-08-26 |  | 2020-11-04
GE Lighting | GE | GE132MAX-G-N-42T | 120 - 277 (inclusive) | 4-foot medium bipin lamps | 1 | Ballasts not classified as res | Instant |  | High-Frequency | Instant start and rapid start | 25 | Not designed for dimming to 50 | Electronic | 0.95 | 0.9 | 23.98 | 0.914 | 0.858 | Federally-Regulated Commercial & Industrial Equipment | 2015-08-26 |  | 2020-11-04
GE Lighting | GE | GE232MAXP-N+ | 120 - 277 (inclusive) | 4-foot medium bipin lamps | 2 | Ballasts not classified as res | Instant |  | High-Frequency | Instant start and rapid start | 56 | Not designed for dimming to 50 | Electronic | 0.97 | 0.9 | 57.72 | 0.914 | 0.892 | Federally-Regulated Commercial & Industrial Equipment | 2015-08-26 |  | 2020-11-04
GE Lighting | General Electric | GE232MAX90-V60 73234 | 120 - 277 (inclusive) |  | 2 | Other | Programmed |  |  |  |  | Non-BallastDimming | Electronic | 0.96 |  |  |  |  | Non Federally-Regulated | 2011-06-21 |  | 2020-11-04
GE Lighting | General Electric | GE632MAX-H90 74117 | 120 - 277 (inclusive) |  | 6 | Other | Instant |  |  |  |  | Non-BallastDimming | Electronic | 0.97 |  |  |  |  | Non Federally-Regulated | 2011-06-21 |  | 2020-11-04
GE Lighting | General Electric | GE432MAX347-N 74095 | 347/480 (either/or) |  | 4 | Other | Instant |  |  |  |  | Non-BallastDimming | Electronic | 0.99 |  |  |  |  | Non Federally-Regulated | 2011-06-21 |  | 2020-11-04
GE Lighting | General Electric | GE332MV-L 74459 | 120 - 277 (inclusive) |  | 3 | Other | Instant |  |  |  |  | Non-BallastDimming | Electronic | 0.98 |  |  |  |  | Non Federally-Regulated | 2011-06-21 |  | 2020-11-04
GE Lighting | GE | GE432MVPSH-A | 120 - 277 (inclusive) | 4-foot medium bipin lamps | 4 | Ballasts not classified as res | Programmed |  | High-Frequency | Programmed start ballasts not | 136 | Not designed for dimming to 50 | Electronic | 0.99 | 0.9 | 132.7 | 0.933 | 0.916 | Federally-Regulated Commercial & Industrial Equipment | 2015-08-26 |  | 2020-11-04
GE Lighting | General Electric | GE259MV-N-42T 74470 | 120 - 277 (inclusive) |  | 2 | Other | Instant |  |  |  |  | Non-BallastDimming | Electronic | 0.99 |  |  |  |  | Non Federally-Regulated | 2011-06-21 |  | 2020-11-04
GE Lighting | General Electric | GE332MAX-L/ULTRA 78621 | 120 - 277 (inclusive) |  | 3 | Other | Instant |  |  |  |  | Non-BallastDimming | Electronic | 0.97 |  |  |  |  | Non Federally-Regulated | 2011-06-21 |  | 2020-11-04
GE Lighting | GE | GE259MAX-G-N-42T | 120 - 277 (inclusive) | 8-foot slim line lamps | 2 | Ballasts not classified as res | Instant |  | High-Frequency | Instant start and rapid start | 96 | Not designed for dimming to 50 | Electronic | 0.99 | 0.9 | 99.83 | 0.93 | 0.915 | Federally-Regulated Commercial & Industrial Equipment | 2015-08-26 |  | 2020-11-04
GE Lighting | General Electric | GE232-N-347 74103 | 347/480 (either/or) |  | 2 | Other | Instant |  |  |  |  | Non-BallastDimming | Electronic | 0.99 |  |  |  |  | Non Federally-Regulated | 2011-06-21 |  | 2020-11-04
GE Lighting | General Electric | GE232MV-H-42T 74804 | 120 - 277 (inclusive) |  | 2 | Other | Instant |  |  |  |  | Non-BallastDimming | Electronic | 0.98 |  |  |  |  | Non Federally-Regulated | 2011-06-21 |  | 2020-11-04
GE Lighting | General Electric | GE432-N-347 74107 | 347/480 (either/or) |  | 4 | Other | Instant |  |  |  |  | Non-BallastDimming | Electronic | 0.99 |  |  |  |  | Non Federally-Regulated | 2011-06-21 |  | 2020-11-04
GE Lighting | General Electric | GE332MV-N-DIY 74458 | 120 - 277 (inclusive) |  | 3 | Other | Instant |  |  |  |  | Non-BallastDimming | Electronic | 0.98 |  |  |  |  | Non Federally-Regulated | 2011-06-21 |  | 2020-11-04
GE Lighting | GE | GE132-MVPS-L | 120 - 277 (inclusive) | 4-foot medium bipin lamps | 1 | Ballasts not classified as res | Programmed |  | High-Frequency | Programmed start ballasts not | 22 | Not designed for dimming to 50 | Electronic | 0.95 | 0.9 | 21.41 | 0.865 | 0.853 | Federally-Regulated Commercial & Industrial Equipment | 2015-08-26 |  | 2020-11-04
GE Lighting | GE | GE432-MVPS-N | 120 - 277 (inclusive) | 4-foot medium bipin lamps | 4 | Ballasts not classified as res | Programmed |  | High-Frequency | Programmed start ballasts not | 100 | Not designed for dimming to 50 | Electronic | 0.99 | 0.9 | 100.12 | 0.936 | 0.909 | Federally-Regulated Commercial & Industrial Equipment | 2015-08-26 |  | 2020-11-04
GE Lighting | GE | GE240RES120-B | 120 | 4-foot medium bipin lamps | 2 | Residential | Rapid |  | High-Frequency | Instant start and rapid start | 56 | Not designed for dimming to 50 | Electronic | 0.58 | 0.5 | 55.1 | 0.888 | 0.838 | Federally-Regulated Consumer Product | 2015-09-09 |  | 2020-11-04
GE Lighting | GE | GE132MAX-G-N | 120 - 277 (inclusive) | 4-foot medium bipin lamps | 1 | Ballasts not classified as res | Instant |  | High-Frequency | Instant start and rapid start | 25 | Not designed for dimming to 50 | Electronic | 0.95 | 0.9 | 23.98 | 0.914 | 0.858 | Federally-Regulated Commercial & Industrial Equipment | 2015-08-26 |  | 2020-11-04
GE Lighting | GE | GE259MAXP-L/ULTRA | 120 - 277 (inclusive) | 8-foot slim line lamps | 2 | Ballasts not classified as res | Instant |  | High-Frequency | Instant start and rapid start | 86 | Not designed for dimming to 50 | Electronic | 0.99 | 0.9 | 89.42 | 0.93 | 0.913 | Federally-Regulated Commercial & Industrial Equipment | 2015-08-26 |  | 2020-11-04
GE Lighting | GE | GE132-MVPS-N | 120 - 277 (inclusive) | 4-foot medium bipin lamps | 1 | Ballasts not classified as res | Programmed |  | High-Frequency | Programmed start ballasts not | 25 | Not designed for dimming to 50 | Electronic | 0.96 | 0.9 | 24.93 | 0.874 | 0.86 | Federally-Regulated Commercial & Industrial Equipment | 2015-08-26 |  | 2020-11-04
GE Lighting | General Electric | GE132MVPS-N-V03 75379 | 120 - 277 (inclusive) |  | 1 | Other | Programmed |  |  |  |  | Continuous | Electronic | 0.98 |  |  |  |  | Non Federally-Regulated | 2011-06-21 |  | 2020-11-04
GE Lighting | General Electric | GE332MAX-H-42T 78620 | 120 - 277 (inclusive) |  | 3 | Other | Instant |  |  |  |  | Non-BallastDimming | Electronic | 0.98 |  |  |  |  | Non Federally-Regulated | 2011-06-21 |  | 2020-11-04
GE Lighting | General Electric | GE454MVPS90-E 77114 | 120 - 277 (inclusive) |  | 4 | Other | Programmed |  |  |  |  | Non-BallastDimming | Electronic | 0.98 |  |  |  |  | Non Federally-Regulated | 2011-06-21 |  | 2020-11-04
GE Lighting | General Electric | GE332MAX90-V60 73232 | 120 - 277 (inclusive) |  | 3 | Other | Programmed |  |  |  |  | Non-BallastDimming | Electronic | 0.97 |  |  |  |  | Non Federally-Regulated | 2011-06-21 |  | 2020-11-04
GE Lighting | GE | GE260IS-MV-N | 120 - 277 (inclusive) | 8-foot slim line lamps | 2 | Ballasts not classified as res | Instant |  | High-Frequency | Instant start and rapid start | 128 | Not designed for dimming to 50 | Electronic | 0.98 | 0.9 | 126.96 | 0.931 | 0.919 | Federally-Regulated Commercial & Industrial Equipment | 2015-09-09 |  | 2020-11-04
GE Lighting | General Electric | GE432-N-347-T 74108 | 347/480 (either/or) |  | 4 | Other | Instant |  |  |  |  | Non-BallastDimming | Electronic | 0.99 |  |  |  |  | Non Federally-Regulated | 2011-06-21 |  | 2020-11-04
GE Lighting | General Electric | GE454MVPS90-G 73192 | 120 - 277 (inclusive) |  | 4 | Other | Programmed |  |  |  |  | Stepped | Electronic | 0.98 |  |  |  |  | Non Federally-Regulated | 2011-06-21 |  | 2020-11-04
GE Lighting | General Electric | GE232MVPS-N-V03 75380 | 120 - 277 (inclusive) |  | 2 | Other | Programmed |  |  |  |  | Continuous | Electronic | 0.98 |  |  |  |  | Non Federally-Regulated | 2011-06-21 |  | 2020-11-04
GE Lighting | GE | GE-232-MVPS-H | 120 - 277 (inclusive) | 4-foot medium bipin lamps | 2 | Ballasts not classified as res | Programmed |  | High-Frequency | Programmed start ballasts not | 68 | Not designed for dimming to 50 | Electronic | 0.99 | 0.9 | 67.09 | 0.905 | 0.897 | Federally-Regulated Commercial & Industrial Equipment | 2015-08-26 |  | 2020-11-04
GE Lighting | General Electric | GE132-MVPS-L 75952 | 120 - 277 (inclusive) |  | 1 | Other | Programmed |  |  |  |  | Non-BallastDimming | Electronic | 0.97 |  |  |  |  | Non Federally-Regulated | 2011-06-21 |  | 2020-11-04
GE Lighting | GE | GE232MAX-G-N | 120 - 277 (inclusive) | 4-foot medium bipin lamps | 2 | Ballasts not classified as res | Instant |  | High-Frequency | Instant start and rapid start | 50 | Not designed for dimming to 50 | Electronic | 0.98 | 0.9 | 50.57 | 0.908 | 0.887 | Federally-Regulated Commercial & Industrial Equipment | 2015-08-26 |  | 2020-11-04
GE Lighting | General Electric | GE432MAX347-L 74098 | 347/480 (either/or) |  | 4 | Other | Instant |  |  |  |  | Non-BallastDimming | Electronic | 0.99 |  |  |  |  | Non Federally-Regulated | 2011-06-21 |  | 2020-11-04
GE Lighting | General Electric | GE232MAX-H-42T 73191 | 120 - 277 (inclusive) |  | 2 | Other | Instant |  |  |  |  | Non-BallastDimming | Electronic | 0.96 |  |  |  |  | Non Federally-Regulated | 2011-06-21 |  | 2020-11-04
GE Lighting | General Electric | GE432MVPS-N-V03W 62044 | 120 - 277 (inclusive) |  | 4 | Other | Programmed |  |  |  |  | Continuous | Electronic | 0.98 |  |  |  |  | Non Federally-Regulated | 2011-06-21 |  | 2020-11-04
GE Lighting | GE | GE432MVPS-H-42T | 120 - 277 (inclusive) | 4-foot medium bipin lamps | 4 | Ballasts not classified as res | Programmed |  | High-Frequency | Programmed start ballasts not | 132 | Not designed for dimming to 50 | Electronic | 0.99 | 0.9 | 132.7 | 0.933 | 0.916 | Federally-Regulated Commercial & Industrial Equipment | 2015-08-26 |  | 2020-11-04
GE Lighting | General Electric | GE259MV-N-DIY 74471 | 120 - 277 (inclusive) |  | 2 | Other | Instant |  |  |  |  | Non-BallastDimming | Electronic | 0.99 |  |  |  |  | Non Federally-Regulated | 2011-06-21 |  | 2020-11-04
GE Lighting | General Electric | GE432MVPS-H-V03 75385 | 120 - 277 (inclusive) |  | 4 | Other | Programmed |  |  |  |  | Continuous | Electronic | 0.98 |  |  |  |  | Non Federally-Regulated | 2011-06-21 |  | 2020-11-04
GE Lighting | General Electric | GE240RS-MV-N 74472 | 120 - 277 (inclusive) |  | 2 | Designed (not labeled) for use | Programmed |  |  |  |  | Non-BallastDimming | Electronic | 0.97 | 0.9 |  |  |  | Federally-Regulated Consumer Product | 2011-06-21 |  | 2020-11-04
GE Lighting | General Electric | GE432MAX347-H-T 74114 | 347/480 (either/or) |  | 4 | Other | Instant |  |  |  |  | Non-BallastDimming | Electronic | 0.99 |  |  |  |  | Non Federally-Regulated | 2011-06-21 |  | 2020-11-04
GE Lighting | General Electric | GE332MAX347-H-T 74112 | 347/480 (either/or) |  | 3 | Other | Instant |  |  |  |  | Non-BallastDimming | Electronic | 0.99 |  |  |  |  | Non Federally-Regulated | 2011-06-21 |  | 2020-11-04
GE Lighting | GE | GE296HO-MVPS-N-DIYB | 120 - 277 (inclusive) | 8-foot high output lamps | 2 | Designed (not classified as si | Programmed |  | High-Frequency | Programmed start ballasts (not | 192 | Not designed for dimming to 50 | Electronic | 0.99 | 0.9 | 159 | 0.935 | 0.879 | Federally-Regulated Commercial & Industrial Equipment | 2015-09-09 |  | 2020-11-04
GE Lighting | General Electric | GE332MAX-N/ULTRA 78623 | 120 - 277 (inclusive) |  | 3 | Other | Instant |  |  |  |  | Non-BallastDimming | Electronic | 0.98 |  |  |  |  | Non Federally-Regulated | 2011-06-21 |  | 2020-11-04
GE Lighting | GE | GE228MVPS-MC-H | 120 - 277 (inclusive) | 4-foot mini bipin standard out | 2 | Ballasts not classified as res | Programmed |  | High-Frequency | Programmed start ballasts not | 62 | Not designed for dimming to 50 | Electronic | 0.99 | 0.9 | 64.3 | 0.916 | 0.895 | Federally-Regulated Commercial & Industrial Equipment | 2015-08-26 |  | 2020-11-04
GE Lighting | General Electric | GE432MAX-L/ULTRA 78625 | 120 - 277 (inclusive) |  | 4 | Other | Instant |  |  |  |  | Non-BallastDimming | Electronic | 0.98 |  |  |  |  | Non Federally-Regulated | 2011-06-21 |  | 2020-11-04
GE Lighting | GE | GE240RES120-4PK | 120 | 4-foot medium bipin lamps | 2 | Residential | Rapid |  | High-Frequency | Instant start and rapid start | 56 | Not designed for dimming to 50 | Electronic | 0.58 | 0.5 | 55.1 | 0.888 | 0.838 | Federally-Regulated Consumer Product | 2015-09-09 |  | 2020-11-04
GE Lighting | General Electric | GE432-MVPS-H 74476 | 120 - 277 (inclusive) |  | 4 | Other | Programmed |  |  |  |  | Non-BallastDimming | Electronic | 0.99 |  |  |  |  | Non Federally-Regulated | 2011-06-21 |  | 2020-11-04
GE Lighting | General Electric | GE432MV-H-42T 78630 | 120 - 277 (inclusive) |  | 4 | Other | Instant |  |  |  |  | Non-BallastDimming | Electronic | 0.98 |  |  |  |  | Non Federally-Regulated | 2011-06-21 |  | 2020-11-04
GE Lighting | General Electric | GE259MAX-L/ULTRA 73199 | 120 - 277 (inclusive) |  | 2 | Other | Instant |  |  |  |  | Non-BallastDimming | Electronic | 0.99 |  |  |  |  | Non Federally-Regulated | 2011-06-21 |  | 2020-11-04
GE Lighting | GE | GE332MAXP-N-DIY | 120 - 277 (inclusive) | 4-foot medium bipin lamps | 3 | Ballasts not classified as res | Instant |  | High-Frequency | Instant start and rapid start | 75 | Not designed for dimming to 50 | Electronic | 0.98 | 0.9 | 74.71 | 0.928 | 0.9 | Federally-Regulated Commercial & Industrial Equipment | 2015-08-26 |  | 2020-11-04
GE Lighting | GE | GE332MAX-G-H | 120 - 277 (inclusive) | 4-foot medium bipin lamps | 3 | Ballasts not classified as res | Instant |  | High-Frequency | Instant start and rapid start | 99 | Not designed for dimming to 50 | Electronic | 0.99 | 0.9 | 98.83 | 0.923 | 0.908 | Federally-Regulated Commercial & Industrial Equipment | 2015-08-26 |  | 2020-11-04
GE Lighting | GE | GE332MAX-G-N-42T | 120 - 277 (inclusive) | 4-foot medium bipin lamps | 3 | Ballasts not classified as res | Instant |  | High-Frequency | Instant start and rapid start | 75 | Not designed for dimming to 50 | Electronic | 0.98 | 0.9 | 75.89 | 0.92 | 0.9 | Federally-Regulated Commercial & Industrial Equipment | 2015-08-26 |  | 2020-11-04
GE Lighting | GE | GE432MAX-G-N | 120 - 277 (inclusive) | 4-foot medium bipin lamps | 4 | Ballasts not classified as res | Instant |  | High-Frequency | Instant start and rapid start | 100 | Not designed for dimming to 50 | Electronic | 0.99 | 0.9 | 101.63 | 0.928 | 0.909 | Federally-Regulated Commercial & Industrial Equipment | 2015-08-26 |  | 2020-11-04
GE Lighting | GE | GE232-120RESDIYB | 120 | 4-foot medium bipin lamps | 2 | Residential | Instant |  | High-Frequency | Instant start and rapid start | 50 | Not designed for dimming to 50 | Electronic | 0.56 | 0.5 | 48.54 | 0.913 | 0.886 | Federally-Regulated Consumer Product | 2015-08-26 |  | 2020-11-04
GE Lighting | General Electric | GE232MAX90-S60 73233 | 120 - 277 (inclusive) |  | 2 | Other | Programmed |  |  |  |  | Non-BallastDimming | Electronic | 0.97 |  |  |  |  | Non Federally-Regulated | 2011-06-21 |  | 2020-11-04
GE Lighting | GE | GE232MAX-G-H | 120 - 277 (inclusive) | 4-foot medium bipin lamps | 2 | Ballasts not classified as res | Instant |  | High-Frequency | Instant start and rapid start | 66 | Not designed for dimming to 50 | Electronic | 0.98 | 0.9 | 65.25 | 0.914 | 0.896 | Federally-Regulated Commercial & Industrial Equipment | 2015-08-26 |  | 2020-11-04
GE Lighting | General Electric | GE259-N-347 74099 | 347/480 (either/or) |  | 2 | Other | Instant |  |  |  |  | Non-BallastDimming | Electronic | 0.99 |  |  |  |  | Non Federally-Regulated | 2011-06-21 |  | 2020-11-04
GE Lighting | GE | GE259MAX-G-N | 120 - 277 (inclusive) | 8-foot slim line lamps | 2 | Ballasts not classified as res | Instant |  | High-Frequency | Instant start and rapid start | 96 | Not designed for dimming to 50 | Electronic | 0.99 | 0.9 | 99.83 | 0.93 | 0.915 | Federally-Regulated Commercial & Industrial Equipment | 2015-08-26 |  | 2020-11-04
GE Lighting | General Electric | GE132-N-347 74101 | 347/480 (either/or) |  | 1 | Other | Instant |  |  |  |  | Non-BallastDimming | Electronic | 0.97 |  |  |  |  | Non Federally-Regulated | 2011-06-21 |  | 2020-11-04
GE Lighting | GE | GE232-120-RES | 120 | 4-foot medium bipin lamps | 2 | Residential | Instant |  | High-Frequency | Instant start and rapid start | 50 | Not designed for dimming to 50 | Electronic | 0.56 | 0.5 | 48.54 | 0.913 | 0.886 | Federally-Regulated Consumer Product | 2015-08-26 |  | 2020-11-04
GE Lighting | General Electric | GE232MAX347-H-T 74110 | 347/480 (either/or) |  | 2 | Other | Instant |  |  |  |  | Non-BallastDimming | Electronic | 0.99 |  |  |  |  | Non Federally-Regulated | 2011-06-21 |  | 2020-11-04
GE Lighting | GE | GE232MAXP-N/ULTRA | 120 - 277 (inclusive) | 4-foot medium bipin lamps | 2 | Ballasts not classified as res | Instant |  | High-Frequency | Instant start and rapid start | 50 | Not designed for dimming to 50 | Electronic | 0.99 | 0.9 | 48.67 | 0.922 | 0.886 | Federally-Regulated Commercial & Industrial Equipment | 2015-08-26 |  | 2020-11-04
GE Lighting | GE | GE232-MVPS-L | 120 - 277 (inclusive) | 4-foot medium bipin lamps | 2 | Ballasts not classified as res | Programmed |  | High-Frequency | Programmed start ballasts not | 44 | Not designed for dimming to 50 | Electronic | 0.98 | 0.9 | 42.56 | 0.893 | 0.881 | Federally-Regulated Commercial & Industrial Equipment | 2015-08-26 |  | 2020-11-04
GE Lighting | GE | GE232MAXP-N-DIY | 120 - 277 (inclusive) | 4-foot medium bipin lamps | 2 | Ballasts not classified as res | Instant |  | High-Frequency | Instant start and rapid start | 50 | Not designed for dimming to 50 | Electronic | 0.99 | 0.9 | 48.67 | 0.922 | 0.886 | Federally-Regulated Commercial & Industrial Equipment | 2015-08-26 |  | 2020-11-04
GE Lighting | General Electric | GE432MAX-L-42T 78626 | 120 - 277 (inclusive) |  | 4 | Other | Instant |  |  |  |  | Non-BallastDimming | Electronic | 0.98 |  |  |  |  | Non Federally-Regulated | 2011-06-21 |  | 2020-11-04
GE Lighting | GE | GE332MAXP-N+ | 120 - 277 (inclusive) | 4-foot medium bipin lamps | 3 | Ballasts not classified as res | Instant |  | High-Frequency | Instant start and rapid start | 84 | Not designed for dimming to 50 | Electronic | 0.98 | 0.9 | 85.86 | 0.928 | 0.904 | Federally-Regulated Commercial & Industrial Equipment | 2015-08-26 |  | 2020-11-04
GE Lighting | GE | GE332MAXP90-V60 | 120 - 277 (inclusive) | 4-foot medium bipin lamps | 3 | Ballasts not classified as res | Instant |  | High-Frequency | Instant start and rapid start | 99 | Not designed for dimming to 50 | Electronic | 0.98 | 0.9 | 99.6 | 0.92 | 0.909 | Federally-Regulated Commercial & Industrial Equipment | 2015-08-26 |  | 2020-11-04
GE Lighting | GE | GE332MAXP-H/ULTRA | 120 - 277 (inclusive) | 4-foot medium bipin lamps | 3 | Ballasts not classified as res | Instant |  | High-Frequency | Instant start and rapid start | 99 | Not designed for dimming to 50 | Electronic | 0.99 | 0.9 | 99.07 | 0.931 | 0.908 | Federally-Regulated Commercial & Industrial Equipment | 2015-08-26 |  | 2020-11-04
GE Lighting | GE | GE232MAXP90-V60 | 120 - 277 (inclusive) | 4-foot medium bipin lamps | 2 | Ballasts not classified as res | Instant |  | High-Frequency | Instant start and rapid start | 66 | Not designed for dimming to 50 | Electronic | 0.97 | 0.9 | 67.6 | 0.918 | 0.897 | Federally-Regulated Commercial & Industrial Equipment | 2015-08-26 |  | 2020-11-04
GE Lighting | General Electric | GE332MV-H-42T 74462 | 120 - 277 (inclusive) |  | 3 | Other | Instant |  |  |  |  | Non-BallastDimming | Electronic | 0.99 |  |  |  |  | Non Federally-Regulated | 2011-06-21 |  | 2020-11-04
GE Lighting | General Electric | GE432MVPS-H-42T 74477 | 120 - 277 (inclusive) |  | 4 | Other | Programmed |  |  |  |  | Non-BallastDimming | Electronic | 0.96 |  |  |  |  | Non Federally-Regulated | 2011-06-21 |  | 2020-11-04
GE Lighting | General Electric | GE132-MVPS-N 75953 | 120 - 277 (inclusive) |  | 1 | Other | Programmed |  |  |  |  | Non-BallastDimming | Electronic | 0.96 |  |  |  |  | Non Federally-Regulated | 2011-06-21 |  | 2020-11-04
GE Lighting | GE | GE296HO-MVPS-N | 120 - 277 (inclusive) | 8-foot high output lamps | 2 | Designed (not classified as si | Programmed |  | High-Frequency | Programmed start ballasts (not | 192 | Not designed for dimming to 50 | Electronic | 0.99 | 0.9 | 159 | 0.935 | 0.879 | Federally-Regulated Commercial & Industrial Equipment | 2015-09-09 |  | 2020-11-04
GE Lighting | GE | GE454MVPS90-F-DIY | 120 - 277 (inclusive) | 4-foot mini bipin high output | 4 | Ballasts not classified as res | Programmed |  | High-Frequency | Programmed start ballasts not | 216 | Not designed for dimming to 50 | Electronic | 0.99 | 0.9 | 206.58 | 0.93 | 0.927 | Federally-Regulated Commercial & Industrial Equipment | 2015-08-26 |  | 2020-11-04
GE Lighting | General Electric | GE432MAX-N/ULTRA 78627 | 120 - 277 (inclusive) |  | 4 | Other | Instant |  |  |  |  | Non-BallastDimming | Electronic | 0.98 |  |  |  |  | Non Federally-Regulated | 2011-06-21 |  | 2020-11-04
GE Lighting | GE | GE232MAX-G-N-42T | 120 - 277 (inclusive) | 4-foot medium bipin lamps | 2 | Ballasts not classified as res | Instant |  | High-Frequency | Instant start and rapid start | 50 | Not designed for dimming to 50 | Electronic | 0.98 | 0.9 | 50.57 | 0.908 | 0.887 | Federally-Regulated Commercial & Industrial Equipment | 2015-08-26 |  | 2020-11-04
GE Lighting | GE | GE432MAXP-H-42T | 120 - 277 (inclusive) | 4-foot medium bipin lamps | 4 | Ballasts not classified as res | Instant |  | High-Frequency | Instant start and rapid start | 136 | Not designed for dimming to 50 | Electronic | 0.99 | 0.9 | 132.38 | 0.94 | 0.916 | Federally-Regulated Commercial & Industrial Equipment | 2015-08-26 |  | 2020-11-04
GE Lighting | General Electric | GE332MAX480-H 62719 | 480 |  | 3 | Other | Instant |  |  |  |  | Non-BallastDimming | Electronic | 0.95 |  |  |  |  | Non Federally-Regulated | 2011-06-21 |  | 2020-11-04
GE Lighting | GE | GE432MAX-G-N-DIYB | 120 - 277 (inclusive) | 4-foot medium bipin lamps | 4 | Ballasts not classified as res | Instant |  | High-Frequency | Instant start and rapid start | 100 | Not designed for dimming to 50 | Electronic | 0.99 | 0.9 | 101.63 | 0.928 | 0.909 | Federally-Regulated Commercial & Industrial Equipment | 2015-08-26 |  | 2020-11-04
GE Lighting | GE | GE432-MVPS-L | 120 - 277 (inclusive) | 4-foot medium bipin lamps | 4 | Ballasts not classified as res | Programmed |  | High-Frequency | Programmed start ballasts not | 80 | Not designed for dimming to 50 | Electronic | 0.98 | 0.9 | 82.05 | 0.932 | 0.903 | Federally-Regulated Commercial & Industrial Equipment | 2015-08-26 |  | 2020-11-04
GE Lighting | GE | GE132MAXP-L/ULTRA | 120 - 277 (inclusive) | 4-foot medium bipin lamps | 1 | Ballasts not classified as res | Instant |  | High-Frequency | Instant start and rapid start | 22 | Not designed for dimming to 50 | Electronic | 0.94 | 0.9 | 21.68 | 0.908 | 0.854 | Federally-Regulated Commercial & Industrial Equipment | 2015-08-26 |  | 2020-11-04
GE Lighting | GE | GE232MAXP-L/ULTRA | 120 - 277 (inclusive) | 4-foot medium bipin lamps | 2 | Ballasts not classified as res | Instant |  | High-Frequency | Instant start and rapid start | 44 | Not designed for dimming to 50 | Electronic | 0.98 | 0.9 | 43.46 | 0.919 | 0.882 | Federally-Regulated Commercial & Industrial Equipment | 2015-08-26 |  | 2020-11-04
GE Lighting | GE | GE454MVPS90-E-S | 120 - 277 (inclusive) | 4-foot mini bipin high output | 4 | Ballasts not classified as res | Programmed |  | High-Frequency | Programmed start ballasts not | 216 | Not designed for dimming to 50 | Electronic | 0.99 | 0.9 | 205.34 | 0.931 | 0.927 | Federally-Regulated Commercial & Industrial Equipment | 2015-08-26 |  | 2020-11-04
GE Lighting | GE | GE332MAXP-N/AMP | 120 - 277 (inclusive) | 4-foot medium bipin lamps | 3 | Ballasts not classified as res | Instant |  | High-Frequency | Instant start and rapid start | 75 | Not designed for dimming to 50 | Electronic | 0.98 | 0.9 | 74.71 | 0.928 | 0.9 | Federally-Regulated Commercial & Industrial Equipment | 2015-08-26 |  | 2020-11-04
GE Lighting | General Electric | GE432MAX480-H 62720 | 480 |  | 4 | Other | Instant |  |  |  |  | Non-BallastDimming | Electronic | 0.95 |  |  |  |  | Non Federally-Regulated | 2011-06-21 |  | 2020-11-04
GE Lighting | GE | GE232MAX-G-N-4PK | 120 - 277 (inclusive) | 4-foot medium bipin lamps | 2 | Ballasts not classified as res | Instant |  | High-Frequency | Instant start and rapid start | 50 | Not designed for dimming to 50 | Electronic | 0.98 | 0.9 | 50.57 | 0.908 | 0.887 | Federally-Regulated Commercial & Industrial Equipment | 2015-08-26 |  | 2020-11-04
GE Lighting | GE | GE432MAX-G-H-42T | 120 - 277 (inclusive) | 4-foot medium bipin lamps | 4 | Ballasts not classified as res | Instant |  | High-Frequency | Instant start and rapid start | 132 | Not designed for dimming to 50 | Electronic | 0.99 | 0.9 | 132.27 | 0.928 | 0.916 | Federally-Regulated Commercial & Industrial Equipment | 2015-08-26 |  | 2020-11-04
GE Lighting | General Electric | GE332MAX347-L 74097 | 347/480 (either/or) |  | 3 | Other | Instant |  |  |  |  | Non-BallastDimming | Electronic | 0.99 |  |  |  |  | Non Federally-Regulated | 2011-06-21 |  | 2020-11-04
GE Lighting | General Electric | GE432MVPS-N-V03 75382 | 120 - 277 (inclusive) |  | 4 | Other | Programmed |  |  |  |  | Continuous | Electronic | 0.98 |  |  |  |  | Non Federally-Regulated | 2011-06-21 |  | 2020-11-04
GE Lighting | General Electric | GE432MV-N 74463 | 120 - 277 (inclusive) |  | 4 | Other | Instant |  |  |  |  | Non-BallastDimming | Electronic | 0.98 |  |  |  |  | Non Federally-Regulated | 2011-06-21 |  | 2020-11-04
GE Lighting | General Electric | GE260IS-MV-N 74474 | 120 - 277 (inclusive) |  | 2 | Other | Instant |  |  |  |  | Non-BallastDimming | Electronic | 0.98 | 0.9 |  |  |  | Federally-Regulated Consumer Product | 2011-06-21 |  | 2020-11-04
Lumisistemas | Lumisistemas | AS-275-120-CP | 120 |  | 2 |  | No Match |  |  |  |  | No Match | No Match | [5 empty] | Federally-Regulated Consumer Product | 1992-12-01 |  | 1995-04-01
Valmont Electric | Valmont Electric | 8G1004W | 120 |  | 2 |  | No Match |  |  |  |  | No Match | Magnetic | [5 empty] | Non Federally-Regulated | 1988-10-20 |  | 1989-10-01
GE Appliances, a Haier company | General Electric | 8G1008W | 120 |  | 2 |  | No Match |  |  |  |  | No Match | No Match | [5 empty] | Non Federally-Regulated | 1983-06-01 |  | 2015-09-03
Advance Transformer Co. S.A. de C.V. | Advance Transformer | REL2S40RHTP | 120 |  | 2 |  | No Match |  |  |  |  | No Match | Electronic | [5 empty] | Federally-Regulated Consumer Product | 1997-02-01 |  | 2000-04-13
Signify North America Corporation | Philips Advance | IOP-3P32-HL-N | 120 |  | 3 | Other | Instant |  |  |  |  | Non-BallastDimming | Electronic | 0.99 |  |  |  |  | Non Federally-Regulated | 2014-10-01 |  | 2014-10-01
Magnetek Universal Manufacturing | Triad | B340I277HP | 277 |  | 3 |  | No Match |  |  |  |  | No Match | Electronic | [5 empty] | Voluntarily Certified | 1995-04-01 |  | 2000-04-13
Advance Transformer Co. S.A. de C.V. | Advance Transformer | V 2S40-1-TP | 277 |  | 2 |  | No Match |  |  |  |  | No Match | Magnetic | [5 empty] | Non Federally-Regulated | 1988-10-20 |  | 1996-03-14
Advance Transformer Co. S.A. de C.V. | Handyman | ES1O11 | 120 |  | 2 |  | No Match |  |  |  |  | No Match | No Match | [5 empty] | Federally-Regulated Consumer Product | 1992-12-01 |  | 2000-04-13
King Technology, Inc. | Kingtec | 240K-277 | 277 |  | 2 |  | No Match |  |  |  |  | No Match | Electronic | [5 empty] | Federally-Regulated Consumer Product | 1995-04-01 |  | 2000-04-13
Magnetek Universal Manufacturing | Universal | 427-L-TC-P | 277 |  | 2 |  | No Match |  |  |  |  | No Match | No Match | [5 empty] | Federally-Regulated Consumer Product | 1990-05-03 |  | 1996-12-02
Lumisistemas | TBP & Associates | LL275-120-TP | 120 |  | 2 |  | No Match |  |  |  |  | No Match | Magnetic | [5 empty] | Federally-Regulated Consumer Product | 1995-04-01 |  | 2000-04-13
Signify North America Corporation | Philips Lighting Electronics North America | REL-1P32-LW-SC | 120 |  | 1 | Other | Instant |  |  |  |  | Non-BallastDimming | Electronic | 0.98 |  |  |  |  | Non Federally-Regulated | 2009-06-22 |  | 2012-09-06
Fulham Co., Inc. | Fulham Co., Inc. | FEP 900 277 332 | 277 |  | 3 |  | No Match |  |  |  |  | No Match | Electronic | [5 empty] | Voluntarily Certified | 1995-04-01 |  | 1995-04-28
Advance A Division, Philips Electronics NA | Advance A Division, Philips Electronics NA | VEL-2S110 | 277 |  | 2 | Other | Rapid |  |  |  |  | Non-BallastDimming | Electronic | 0.98 | 0.9 |  |  |  | Federally-Regulated Consumer Product | 2008-01-30 |  | 2009-06-22
Aromat Corp. | Nais | EP332I120H2 | 120 |  | 3 |  | No Match |  |  |  |  | No Match | Electronic | [5 empty] | Voluntarily Certified | 1995-04-01 |  | 2000-04-13
Magnetek Universal Manufacturing | Triad | B232I277L | 277 |  | 1 |  | Instant |  |  |  |  | No Match | Electronic | [5 empty] | Federally-Regulated Consumer Product | 1995-03-08 |  | 1995-04-01
Etta Industries | Etta Industries | EC2S-277F96 | 277 |  | 2 |  | No Match |  |  |  |  | No Match | No Match | [5 empty] | Federally-Regulated Consumer Product | 1992-12-23 |  | 1992-12-01
Valmont Electric | General Electric | 8G1018W | 277 |  | 2 |  | No Match |  |  |  |  | No Match | No Match | [5 empty] | Federally-Regulated Consumer Product | 1991-09-01 |  | 2000-04-13
MW McWong International | Pacific Ballast | ES-240G | 120 |  | 2 |  | Rapid |  |  |  |  | No Match | Magnetic | [5 empty] | Federally-Regulated Consumer Product | 1994-09-30 |  | 1995-04-01
Magnetek Universal Manufacturing | Triad | B332R120HP | 120 |  | 3 |  | Rapid |  |  |  |  | No Match | Electronic | [5 empty] | Federally-Regulated Consumer Product | 1995-03-09 |  | 1995-04-01
Signify North America Corporation | Philips Lighting Electronics North America | IOP-3S32-SC | 120 - 277 (inclusive) |  | 3 | Other | Programmed |  |  |  |  | Non-BallastDimming | Electronic | 0.98 |  |  |  |  | Non Federally-Regulated | 2009-06-22 |  | 2012-09-06
Advance Transformer Co. S.A. de C.V. | Advance Transformer | REL2S40TP | 120 |  | 2 |  | No Match |  |  |  |  | No Match | No Match | [5 empty] | Non Federally-Regulated | 1987-04-01 |  | 1997-02-01
Current – HLI Brands – HLI Solutions, Inc. | Intelect Ballast | P277-23RS | 277 |  | 2 |  | Rapid |  |  |  |  | No Match | Electronic | [5 empty] | Federally-Regulated Consumer Product | 1994-10-05 |  | 2015-09-02
Lutron Electronics Co., Inc. | Ecosystem | EC5 T825 J 120 2 | 120 |  | 2 | Other | Programmed |  |  |  |  | Continuous | Electronic | 1 |  |  |  |  | Non Federally-Regulated | 2008-01-30 |  | 2009-12-08
Advance Transformer Co. S.A. de C.V. | Advance Transformer | VEL2S40RHTP | 277 |  | 2 |  | No Match |  |  |  |  | No Match | Electronic | [5 empty] | Federally-Regulated Consumer Product | 1997-02-01 |  | 2000-04-13
Magnetek Universal Manufacturing | Triad | B232R277HP | 277 |  | 1 |  | Rapid |  |  |  |  | No Match | Electronic | [5 empty] | Federally-Regulated Consumer Product | 1995-03-08 |  | 1995-04-01
Advance Transformer Co. S.A. de C.V. | Advance Transformer | REL2S40TP | 120 |  | 2 |  | No Match |  |  |  |  | No Match | Electronic | [5 empty] | Federally-Regulated Consumer Product | 1997-02-01 |  | 2000-04-13
Lumisistemas | Energy-F | R-140-120-CP | 120 |  | 1 |  | No Match |  |  |  |  | No Match | No Match | [5 empty] | Federally-Regulated Consumer Product | 1991-09-01 |  | 1995-04-01
Advance Transformer Co. S.A. de C.V. | Handyman | ES3000 | 120 |  | 2 |  | No Match |  |  |  |  | No Match | Magnetic | [5 empty] | Federally-Regulated Consumer Product | 1997-02-01 |  | 2000-04-13
Signify North America Corporation | Philips Advance | IOP-2P32-HL-N | 277 |  | 2 | Other | Instant |  |  |  |  | Non-BallastDimming | Electronic | 0.98 |  |  |  |  | Non Federally-Regulated | 2014-10-01 |  | 2014-10-01
Magnetek Universal Manufacturing | Triad | B432I277HP | 277 |  | 3 |  | No Match |  |  |  |  | No Match | Electronic | [5 empty] | Voluntarily Certified | 1995-04-01 |  | 2000-04-13
Lutron Electronics Co., Inc. | Eco-10 | ECO-T817-120-2 | 120 |  | 2 | Other | Programmed |  |  |  |  | Continuous | Electronic | 0.98 |  |  |  |  | Non Federally-Regulated | 2008-01-30 |  | 2009-12-08
Advance Transformer Co. S.A. de C.V. | Handyman | ES1011 | 120 |  | 2 |  | No Match |  |  |  |  | No Match | No Match | [5 empty] | Federally-Regulated Consumer Product | 1991-09-01 |  | 1997-02-01
Jefferson Electric | Jefferson Electric, Inc. | 300-4798-800 | 277 |  | 2 |  | No Match |  |  |  |  | No Match | No Match | [5 empty] | Non Federally-Regulated | 1983-06-01 |  | 2000-04-13
Magnetek Universal Manufacturing | Universal | 443-L-SLH-TC-P | 277 |  | 2 |  | Rapid |  |  |  |  | No Match | Magnetic | [5 empty] | Federally-Regulated Consumer Product | 1996-12-02 |  | 1997-02-01
Lumisistemas | Regent Lighting | RL-R-2S40-TP | 120 |  | 2 |  | Rapid |  |  |  |  | No Match | Magnetic | [5 empty] | Federally-Regulated Consumer Product | 1993-06-08 |  | 1995-04-01
Magnetek Universal Manufacturing | Watt Reducer | 439-L-TC-P | 120 |  | 2 |  | No Match |  |  |  |  | No Match | No Match | [5 empty] | Federally-Regulated Consumer Product | 1991-09-01 |  | 2000-04-13
Valmont Electric | Electronic | E140SR120G01 | 120 |  | 1 |  | Rapid |  |  |  |  | No Match | Electronic | [5 empty] | Federally-Regulated Consumer Product | 1996-03-14 |  | 1997-02-01
Advance Transformer Co. S.A. de C.V. | Advance Transformer | REL 2S40 TP | 120 |  | 2 |  | No Match |  |  |  |  | No Match | No Match | [5 empty] | Non Federally-Regulated | 1989-10-01 |  | 1991-09-01
Signify North America Corporation | Philips Lighting Electronics North America | ICN-4P32-LW-SC | 120 - 277 (inclusive) |  | 4 | Other | Instant |  |  |  |  | Non-BallastDimming | Electronic | 0.98 |  |  |  |  | Non Federally-Regulated | 2009-06-22 |  | 2012-09-06
Magnetek Universal Manufacturing | Universal | 4V366 | 120 |  | 2 |  | No Match |  |  |  |  | No Match | No Match | [5 empty] | Non Federally-Regulated | 1989-06-06 |  | 1995-04-01
Advance Transformer Co. S.A. de C.V. | Advance Transformer | VEL 2S40 TP | 277 |  | 2 |  | No Match |  |  |  |  | No Match | No Match | [5 empty] | Non Federally-Regulated | 1989-10-01 |  | 1992-12-01
Toshiba | Toshiba | FMB32RP3-120 | 120 |  | 3 |  | Rapid |  |  |  |  | No Match | Electronic | [5 empty] | Federally-Regulated Consumer Product | 1995-04-13 |  | 1997-02-01
Valmont Electric | General Electric | 8G1008W | 120 |  | 2 |  | No Match |  |  |  |  | No Match | No Match | [5 empty] | Non Federally-Regulated | 1989-10-01 |  | 1991-09-01
Signify North America Corporation | Philips Lighting Electronics North America | VCN-1S32-SC | 277 |  | 1 | Other | Programmed |  |  |  |  | Non-BallastDimming | Electronic | 0.98 |  |  |  |  | Non Federally-Regulated | 2009-06-22 |  | 2012-09-06
Magnetek Universal Manufacturing | Watt Reducer | 827-SLH-TC-P | 277 |  | 2 |  | No Match |  |  |  |  | No Match | No Match | [5 empty] | Non Federally-Regulated | 1989-10-01 |  | 1991-09-01
Signify North America Corporation | Philips Advance | ICN-4S54-90C-2LS-G | 120 - 277 (inclusive) |  | 4 | Other | Programmed |  |  |  |  | Stepped | Electronic | 0.98 |  |  |  |  | Non Federally-Regulated | 2012-09-06 |  | 2014-10-01
Magnetek Universal Manufacturing | Triad | B240R277RH | 277 |  | 2 |  | Rapid |  |  |  |  | No Match | Electronic | [5 empty] | Federally-Regulated Consumer Product | 1996-12-02 |  | 1997-02-01
Energy Technologies Corp. | Cool Temp | S120-2T48-A0 | 120 |  | 2 |  | No Match |  |  |  |  | No Match | No Match | [5 empty] | Non Federally-Regulated | 1986-08-01 |  | 2000-04-13
Signify North America Corporation | Philips Advance | VEL-1S40-SC | 277 |  | 1 | Other | Rapid |  |  |  |  | Non-BallastDimming | Electronic | 0.98 |  |  |  |  | Non Federally-Regulated | 2012-09-06 |  | 2012-09-14
Fulham Co., Inc. | Fulham Co., Inc. | FEP 400 120 132LW | 120 |  | 1 |  | No Match |  |  |  |  | No Match | Electronic | [5 empty] | Non Federally-Regulated | 1995-04-01 |  | 1995-04-28
Advance Transformer Co. S.A. de C.V. | Advance Transformer | V14OTP | 277 |  | 1 |  | No Match |  |  |  |  | No Match | No Match | [5 empty] | Non Federally-Regulated | 1988-06-01 |  | 2000-04-13
Valmont Electric | Valmont Electric | 8G1038W | 277 |  | 2 |  | No Match |  |  |  |  | No Match | No Match | [5 empty] | Non Federally-Regulated | 1988-10-20 |  | 1991-09-01
Signify North America Corporation | Philips Advance | IOP-4PSP32-LW-SC | 120 |  | 4 | Other | Programmed |  |  |  |  | Non-BallastDimming | Electronic | 1 |  |  |  |  | Non Federally-Regulated | 2012-08-07 |  | 2014-10-01
Valmont Electric | Valmont Electric | M28-277 | 277 |  | 2 |  | No Match |  |  |  |  | No Match | No Match | [5 empty] | Non Federally-Regulated | 1988-11-07 |  | 1991-09-01
Signify North America Corporation | Philips Lighting Electronics North America | RMB-2P13-S2 | 120 |  | 2 | Designed (not labeled) for use | Instant |  |  |  |  | Non-BallastDimming | Electronic | 0.59 |  |  |  |  | Non Federally-Regulated | 2009-06-22 |  | 2012-09-06
Advance A Division, Philips Electronics NA | Advance A Division, Philips Electronics NA | VEZ-2S32-SC | 277 |  | 2 | Other | Programmed |  |  |  |  | Continuous | Electronic | 0.98 |  |  |  |  | Non Federally-Regulated | 2008-01-30 |  | 2009-06-22
Advance Transformer Co. S.A. de C.V. | Advance Transformer | RDC2S40 TP | 120 |  | 2 |  | Instant |  |  |  |  | No Match | Electronic | [5 empty] | Federally-Regulated Consumer Product | 1996-03-14 |  | 2009-03-12
Signify North America Corporation | Philips Advance | IOP-3PSP32-HL-SC | 277 |  | 3 | Other | Programmed |  |  |  |  | Non-BallastDimming | Electronic | 0.99 |  |  |  |  | Non Federally-Regulated | 2014-10-01 |  | 2014-10-01
Techmedia Lighting, Inc. | Techlite | 332T277I | 277 |  | 3 |  | No Match |  |  |  |  | No Match | Electronic | [5 empty] | Voluntarily Certified | 1997-02-01 |  | 2000-04-13
Lutron Electronics Co., Inc. | Ecosystem | EC5 T832 J UNV 2 | 120 - 277 (inclusive) |  | 2 | Other | Programmed |  |  |  |  | Continuous | Electronic | 0.98 |  |  |  |  | Non Federally-Regulated | 2008-10-30 |  | 2009-12-08
Oriental Lighting Co., Ltd. | Oleb | OLEB-401F | 120 |  | 1 |  | No Match |  |  |  |  | No Match | No Match | [5 empty] | Federally-Regulated Consumer Product | 1992-02-25 |  | 1995-04-20
Advance Transformer Co. S.A. de C.V. | Advance Transformer | VK2S34 TP | 277 |  | 2 |  | No Match |  |  |  |  | No Match | No Match | [5 empty] | Non Federally-Regulated | 1989-10-01 |  | 1991-09-01
Signify North America Corporation | Philips Lighting Electronics North America | IOP-3P32-SC | 120 - 277 (inclusive) |  | 3 | Other | Instant |  |  |  |  | Non-BallastDimming | Electronic | 0.98 |  |  |  |  | Non Federally-Regulated | 2009-06-22 |  | 2012-09-06
Electronic Ballast Tech. | System-60 MPX | SSB1-277-2/40-MPX | 277 |  | 2 |  | No Match |  |  |  |  | No Match | No Match | [5 empty] | Non Federally-Regulated | 1986-08-01 |  | 2000-04-13
Current – HLI Brands – HLI Solutions, Inc. | Intelect Ballast | P277-13RS | 277 |  | 1 |  | Rapid |  |  |  |  | No Match | Electronic | [5 empty] | Federally-Regulated Consumer Product | 1994-09-28 |  | 2015-09-02
Lumisistemas | Regent Lighting | ES-3000 A | 120 |  | 2 |  | Instant |  |  |  |  | No Match | Magnetic | [5 empty] | Federally-Regulated Consumer Product | 1990-03-29 |  | 1991-09-01
Magnetek Universal Manufacturing | Triad | B232I277RH | 277 |  | 1 |  | Instant |  |  |  |  | No Match | Electronic | [5 empty] | Federally-Regulated Consumer Product | 1995-03-08 |  | 1995-04-01
King Technology, Inc. | Kingtec | 232K-120-75% | 120 |  | 2 |  | No Match |  |  |  |  | No Match | Electronic | [5 empty] | Non Federally-Regulated | 1995-04-01 |  | 2000-04-13
Signify North America Corporation | Philips Advance | IOP-1P32-LW-N | 120 |  | 1 | Other | Instant |  |  |  |  | Non-BallastDimming | Electronic | 0.99 |  |  |  |  | Non Federally-Regulated | 2014-10-01 |  | 2014-10-01
Sungil Manufacturing Co. | Century | F40T12 120V | 120 |  | 2 |  | No Match |  |  |  |  | No Match | No Match | [5 empty] | Federally-Regulated Consumer Product | 1993-06-15 |  | 2009-03-12
Magnetek Universal Manufacturing | Universal | 443-L-SLH-QP | 277 |  | 2 |  | No Match |  |  |  |  | No Match | Magnetic | [5 empty] | Federally-Regulated Consumer Product | 1997-02-01 |  | 2000-04-13
Valmont Electric | Valmont Electric | M28-277-1 | 120 |  | 1 |  | No Match |  |  |  |  | No Match | No Match | [5 empty] | Non Federally-Regulated | 1989-10-01 |  | 1991-09-01
Toshiba | Toshiba | FMB32RP4-120 | 120 |  | 4 |  | No Match |  |  |  |  | No Match | Electronic | [5 empty] | Voluntarily Certified | 1997-02-01 |  | 2000-04-13
Advance A Division, Philips Electronics NA | Advance A Division, Philips Electronics NA | REL-2S40-SC | 120 |  | 2 | Other | Rapid |  |  |  |  | Non-BallastDimming | Electronic | 0.98 | 0.9 |  |  |  | Federally-Regulated Consumer Product | 2008-01-30 |  | 2009-06-22
Etta Industries | Etta Industries | EC2S-277F96-D | 277 |  | 2 |  | No Match |  |  |  |  | No Match | Electronic | [5 empty] | Federally-Regulated Consumer Product | 1997-02-01 |  | 2000-04-13
Signify North America Corporation | Philips Lighting Electronics North America | VEL-1P32-LW-SC | 277 |  | 1 | Other | Instant |  |  |  |  | Non-BallastDimming | Electronic | 0.98 |  |  |  |  | Non Federally-Regulated | 2009-06-22 |  | 2012-09-06
Magnetek Universal Manufacturing | Watt Reducer | 8O6-SLH-QP | 120 |  | 2 |  | No Match |  |  |  |  | No Match | No Match | [5 empty] | Federally-Regulated Consumer Product | 1992-12-01 |  | 2000-04-13
Electronic Ballast Tech. | Electronic Ballast Tech. | SSB1-277-1/40 LH | 277 |  | 1 |  | No Match |  |  |  |  | No Match | Electronic | [5 empty] | Federally-Regulated Consumer Product | 1997-02-01 |  | 2000-04-13
Signify North America Corporation | Philips Advance | IOP-4P32-LW-N | 277 |  | 4 | Other | Instant |  |  |  |  | Non-BallastDimming | Electronic | 0.98 |  |  |  |  | Non Federally-Regulated | 2014-10-01 |  | 2014-10-01
Signify North America Corporation | Philips Lighting Electronics North America | ICN-132-MC | 120 - 277 (inclusive) |  | 1 | Other | Instant |  |  |  |  | Non-BallastDimming | Electronic | 0.98 |  |  |  |  | Non Federally-Regulated | 2009-06-22 |  | 2012-09-06
Fulham Co., Inc. | Fulham Co., Inc. | FEP 1200 277 232 | 277 |  | 2 |  | Rapid |  |  |  |  | No Match | Electronic | [5 empty] | Federally-Regulated Consumer Product | 1995-04-28 |  | 1997-02-01
Valmont Electric | General Electric | 296SL-120-PM | 120 |  | 2 |  | No Match |  |  |  |  | No Match | No Match | [5 empty] | Non Federally-Regulated | 1989-10-01 |  | 1991-09-01
Motorola Lighting, Inc. | Motorola | M2-RN-T8-10L-277 | 277 |  | 2 |  | No Match |  |  |  |  | No Match | Electronic | [5 empty] | Non Federally-Regulated | 1997-02-01 |  | 2000-04-13
Valmont Electric | Watt-Saver | 7735 | 120 |  | 2 |  | No Match |  |  |  |  | No Match | No Match | [5 empty] | Non Federally-Regulated | 1988-10-20 |  | 1991-09-01
Lutron Electronics Co., Inc. | Ecosystem | EC5 T825 J UNV 2 | 120 - 277 (inclusive) |  | 2 | Other | Programmed |  |  |  |  | Continuous | Electronic | 0.98 |  |  |  |  | Non Federally-Regulated | 2008-10-30 |  | 2009-12-08
Magnetek Universal Manufacturing | Universal | 3250 | 277 |  | 2 |  | No Match |  |  |  |  | No Match | No Match | [5 empty] | Federally-Regulated Consumer Product | 1995-04-01 |  | 2000-04-13
Magnetek Universal Manufacturing | Triad | B432I277RH | 277 |  | 3 |  | No Match |  |  |  |  | No Match | Electronic | [5 empty] | Voluntarily Certified | 1995-04-01 |  | 2000-04-13
Signify North America Corporation | Philips Advance | ICN-2P32-N | 277 |  | 2 | Other | Instant |  |  |  |  | Non-BallastDimming | Electronic | 0.98 |  |  |  |  | Non Federally-Regulated | 2014-10-01 |  | 2014-10-01
Magnetek Universal Manufacturing | Triad | B24OI277HP | 277 |  | 1 |  | Instant |  |  |  |  | No Match | Electronic | [5 empty] | Federally-Regulated Consumer Product | 1995-03-08 |  | 2009-03-12
Valmont Electric | Ultra-Miser | E140SR120 | 120 |  | 1 |  | No Match |  |  |  |  | No Match | No Match | [5 empty] | Non Federally-Regulated | 1989-10-01 |  | 1991-09-01
Triad / Utrad | Ballastar | B-240T120 | 120 |  | 2 |  | No Match |  |  |  |  | No Match | No Match | [5 empty] | Non Federally-Regulated | 1986-08-01 |  | 1987-04-01
Valmont Electric | Valmont Electric | 240RS-120-PM | 120 |  | 2 |  | No Match |  |  |  |  | No Match | No Match | [5 empty] | Non Federally-Regulated | 1989-10-01 |  | 1991-09-01
Valmont Electric | Opti-Miser | M28-120-1 | 120 |  | 1 |  | Rapid |  |  |  |  | No Match | Cathode cut-out | [5 empty] | Federally-Regulated Consumer Product | 1996-03-14 |  | 1997-02-01
Magnetek Universal Manufacturing | Handyman | ES-1011U | 120 |  | 2 |  | No Match |  |  |  |  | No Match | No Match | [5 empty] | Non Federally-Regulated | 1989-10-01 |  | 1991-09-01
Signify North America Corporation | Philips Lighting Electronics North America | VZT-2S54 | 277 |  | 2 | Other | Programmed |  |  |  |  | Continuous | Electronic | 0.98 |  |  |  |  | Non Federally-Regulated | 2009-06-22 |  | 2012-09-06
Lutron Electronics Co., Inc. | Ecosystem | EC5 T832 J 120 2 | 120 |  | 2 | Other | Programmed |  |  |  |  | Continuous | Electronic | 1 |  |  |  |  | Non Federally-Regulated | 2008-01-30 |  | 2009-12-08
Advance Transformer Co. S.A. de C.V. | Advance Transformer | REI2P75-TP | 277 |  | 2 |  | No Match |  |  |  |  | No Match | No Match | [5 empty] | Federally-Regulated Consumer Product | 1997-02-01 |  | 2000-04-13
Lutron Electronics Co., Inc. | Hi-Lume 3D | H3D T832 C UNV 1 10 | 120 - 277 (inclusive) |  | 1 | Other | Programmed |  |  |  |  | Continuous | Electronic | 0.98 |  |  |  |  | Non Federally-Regulated | 2008-01-30 |  | 2009-12-09
Advance Transformer Co. S.A. de C.V. | Advance Transformer | VIV40-TP | 277 |  | 1 |  | No Match |  |  |  |  | No Match | No Match | [5 empty] | Federally-Regulated Consumer Product | 1991-09-23 |  | 1991-10-16
Lumisistemas | Energy-F | R-140-120-CP | 120 |  | 1 |  | No Match |  |  |  |  | No Match | No Match | [5 empty] | Non Federally-Regulated | 1989-10-01 |  | 1991-09-01
Valmont Electric | Electronic | E296PI120G01 | 120 |  | 2 |  | Instant |  |  |  |  | No Match | Electronic | [5 empty] | Federally-Regulated Consumer Product | 1996-03-14 |  | 1997-02-01
Magnetek Universal Manufacturing | Universal | 458-L-SLH-TC-P | 277 |  | 1 |  | Rapid |  |  |  |  | No Match | Magnetic | [5 empty] | Federally-Regulated Consumer Product | 1996-12-02 |  | 1997-02-01
MW McWong International | Pacific Ballast | RS-240-120 | 120 |  | 2 |  | No Match |  |  |  |  | No Match | Electronic | [5 empty] | Federally-Regulated Consumer Product | 1995-04-01 |  | 2000-04-13
Etta Industries | Etta Industries | EC2S-277A2 | 277 |  | 2 |  | No Match |  |  |  |  | No Match | Electronic | [5 empty] | Federally-Regulated Consumer Product | 1998-03-01 |  | 2000-04-13
Advance A Division, Philips Electronics NA | Advance A Division, Philips Electronics NA | VZT-180 | 277 |  | 1 | Other | Programmed |  |  |  |  | Continuous | Electronic | 0.98 |  |  |  |  | Non Federally-Regulated | 2008-01-30 |  | 2009-06-22
Lumisistemas | Lumi-Kon | R-240-120-CP | 120 |  | 2 |  | No Match |  |  |  |  | No Match | Magnetic | [5 empty] | Federally-Regulated Consumer Product | 1995-04-01 |  | 2000-04-13
Valmont Electric | General Electric | 8G1084W | 120 |  | 1 |  | No Match |  |  |  |  | No Match | No Match | [5 empty] | Non Federally-Regulated | 1989-10-01 |  | 1991-09-01
Valmont Electric | Valmont Electric | 8G1028W | 120 |  | 2 |  | No Match |  |  |  |  | No Match | No Match | [5 empty] | Federally-Regulated Consumer Product | 1992-12-01 |  | 1997-02-01
Signify North America Corporation | Philips Lighting Electronics North America | RZT-2S54 | 120 |  | 2 | Other | Programmed |  |  |  |  | Continuous | Electronic | 0.98 |  |  |  |  | Non Federally-Regulated | 2009-06-22 |  | 2012-09-06
Lutron Electronics Co., Inc. | Ecosystem | EC5 T554 J 120 2 | 120 |  | 2 | Other | Programmed |  |  |  |  | Continuous | Electronic | 1 |  |  |  |  | Non Federally-Regulated | 2008-01-30 |  | 2008-02-19
Fulham Co., Inc. | Fulham Co., Inc. | FEP 900 277 232LW | 277 |  | 2 |  | No Match |  |  |  |  | No Match | Electronic | [5 empty] | Non Federally-Regulated | 1995-04-01 |  | 1995-04-28
Advance Transformer Co. S.A. de C.V. | Advance Transformer | VDC2S40 TP | 277 |  | 2 |  | No Match |  |  |  |  | No Match | No Match | [5 empty] | Federally-Regulated Consumer Product | 1995-04-01 |  | 1997-02-01
Signify North America Corporation | Philips Advance | IOP-4P32-N | 277 |  | 4 | Other | Instant |  |  |  |  | Non-BallastDimming | Electronic | 0.98 |  |  |  |  | Non Federally-Regulated | 2014-10-01 |  | 2014-10-01
Universal Lighting Technologies | Universal Lighting Technologies | B228PUNV115-D | 120 - 277 (inclusive) |  | 2 | Other | Programmed |  |  |  |  | Non-BallastDimming | Electronic | 0.99 |  |  |  |  | Non Federally-Regulated | 2008-01-31 |  | 2008-06-18
Signify North America Corporation | Philips Lighting Electronics North America | IOP-4S32-LW-SC | 120 - 277 (inclusive) |  | 4 | Other | Programmed |  |  |  |  | Non-BallastDimming | Electronic | 0.98 |  |  |  |  | Non Federally-Regulated | 2009-06-22 |  | 2012-09-06
Toshiba | Toshiba | FMB32IS1-120 | 120 |  | 1 |  | No Match |  |  |  |  | No Match | Electronic | [5 empty] | Non Federally-Regulated | 1997-02-01 |  | 2000-04-13
Valmont Electric | General Electric | 8G1034W | 277 |  | 2 |  | No Match |  |  |  |  | No Match | No Match | [5 empty] | Federally-Regulated Consumer Product | 1991-09-01 |  | 2000-04-13
Magnetek Universal Manufacturing | Triad | B240T277RH | 277 |  | 2 |  | No Match |  |  |  |  | No Match | No Match | [5 empty] | Federally-Regulated Consumer Product | 1993-06-08 |  | 1996-12-02
Advance Transformer Co. S.A. de C.V. | Advance Transformer | REL1S40RHTP | 120 |  | 1 |  | Rapid |  |  |  |  | No Match | Electronic | [5 empty] | Federally-Regulated Consumer Product | 1996-03-14 |  | 2009-03-12
Lumisistemas | Atlas Electric | E2110 TP120 | 120 |  | 2 |  | No Match |  |  |  |  | No Match | Magnetic | [5 empty] | Federally-Regulated Consumer Product | 1995-04-01 |  | 2000-04-13
Magnetek Universal Manufacturing | Watt Reducer | 446-L-SLH-TC-P | 120 |  | 2 |  | No Match |  |  |  |  | No Match | No Match | [5 empty] | Federally-Regulated Consumer Product | 1991-09-01 |  | 2000-04-13
Valmont Electric | Val-Miser | 8G1084W | 120 |  | 1 |  | Rapid |  |  |  |  | No Match | Magnetic | [5 empty] | Federally-Regulated Consumer Product | 1996-03-14 |  | 1997-02-01
Signify North America Corporation | Philips Advance | IOP-1PSP32-LW-N | 120 |  | 1 | Other | Programmed |  |  |  |  | Non-BallastDimming | Electronic | 0.99 |  |  |  |  | Non Federally-Regulated | 2014-10-01 |  | 2014-10-01
Etta Industries | Etta Industries | EC2S-120A8AD | 120 |  | 2 |  | No Match |  |  |  |  | No Match | Electronic | [5 empty] | Non Federally-Regulated | 1995-04-01 |  | 2000-04-13
Fulham Co., Inc. | Fulham Co., Inc. | FEP 1200 277 240 | 277 |  | 2 |  | No Match |  |  |  |  | No Match | Electronic | [5 empty] | Federally-Regulated Consumer Product | 1997-02-01 |  | 2000-04-13
Valmont Electric | General Electric | 8G1028W | 120 |  | 2 |  | No Match |  |  |  |  | No Match | No Match | [5 empty] | Non Federally-Regulated | 1989-10-01 |  | 1991-09-01
Osram Sylvania, Inc. | Sylvania | QTP1x80T5HO/UNV PSN | 120 - 277 (inclusive) |  | 1 | Other | Programmed |  |  |  |  | Non-BallastDimming | Electronic | 0.99 |  |  |  |  | Non Federally-Regulated | 2011-12-06 |  | 2012-07-03
Valmont Electric | Valmont Electric | 8G1014W | 277 |  | 2 |  | Instant |  |  |  |  | No Match | Magnetic | [5 empty] | Federally-Regulated Consumer Product | 1995-04-28 |  | 1997-02-01
Motorola Lighting, Inc. | Motorola | M2-RN-T8-10L-120 | 120 |  | 2 |  | Rapid |  |  |  |  | No Match | Electronic | [5 empty] | Federally-Regulated Consumer Product | 1994-09-30 |  | 1994-10-07
Advance A Division, Philips Electronics NA | Advance A Division, Philips Electronics NA | ICN-2S39 | 120 - 277 (inclusive) |  | 2 | Other | Programmed |  |  |  |  | Non-BallastDimming | Electronic | 0.98 |  |  |  |  | Non Federally-Regulated | 2008-01-30 |  | 2009-06-22
Advance Transformer Co. S.A. de C.V. | Advance Transformer | VDC140TP | 277 |  | 1 |  | Rapid |  |  |  |  | No Match | Electronic | [5 empty] | Federally-Regulated Consumer Product | 1996-03-14 |  | 2009-03-12
Signify North America Corporation | Philips Lighting Electronics North America | ICN-2P32-LW-SC | 120 - 277 (inclusive) |  | 2 | Other | Instant |  |  |  |  | Non-BallastDimming | Electronic | 0.98 |  |  |  |  | Non Federally-Regulated | 2009-06-22 |  | 2012-09-06
Valmont Electric | Ultra-Miser | E232PI120G01 | 120 |  | 2 |  | No Match |  |  |  |  | No Match | Electronic | [5 empty] | Non Federally-Regulated | 1997-02-01 |  | 2000-04-13
Toshiba | Toshiba | FMB32RP4-277 | 277 |  | 4 |  | No Match |  |  |  |  | No Match | Electronic | [5 empty] | Voluntarily Certified | 1995-04-01 |  | 1995-04-17
Terralux, Inc. | Terralux, Inc. | TBL40D277 | 277 |  | 2 |  | No Match |  |  |  |  | No Match | No Match | [5 empty] | Federally-Regulated Consumer Product | 1997-02-01 |  | 2000-04-13
Universal Manufacturing Corp. | Super Low Heat | 412-L-SLH-TC-P | 120 |  | 1 |  | No Match |  |  |  |  | No Match | No Match | [5 empty] | Non Federally-Regulated | 1983-06-01 |  | 2000-04-13
Signify North America Corporation | Philips Lighting Electronics North America | REZ-154 | 120 |  | 1 | Other | Programmed |  |  |  |  | Continuous | Electronic | 0.98 |  |  |  |  | Non Federally-Regulated | 2009-06-22 |  | 2012-09-06
Magnetek Universal Manufacturing | Triad | B332I277RH | 277 |  | 3 |  | Instant |  |  |  |  | No Match | Electronic | [5 empty] | Federally-Regulated Consumer Product | 1995-03-09 |  | 1995-04-01
Signify North America Corporation | Philips Lighting Electronics North America | IDA-154 | 120 - 277 (inclusive) |  | 1 | Other | Programmed |  |  |  |  | Continuous | Electronic | 0.98 |  |  |  |  | Non Federally-Regulated | 2009-06-22 |  | 2012-09-06
Taipei Multipower, Inc. | TMP | FLD32D120-6 | 120 |  | 2 |  | Instant |  |  |  |  | No Match | Electronic | [5 empty] | Federally-Regulated Consumer Product | 1994-09-18 |  | 1995-04-01
King Technology, Inc. | Kingtec | 132K-120 | 120 |  | 1 |  | No Match |  |  |  |  | No Match | Electronic | [5 empty] | Non Federally-Regulated | 1995-04-01 |  | 2000-04-13
Valmont Electric | General Electric | 8G1038W | 277 |  | 2 |  | No Match |  |  |  |  | No Match | No Match | [5 empty] | Federally-Regulated Consumer Product | 1991-09-01 |  | 2000-04-13
Lumisistemas | Lumisistemas | AR-240-120-CP | 120 |  | 2 |  | No Match |  |  |  |  | No Match | No Match | [5 empty] | Federally-Regulated Consumer Product | 1992-12-01 |  | 1993-01-12
Toshiba | Toshiba | FMB32RP3-120 | 120 |  | 3 |  | No Match |  |  |  |  | No Match | Electronic | [5 empty] | Voluntarily Certified | 1997-02-01 |  | 2000-04-13
Howard Industries, Inc. | Howard Industries | EC2/32IS-277 | 277 |  | 2 |  | No Match |  |  |  |  | No Match | Electronic | [5 empty] | Non Federally-Regulated | 1995-04-01 |  | 1995-04-07
Fulham Co., Inc. | Fulham Co., Inc. | FEP 400 277 132LW | 277 |  | 1 |  | No Match |  |  |  |  | No Match | Electronic | [5 empty] | Non Federally-Regulated | 1995-04-01 |  | 1995-04-28
Signify North America Corporation | Philips Lighting Electronics North America | VEL-2P59-SC | 277 |  | 2 | Other | Instant |  |  |  |  | Non-BallastDimming | Electronic | 0.98 |  |  |  |  | Non Federally-Regulated | 2009-06-22 |  | 2012-09-06
Lumisistemas | Rangaire | SS-240-120-CP | 120 |  | 2 |  | Rapid |  |  |  |  | No Match | Magnetic | [5 empty] | Federally-Regulated Consumer Product | 1994-10-12 |  | 1995-04-01
Valmont Electric | Maxi-Miser II | 8G1008W | 120 |  | 2 |  | No Match |  |  |  |  | No Match | Magnetic | [5 empty] | Federally-Regulated Consumer Product | 1997-02-01 |  | 2000-04-13
Signify North America Corporation | Philips Advance | IOP-3PSP32-SC | 277 |  | 3 | Other | Programmed |  |  |  |  | Non-BallastDimming | Electronic | 0.98 |  |  |  |  | Non Federally-Regulated | 2014-10-01 |  | 2014-10-01
Toshiba | Toshiba | FMB32RP3-277 | 277 |  | 3 |  | No Match |  |  |  |  | No Match | Electronic | [5 empty] | Voluntarily Certified | 1997-02-01 |  | 2000-04-13
Toshiba | Toshiba | FMB40RS2-120 | 120 |  | 2 |  | No Match |  |  |  |  | No Match | Electronic | [5 empty] | Federally-Regulated Consumer Product | 1997-02-01 |  | 2000-04-13
Aromat Corp. | Nais | ES2110R277H2-HO | 277 |  | 2 |  | No Match |  |  |  |  | No Match | Electronic | [5 empty] | Federally-Regulated Consumer Product | 1995-04-01 |  | 2000-04-13
Advance Transformer Co. S.A. de C.V. | Advance Transformer | VEL 2S4O TP | 277 |  | 2 |  | No Match |  |  |  |  | No Match | No Match | [5 empty] | Federally-Regulated Consumer Product | 1991-09-01 |  | 2000-04-13
Lutron Electronics Co., Inc. | Hi-Lume 3D | H3D T832 C UNV 2 10 | 120 - 277 (inclusive) |  | 2 | Other | Programmed |  |  |  |  | Continuous | Electronic | 0.99 |  |  |  |  | Non Federally-Regulated | 2008-01-30 |  | 2009-12-09
Lumisistemas | Energy-F | R-240-120-CP | 120 |  | 2 |  | Rapid |  |  |  |  | No Match | Magnetic | [5 empty] | Non Federally-Regulated | 1989-05-01 |  | 1989-10-01
Advance A Division, Philips Electronics NA | Advance A Division, Philips Electronics NA | RZT-154 | 120 |  | 1 | Other | Programmed |  |  |  |  | Continuous | Electronic | 0.98 |  |  |  |  | Non Federally-Regulated | 2008-01-30 |  | 2009-06-22
Magnetek Universal Manufacturing | Universal | 458-L-SLH-TC-P | 277 |  | 1 |  | No Match |  |  |  |  | No Match | Magnetic | [5 empty] | Federally-Regulated Consumer Product | 1997-02-01 |  | 2000-04-13
Advance A Division, Philips Electronics NA | Advance A Division, Philips Electronics NA | REL-3P32-SC | 120 |  | 3 | Other | Instant |  |  |  |  | Non-BallastDimming | Electronic | 0.98 |  |  |  |  | Non Federally-Regulated | 2008-01-30 |  | 2009-06-22
Magnetek Universal Manufacturing | Universal | 417-L-TC-P | 277 |  | 1 |  | Rapid |  |  |  |  | No Match | Cathode cut-out | [5 empty] | Federally-Regulated Consumer Product | 1996-12-02 |  | 1997-02-01
Fyrnetics, Inc. | Accutech | 9108 | 277 |  | 1 |  | No Match |  |  |  |  | No Match | No Match | [5 empty] | Non Federally-Regulated | 1985-04-01 |  | 1987-04-01
Oasis International | Sylvania | QHE2X59T8/UNV ISH | 120 - 277 (inclusive) |  | 2 | Other | Instant |  |  |  |  | Non-BallastDimming | Electronic | 0.99 |  |  |  |  | Non Federally-Regulated | 2012-11-14 |  | 2014-08-08
Lutron Electronics Co., Inc. | Ecosystem | EC5 T521 J 277 1 | 277 |  | 1 | Other | Programmed |  |  |  |  | Continuous | Electronic | 1 |  |  |  |  | Non Federally-Regulated | 2008-01-30 |  | 2009-12-08
Lutron Electronics Co., Inc. | Ecosystem | EC5 T524 J UNV 2 | 120 - 277 (inclusive) |  | 2 | Other | Programmed |  |  |  |  | Continuous | Electronic | 0.99 |  |  |  |  | Non Federally-Regulated | 2008-10-30 |  | 2009-12-08
Advance Transformer Co. S.A. de C.V. | Advance Transformer | R2P32TP | 120 |  | 2 |  | No Match |  |  |  |  | No Match | Magnetic | [5 empty] | Non Federally-Regulated | 1995-04-01 |  | 2000-04-13
Lumisistemas | C.E.W. Lighting | 8FR140/277ES | 277 |  | 1 |  | Rapid |  |  |  |  | No Match | Magnetic | [5 empty] | Federally-Regulated Consumer Product | 1992-01-17 |  | 1992-12-01
Lutron Electronics Co., Inc. | Ecosystem | EC5 T535 J UNV 1 | 120 - 277 (inclusive) |  | 1 | Other | Programmed |  |  |  |  | Continuous | Electronic | 0.99 |  |  |  |  | Non Federally-Regulated | 2009-08-31 |  | 2009-12-08
Lutron Electronics Co., Inc. | Ecosystem | EC5 T539 J UNV 1 | 120 - 277 (inclusive) |  | 1 | Other | Programmed |  |  |  |  | Continuous | Electronic | 0.99 |  |  |  |  | Non Federally-Regulated | 2008-10-30 |  | 2009-12-08
Advance Transformer Co. S.A. de C.V. | Advance Transformer | VK2S110TP | 277 |  | 2 |  | Rapid |  |  |  |  | No Match | Cathode cut-out | [5 empty] | Federally-Regulated Consumer Product | 1995-02-23 |  | 2009-03-12
Lumisistemas | Atlas Electric | E240 TP120 | 120 |  | 2 |  | No Match |  |  |  |  | No Match | No Match | [5 empty] | Federally-Regulated Consumer Product | 1992-12-01 |  | 1995-04-01
Toshiba | Toshiba | FMB96SL2-277 | 277 |  | 2 |  | No Match |  |  |  |  | No Match | No Match | [5 empty] | Federally-Regulated Consumer Product | 1993-08-10 |  | 1995-04-13
Magnetek Universal Manufacturing | Triad | B140R120HP | 120 |  | 1 |  | No Match |  |  |  |  | No Match | Electronic | [5 empty] | Federally-Regulated Consumer Product | 1995-04-01 |  | 2000-04-13
Signify North America Corporation | Philips Advance | IOPA-2P32-HL-N | 120 |  | 2 | Other | Instant |  |  |  |  | Non-BallastDimming | Electronic | 0.99 |  |  |  |  | Non Federally-Regulated | 2014-10-01 |  | 2014-10-01
Signify North America Corporation | Philips Lighting Electronics North America | VCN-3S32-SC | 277 |  | 3 | Other | Programmed |  |  |  |  | Non-BallastDimming | Electronic | 0.98 |  |  |  |  | Non Federally-Regulated | 2009-06-22 |  | 2012-09-06
Magnetek Universal Manufacturing | Universal | 420-L-TC-P | 120 |  | 2 |  | No Match |  |  |  |  | No Match | No Match | [5 empty] | Federally-Regulated Consumer Product | 1990-05-03 |  | 1996-12-02
Signify North America Corporation | Philips Lighting Electronics North America | VEZ-2S54 | 277 |  | 2 | Other | Programmed |  |  |  |  | Continuous | Electronic | 0.98 |  |  |  |  | Non Federally-Regulated | 2009-06-22 |  | 2012-09-06
Etta Industries | Etta Industries | EC2S-277A8AD | 277 |  | 2 |  | No Match |  |  |  |  | No Match | Electronic | [5 empty] | Non Federally-Regulated | 1995-04-01 |  | 2000-04-13
Lutron Electronics Co., Inc. | Hi-Lume 3D | H3D T521 C UNV 1 10 | 120 - 277 (inclusive) |  | 1 | Other | Programmed |  |  |  |  | Continuous | Electronic | 1 |  |  |  |  | Non Federally-Regulated | 2009-08-31 |  | 2009-12-08
Electronic Ballast Tech. | System-30 | SSB1-120-1/40 | 120 |  | 1 |  | No Match |  |  |  |  | No Match | No Match | [5 empty] | Non Federally-Regulated | 1986-08-01 |  | 2000-04-13
Advance Transformer Co. S.A. de C.V. | Advance Transformer | RK134 TP | 120 |  | 1 |  | Rapid |  |  |  |  | No Match | Cathode cut-out | [5 empty] | Federally-Regulated Consumer Product | 1996-03-14 |  | 2009-03-12
Lumisistemas | C.E.W. Lighting | 8FR275/120ES | 120 |  | 2 |  | No Match |  |  |  |  | No Match | No Match | [5 empty] | Federally-Regulated Consumer Product | 1992-12-01 |  | 1995-04-01
Heung Jin Electronics Co. | Lumen | LM-40D120 | 120 |  | 2 |  | No Match |  |  |  |  | No Match | No Match | [5 empty] | Federally-Regulated Consumer Product | 1992-11-16 |  | 1995-04-28
Magnetek Universal Manufacturing | Triad | B340I277HP | 277 |  | 3 |  | Instant |  |  |  |  | No Match | Electronic | [5 empty] | Federally-Regulated Consumer Product | 1995-03-09 |  | 1995-04-01
Advance Transformer Co. S.A. de C.V. | Advance Transformer | REL1S4OTP | 120 |  | 1 |  | No Match |  |  |  |  | No Match | No Match | [5 empty] | Non Federally-Regulated | 1988-06-01 |  | 2000-04-13
Valmont Electric | Ultra-Miser | E232PI277G01 | 277 |  | 2 |  | No Match |  |  |  |  | No Match | Electronic | [5 empty] | Non Federally-Regulated | 1995-04-01 |  | 1995-04-28
Lumisistemas | Award Lighting Products | MX 296 | 120 |  | 2 |  | No Match |  |  |  |  | No Match | No Match | [5 empty] | Federally-Regulated Consumer Product | 1992-12-01 |  | 1995-04-01
Valmont Electric | Ultra-Miser | 296SL120ES | 120 |  | 2 |  | No Match |  |  |  |  | No Match | Magnetic | [5 empty] | Non Federally-Regulated | 1989-07-18 |  | 1989-10-01
Magnetek Universal Manufacturing | Universal Plus | 410-L-TC-P | 120 |  | 1 |  | No Match |  |  |  |  | No Match | No Match | [5 empty] | Federally-Regulated Consumer Product | 1991-09-01 |  | 2000-04-13
Earn High Industries, Ltd. | Carroway | 3011A | 120 |  | 2 |  | No Match |  |  |  |  | No Match | No Match | [5 empty] | Federally-Regulated Consumer Product | 1992-12-29 |  | 1992-12-01
Signify North America Corporation | Philips Advance | IOP-1P32-HL-N | 277 |  | 1 | Other | Instant |  |  |  |  | Non-BallastDimming | Electronic | 0.98 |  |  |  |  | Non Federally-Regulated | 2014-10-01 |  | 2014-10-01
Signify North America Corporation | Philips Advance | REB-2P32-N | 120 |  | 2 | Designed and labeled for use o | Instant |  |  |  |  | Non-BallastDimming | Electronic | 0.58 |  |  |  |  | Non Federally-Regulated | 2014-10-01 |  | 2014-10-01
Taipei Multipower, Inc. | TMP | FLB40D120-6 | 120 |  | 2 |  | No Match |  |  |  |  | No Match | Electronic | [5 empty] | Federally-Regulated Consumer Product | 1997-02-01 |  | 2000-04-13
Signify North America Corporation | Philips Lighting Electronics North America | RELB-1S40-SC | 120 |  | 1 | Designed (not labeled) for use | Rapid |  |  |  |  | Non-BallastDimming | Electronic | 0.98 | 0.9 |  |  |  | Federally-Regulated Consumer Product | 2009-06-22 |  | 2011-07-20
Valmont Electric | Ultra-Miser | E332PI277G01 | 277 |  | 3 |  | Instant |  |  |  |  | No Match | Electronic | [5 empty] | Federally-Regulated Consumer Product | 1995-04-28 |  | 1997-02-01
Signify North America Corporation | Philips Lighting Electronics North America | ICN-1P32-SC | 120 - 277 (inclusive) |  | 1 | Other | Instant |  |  |  |  | Non-BallastDimming | Electronic | 0.98 |  |  |  |  | Non Federally-Regulated | 2009-06-22 |  | 2012-09-06
Lutron Electronics Co., Inc. | Eco-10 | E3 T514 C 120 2 | 120 |  | 2 | Other | Programmed |  |  |  |  | Continuous | Electronic | 1 |  |  |  |  | Non Federally-Regulated | 2008-01-30 |  | 2009-12-08
Etta Industries | Etta Industries | EC1S-120A8D | 120 |  | 1 |  | Rapid |  |  |  |  | No Match | Electronic | [5 empty] | Federally-Regulated Consumer Product | 1994-10-06 |  | 1995-04-01
Magnetek Universal Manufacturing | Universal | 458-L-SLH-TC-P | 277 |  | 1 |  | No Match |  |  |  |  | No Match | No Match | [5 empty] | Non Federally-Regulated | 1989-09-06 |  | 1996-12-02
Advance Transformer Co. S.A. de C.V. | Advance Transformer | RIP32TP | 120 |  | 1 |  | Rapid |  |  |  |  | No Match | Magnetic | [5 empty] | Federally-Regulated Consumer Product | 1995-02-23 |  | 2009-03-12
Toshiba | Toshiba | FMB40RS3-277 | 277 |  | 3 |  | No Match |  |  |  |  | No Match | Electronic | [5 empty] | Voluntarily Certified | 1997-02-01 |  | 2000-04-13
Valmont Electric | Ultra-Miser | E240SR277 | 277 |  | 2 |  | No Match |  |  |  |  | No Match | No Match | [5 empty] | Non Federally-Regulated | 1989-10-01 |  | 1991-09-01
Advance Transformer Co. S.A. de C.V. | Advance Transformer | REL 2S40 TP | 120 |  | 2 |  | No Match |  |  |  |  | No Match | Electronic | [5 empty] | Non Federally-Regulated | 1988-10-20 |  | 1996-03-14
King Technology, Inc. | Kingtec | 232K120-IS | 120 |  | 2 |  | Instant |  |  |  |  | No Match | Electronic | [5 empty] | Federally-Regulated Consumer Product | 1994-09-18 |  | 1995-04-01
Lumisistemas | Energy-F | S-275-120-CP | 120 |  | 2 |  | No Match |  |  |  |  | No Match | No Match | [5 empty] | Non Federally-Regulated | 1989-10-01 |  | 1991-09-01
Advance Transformer Co. S.A. de C.V. | Advance Transformer | VK2S110TP | 277 |  | 2 |  | No Match |  |  |  |  | No Match | Cathode cut-out | [5 empty] | Federally-Regulated Consumer Product | 1995-04-01 |  | 2000-04-13
Motorola Lighting, Inc. | Motorola | M1-RN-T12-1LL-277 | 277 |  | 1 |  | No Match |  |  |  |  | No Match | Electronic | [5 empty] | Federally-Regulated Consumer Product | 1993-06-25 |  | 1996-03-07
Lutron Electronics Co., Inc. | Eco-10 | E3 T521 C 277 1 | 277 |  | 1 | Other | Programmed |  |  |  |  | Continuous | Electronic | 0.99 |  |  |  |  | Non Federally-Regulated | 2008-01-30 |  | 2009-12-08
Signify North America Corporation | Philips Lighting Electronics North America | ICN-4P32-SC | 120 - 277 (inclusive) |  | 4 | Other | Instant |  |  |  |  | Non-BallastDimming | Electronic | 0.98 |  |  |  |  | Non Federally-Regulated | 2009-06-22 |  | 2012-09-06
Magnetek Universal Manufacturing | Universal | 827-SLH-TC-P | 277 |  | 2 |  | No Match |  |  |  |  | No Match | No Match | [5 empty] | Non Federally-Regulated | 1989-09-06 |  | 1996-12-02
Magnetek Universal Manufacturing | Triad | B240R120 | 120 |  | 2 |  | No Match |  |  |  |  | No Match | No Match | [5 empty] | Federally-Regulated Consumer Product | 1991-09-11 |  | 1993-06-08
Etta Industries | Etta Industries | EC2S-277F96 | 277 |  | 2 |  | No Match |  |  |  |  | No Match | Electronic | [5 empty] | Federally-Regulated Consumer Product | 1995-04-01 |  | 1997-02-01
Signify North America Corporation | Philips Lighting Electronics North America | REL-2P60-S-A | 120 |  | 2 | Other | Instant |  |  |  |  | Non-BallastDimming | Electronic | 0.98 | 0.9 |  |  |  | Federally-Regulated Consumer Product | 2009-06-22 |  | 2012-09-06
Techmedia Lighting, Inc. | Techlite | 332T120I | 120 |  | 3 |  | No Match |  |  |  |  | No Match | Electronic | [5 empty] | Voluntarily Certified | 1997-02-01 |  | 2000-04-13
Triad / Utrad | Ballastar | B-240T277 | 277 |  | 2 |  | No Match |  |  |  |  | No Match | No Match | [5 empty] | Non Federally-Regulated | 1983-06-01 |  | 2000-04-13
Advance A Division, Philips Electronics NA | Advance A Division, Philips Electronics NA | IOP-1S32-LW-SC | 120 - 277 (inclusive) |  | 1 | Other | Programmed |  |  |  |  | Non-BallastDimming | Electronic | 0.98 |  |  |  |  | Non Federally-Regulated | 2008-01-30 |  | 2009-06-22
Advance Transformer Co. S.A. de C.V. | Advance Transformer | R 2S40-1-TP | 120 |  | 2 |  | No Match |  |  |  |  | No Match | Magnetic | [5 empty] | Federally-Regulated Consumer Product | 1997-02-01 |  | 2000-04-13
Advance Transformer Co. S.A. de C.V. | Advance Transformer | RIC140 TP | 120 |  | 1 |  | No Match |  |  |  |  | No Match | No Match | [5 empty] | Federally-Regulated Consumer Product | 1991-09-01 |  | 1997-02-01
MW McWong International | Pacific Ballast | IS-260-TP | 120 |  | 2 |  | No Match |  |  |  |  | No Match | Magnetic | [5 empty] | Federally-Regulated Consumer Product | 1992-11-10 |  | 1996-03-07
Electronic Ballast Tech. | System-60 | SSB1-277-2/40 | 277 |  | 2 |  | No Match |  |  |  |  | No Match | No Match | [5 empty] | Non Federally-Regulated | 1986-08-01 |  | 2000-04-13
RTC Marketing Co. | RTC Marketing Co. | GLRS240P-30 | 120 |  | 2 |  | No Match |  |  |  |  | No Match | No Match | [5 empty] | Federally-Regulated Consumer Product | 1991-09-11 |  | 1991-09-01
Advance A Division, Philips Electronics NA | Advance A Division, Philips Electronics NA | V-2S110-TP | 277 |  | 2 | Other | Rapid |  |  |  |  | Non-BallastDimming | Magnetic | 0.98 | 0.9 |  |  |  | Federally-Regulated Consumer Product | 2008-01-30 |  | 2009-06-22
Valmont Electric | Valmont Electric | 8G1074W | 120 |  | 1 |  | No Match |  |  |  |  | No Match | No Match | [5 empty] | Federally-Regulated Consumer Product | 1995-04-01 |  | 1997-02-01
Advance Transformer Co. S.A. de C.V. | Advance Transformer | RKI32TP | 120 |  | 1 |  | Rapid |  |  |  |  | No Match | Cathode cut-out | [5 empty] | Federally-Regulated Consumer Product | 1995-02-23 |  | 2009-03-12
GE Appliances, a Haier company | General Electric | 8G1084W | 277 |  | 1 |  | No Match |  |  |  |  | No Match | No Match | [5 empty] | Non Federally-Regulated | 1983-06-01 |  | 2015-09-03
Lutron Electronics Co., Inc. | Hi-Lume | FDB-T539-277-1 | 277 |  | 1 | Other | Programmed |  |  |  |  | Continuous | Electronic | 0.99 |  |  |  |  | Non Federally-Regulated | 2008-01-30 |  | 2009-12-08
Etta Industries | Etta Industries | EC2S-277F96-D | 277 |  | 2 |  | Instant |  |  |  |  | No Match | Electronic | [5 empty] | Federally-Regulated Consumer Product | 1996-03-07 |  | 1997-02-01
Signify North America Corporation | Philips Lighting Electronics North America | HCN-4S54-90C-2LS-G | 347 - 480 (inclusive) |  | 4 | Other | Programmed |  |  |  |  | Stepped | Electronic | 0.98 |  |  |  |  | Non Federally-Regulated | 2009-06-22 |  | 2012-09-06
Advance A Division, Philips Electronics NA | Advance A Division, Philips Electronics NA | ICN-2S86 | 120 - 277 (inclusive) |  | 2 | Other | Programmed |  |  |  |  | Non-BallastDimming | Electronic | 0.98 |  |  |  |  | Non Federally-Regulated | 2008-01-30 |  | 2009-06-22
Advance Transformer Co. S.A. de C.V. | Advance Transformer | VIC2S40-TP | 277 |  | 2 |  | Rapid |  |  |  |  | No Match | Electronic | [5 empty] | Federally-Regulated Consumer Product | 1996-03-14 |  | 2009-03-12
Motorola Lighting, Inc. | Motorola | M4-RN-T8-1LL-120 | 120 |  | 4 |  | No Match |  |  |  |  | No Match | Electronic | [5 empty] | Voluntarily Certified | 1995-04-01 |  | 2000-04-13
Magnetek Universal Manufacturing | Triad | B24OI120HP | 120 |  | 1 |  | Instant |  |  |  |  | No Match | Electronic | [5 empty] | Federally-Regulated Consumer Product | 1995-03-08 |  | 2009-03-12
Lumisistemas | Energy-F | S-275-120-CP | 120 |  | 2 |  | Instant |  |  |  |  | No Match | Magnetic | [5 empty] | Non Federally-Regulated | 1989-05-01 |  | 1989-10-01
Lumisistemas | Regent Lighting | RL-R-2E75-S-TP | 120 |  | 2 |  | No Match |  |  |  |  | No Match | Magnetic | [5 empty] | Federally-Regulated Consumer Product | 1995-04-01 |  | 2000-04-13
Etta Industries | Etta Industries | EC2S-277A8 | 277 |  | 2 |  | No Match |  |  |  |  | No Match | Electronic | [5 empty] | Non Federally-Regulated | 1995-04-01 |  | 2000-04-13
Advance Transformer Co. S.A. de C.V. | Advance Transformer | V140TP | 277 |  | 1 |  | No Match |  |  |  |  | No Match | No Match | [5 empty] | Non Federally-Regulated | 1983-06-01 |  | 2000-04-13
Etta Industries | Etta Industries | EC1S-120A8AD | 120 |  | 1 |  | No Match |  |  |  |  | No Match | Electronic | [5 empty] | Non Federally-Regulated | 1995-04-01 |  | 2000-04-13
Signify North America Corporation | Philips Advance | IOPA-3P32-HL-N | 120 |  | 3 | Other | Instant |  |  |  |  | Non-BallastDimming | Electronic | 0.99 |  |  |  |  | Non Federally-Regulated | 2014-10-01 |  | 2014-10-01
Lumisistemas | Rangaire | IS-260-120-CP | 120 |  | 2 |  | No Match |  |  |  |  | No Match | Magnetic | [5 empty] | Federally-Regulated Consumer Product | 1995-04-01 |  | 2000-04-13
Lumisistemas | C.E.W. Lighting | 8FR272/277HOES | 277 |  | 2 |  | No Match |  |  |  |  | No Match | Magnetic | [5 empty] | Federally-Regulated Consumer Product | 1995-04-01 |  | 2000-04-13
Advance Transformer Co. S.A. de C.V. | Advance Transformer | RDC2S40 TP | 120 |  | 2 |  | No Match |  |  |  |  | No Match | Electronic | [5 empty] | Federally-Regulated Consumer Product | 1997-02-01 |  | 2000-04-13
Magnetek Universal Manufacturing | Triad | B275I120RH | 120 |  | 2 |  | No Match |  |  |  |  | No Match | Electronic | [5 empty] | Federally-Regulated Consumer Product | 1997-02-01 |  | 2000-04-13
Aromat Corp. | Nais | LEP432I277H2 | 277 |  | 4 |  | Instant |  |  |  |  | No Match | Electronic | [5 empty] | Federally-Regulated Consumer Product | 1994-10-12 |  | 1995-04-01
GE Appliances, a Haier company | General Electric | E40-277-2 | 120 |  | 2 |  | No Match |  |  |  |  | No Match | No Match | [5 empty] | Non Federally-Regulated | 1987-04-01 |  | 2015-09-03
Electronic Ballast Tech. | Electronic Ballast Tech. | SSB1-120-1/40 LH | 120 |  | 1 |  | No Match |  |  |  |  | No Match | Electronic | [5 empty] | Federally-Regulated Consumer Product | 1998-03-01 |  | 2000-04-13
Signify North America Corporation | Philips Lighting Electronics North America | IOP-1S32-LW-SC | 120 - 277 (inclusive) |  | 1 | Other | Programmed |  |  |  |  | Non-BallastDimming | Electronic | 0.98 |  |  |  |  | Non Federally-Regulated | 2009-06-22 |  | 2012-09-06
Fulham Co., Inc. | Fulham Co., Inc. | FEP 900 277 432 | 277 |  | 4 |  | No Match |  |  |  |  | No Match | Electronic | [5 empty] | Voluntarily Certified | 1995-04-01 |  | 1995-04-28
Magnetek Universal Manufacturing | Triad | B232I120RH | 120 |  | 2 |  | No Match |  |  |  |  | No Match | Electronic | [5 empty] | Non Federally-Regulated | 1995-04-01 |  | 2000-04-13
Signify North America Corporation | Philips Lighting Electronics North America | RMB-1P13-L2 | 120 |  | 1 | Designed (not labeled) for use | Instant |  |  |  |  | Non-BallastDimming | Electronic | 0.56 |  |  |  |  | Non Federally-Regulated | 2009-06-22 |  | 2012-09-06
Valmont Electric | Valmont Electric | 240RS-120ES | 120 |  | 2 |  | No Match |  |  |  |  | No Match | Magnetic | [5 empty] | Non Federally-Regulated | 1988-10-20 |  | 1992-12-01
Magnetek Universal Manufacturing | Triad | B240R120HP | 120 |  | 2 |  | No Match |  |  |  |  | No Match | No Match | [5 empty] | Federally-Regulated Consumer Product | 1991-09-11 |  | 1996-12-02
Advance A Division, Philips Electronics NA | Advance A Division, Philips Electronics NA | REZ-154 | 120 |  | 1 | Other | Programmed |  |  |  |  | Continuous | Electronic | 0.98 |  |  |  |  | Non Federally-Regulated | 2008-01-30 |  | 2009-06-22
Signify North America Corporation | Philips Advance | IOP-4PSP32-SC | 120 |  | 4 | Other | Programmed |  |  |  |  | Non-BallastDimming | Electronic | 0.99 |  |  |  |  | Non Federally-Regulated | 2014-10-01 |  | 2014-10-01
Advance Transformer Co. S.A. de C.V. | Advance Transformer | R2P32TP | 120 |  | 2 |  | Rapid |  |  |  |  | No Match | Magnetic | [5 empty] | Federally-Regulated Consumer Product | 1995-02-23 |  | 2009-03-12
Lutron Electronics Co., Inc. | Ecosystem | EC5 T528 J UNV 1 | 120 - 277 (inclusive) |  | 1 | Other | Programmed |  |  |  |  | Continuous | Electronic | 0.98 |  |  |  |  | Non Federally-Regulated | 2008-10-30 |  | 2009-12-08
Advance Transformer Co. S.A. de C.V. | Advance Transformer | R 140-1-TP | 120 |  | 1 |  | No Match |  |  |  |  | No Match | No Match | [5 empty] | Non Federally-Regulated | 1989-10-01 |  | 1991-09-01
Current – HLI Brands – HLI Solutions, Inc. | Intelect Ballast | P120-13RS | 120 |  | 1 |  | No Match |  |  |  |  | No Match | Electronic | [5 empty] | Non Federally-Regulated | 1995-04-01 |  | 2015-09-02
Motorola Lighting, Inc. | Motorola | M3-IRN-T8-1LL-277 | 277 |  | 3 |  | No Match |  |  |  |  | No Match | Electronic | [5 empty] | Voluntarily Certified | 1995-04-01 |  | 2000-04-13
Oasis International | Sylvania | QT4x32T8/347 ISN-SC | 347/480 (either/or) |  | 4 | Other | Instant |  |  |  |  | Non-BallastDimming | Electronic | 0.99 |  |  |  |  | Non Federally-Regulated | 2012-11-14 |  | 2014-08-08
Valmont Electric | Valmont Electric | 8G1078W | 120 |  | 1 |  | No Match |  |  |  |  | No Match | Magnetic | [5 empty] | Non Federally-Regulated | 1988-10-20 |  | 1989-10-01
RTC Marketing Co. | RTC Marketing Co. | GLRS240P-30 | 120 |  | 2 |  | No Match |  |  |  |  | No Match | Magnetic | [5 empty] | Federally-Regulated Consumer Product | 1997-02-01 |  | 2000-04-13
Advance A Division, Philips Electronics NA | Advance A Division, Philips Electronics NA | VZT-4S32-G | 277 |  | 4 | Other | Programmed |  |  |  |  | Continuous | Electronic | 0.98 |  |  |  |  | Non Federally-Regulated | 2008-01-30 |  | 2009-06-22
Advance Transformer Co. S.A. de C.V. | Advance Transformer | VK134-TP | 277 |  | 1 |  | No Match |  |  |  |  | No Match | Cathode cut-out | [5 empty] | Federally-Regulated Consumer Product | 1991-09-23 |  | 1996-03-14
Etta Industries | Etta Industries | EC2S-120A8AD | 120 |  | 2 |  | Rapid |  |  |  |  | No Match | Electronic | [5 empty] | Federally-Regulated Consumer Product | 1994-10-06 |  | 1995-04-01
Advance A Division, Philips Electronics NA | Advance A Division, Philips Electronics NA | R-4S40-A-TP-AC | 120 |  | 4 | Other | Rapid |  |  |  |  | Non-BallastDimming | Magnetic | 0.98 |  |  |  |  | Non Federally-Regulated | 2008-01-30 |  | 2009-06-22
Lutron Electronics Co., Inc. | Eco-10 | ECO-T554-120-2 | 120 |  | 2 | Other | Programmed |  |  |  |  | Continuous | Electronic | 1 |  |  |  |  | Non Federally-Regulated | 2008-01-30 |  | 2009-12-08
Magnetek Universal Manufacturing | Handyman | ES-3000U | 120 |  | 2 |  | No Match |  |  |  |  | No Match | No Match | [5 empty] | Federally-Regulated Consumer Product | 1991-09-01 |  | 2000-04-13
Advance A Division, Philips Electronics NA | Advance A Division, Philips Electronics NA | RELB-2S40-SC | 120 |  | 2 | Designed (not labeled) for use | Rapid |  |  |  |  | Non-BallastDimming | Electronic | 0.98 | 0.9 |  |  |  | Federally-Regulated Consumer Product | 2008-01-30 |  | 2009-06-22
Valmont Electric | Ultra-Miser | E432PI277G11 | 277 |  | 4 |  | Instant |  |  |  |  | No Match | Electronic | [5 empty] | Federally-Regulated Consumer Product | 1995-04-28 |  | 1997-02-01
Advance Transformer Co. S.A. de C.V. | Advance Transformer | REL2S75SRHTP | 120 |  | 2 |  | No Match |  |  |  |  | No Match | Electronic | [5 empty] | Federally-Regulated Consumer Product | 1992-12-01 |  | 1996-03-14
Oasis International | Sylvania | QHE1x40DL/UNV ISN-SC | 120 - 277 (inclusive) |  | 1 | Other | Instant |  |  |  |  | Non-BallastDimming | Electronic | 0.98 |  |  |  |  | Non Federally-Regulated | 2012-11-14 |  | 2014-08-08
Jefferson Electric | Jefferson Electric, Inc. | 300-4701-800 | 120 |  | 2 |  | No Match |  |  |  |  | No Match | No Match | [5 empty] | Non Federally-Regulated | 1983-06-01 |  | 2000-04-13
Advance Transformer Co. S.A. de C.V. | Advance Transformer | V2E75STP | 277 |  | 2 |  | No Match |  |  |  |  | No Match | No Match | [5 empty] | Non Federally-Regulated | 1983-06-01 |  | 2000-04-13
Lumisistemas | TBP & Associates | LL-240-120-TP | 120 |  | 2 |  | No Match |  |  |  |  | No Match | Magnetic | [5 empty] | Federally-Regulated Consumer Product | 1995-04-01 |  | 2000-04-13
Magnetek Universal Manufacturing | Triad | B295SR120HP | 120 |  | 2 |  | Rapid |  |  |  |  | No Match | Electronic | [5 empty] | Federally-Regulated Consumer Product | 1995-03-09 |  | 1995-04-01
Fulham Co., Inc. | Fulham Co., Inc. | FEP 1800 120 296 | 120 |  | 2 |  | Rapid |  |  |  |  | No Match | Electronic | [5 empty] | Federally-Regulated Consumer Product | 1995-04-28 |  | 1997-02-01
Earn High Industries, Ltd. | Carroway | O277A | 277 |  | 2 |  | No Match |  |  |  |  | No Match | No Match | [5 empty] | Federally-Regulated Consumer Product | 1992-12-01 |  | 2000-04-13
GE Appliances, a Haier company | General Electric | 8G1024W | 120 |  | 2 |  | No Match |  |  |  |  | No Match | No Match | [5 empty] | Non Federally-Regulated | 1987-04-01 |  | 2015-09-03
Magnetek Universal Manufacturing | Triad | B232I277HP | 277 |  | 2 |  | No Match |  |  |  |  | No Match | Electronic | [5 empty] | Non Federally-Regulated | 1995-04-01 |  | 2000-04-13
Motorola Lighting, Inc. | Motorola | M2-RN-T8-10C-277 | 277 |  | 2 |  | No Match |  |  |  |  | No Match | Electronic | [5 empty] | Non Federally-Regulated | 1995-04-01 |  | 2000-04-13
Etta Industries | Etta Industries | EC2S-120A8D | 120 |  | 2 |  | Rapid |  |  |  |  | No Match | Electronic | [5 empty] | Federally-Regulated Consumer Product | 1994-10-06 |  | 1995-04-01
Signify North America Corporation | Philips Lighting Electronics North America | REL-2P32-HL-SC | 120 |  | 2 | Other | Instant |  |  |  |  | Non-BallastDimming | Electronic | 0.98 |  |  |  |  | Non Federally-Regulated | 2009-06-22 |  | 2012-09-06
Lumisistemas | American Louver Co. | V275S277 | 277 |  | 2 |  | Instant |  |  |  |  | No Match | Magnetic | [5 empty] | Federally-Regulated Consumer Product | 1992-01-17 |  | 1992-12-01
Advance Transformer Co. S.A. de C.V. | Advance Transformer | VIU40-TP | 277 |  | 1 |  | No Match |  |  |  |  | No Match | Magnetic | [5 empty] | Federally-Regulated Consumer Product | 1991-10-16 |  | 1996-03-14
Fulham Co., Inc. | Fulham Co., Inc. | FEP 900 277 232 | 277 |  | 2 |  | Rapid |  |  |  |  | No Match | Electronic | [5 empty] | Federally-Regulated Consumer Product | 1995-04-28 |  | 1997-02-01
Advance A Division, Philips Electronics NA | Advance A Division, Philips Electronics NA | IOP-2P32-LW-SC | 120 - 277 (inclusive) |  | 2 | Other | Instant |  |  |  |  | Non-BallastDimming | Electronic | 0.98 |  |  |  |  | Non Federally-Regulated | 2008-01-30 |  | 2009-06-22
Signify North America Corporation | Philips Advance | IOPA-1P32-HL-N | 120 |  | 1 | Other | Instant |  |  |  |  | Non-BallastDimming | Electronic | 0.99 |  |  |  |  | Non Federally-Regulated | 2014-10-01 |  | 2014-10-01
Magnetek Universal Manufacturing | Universal | 443-L-SLH-QP | 277 |  | 2 |  | Rapid |  |  |  |  | No Match | Magnetic | [5 empty] | Federally-Regulated Consumer Product | 1996-12-02 |  | 1997-02-01
GE Appliances, a Haier company | General Electric | E40-120-2 | 120 |  | 2 |  | No Match |  |  |  |  | No Match | No Match | [5 empty] | Non Federally-Regulated | 1986-08-01 |  | 2015-09-03
Signify North America Corporation | Philips Lighting Electronics North America | IOP-2P32-LW-SC | 120 - 277 (inclusive) |  | 2 | Other | Instant |  |  |  |  | Non-BallastDimming | Electronic | 0.98 |  |  |  |  | Non Federally-Regulated | 2009-06-22 |  | 2012-09-06
Lumisistemas | C.E.W. Lighting | 8FR240/120ES | 120 |  | 2 |  | No Match |  |  |  |  | No Match | Magnetic | [5 empty] | Federally-Regulated Consumer Product | 1995-04-01 |  | 2000-04-13
Valmont Electric | Ultra-Miser | E140SR277 | 277 |  | 1 |  | No Match |  |  |  |  | No Match | No Match | [5 empty] | Federally-Regulated Consumer Product | 1991-09-01 |  | 2000-04-13
Lutron Electronics Co., Inc. | Eco-10 | ECO-T528-277-2 | 277 |  | 2 | Other | Programmed |  |  |  |  | Continuous | Electronic | 0.99 |  |  |  |  | Non Federally-Regulated | 2008-01-30 |  | 2009-12-08
Toshiba | Toshiba | FMB32RP3-277 | 277 |  | 3 |  | No Match |  |  |  |  | No Match | Electronic | [5 empty] | Voluntarily Certified | 1995-04-01 |  | 1995-04-13
Signify North America Corporation | Philips Lighting Electronics North America | VEL-2P32-HL-SC | 277 |  | 2 | Other | Instant |  |  |  |  | Non-BallastDimming | Electronic | 0.98 |  |  |  |  | Non Federally-Regulated | 2009-06-22 |  | 2012-09-06
King Technology, Inc. | Kingtec | 240K-120 | 120 |  | 2 |  | No Match |  |  |  |  | No Match | No Match | [5 empty] | Federally-Regulated Consumer Product | 1992-12-29 |  | 1992-12-01
Aromat Corp. | Nais | EP275I120H2 | 120 |  | 2 |  | Instant |  |  |  |  | No Match | Electronic | [5 empty] | Federally-Regulated Consumer Product | 1994-10-12 |  | 1997-02-01
Advance Transformer Co. S.A. de C.V. | Advance Transformer | RDC2S40 TP | 120 |  | 2 |  | No Match |  |  |  |  | No Match | Electronic | [5 empty] | Federally-Regulated Consumer Product | 1993-07-08 |  | 1996-03-14
Jefferson Electric | Jefferson | 300-4708-800 | 277 |  | 2 |  | No Match |  |  |  |  | No Match | No Match | [5 empty] | Non Federally-Regulated | 1988-06-01 |  | 2000-04-13
Robertson Transformer | Globe Lite | CB240ES | 120 |  | 2 |  | No Match |  |  |  |  | No Match | No Match | [5 empty] | Non Federally-Regulated | 1985-04-01 |  | 2000-04-13
Etta Industries | Etta Industries | EC1S-120A8AD | 120 |  | 1 |  | Rapid |  |  |  |  | No Match | Electronic | [5 empty] | Federally-Regulated Consumer Product | 1994-10-06 |  | 1995-04-01
Valmont Electric | Val-Miser | 296SL-120ES | 120 |  | 2 |  | No Match |  |  |  |  | No Match | Magnetic | [5 empty] | Federally-Regulated Consumer Product | 1997-02-01 |  | 2000-04-13
Magnetek Universal Manufacturing | Triad | B332I120RH | 120 |  | 3 |  | No Match |  |  |  |  | No Match | Electronic | [5 empty] | Voluntarily Certified | 1995-04-01 |  | 2000-04-13
Fulham Co., Inc. | Fulham Co., Inc. | FEP 900 277 432LW | 277 |  | 4 |  | Rapid |  |  |  |  | No Match | Electronic | [5 empty] | Federally-Regulated Consumer Product | 1995-04-28 |  | 1997-02-01
Aromat Corp. | Nais | EP232I277H2 | 277 |  | 2 |  | Instant |  |  |  |  | No Match | Electronic | [5 empty] | Federally-Regulated Consumer Product | 1994-12-07 |  | 1995-04-01
Magnetek Universal Manufacturing | Triad | B275I277 | 277 |  | 2 |  | No Match |  |  |  |  | No Match | Electronic | [5 empty] | Federally-Regulated Consumer Product | 1997-02-01 |  | 2000-04-13
Magnetek Universal Manufacturing | Magnetek Triad | B275I120 | 120 |  | 2 |  | No Match |  |  |  |  | No Match | No Match | [5 empty] | Federally-Regulated Consumer Product | 1991-09-01 |  | 2000-04-13
Lumisistemas | Energy-F | S-275-120-CP | 120 |  | 2 |  | No Match |  |  |  |  | No Match | Magnetic | [5 empty] | Federally-Regulated Consumer Product | 1995-04-01 |  | 2000-04-13
Advance Transformer Co. S.A. de C.V. | Advance Transformer | V 2S40-1-TP | 277 |  | 2 |  | No Match |  |  |  |  | No Match | No Match | [5 empty] | Federally-Regulated Consumer Product | 1992-12-01 |  | 1997-02-01
Fyrnetics, Inc. | Accutech | 9206 | 120 |  | 2 |  | No Match |  |  |  |  | No Match | No Match | [5 empty] | Non Federally-Regulated | 1985-04-01 |  | 2000-04-13
Lutron Electronics Co., Inc. | Ecosystem | EC5 T832 G 120 3L | 277 |  | 3 | Other | Programmed |  |  |  |  | Continuous | Electronic | 1 |  |  |  |  | Non Federally-Regulated | 2008-01-30 |  | 2009-12-08
Valmont Electric | Opti-Miser | M28-277-1 | 120 |  | 1 |  | Rapid |  |  |  |  | No Match | Cathode cut-out | [5 empty] | Federally-Regulated Consumer Product | 1996-03-14 |  | 1997-02-01
Lumisistemas | Atlas Electric | ISE275TP120 | 120 |  | 2 |  | Instant |  |  |  |  | No Match | Magnetic | [5 empty] | Federally-Regulated Consumer Product | 1994-06-27 |  | 1995-04-01
Valmont Electric | General Electric | 8G1024W | 120 |  | 2 |  | No Match |  |  |  |  | No Match | No Match | [5 empty] | Federally-Regulated Consumer Product | 1991-09-01 |  | 2000-04-13
Advance A Division, Philips Electronics NA | Advance A Division, Philips Electronics NA | ICN-2S54-90C | 120 - 277 (inclusive) |  | 2 | Other | Programmed |  |  |  |  | Non-BallastDimming | Electronic | 0.98 |  |  |  |  | Non Federally-Regulated | 2008-01-30 |  | 2009-06-22
Magnetek Universal Manufacturing | Jefferson | 304-4708-800 | 277 |  | 2 |  | No Match |  |  |  |  | No Match | Magnetic | [5 empty] | Federally-Regulated Consumer Product | 1997-02-01 |  | 2000-04-13
Lutron Electronics Co., Inc. | Ecosystem | EC5 T825 J UNV 1 | 120 - 277 (inclusive) |  | 1 | Other | Programmed |  |  |  |  | Continuous | Electronic | 0.97 |  |  |  |  | Non Federally-Regulated | 2008-10-30 |  | 2009-12-08
Magnetek Universal Manufacturing | Universal | 417-L-TC-P | 277 |  | 1 |  | No Match |  |  |  |  | No Match | No Match | [5 empty] | Federally-Regulated Consumer Product | 1991-09-11 |  | 1996-12-02
Advance Transformer Co. S.A. de C.V. | Handyman | ES1011 | 120 |  | 2 |  | No Match |  |  |  |  | No Match | Magnetic | [5 empty] | Non Federally-Regulated | 1988-10-20 |  | 1996-03-14
Lumisistemas | C.E.W. Lighting | 8FR272/120HOES | 120 |  | 2 |  | No Match |  |  |  |  | No Match | No Match | [5 empty] | Federally-Regulated Consumer Product | 1992-12-01 |  | 1995-04-01
Signify North America Corporation | Philips Advance | IOP-3P32-LW-N | 277 |  | 3 | Other | Instant |  |  |  |  | Non-BallastDimming | Electronic | 0.98 |  |  |  |  | Non Federally-Regulated | 2014-10-01 |  | 2014-10-01
Valmont Electric | General Electric | 296SL-120-PM | 120 |  | 2 |  | No Match |  |  |  |  | No Match | No Match | [5 empty] | Federally-Regulated Consumer Product | 1991-09-01 |  | 2000-04-13
MW McWong International | Pacific Ballast | IS-260-TP | 120 |  | 2 |  | No Match |  |  |  |  | No Match | No Match | [5 empty] | Federally-Regulated Consumer Product | 1991-05-24 |  | 1992-11-10
Valmont Electric | General Electric | M28-277 | 277 |  | 2 |  | No Match |  |  |  |  | No Match | No Match | [5 empty] | Federally-Regulated Consumer Product | 1991-09-01 |  | 2000-04-13
Easylite | Easylite | 2500002-K2 | 277 |  | 2 | Other | Rapid |  |  |  |  | Continuous | Electronic | 0.99 | 0.9 |  |  |  | Voluntarily Certified | 2004-03-11 |  | 2004-03-19
Advance A Division, Philips Electronics NA | Advance A Division, Philips Electronics NA | VEL-3S40-RH-TP | 277 |  | 3 | Other | Rapid |  |  |  |  | Non-BallastDimming | Electronic | 0.98 |  |  |  |  | Non Federally-Regulated | 2008-01-30 |  | 2009-06-22
Thomas Industries | The Watt Watcher | WWB-234-277 | 277 |  | 2 |  | No Match |  |  |  |  | No Match | No Match | [5 empty] | Non Federally-Regulated | 1983-06-01 |  | 2000-04-13
Fulham Co., Inc. | Fulham Co., Inc. | FEP 900 120 240 | 120 |  | 2 |  | No Match |  |  |  |  | No Match | Electronic | [5 empty] | Federally-Regulated Consumer Product | 1995-04-01 |  | 1995-04-28
Energy Technologies Corp. | Cool Temp | S120-1T48-A0 | 120 |  | 1 |  | No Match |  |  |  |  | No Match | No Match | [5 empty] | Non Federally-Regulated | 1986-08-01 |  | 2000-04-13
Toshiba | Toshiba | FMB40RS1-277 | 277 |  | 1 |  | No Match |  |  |  |  | No Match | No Match | [5 empty] | Federally-Regulated Consumer Product | 1993-08-10 |  | 1995-04-13
Aromat Corp. | Nais | EP275I120H2 | 120 |  | 2 |  | No Match |  |  |  |  | No Match | Electronic | [5 empty] | Federally-Regulated Consumer Product | 1997-02-01 |  | 2000-04-13
Advance A Division, Philips Electronics NA | Advance A Division, Philips Electronics NA | VEL-2P32-LW-SC | 277 |  | 2 | Other | Instant |  |  |  |  | Non-BallastDimming | Electronic | 0.98 |  |  |  |  | Non Federally-Regulated | 2008-01-30 |  | 2009-06-22
Terralux, Inc. | Terralux, Inc. | TBL40D120 | 120 |  | 2 |  | No Match |  |  |  |  | No Match | No Match | [5 empty] | Federally-Regulated Consumer Product | 1997-02-01 |  | 2000-04-13
Valmont Electric | Ultra-Miser | E132PI120G01 | 120 |  | 1 |  | No Match |  |  |  |  | No Match | Electronic | [5 empty] | Non Federally-Regulated | 1997-02-01 |  | 2000-04-13
Valmont Electric | Ultra-Miser | E232SR120G01 | 120 |  | 2 |  | Rapid |  |  |  |  | No Match | Electronic | [5 empty] | Federally-Regulated Consumer Product | 1995-04-28 |  | 2003-09-16
Advance Transformer Co. S.A. de C.V. | Advance Transformer | R2S40TP | 120 |  | 2 |  | No Match |  |  |  |  | No Match | No Match | [5 empty] | Non Federally-Regulated | 1983-06-01 |  | 2000-04-13
Signify North America Corporation | Philips Advance | IOPA-3P32-LW-N | 277 |  | 3 | Other | Instant |  |  |  |  | Non-BallastDimming | Electronic | 0.98 |  |  |  |  | Non Federally-Regulated | 2014-10-01 |  | 2014-10-01
Valmont Electric | Maxi-Miser II | 8G1038W | 277 |  | 2 |  | Rapid |  |  |  |  | No Match | Magnetic | [5 empty] | Federally-Regulated Consumer Product | 1996-03-14 |  | 1997-02-01
Signify North America Corporation | Philips Lighting Electronics North America | REL-2P32-LW-SC | 120 |  | 2 | Other | Instant |  |  |  |  | Non-BallastDimming | Electronic | 0.98 |  |  |  |  | Non Federally-Regulated | 2009-06-22 |  | 2012-09-06
Lumisistemas | Atlas Electric | E240 TP277 | 277 |  | 2 |  | No Match |  |  |  |  | No Match | Magnetic | [5 empty] | Federally-Regulated Consumer Product | 1995-04-01 |  | 2000-04-13
Lutron Electronics Co., Inc. | Eco-10 | E3 T514 C 120 1 | 120 |  | 1 | Other | Programmed |  |  |  |  | Continuous | Electronic | 1 |  |  |  |  | Non Federally-Regulated | 2008-01-30 |  | 2009-12-08
Energy Technologies Corp. | Cool Temp | H120-2T48-A0 | 120 |  | 2 |  | No Match |  |  |  |  | No Match | No Match | [5 empty] | Non Federally-Regulated | 1986-08-01 |  | 2000-04-13
Lutron Electronics Co., Inc. | Hi-Lume 3D | H3D T528 C UNV 1 10 | 120 - 277 (inclusive) |  | 1 | Other | Programmed |  |  |  |  | Continuous | Electronic | 1 |  |  |  |  | Non Federally-Regulated | 2009-08-31 |  | 2009-12-08
Lutron Electronics Co., Inc. | Hi-Lume | FDB-3627-277-2 | 277 |  | 2 | Other | Programmed |  |  |  |  | Continuous | Electronic | 0.99 |  |  |  |  | Non Federally-Regulated | 2008-01-30 |  | 2009-12-08
Valmont Electric | Ultra-Miser | E432PI277G01 | 277 |  | 4 |  | No Match |  |  |  |  | No Match | Electronic | [5 empty] | Voluntarily Certified | 1995-04-01 |  | 1995-04-28
Luminoptics | Luminoptics | 241-7-4207 | 277 |  | 2 |  | No Match |  |  |  |  | No Match | No Match | [5 empty] | Non Federally-Regulated | 1985-04-01 |  | 2000-04-13
Valmont Electric | Ultra-Miser | E432PI277G11 | 120 |  | 4 |  | No Match |  |  |  |  | No Match | Electronic | [5 empty] | Voluntarily Certified | 1997-02-01 |  | 2000-04-13
Howard Industries, Inc. | Howard Industries | EC2/32IS-120 | 120 |  | 2 |  | Instant |  |  |  |  | No Match | Electronic | [5 empty] | Federally-Regulated Consumer Product | 1995-04-07 |  | 1997-02-01
Motorola Lighting, Inc. | Motorola | M2-RN-T12-1LL-120 | 120 |  | 2 |  | No Match |  |  |  |  | No Match | Electronic | [5 empty] | Federally-Regulated Consumer Product | 1993-06-25 |  | 1996-03-07
Advance Transformer Co. S.A. de C.V. | Advance Transformer | RK134 TP | 120 |  | 1 |  | No Match |  |  |  |  | No Match | Cathode cut-out | [5 empty] | Federally-Regulated Consumer Product | 1997-02-01 |  | 2000-04-13
Lutron Electronics Co., Inc. | Ecosystem | EC5 T817 J 120 1 | 120 |  | 1 | Other | Programmed |  |  |  |  | Continuous | Electronic | 0.99 |  |  |  |  | Non Federally-Regulated | 2008-01-30 |  | 2009-12-08
Universal Manufacturing Corp. | Handy Man Electric Co. | ES-1011 U | 120 |  | 2 |  | No Match |  |  |  |  | No Match | No Match | [5 empty] | Non Federally-Regulated | 1983-06-01 |  | 1987-04-01
Advance Transformer Co. S.A. de C.V. | Advance Transformer | REL 2S40 TP | 120 |  | 2 |  | No Match |  |  |  |  | No Match | No Match | [5 empty] | Federally-Regulated Consumer Product | 1991-09-01 |  | 1997-02-01
Advance A Division, Philips Electronics NA | Advance A Division, Philips Electronics NA | ICN-4P32-LW-SC | 120 - 277 (inclusive) |  | 4 | Other | Instant |  |  |  |  | Non-BallastDimming | Electronic | 0.98 |  |  |  |  | Non Federally-Regulated | 2008-01-30 |  | 2009-06-22
Advance Transformer Co. S.A. de C.V. | Advance Transformer | VK2S34 TP | 277 |  | 2 |  | Rapid |  |  |  |  | No Match | Cathode cut-out | [5 empty] | Federally-Regulated Consumer Product | 1996-03-14 |  | 2009-03-12
Advance Transformer Co. S.A. de C.V. | Advance Transformer | RK134 TP | 120 |  | 1 |  | No Match |  |  |  |  | No Match | No Match | [5 empty] | Federally-Regulated Consumer Product | 1991-09-01 |  | 1997-02-01
Lutron Electronics Co., Inc. | TVE | TVE-T832-277-1 | 277 |  | 1 | Other | Programmed |  |  |  |  | Continuous | Electronic | 0.98 |  |  |  |  | Non Federally-Regulated | 2008-01-30 |  | 2009-12-08
Magnetek Universal Manufacturing | Triad | B332I277L | 277 |  | 3 |  | No Match |  |  |  |  | No Match | Electronic | [5 empty] | Voluntarily Certified | 1995-04-01 |  | 2000-04-13
Universal Manufacturing Corp. | Super Low Heat | 446-L-SLH-TC-P | 120 |  | 2 |  | No Match |  |  |  |  | No Match | No Match | [5 empty] | Non Federally-Regulated | 1983-06-01 |  | 2000-04-13
Lutron Electronics Co., Inc. | Hi-Lume | FDB-2427-120-2 | 120 |  | 2 | Other | Programmed |  |  |  |  | Continuous | Electronic | 0.98 |  |  |  |  | Non Federally-Regulated | 2008-01-30 |  | 2009-12-08
Valmont Electric | General Electric | 8G1018W | 277 |  | 2 |  | No Match |  |  |  |  | No Match | No Match | [5 empty] | Non Federally-Regulated | 1989-10-01 |  | 1991-09-01
Signify North America Corporation | Philips Lighting Electronics North America | VK-132-TP | 277 |  | 1 | Other | Rapid |  |  |  |  | Non-BallastDimming | Cathode cut-out | 0.95 |  |  |  |  | Non Federally-Regulated | 2009-06-22 |  | 2012-09-06
Valmont Electric | General Electric | 8G1028W | 120 |  | 2 |  | No Match |  |  |  |  | No Match | No Match | [5 empty] | Federally-Regulated Consumer Product | 1991-09-01 |  | 2000-04-13
Magnetek Universal Manufacturing | Triad | B232R277HP | 277 |  | 2 |  | Rapid |  |  |  |  | No Match | Electronic | [5 empty] | Federally-Regulated Consumer Product | 1995-03-09 |  | 1995-04-01
Electronic Ballast Tech. | Electronic Ballast Tech. | SSB1-120-2/40 75% | 120 |  | 2 |  | Rapid |  |  |  |  | No Match | Electronic | [5 empty] | Federally-Regulated Consumer Product | 1996-03-07 |  | 1997-02-01
Toshiba | Toshiba | FMB40RS3-120 | 120 |  | 3 |  | Rapid |  |  |  |  | No Match | Electronic | [5 empty] | Federally-Regulated Consumer Product | 1995-04-13 |  | 1997-02-01
Advance Transformer Co. S.A. de C.V. | Advance Transformer | RKI32TP | 120 |  | 1 |  | No Match |  |  |  |  | No Match | Cathode cut-out | [5 empty] | Non Federally-Regulated | 1995-04-01 |  | 2000-04-13
Valmont Electric | Master Electrician | 503 045 | 120 |  | 2 |  | No Match |  |  |  |  | No Match | No Match | [5 empty] | Federally-Regulated Consumer Product | 1991-09-01 |  | 2000-04-13
Valmont Electric | Electronic | E296PI277G01 | 277 |  | 2 |  | No Match |  |  |  |  | No Match | Electronic | [5 empty] | Federally-Regulated Consumer Product | 1997-02-01 |  | 2000-04-13
Valmont Electric | Ultra-Miser | E140SR120G01 | 120 |  | 1 |  | No Match |  |  |  |  | No Match | Electronic | [5 empty] | Federally-Regulated Consumer Product | 1997-02-01 |  | 2000-04-13
Magnetek Universal Manufacturing | Universal | 420-L-TC-P | 120 |  | 2 |  | No Match |  |  |  |  | No Match | Cathode cut-out | [5 empty] | Federally-Regulated Consumer Product | 1997-02-01 |  | 2000-04-13
Advance A Division, Philips Electronics NA | Advance A Division, Philips Electronics NA | RMB-2P13-S2 | 120 |  | 2 | Designed (not labeled) for use | Instant |  |  |  |  | Non-BallastDimming | Electronic | 0.59 |  |  |  |  | Non Federally-Regulated | 2008-01-30 |  | 2009-06-22
Robertson Transformer | Robertson | RS240P-2 | 120 |  | 2 |  | No Match |  |  |  |  | No Match | No Match | [5 empty] | Non Federally-Regulated | 1985-04-01 |  | 2000-04-13
Techmedia Lighting, Inc. | Techlite | 296T277T8 | 277 |  | 2 |  | No Match |  |  |  |  | No Match | Electronic | [5 empty] | Federally-Regulated Consumer Product | 1997-02-01 |  | 2000-04-13
Magnetek Universal Manufacturing | Triad | B432I277L | 277 |  | 3 |  | No Match |  |  |  |  | No Match | Electronic | [5 empty] | Voluntarily Certified | 1995-04-01 |  | 2000-04-13
Valmont Electric | Maxi-Miser II | 8G1008W | 120 |  | 2 |  | Instant |  |  |  |  | No Match | Magnetic | [5 empty] | Federally-Regulated Consumer Product | 1996-03-14 |  | 1997-02-01
Magnetek Universal Manufacturing | Triad | B332I120RH | 120 |  | 2 |  | Instant |  |  |  |  | No Match | Electronic | [5 empty] | Federally-Regulated Consumer Product | 1995-03-09 |  | 1995-04-01
Aromat Corp. | Nais | E132I277H2 | 277 |  | 1 |  | No Match |  |  |  |  | No Match | Electronic | [5 empty] | Non Federally-Regulated | 1995-04-01 |  | 2000-04-13
Advance Transformer Co. S.A. de C.V. | Advance Transformer | REL 2S40 TP | 120 |  | 2 |  | No Match |  |  |  |  | No Match | Electronic | [5 empty] | Federally-Regulated Consumer Product | 1998-03-01 |  | 2000-04-13
Aromat Corp. | Nais | EP275I277H2 | 277 |  | 2 |  | Instant |  |  |  |  | No Match | Electronic | [5 empty] | Federally-Regulated Consumer Product | 1994-10-12 |  | 1995-04-01
Advance Transformer Co. S.A. de C.V. | Advance Transformer | RK2S110TP | 120 |  | 2 |  | No Match |  |  |  |  | No Match | Cathode cut-out | [5 empty] | Federally-Regulated Consumer Product | 1995-04-01 |  | 2000-04-13
Fulham Co., Inc. | Fulham Co., Inc. | FEP 900 277 232LW | 277 |  | 2 |  | No Match |  |  |  |  | No Match | Electronic | [5 empty] | Non Federally-Regulated | 1997-02-01 |  | 2000-04-13
Advance A Division, Philips Electronics NA | Advance A Division, Philips Electronics NA | IIC-3S32-SC | 120 - 277 (inclusive) |  | 3 | Other | Programmed |  |  |  |  | Non-BallastDimming | Electronic | 0.98 |  |  |  |  | Non Federally-Regulated | 2008-01-30 |  | 2009-06-22
Valmont Electric | Ultra-Miser | E432PI120G01 | 120 |  | 4 |  | Instant |  |  |  |  | No Match | Electronic | [5 empty] | Federally-Regulated Consumer Product | 1995-04-28 |  | 1997-02-01
Valmont Electric | Ultra-Miser | E240SR277G01 | 277 |  | 2 |  | No Match |  |  |  |  | No Match | No Match | [5 empty] | Federally-Regulated Consumer Product | 1997-02-01 |  | 2000-04-13
Advance A Division, Philips Electronics NA | Advance A Division, Philips Electronics NA | RELB-1S40-SC | 120 |  | 1 | Designed (not labeled) for use | Rapid |  |  |  |  | Non-BallastDimming | Electronic | 0.98 | 0.9 |  |  |  | Federally-Regulated Consumer Product | 2008-01-30 |  | 2009-06-22
Advance A Division, Philips Electronics NA | Advance A Division, Philips Electronics NA | RMB-1P13-S2-H | 120 |  | 1 | Designed (not labeled) for use | Instant |  |  |  |  | Non-BallastDimming | Electronic | 0.97 |  |  |  |  | Non Federally-Regulated | 2008-01-30 |  | 2009-06-22
Magnetek Universal Manufacturing | Universal Plus | 427-L-TC-P | 277 |  | 2 |  | No Match |  |  |  |  | No Match | No Match | [5 empty] | Federally-Regulated Consumer Product | 1991-09-01 |  | 2000-04-13
GE Appliances, a Haier company | General Electric | M28-120-1 | 120 |  | 1 |  | No Match |  |  |  |  | No Match | No Match | [5 empty] | Non Federally-Regulated | 1983-06-01 |  | 2015-09-03
Advance Transformer Co. S.A. de C.V. | Advance Transformer | VK2S40-TP | 277 |  | 2 |  | Rapid |  |  |  |  | No Match | Cathode cut-out | [5 empty] | Federally-Regulated Consumer Product | 1996-03-14 |  | 2009-03-12
Advance Transformer Co. S.A. de C.V. | Advance Transformer | VEL 1S40 TP | 277 |  | 1 |  | Rapid |  |  |  |  | No Match | Electronic | [5 empty] | Federally-Regulated Consumer Product | 1996-03-14 |  | 2009-03-12
Advance A Division, Philips Electronics NA | Advance A Division, Philips Electronics NA | VCN-4S32-SC | 277 |  | 4 | Other | Programmed |  |  |  |  | Non-BallastDimming | Electronic | 0.98 |  |  |  |  | Non Federally-Regulated | 2008-01-30 |  | 2009-06-22
Magnetek Universal Manufacturing | Watt Reducer | 446-L-SLH-TC-P | 120 |  | 2 |  | No Match |  |  |  |  | No Match | No Match | [5 empty] | Non Federally-Regulated | 1989-10-01 |  | 1991-09-01
Toshiba | Toshiba | FMB32IS1-120 | 120 |  | 1 |  | Instant |  |  |  |  | No Match | Electronic | [5 empty] | Federally-Regulated Consumer Product | 1995-04-13 |  | 1997-02-01
Triad / Utrad | Ballastar | B-140T277 | 277 |  | 1 |  | No Match |  |  |  |  | No Match | No Match | [5 empty] | Non Federally-Regulated | 1983-06-01 |  | 2000-04-13
Lutron Electronics Co., Inc. | Ecosystem | EC5 T817 J 277 2 | 277 |  | 2 | Other | Programmed |  |  |  |  | Continuous | Electronic | 0.98 |  |  |  |  | Non Federally-Regulated | 2008-01-30 |  | 2009-12-08
Magnetek Universal Manufacturing | Universal | 427-L-TC-P | 277 |  | 2 |  | Rapid |  |  |  |  | No Match | Cathode cut-out | [5 empty] | Federally-Regulated Consumer Product | 1996-12-02 |  | 1997-02-01
Magnetek Universal Manufacturing | Triad | B275I277 | 277 |  | 2 |  | No Match |  |  |  |  | No Match | No Match | [5 empty] | Federally-Regulated Consumer Product | 1991-09-11 |  | 1996-12-02
Advance A Division, Philips Electronics NA | Advance A Division, Philips Electronics NA | VK-2S32-TP | 277 |  | 2 | Other | Rapid |  |  |  |  | Non-BallastDimming | Cathode cut-out | 0.92 |  |  |  |  | Non Federally-Regulated | 2008-01-30 |  | 2009-06-22
King Technology, Inc. | Kingtec | 232K-277 | 277 |  | 2 |  | Rapid |  |  |  |  | No Match | Electronic | [5 empty] | Federally-Regulated Consumer Product | 1994-09-18 |  | 1995-04-01
Toshiba | Toshiba | FMB32RP1-277 | 277 |  | 1 |  | No Match |  |  |  |  | No Match | Electronic | [5 empty] | Non Federally-Regulated | 1995-04-01 |  | 1995-04-13
Signify North America Corporation | Philips Advance | IOPA-4P32-N | 120 |  | 4 | Other | Instant |  |  |  |  | Non-BallastDimming | Electronic | 0.99 |  |  |  |  | Non Federally-Regulated | 2014-10-01 |  | 2014-10-01
Magnetek Universal Manufacturing | Watt Reducer | 458-L-SLH-TC-P | 277 |  | 1 |  | No Match |  |  |  |  | No Match | No Match | [5 empty] | Non Federally-Regulated | 1989-10-01 |  | 1991-09-01
Magnetek Universal Manufacturing | Triad | B332R277HP | 277 |  | 3 |  | No Match |  |  |  |  | No Match | Electronic | [5 empty] | Voluntarily Certified | 1995-04-01 |  | 2000-04-13
Current – HLI Brands – HLI Solutions, Inc. | Intelect Ballast | P277-13RS | 277 |  | 1 |  | No Match |  |  |  |  | No Match | Electronic | [5 empty] | Non Federally-Regulated | 1995-04-01 |  | 2015-09-02
Advance A Division, Philips Electronics NA | Advance A Division, Philips Electronics NA | ICN-1P32-LW-SC | 120 - 277 (inclusive) |  | 1 | Other | Instant |  |  |  |  | Non-BallastDimming | Electronic | 0.98 |  |  |  |  | Non Federally-Regulated | 2008-01-30 |  | 2009-06-22
Advance A Division, Philips Electronics NA | Advance A Division, Philips Electronics NA | IOP-2S28-95-SC-SD | 120 - 277 (inclusive) |  | 2 | Other | Programmed |  |  |  |  | Stepped | Electronic | 0.98 |  |  |  |  | Non Federally-Regulated | 2008-01-30 |  | 2009-06-22
Magnetek Universal Manufacturing | Triad | B240R277HP | 277 |  | 1 |  | Rapid |  |  |  |  | No Match | Electronic | [5 empty] | Federally-Regulated Consumer Product | 1996-12-02 |  | 1997-02-01
Magnetek Universal Manufacturing | Triad | B332I277RH | 277 |  | 2 |  | Instant |  |  |  |  | No Match | Electronic | [5 empty] | Federally-Regulated Consumer Product | 1995-03-09 |  | 1995-04-01
Smallwood Limited, Inc. | Champion | SEB4H120 | 120 |  | 2 |  | No Match |  |  |  |  | No Match | No Match | [5 empty] | Federally-Regulated Consumer Product | 1991-09-01 |  | 2000-04-13
Toshiba | Toshiba | FMB96SL2-120 | 120 |  | 2 |  | No Match |  |  |  |  | No Match | No Match | [5 empty] | Federally-Regulated Consumer Product | 1993-08-10 |  | 1995-04-13
King Technology, Inc. | Kingtec | J232K--120 | 120 |  | 2 |  | No Match |  |  |  |  | No Match | Electronic | [5 empty] | Non Federally-Regulated | 1997-02-01 |  | 2000-04-13
Signify North America Corporation | Philips Lighting Electronics North America | V-1P32-TP | 277 |  | 1 | Other | Rapid |  |  |  |  | Non-BallastDimming | Magnetic | 0.98 |  |  |  |  | Non Federally-Regulated | 2009-06-22 |  | 2012-09-06
Valmont Electric | Valmont Electric | 8G1008W | 120 |  | 2 |  | No Match |  |  |  |  | No Match | Magnetic | [5 empty] | Non Federally-Regulated | 1988-10-20 |  | 1989-10-01
Signify North America Corporation | Philips Lighting Electronics North America | IIC-132-SC | 120 - 277 (inclusive) |  | 1 | Other | Programmed |  |  |  |  | Non-BallastDimming | Electronic | 0.98 |  |  |  |  | Non Federally-Regulated | 2009-06-22 |  | 2012-09-06
Fulham Co., Inc. | Fulham Co., Inc. | FEP 400 277 132 | 277 |  | 1 |  | No Match |  |  |  |  | No Match | Electronic | [5 empty] | Non Federally-Regulated | 1995-04-01 |  | 1995-04-28
Signify North America Corporation | Philips Advance | IOPA-3P32-HL-N | 277 |  | 3 | Other | Instant |  |  |  |  | Non-BallastDimming | Electronic | 0.98 |  |  |  |  | Non Federally-Regulated | 2014-10-01 |  | 2014-10-01
Advance Transformer Co. S.A. de C.V. | Advance Transformer | RIU40-TP | 120 |  | 1 |  | No Match |  |  |  |  | No Match | Magnetic | [5 empty] | Federally-Regulated Consumer Product | 1997-02-01 |  | 2000-04-13
Valmont Electric | Valmont Electric | 8G1018W | 277 |  | 2 |  | No Match |  |  |  |  | No Match | Magnetic | [5 empty] | Federally-Regulated Consumer Product | 1997-02-01 |  | 2000-04-13
Lutron Electronics Co., Inc. | Eco-10 | ECO-T817-277-3 | 277 |  | 3 | Other | Programmed |  |  |  |  | Continuous | Electronic | 0.99 |  |  |  |  | Non Federally-Regulated | 2008-01-30 |  | 2009-12-08
Triad / Utrad | Ballastar | B-240R277 | 120 |  | 1 |  | No Match |  |  |  |  | No Match | No Match | [5 empty] | Non Federally-Regulated | 1987-04-01 |  | 2000-04-13
MW McWong International | Pacific Ballast | RS-140-120 | 120 |  | 1 |  | No Match |  |  |  |  | No Match | Electronic | [5 empty] | Federally-Regulated Consumer Product | 1995-04-01 |  | 2000-04-13
Lumisistemas | Award Lighting Products | MX 296 | 120 |  | 2 |  | No Match |  |  |  |  | No Match | Magnetic | [5 empty] | Federally-Regulated Consumer Product | 1995-04-01 |  | 2000-04-13
Advance Transformer Co. S.A. de C.V. | Advance Transformer | VIP32TP | 277 |  | 1 |  | Rapid |  |  |  |  | No Match | Magnetic | [5 empty] | Federally-Regulated Consumer Product | 1995-02-23 |  | 2009-03-12
Toshiba | Toshiba | FMB32IS2-277 | 277 |  | 2 |  | Instant |  |  |  |  | No Match | Electronic | [5 empty] | Federally-Regulated Consumer Product | 1995-04-13 |  | 1997-02-01
Lutron Electronics Co., Inc. | TVE | TVE-T825-120-1 | 120 |  | 1 | Other | Programmed |  |  |  |  | Continuous | Electronic | 0.97 |  |  |  |  | Non Federally-Regulated | 2008-01-30 |  | 2009-12-08
GE Appliances, a Haier company | General Electric | 8G1018W | 277 |  | 2 |  | No Match |  |  |  |  | No Match | No Match | [5 empty] | Non Federally-Regulated | 1983-06-01 |  | 2015-09-03
Signify North America Corporation | Philips Lighting Electronics North America | RK-2S32-TP | 120 |  | 2 | Other | Rapid |  |  |  |  | Non-BallastDimming | Cathode cut-out | 0.92 |  |  |  |  | Non Federally-Regulated | 2009-06-22 |  | 2012-09-06
Toshiba | Toshiba | FMB96HO2-277 | 277 |  | 2 |  | Rapid |  |  |  |  | No Match | Electronic | [5 empty] | Federally-Regulated Consumer Product | 1995-04-13 |  | 1997-02-01
Valmont Electric | General Electric | M28-120-1 | 120 |  | 1 |  | No Match |  |  |  |  | No Match | No Match | [5 empty] | Non Federally-Regulated | 1989-10-01 |  | 1991-09-01
Energy Technologies Corp. | Cool Temp | 2277-48-D0 | 277 |  | 2 |  | No Match |  |  |  |  | No Match | No Match | [5 empty] | Non Federally-Regulated | 1987-04-01 |  | 2000-04-13
Lumisistemas | Regent Lighting | ES3000 (A) | 120 |  | 2 |  | Instant |  |  |  |  | No Match | Magnetic | [5 empty] | Federally-Regulated Consumer Product | 1994-10-12 |  | 1995-04-01
Etta Industries | Etta Industries | EC2S-120F96 | 120 |  | 2 |  | No Match |  |  |  |  | No Match | No Match | [5 empty] | Federally-Regulated Consumer Product | 1992-12-23 |  | 1992-12-01
Signify North America Corporation | Philips Lighting Electronics North America | IIC-3S32-SC | 120 - 277 (inclusive) |  | 3 | Other | Programmed |  |  |  |  | Non-BallastDimming | Electronic | 0.98 |  |  |  |  | Non Federally-Regulated | 2009-06-22 |  | 2012-09-06
Advance Transformer Co. S.A. de C.V. | Advance Transformer | REL2S75SRHTP | 120 |  | 2 |  | Instant |  |  |  |  | No Match | Electronic | [5 empty] | Federally-Regulated Consumer Product | 1996-03-14 |  | 2009-03-12
Taipei Multipower, Inc. | TMP | FLD32D120-6 | 120 |  | 2 |  | No Match |  |  |  |  | No Match | Electronic | [5 empty] | Non Federally-Regulated | 1995-04-01 |  | 2000-04-13
Magnetek Universal Manufacturing | Triad | B232I277L | 277 |  | 1 |  | No Match |  |  |  |  | No Match | Electronic | [5 empty] | Non Federally-Regulated | 1995-04-01 |  | 2000-04-13
Howard Industries, Inc. | Howard Industries | EC2/32IS-120 | 120 |  | 2 |  | No Match |  |  |  |  | No Match | Electronic | [5 empty] | Non Federally-Regulated | 1995-04-01 |  | 1995-04-07
Advance A Division, Philips Electronics NA | Advance A Division, Philips Electronics NA | VZT-2S54 | 277 |  | 2 | Other | Programmed |  |  |  |  | Continuous | Electronic | 0.98 |  |  |  |  | Non Federally-Regulated | 2008-01-30 |  | 2009-06-22
Advance A Division, Philips Electronics NA | Advance A Division, Philips Electronics NA | HCN-2S54-90C-WL | 347 - 480 (inclusive) |  | 2 | Other | Programmed |  |  |  |  | Non-BallastDimming | Electronic | 0.98 |  |  |  |  | Non Federally-Regulated | 2008-01-30 |  | 2009-06-22
Valmont Electric | Valmont Electric | M28-277-1 | 120 |  | 1 |  | No Match |  |  |  |  | No Match | No Match | [5 empty] | Federally-Regulated Consumer Product | 1991-09-01 |  | 1992-12-01
Toshiba | Toshiba | FMB32RP4-277 | 277 |  | 4 |  | No Match |  |  |  |  | No Match | Electronic | [5 empty] | Voluntarily Certified | 1997-02-01 |  | 2000-04-13
Lumisistemas | TBP & Associates | LL240-120-TP | 120 |  | 2 |  | Rapid |  |  |  |  | No Match | Magnetic | [5 empty] | Federally-Regulated Consumer Product | 1990-09-17 |  | 1991-09-01
Lutron Electronics Co., Inc. | Ecosystem | EC5 T514 J 120 1 | 120 |  | 1 | Other | Programmed |  |  |  |  | Continuous | Electronic | 1 |  |  |  |  | Non Federally-Regulated | 2008-01-30 |  | 2009-12-08
Signify North America Corporation | Philips Lighting Electronics North America | VEL-3S40-RH-TP | 277 |  | 3 | Other | Rapid |  |  |  |  | Non-BallastDimming | Electronic | 0.98 |  |  |  |  | Non Federally-Regulated | 2009-06-22 |  | 2012-09-06
Lumisistemas | Energy-F | R-240-120-CP | 120 |  | 2 |  | No Match |  |  |  |  | No Match | No Match | [5 empty] | Non Federally-Regulated | 1989-10-01 |  | 1991-09-01
GE Appliances, a Haier company | General Electric | M28-277 | 277 |  | 2 |  | No Match |  |  |  |  | No Match | No Match | [5 empty] | Non Federally-Regulated | 1983-06-01 |  | 2015-09-03
Advance A Division, Philips Electronics NA | Advance A Division, Philips Electronics NA | RK-2S32-TP | 120 |  | 2 | Other | Rapid |  |  |  |  | Non-BallastDimming | Cathode cut-out | 0.92 |  |  |  |  | Non Federally-Regulated | 2008-01-30 |  | 2009-06-22
Valmont Electric | Valmont Electric | 8G1014W | 277 |  | 2 |  | No Match |  |  |  |  | No Match | Magnetic | [5 empty] | Federally-Regulated Consumer Product | 1997-02-01 |  | 2000-04-13
Universal Manufacturing Corp. | Super Low Heat | 443-L-SLH-TC-P | 277 |  | 2 |  | No Match |  |  |  |  | No Match | No Match | [5 empty] | Non Federally-Regulated | 1983-06-01 |  | 2000-04-13
Toshiba | Toshiba | FMB32RP2-277 | 277 |  | 2 |  | No Match |  |  |  |  | No Match | Electronic | [5 empty] | Non Federally-Regulated | 1997-02-01 |  | 2000-04-13
Electronic Ballast Tech. | Electronic Ballast Tech. | SSB1-120-2/40 75% | 120 |  | 2 |  | No Match |  |  |  |  | No Match | Electronic | [5 empty] | Federally-Regulated Consumer Product | 1994-04-11 |  | 1996-03-07
Magnetek Universal Manufacturing | Magnetek Triad | B240R277HP | 277 |  | 2 |  | No Match |  |  |  |  | No Match | No Match | [5 empty] | Federally-Regulated Consumer Product | 1992-12-01 |  | 2000-04-13
Toshiba | Toshiba | FMB32IS4-120 | 120 |  | 4 |  | Instant |  |  |  |  | No Match | Electronic | [5 empty] | Federally-Regulated Consumer Product | 1995-04-17 |  | 1997-02-01
Magnetek Universal Manufacturing | Triad | B232I120HP | 120 |  | 2 |  | No Match |  |  |  |  | No Match | Electronic | [5 empty] | Non Federally-Regulated | 1995-04-01 |  | 2000-04-13
Howard Industries, Inc. | Howard Industries | EC2/32IS-277 | 277 |  | 2 |  | No Match |  |  |  |  | No Match | Electronic | [5 empty] | Non Federally-Regulated | 1997-02-01 |  | 2000-04-13
Lumisistemas | American Louver Co. | V240RS120 | 120 |  | 2 |  | No Match |  |  |  |  | No Match | No Match | [5 empty] | Federally-Regulated Consumer Product | 1992-12-01 |  | 1995-04-01
Lutron Electronics Co., Inc. | Eco-10 | ECO-T817-120-3 | 120 |  | 3 | Other | Programmed |  |  |  |  | Continuous | Electronic | 0.99 |  |  |  |  | Non Federally-Regulated | 2008-01-30 |  | 2009-12-08
Magnetek Universal Manufacturing | Universal | 446-L-SLH-QP | 120 |  | 2 |  | No Match |  |  |  |  | No Match | Magnetic | [5 empty] | Federally-Regulated Consumer Product | 1997-02-01 |  | 2000-04-13
Advance A Division, Philips Electronics NA | Advance A Division, Philips Electronics NA | RCN-3S32-SC | 120 |  | 3 | Other | Programmed |  |  |  |  | Non-BallastDimming | Electronic | 0.98 |  |  |  |  | Non Federally-Regulated | 2008-01-30 |  | 2009-06-22
Magnetek Universal Manufacturing | Triad | B260I120HP | 120 |  | 2 |  | No Match |  |  |  |  | No Match | Electronic | [5 empty] | Federally-Regulated Consumer Product | 1995-04-01 |  | 2000-04-13
Toshiba | Toshiba | FMB32IS2-277 | 277 |  | 2 |  | No Match |  |  |  |  | No Match | Electronic | [5 empty] | Non Federally-Regulated | 1995-04-01 |  | 1995-04-13
Taipei Multipower, Inc. | TMP | FLD32F277-6 | 277 |  | 4 |  | Instant |  |  |  |  | No Match | Electronic | [5 empty] | Federally-Regulated Consumer Product | 1994-09-18 |  | 1995-04-01
Advance Transformer Co. S.A. de C.V. | Advance Transformer | VEL2S75SRHTP | 277 |  | 2 |  | No Match |  |  |  |  | No Match | Electronic | [5 empty] | Federally-Regulated Consumer Product | 1997-02-01 |  | 2000-04-13
Signify North America Corporation | Philips Advance | IOP-3PSP32-SC | 120 |  | 3 | Other | Programmed |  |  |  |  | Non-BallastDimming | Electronic | 0.99 |  |  |  |  | Non Federally-Regulated | 2014-10-01 |  | 2014-10-01
Magnetek Universal Manufacturing | Watt Reducer | 806-SLH-QP | 120 |  | 2 |  | No Match |  |  |  |  | No Match | No Match | [5 empty] | Federally-Regulated Consumer Product | 1991-09-01 |  | 2000-04-13
Valmont Electric | Ultra-Miser | E332PI120G01 | 120 |  | 3 |  | No Match |  |  |  |  | No Match | Electronic | [5 empty] | Voluntarily Certified | 1997-02-01 |  | 2000-04-13
Techmedia Lighting, Inc. | Techlite | 296T120T8 | 120 |  | 2 |  | No Match |  |  |  |  | No Match | Electronic | [5 empty] | Federally-Regulated Consumer Product | 1997-02-01 |  | 2000-04-13
Osram Sylvania, Inc. | Sylvania | QHE2x28T5UNV PS90-SC | 120 - 277 (inclusive) |  | 2 | Other | Programmed |  |  |  |  | Non-BallastDimming | Electronic | 0.98 |  |  |  |  | Non Federally-Regulated | 2011-12-06 |  | 2012-07-03
Advance A Division, Philips Electronics NA | Advance A Division, Philips Electronics NA | RCN-1S32-SC | 120 |  | 1 | Other | Programmed |  |  |  |  | Non-BallastDimming | Electronic | 0.98 |  |  |  |  | Non Federally-Regulated | 2008-01-30 |  | 2009-06-22
Fulham Co., Inc. | Fulham Co., Inc. | FEP 900 277 240 | 277 |  | 2 |  | No Match |  |  |  |  | No Match | Electronic | [5 empty] | Federally-Regulated Consumer Product | 1995-04-01 |  | 1995-04-28
Toshiba | Toshiba | FMB32IS4-120 | 120 |  | 4 |  | No Match |  |  |  |  | No Match | Electronic | [5 empty] | Voluntarily Certified | 1995-04-01 |  | 1995-04-17
Lutron Electronics Co., Inc. | Ecosystem | EC5 T832 G 277 2L | 277 |  | 2 | Other | Programmed |  |  |  |  | Continuous | Electronic | 0.99 |  |  |  |  | Non Federally-Regulated | 2008-02-19 |  | 2009-12-08
Advance A Division, Philips Electronics NA | Advance A Division, Philips Electronics NA | VEL-1P32-HL-SC | 277 |  | 1 | Other | Instant |  |  |  |  | Non-BallastDimming | Electronic | 0.98 |  |  |  |  | Non Federally-Regulated | 2008-01-30 |  | 2009-06-22
Industrias Solabasic | Osram Sylvania, Inc. | 48011 | 120 |  | 1 |  | Rapid |  |  |  |  | No Match | Magnetic | [5 empty] | Federally-Regulated Consumer Product | 2000-04-14 |  | 2009-03-12
Magnetek Universal Manufacturing | Triad | B140R277HP | 277 |  | 1 |  | Rapid |  |  |  |  | No Match | Electronic | [5 empty] | Federally-Regulated Consumer Product | 1995-03-09 |  | 1995-04-01
Lutron Electronics Co., Inc. | Ecosystem | EC5 T528 J 277 2 | 277 |  | 2 | Other | Programmed |  |  |  |  | Continuous | Electronic | 1 |  |  |  |  | Non Federally-Regulated | 2008-01-30 |  | 2009-12-08
Signify North America Corporation | Philips Advance | IOPA-3P32-N | 120 |  | 3 | Other | Instant |  |  |  |  | Non-BallastDimming | Electronic | 0.99 |  |  |  |  | Non Federally-Regulated | 2014-10-01 |  | 2014-10-01
Advance A Division, Philips Electronics NA | Advance A Division, Philips Electronics NA | R-2E60-S-TP | 120 |  | 2 | Other | Instant |  |  |  |  | Non-BallastDimming | Magnetic | 0.98 |  |  |  |  | Federally-Regulated Consumer Product | 2008-01-30 |  | 2009-06-22
Lumisistemas | Energy-F | R-24O-277-CP | 277 |  | 2 |  | No Match |  |  |  |  | No Match | No Match | [5 empty] | Federally-Regulated Consumer Product | 1992-12-01 |  | 2000-04-13
Valmont Electric | Valmont Electric | M28-277-1 | 120 |  | 1 |  | No Match |  |  |  |  | No Match | Cathode cut-out | [5 empty] | Non Federally-Regulated | 1988-10-20 |  | 1989-10-01
Signify North America Corporation | Philips Lighting Electronics North America | RCN-1S32-SC | 120 |  | 1 | Other | Programmed |  |  |  |  | Non-BallastDimming | Electronic | 0.98 |  |  |  |  | Non Federally-Regulated | 2009-06-22 |  | 2012-09-06
Valmont Electric | Ultra-Miser | E432PI120G01 | 120 |  | 4 |  | No Match |  |  |  |  | No Match | Electronic | [5 empty] | Voluntarily Certified | 1997-02-01 |  | 2000-04-13
Magnetek Universal Manufacturing | Triad | B332I277HP | 277 |  | 3 |  | No Match |  |  |  |  | No Match | Electronic | [5 empty] | Voluntarily Certified | 1995-04-01 |  | 2000-04-13
Magnetek Universal Manufacturing | Triad | B2110SR277 | 277 |  | 2 |  | No Match |  |  |  |  | No Match | Electronic | [5 empty] | Federally-Regulated Consumer Product | 1997-02-01 |  | 2000-04-13
Magnetek Universal Manufacturing | Triad | B332R277HP | 277 |  | 3 |  | Rapid |  |  |  |  | No Match | Electronic | [5 empty] | Federally-Regulated Consumer Product | 1995-03-09 |  | 1995-04-01
Valmont Electric | Ultra-Miser | E132PI277G01 | 277 |  | 1 |  | No Match |  |  |  |  | No Match | Electronic | [5 empty] | Non Federally-Regulated | 1995-04-01 |  | 1995-04-28
Advance A Division, Philips Electronics NA | Advance A Division, Philips Electronics NA | ICN-4P32-SC | 120 - 277 (inclusive) |  | 4 | Other | Instant |  |  |  |  | Non-BallastDimming | Electronic | 0.98 |  |  |  |  | Non Federally-Regulated | 2008-01-30 |  | 2009-06-22
Fulham Co., Inc. | Fulham Co., Inc. | FEP 900 277 232 | 277 |  | 2 |  | No Match |  |  |  |  | No Match | Electronic | [5 empty] | Non Federally-Regulated | 1997-02-01 |  | 2000-04-13
Advance Transformer Co. S.A. de C.V. | Advance Transformer | V2S110-TP | 277 |  | 2 |  | No Match |  |  |  |  | No Match | No Match | [5 empty] | Federally-Regulated Consumer Product | 1992-12-01 |  | 1997-02-01
Signify North America Corporation | Philips Lighting Electronics North America | IDA-132-SC | 120 - 277 (inclusive) |  | 1 | Other | Programmed |  |  |  |  | Continuous | Electronic | 0.98 |  |  |  |  | Non Federally-Regulated | 2009-06-22 |  | 2012-09-06
Hunt Electric Co. | Hunt Ballast | HLR-240-277 | 277 |  | 2 |  | No Match |  |  |  |  | No Match | No Match | [5 empty] | Non Federally-Regulated | 1986-08-01 |  | 2000-04-13
Thomas Industries | The Watt Watcher | WWB-260-120 | 120 |  | 2 |  | No Match |  |  |  |  | No Match | No Match | [5 empty] | Non Federally-Regulated | 1983-06-01 |  | 2000-04-13
King Technology, Inc. | Kingtec | 232K-120 | 120 |  | 2 |  | Rapid |  |  |  |  | No Match | Electronic | [5 empty] | Federally-Regulated Consumer Product | 1994-09-18 |  | 1995-04-01
Lumisistemas | Lumisistemas | R-2110-277-CP | 277 |  | 2 |  | No Match |  |  |  |  | No Match | No Match | [5 empty] | Federally-Regulated Consumer Product | 1992-12-01 |  | 1995-04-01
Toshiba | Toshiba | FMB32IS4-277 | 277 |  | 4 |  | No Match |  |  |  |  | No Match | Electronic | [5 empty] | Voluntarily Certified | 1997-02-01 |  | 2000-04-13
Advance Transformer Co. S.A. de C.V. | Advance Transformer | R2S110-TPP | 120 |  | 2 |  | No Match |  |  |  |  | No Match | No Match | [5 empty] | Federally-Regulated Consumer Product | 1997-02-01 |  | 2000-04-13
Sungil Manufacturing Co. | Century | SB12032LHD | 120 |  | 2 |  | No Match |  |  |  |  | No Match | Electronic | [5 empty] | Non Federally-Regulated | 1995-04-01 |  | 1995-04-27
Electronic Ballast Tech. | Electronic Ballast Tech. | SSB2-277-1/32ISLH | 277 |  | 1 |  | No Match |  |  |  |  | No Match | No Match | [5 empty] | Federally-Regulated Consumer Product | 1991-09-06 |  | 1991-09-01
Advance Transformer Co. S.A. de C.V. | Advance Transformer | V 2E75S-2-TP | 277 |  | 2 |  | Instant |  |  |  |  | No Match | Magnetic | [5 empty] | Federally-Regulated Consumer Product | 1996-03-14 |  | 2009-03-12
Electronic Ballast Tech. | Electronic Ballast Tech. | SSB1-277-1/40 LH | 277 |  | 1 |  | No Match |  |  |  |  | No Match | No Match | [5 empty] | Federally-Regulated Consumer Product | 1991-06-25 |  | 1992-11-16
Magnetek Universal Manufacturing | Triad | B332R120HP | 120 |  | 2 |  | Rapid |  |  |  |  | No Match | Electronic | [5 empty] | Federally-Regulated Consumer Product | 1995-03-09 |  | 1995-04-01
Advance Transformer Co. S.A. de C.V. | Advance Transformer | REL 1S40 TP | 120 |  | 1 |  | No Match |  |  |  |  | No Match | No Match | [5 empty] | Federally-Regulated Consumer Product | 1991-09-01 |  | 1997-02-01
Lutron Electronics Co., Inc. | Ecosystem | EC5 T521 J 277 2 | 277 |  | 2 | Other | Programmed |  |  |  |  | Continuous | Electronic | 1 |  |  |  |  | Non Federally-Regulated | 2008-01-30 |  | 2009-12-08
Magnetek Universal Manufacturing | Triad | B232I120RH | 120 |  | 1 |  | Instant |  |  |  |  | No Match | Electronic | [5 empty] | Federally-Regulated Consumer Product | 1995-03-09 |  | 1995-04-01
Signify North America Corporation | Philips Advance | IOP-1P32-N | 120 |  | 1 | Other | Instant |  |  |  |  | Non-BallastDimming | Electronic | 0.99 |  |  |  |  | Non Federally-Regulated | 2014-10-01 |  | 2014-10-01
Advance Transformer Co. S.A. de C.V. | Advance Transformer | VIC140 TP | 277 |  | 1 |  | No Match |  |  |  |  | No Match | No Match | [5 empty] | Federally-Regulated Consumer Product | 1991-09-01 |  | 1997-02-01
Fulham Co., Inc. | Fulham Co., Inc. | FEP 900 120 232 | 120 |  | 2 |  | No Match |  |  |  |  | No Match | Electronic | [5 empty] | Non Federally-Regulated | 1995-04-01 |  | 1995-04-28
Lutron Electronics Co., Inc. | Ecosystem | EC5 T524 J UNV 1 | 120 - 277 (inclusive) |  | 1 | Other | Programmed |  |  |  |  | Continuous | Electronic | 0.98 |  |  |  |  | Non Federally-Regulated | 2008-10-30 |  | 2009-12-08
Signify North America Corporation | Philips Advance | IOP-4PSP32-LW-SC | 277 |  | 4 | Other | Programmed |  |  |  |  | Non-BallastDimming | Electronic | 0.99 |  |  |  |  | Non Federally-Regulated | 2012-08-07 |  | 2014-10-01
Valmont Electric | Valmont Electric | 8G1084W | 120 |  | 1 |  | No Match |  |  |  |  | No Match | No Match | [5 empty] | Federally-Regulated Consumer Product | 1991-09-01 |  | 1997-02-01
MW McWong International | Pacific Ballast | ES-27-240 | 277 |  | 2 |  | No Match |  |  |  |  | No Match | Magnetic | [5 empty] | Federally-Regulated Consumer Product | 1995-04-01 |  | 2000-04-13
Lutron Electronics Co., Inc. | Hi-Lume | FDB-T539-277-2 | 277 |  | 2 | Other | Programmed |  |  |  |  | Continuous | Electronic | 1 |  |  |  |  | Non Federally-Regulated | 2008-01-30 |  | 2009-12-08
Lutron Electronics Co., Inc. | Hi-Lume | FDB-T554-120-1 | 120 |  | 1 | Other | Programmed |  |  |  |  | Continuous | Electronic | 1 |  |  |  |  | Non Federally-Regulated | 2008-01-30 |  | 2009-12-08
Magnetek Universal Manufacturing | Triad | B232I277RH | 277 |  | 2 |  | No Match |  |  |  |  | No Match | Electronic | [5 empty] | Non Federally-Regulated | 1995-04-01 |  | 2000-04-13
Signify North America Corporation | Philips Advance | IOP-2PSP32-SC | 277 |  | 2 | Other | Programmed |  |  |  |  | Non-BallastDimming | Electronic | 1 |  |  |  |  | Non Federally-Regulated | 2011-11-21 |  | 2011-11-22
Signify North America Corporation | Philips Advance | IOP-1PSP32-N | 277 |  | 1 | Other | Programmed |  |  |  |  | Non-BallastDimming | Electronic | 0.99 |  |  |  |  | Non Federally-Regulated | 2014-10-01 |  | 2014-10-01
Signify North America Corporation | Philips Advance | IOP-2P32-HL-N | 120 |  | 2 | Other | Instant |  |  |  |  | Non-BallastDimming | Electronic | 0.99 |  |  |  |  | Non Federally-Regulated | 2014-10-01 |  | 2014-10-01
Ballast Energy Savings | Ballast Energy Savings | BALEVER I | 120 |  | 1 |  | No Match |  |  |  |  | No Match | No Match | [5 empty] | Federally-Regulated Consumer Product | 1992-04-13 |  | 1996-11-26
Advance A Division, Philips Electronics NA | Advance A Division, Philips Electronics NA | VZT-154 | 277 |  | 1 | Other | Programmed |  |  |  |  | Continuous | Electronic | 0.98 |  |  |  |  | Non Federally-Regulated | 2008-01-30 |  | 2009-06-22
MW McWong International | Pacific Ballast | ES-27-240-TP | 277 |  | 2 |  | Rapid |  |  |  |  | No Match | Magnetic | [5 empty] | Federally-Regulated Consumer Product | 1996-03-07 |  | 1997-02-01
King Technology, Inc. | Kingtec | 240K-120 | 120 |  | 2 |  | Rapid |  |  |  |  | No Match | Electronic | [5 empty] | Federally-Regulated Consumer Product | 1994-09-18 |  | 1995-04-01
Smallwood Limited, Inc. | Saver | EB88277 | 277 |  | 2 |  | No Match |  |  |  |  | No Match | No Match | [5 empty] | Non Federally-Regulated | 1989-10-01 |  | 2000-04-13
Lumisistemas | C.E.W. Lighting | 8FR275/120ES | 120 |  | 2 |  | No Match |  |  |  |  | No Match | Magnetic | [5 empty] | Federally-Regulated Consumer Product | 1995-04-01 |  | 2000-04-13
Valmont Electric | Val-Miser | 8G1024W | 120 |  | 2 |  | No Match |  |  |  |  | No Match | Magnetic | [5 empty] | Federally-Regulated Consumer Product | 1997-02-01 |  | 2000-04-13
Signify North America Corporation | Philips Lighting Electronics North America | VEL-4P32-LW-SC | 277 |  | 4 | Other | Instant |  |  |  |  | Non-BallastDimming | Electronic | 0.98 |  |  |  |  | Non Federally-Regulated | 2009-06-22 |  | 2012-09-06
Advance Transformer Co. S.A. de C.V. | Advance Transformer | VKI32TP | 277 |  | 1 |  | No Match |  |  |  |  | No Match | Cathode cut-out | [5 empty] | Non Federally-Regulated | 1995-04-01 |  | 2000-04-13
Lumisistemas | Lumi-Kon | AR-240-120-CP | 120 |  | 2 |  | Rapid |  |  |  |  | No Match | Magnetic | [5 empty] | Federally-Regulated Consumer Product | 1992-12-23 |  | 1995-04-01
Advance A Division, Philips Electronics NA | Advance A Division, Philips Electronics NA | IOP-1P32-LW-SC | 120 - 277 (inclusive) |  | 1 | Other | Instant |  |  |  |  | Non-BallastDimming | Electronic | 0.98 |  |  |  |  | Non Federally-Regulated | 2008-01-30 |  | 2009-06-22
Advance A Division, Philips Electronics NA | Advance A Division, Philips Electronics NA | IIC-2S32-SC | 120 - 277 (inclusive) |  | 2 | Other | Programmed |  |  |  |  | Non-BallastDimming | Electronic | 0.98 |  |  |  |  | Non Federally-Regulated | 2008-01-30 |  | 2009-06-22
Valmont Electric | Ultra-Miser | E332PI120G01 | 120 |  | 3 |  | Instant |  |  |  |  | No Match | Electronic | [5 empty] | Federally-Regulated Consumer Product | 1995-04-28 |  | 1997-02-01
Lumisistemas | Atlas Electric | E2110TP277 | 277 |  | 2 |  | No Match |  |  |  |  | No Match | Magnetic | [5 empty] | Federally-Regulated Consumer Product | 1998-03-01 |  | 2000-04-13
Lutron Electronics Co., Inc. | Eco-10 | ECO-T554-277-2 | 277 |  | 2 | Other | Programmed |  |  |  |  | Continuous | Electronic | 1 |  |  |  |  | Non Federally-Regulated | 2008-01-30 |  | 2009-12-08
Motorola Lighting, Inc. | Motorola | M3-RN-T12-1LL-120 | 120 |  | 3 |  | Rapid |  |  |  |  | No Match | Electronic | [5 empty] | Federally-Regulated Consumer Product | 1994-09-30 |  | 1995-04-01
Aromat Corp. | Nais | ES240R277H2 | 277 |  | 2 |  | Rapid |  |  |  |  | No Match | Electronic | [5 empty] | Federally-Regulated Consumer Product | 1994-10-12 |  | 1995-04-01
Valmont Electric | Valmont Electric | M28-120 | 120 |  | 2 |  | No Match |  |  |  |  | No Match | No Match | [5 empty] | Federally-Regulated Consumer Product | 1992-12-01 |  | 1997-02-01
Howard Industries, Inc. | Howard Industries | EC2/32IS-277 | 277 |  | 2 |  | Instant |  |  |  |  | No Match | Electronic | [5 empty] | Federally-Regulated Consumer Product | 1995-04-07 |  | 1997-02-01
Electronic Ballast Tech. | Electronic Ballast Tech. | SSB1-277-1/40 LH | 277 |  | 1 |  | Rapid |  |  |  |  | No Match | Electronic | [5 empty] | Federally-Regulated Consumer Product | 1996-03-07 |  | 1997-02-01
Lumisistemas | C.E.W. Lighting | 8FR140/120ES | 120 |  | 1 |  | No Match |  |  |  |  | No Match | No Match | [5 empty] | Federally-Regulated Consumer Product | 1992-12-01 |  | 1995-04-01
Valmont Electric | Valmont Electric | 8G1074W | 120 |  | 1 |  | No Match |  |  |  |  | No Match | No Match | [5 empty] | Federally-Regulated Consumer Product | 1991-09-01 |  | 1992-12-01
Magnetek Universal Manufacturing | Watt Reducer | 446-L-SLH-QP | 120 |  | 2 |  | No Match |  |  |  |  | No Match | No Match | [5 empty] | Federally-Regulated Consumer Product | 1991-09-01 |  | 2000-04-13
Magnetek Universal Manufacturing | Triad | B432I277L | 277 |  | 3 |  | Instant |  |  |  |  | No Match | Electronic | [5 empty] | Federally-Regulated Consumer Product | 1995-03-09 |  | 1995-04-01
Magnetek Universal Manufacturing | Triad | B140T277RH | 277 |  | 1 |  | Rapid |  |  |  |  | No Match | Electronic | [5 empty] | Federally-Regulated Consumer Product | 1996-12-02 |  | 1998-03-01
Magnetek Universal Manufacturing | Energy-Lok | 304-4701-800 | 120 |  | 2 |  | No Match |  |  |  |  | No Match | No Match | [5 empty] | Non Federally-Regulated | 1989-10-01 |  | 1991-09-01
Lumisistemas | American Louver Co. | V275S277 | 277 |  | 2 |  | No Match |  |  |  |  | No Match | Magnetic | [5 empty] | Federally-Regulated Consumer Product | 1995-04-01 |  | 2000-04-13
Lumisistemas | C.E.W. Lighting | 8FR240/120ES | 120 |  | 2 |  | No Match |  |  |  |  | No Match | No Match | [5 empty] | Federally-Regulated Consumer Product | 1992-12-01 |  | 1995-04-01
Signify North America Corporation | Philips Lighting Electronics North America | REL-3P32-HL-SC | 120 |  | 3 | Other | Instant |  |  |  |  | Non-BallastDimming | Electronic | 0.98 |  |  |  |  | Non Federally-Regulated | 2009-06-22 |  | 2012-09-06
Magnetek Universal Manufacturing | Triad | B140T277RH | 277 |  | 1 |  | No Match |  |  |  |  | No Match | Electronic | [5 empty] | Federally-Regulated Consumer Product | 1998-03-01 |  | 2000-04-13
Magnetek Universal Manufacturing | Triad | B340R277HP | 277 |  | 2 |  | Rapid |  |  |  |  | No Match | Electronic | [5 empty] | Federally-Regulated Consumer Product | 1995-03-09 |  | 1995-04-01
Ultralight Industries, Inc. | Omnilight | 54 | 120 |  | 1 |  | No Match |  |  |  |  | No Match | No Match | [5 empty] | Non Federally-Regulated | 1988-06-01 |  | 2000-04-13
Magnetek Universal Manufacturing | Triad | B432I120L | 120 |  | 3 |  | Instant |  |  |  |  | No Match | Electronic | [5 empty] | Federally-Regulated Consumer Product | 1995-03-09 |  | 1995-04-01
Fulham Co., Inc. | Fulham Co., Inc. | FEP 1200 120 232 | 120 |  | 2 |  | No Match |  |  |  |  | No Match | Electronic | [5 empty] | Non Federally-Regulated | 1995-04-01 |  | 1995-04-28
Fulham Co., Inc. | Fulham Co., Inc. | FEP 1800 277 296 | 277 |  | 2 |  | No Match |  |  |  |  | No Match | Electronic | [5 empty] | Federally-Regulated Consumer Product | 1997-02-01 |  | 2000-04-13
Robertson Transformer | Robertson | RS240P-3-A | 120 |  | 2 |  | No Match |  |  |  |  | No Match | No Match | [5 empty] | Non Federally-Regulated | 1987-04-01 |  | 2000-04-13
Advance Transformer Co. S.A. de C.V. | Advance Transformer | R2S4OTP | 120 |  | 2 |  | No Match |  |  |  |  | No Match | No Match | [5 empty] | Non Federally-Regulated | 1988-06-01 |  | 2000-04-13
Taipei Multipower, Inc. | TMP | FLB40D120-6 | 120 |  | 2 |  | Rapid |  |  |  |  | No Match | Electronic | [5 empty] | Federally-Regulated Consumer Product | 1995-12-08 |  | 1997-02-01
GE Appliances, a Haier company | General Electric | 8G1088W | 277 |  | 1 |  | No Match |  |  |  |  | No Match | No Match | [5 empty] | Non Federally-Regulated | 1984-05-01 |  | 2015-09-03
Lutron Electronics Co., Inc. | TVE | TVE-T832-277-3 | 277 |  | 3 | Other | Programmed |  |  |  |  | Continuous | Electronic | 0.99 |  |  |  |  | Non Federally-Regulated | 2008-01-30 |  | 2009-12-08
Aromat Corp. | Nais | ES240R120H2 | 120 |  | 2 |  | Rapid |  |  |  |  | No Match | Electronic | [5 empty] | Federally-Regulated Consumer Product | 1994-10-12 |  | 1995-04-01
Lutron Electronics Co., Inc. | Ecosystem | EC5 T817 J 120 2 | 120 |  | 2 | Other | Programmed |  |  |  |  | Continuous | Electronic | 1 |  |  |  |  | Non Federally-Regulated | 2008-01-30 |  | 2009-12-08
Lutron Electronics Co., Inc. | Ecosystem | EC5 T539 J UNV 2 | 120 - 277 (inclusive) |  | 2 | Other | Programmed |  |  |  |  | Continuous | Electronic | 0.99 |  |  |  |  | Non Federally-Regulated | 2008-10-30 |  | 2009-12-08
Lutron Electronics Co., Inc. | Hi-Lume | FDB-3627-120-2 | 120 |  | 2 | Other | Programmed |  |  |  |  | Continuous | Electronic | 0.99 |  |  |  |  | Non Federally-Regulated | 2008-01-30 |  | 2009-12-08
Advance A Division, Philips Electronics NA | Advance A Division, Philips Electronics NA | REL-2P60-S-A | 120 |  | 2 | Other | Instant |  |  |  |  | Non-BallastDimming | Electronic | 0.98 | 0.9 |  |  |  | Federally-Regulated Consumer Product | 2008-01-30 |  | 2009-06-22
Advance A Division, Philips Electronics NA | Advance A Division, Philips Electronics NA | IOP-3S32-LW-SC | 120 - 277 (inclusive) |  | 3 | Other | Programmed |  |  |  |  | Non-BallastDimming | Electronic | 0.98 |  |  |  |  | Non Federally-Regulated | 2008-01-30 |  | 2009-06-22
Valmont Electric | Valmont Electric | 8G1038W | 277 |  | 2 |  | No Match |  |  |  |  | No Match | No Match | [5 empty] | Federally-Regulated Consumer Product | 1992-12-01 |  | 1997-02-01
Lutron Electronics Co., Inc. | Hi-Lume | FDB-3627-277-1 | 277 |  | 1 | Other | Programmed |  |  |  |  | Continuous | Electronic | 0.97 |  |  |  |  | Non Federally-Regulated | 2008-01-30 |  | 2009-12-08
Signify North America Corporation | Philips Advance | IOP-3P32-N | 120 |  | 3 | Other | Instant |  |  |  |  | Non-BallastDimming | Electronic | 0.99 |  |  |  |  | Non Federally-Regulated | 2014-10-01 |  | 2014-10-01
Valmont Electric | Opti-Miser | M28-277 | 277 |  | 2 |  | Rapid |  |  |  |  | No Match | Cathode cut-out | [5 empty] | Federally-Regulated Consumer Product | 1996-03-14 |  | 1997-02-01
Advance A Division, Philips Electronics NA | Advance A Division, Philips Electronics NA | R-2E75-S-TP | 120 |  | 2 | Other | Instant |  |  |  |  | Non-BallastDimming | Magnetic | 0.98 |  |  |  |  | Federally-Regulated Consumer Product | 2008-01-30 |  | 2009-06-22
Toshiba | Toshiba | FMB96HO2-277 | 277 |  | 2 |  | No Match |  |  |  |  | No Match | Electronic | [5 empty] | Federally-Regulated Consumer Product | 1997-02-01 |  | 2000-04-13
Lutron Electronics Co., Inc. | Hi-Lume 3D | H3D T832 C UNV 2 17 | 120 - 277 (inclusive) |  | 2 | Other | Programmed |  |  |  |  | Continuous | Electronic | 0.99 |  |  |  |  | Non Federally-Regulated | 2008-01-30 |  | 2009-12-09
Signify North America Corporation | Philips Lighting Electronics North America | IOP-2P59-SC | 120 - 277 (inclusive) |  | 2 | Other | Instant |  |  |  |  | Non-BallastDimming | Electronic | 0.98 |  |  |  |  | Non Federally-Regulated | 2009-06-22 |  | 2012-09-06
GE Appliances, a Haier company | General Electric | 8G1078W | 120 |  | 1 |  | No Match |  |  |  |  | No Match | No Match | [5 empty] | Non Federally-Regulated | 1983-06-01 |  | 2015-09-03
GE Appliances, a Haier company | General Electric | M28-277-1 | 277 |  | 1 |  | No Match |  |  |  |  | No Match | No Match | [5 empty] | Non Federally-Regulated | 1983-06-01 |  | 2015-09-03
Advance Transformer Co. S.A. de C.V. | Advance Transformer | V2S110-TP | 277 |  | 2 |  | No Match |  |  |  |  | No Match | Magnetic | [5 empty] | Federally-Regulated Consumer Product | 1997-02-01 |  | 2000-04-13
Advance Transformer Co. S.A. de C.V. | Advance Transformer | REL2S11ORHTP | 120 |  | 2 |  | No Match |  |  |  |  | No Match | No Match | [5 empty] | Federally-Regulated Consumer Product | 1992-12-01 |  | 2000-04-13
Lutron Electronics Co., Inc. | Hi-Lume | FDB-3627-120-1 | 120 |  | 1 | Other | Programmed |  |  |  |  | Continuous | Electronic | 0.97 |  |  |  |  | Non Federally-Regulated | 2008-01-30 |  | 2009-12-08
Techmedia Lighting, Inc. | Techlite | 432T277I | 277 |  | 4 |  | No Match |  |  |  |  | No Match | Electronic | [5 empty] | Voluntarily Certified | 1997-02-01 |  | 2000-04-13
Toshiba | Toshiba | FMB32RP4-120 | 120 |  | 4 |  | Rapid |  |  |  |  | No Match | Electronic | [5 empty] | Federally-Regulated Consumer Product | 1995-04-17 |  | 1997-02-01
Triad / Utrad | Ballastar | B-240T120 | 120 |  | 2 |  | No Match |  |  |  |  | No Match | No Match | [5 empty] | Non Federally-Regulated | 1988-06-01 |  | 2000-04-13
MW McWong International | Pacific Ballast | RS-240-120 | 120 |  | 2 |  | Rapid |  |  |  |  | No Match | Electronic | [5 empty] | Federally-Regulated Consumer Product | 1994-09-30 |  | 1995-04-01
Advance Transformer Co. S.A. de C.V. | Advance Transformer | RK2534 TP | 120 |  | 2 |  | No Match |  |  |  |  | No Match | No Match | [5 empty] | Federally-Regulated Consumer Product | 1995-04-01 |  | 2000-04-13
Lutron Electronics Co., Inc. | Hi-Lume | FDB-T524-120-1 | 120 |  | 1 | Other | Programmed |  |  |  |  | Continuous | Electronic | 1 |  |  |  |  | Non Federally-Regulated | 2008-01-30 |  | 2009-12-08
Signify North America Corporation | Philips Advance | IOP-3PSP32-LW-SC | 120 |  | 3 | Other | Programmed |  |  |  |  | Non-BallastDimming | Electronic | 0.99 |  |  |  |  | Non Federally-Regulated | 2014-10-01 |  | 2014-10-01
Advance Transformer Co. S.A. de C.V. | Handyman | ES3000 | 120 |  | 2 |  | No Match |  |  |  |  | No Match | No Match | [5 empty] | Non Federally-Regulated | 1989-10-01 |  | 1991-09-01
Heung Jin Electronics Co. | Lumen | LM75D120 | 120 |  | 2 |  | No Match |  |  |  |  | No Match | No Match | [5 empty] | Federally-Regulated Consumer Product | 1993-08-26 |  | 1995-04-28
Signify North America Corporation | Philips Lighting Electronics North America | REL-3S40-RH-TP | 120 |  | 3 | Other | Rapid |  |  |  |  | Non-BallastDimming | Electronic | 0.98 |  |  |  |  | Non Federally-Regulated | 2009-06-22 |  | 2012-09-06
Oasis International | Sylvania | QHE2x32T8/347 ISL-SC | 347/480 (either/or) |  | 2 | Other | Instant |  |  |  |  | Non-BallastDimming | Electronic | 0.95 |  |  |  |  | Non Federally-Regulated | 2012-11-14 |  | 2014-08-08
Howard Industries, Inc. | Howard Industries | EC1/32IS-277 | 277 |  | 1 |  | No Match |  |  |  |  | No Match | Electronic | [5 empty] | Non Federally-Regulated | 1995-04-01 |  | 1995-04-07
Techmedia Lighting, Inc. | Techlite | 232T277I | 277 |  | 2 |  | No Match |  |  |  |  | No Match | Electronic | [5 empty] | Non Federally-Regulated | 1997-02-01 |  | 2000-04-13
Signify North America Corporation | Philips Lighting Electronics North America | IOP-2S32-SC | 120 - 277 (inclusive) |  | 2 | Other | Programmed |  |  |  |  | Non-BallastDimming | Electronic | 0.98 |  |  |  |  | Non Federally-Regulated | 2009-06-22 |  | 2012-09-06
Magnetek Universal Manufacturing | Triad | B140T120 | 120 |  | 1 |  | No Match |  |  |  |  | No Match | No Match | [5 empty] | Federally-Regulated Consumer Product | 1991-09-11 |  | 1993-06-08
Etta Industries | Etta Industries | EC1S-277A8D | 277 |  | 1 |  | Rapid |  |  |  |  | No Match | Electronic | [5 empty] | Federally-Regulated Consumer Product | 1994-10-06 |  | 1995-04-01
Etta Industries | Etta Industries | EC2S-120F96-D | 120 |  | 2 |  | No Match |  |  |  |  | No Match | Electronic | [5 empty] | Federally-Regulated Consumer Product | 1992-12-23 |  | 1996-03-07
Valmont Electric | Opti-Miser | M28-277 | 277 |  | 2 |  | No Match |  |  |  |  | No Match | Cathode cut-out | [5 empty] | Federally-Regulated Consumer Product | 1997-02-01 |  | 2000-04-13
Signify North America Corporation | Philips Advance | IOP-2PSP32-LW-N | 277 |  | 2 | Other | Programmed |  |  |  |  | Non-BallastDimming | Electronic | 0.98 |  |  |  |  | Non Federally-Regulated | 2014-10-01 |  | 2014-10-01
Toshiba | Toshiba | FMB96HO2-120 | 120 |  | 2 |  | No Match |  |  |  |  | No Match | Electronic | [5 empty] | Federally-Regulated Consumer Product | 1997-02-01 |  | 2000-04-13
Valmont Electric | Master Electrician | 474 809 | 120 |  | 2 |  | No Match |  |  |  |  | No Match | No Match | [5 empty] | Non Federally-Regulated | 1989-10-01 |  | 1991-09-01
GE Appliances, a Haier company | Durotest | 7735 | 120 |  | 2 |  | No Match |  |  |  |  | No Match | No Match | [5 empty] | Non Federally-Regulated | 1984-05-01 |  | 2015-09-03
Advance A Division, Philips Electronics NA | Advance A Division, Philips Electronics NA | V-2S40-TP | 277 |  | 2 | Other | Rapid |  |  |  |  | Non-BallastDimming | Magnetic | 0.97 |  |  |  |  | Federally-Regulated Consumer Product | 2008-01-30 |  | 2009-06-22
Magnetek Universal Manufacturing | Jefferson | 304-4701-800 | 120 |  | 2 |  | Instant |  |  |  |  | No Match | Magnetic | [5 empty] | Federally-Regulated Consumer Product | 1996-12-02 |  | 1997-02-01
Valmont Electric | Maxi-Miser II | 8G1028W | 120 |  | 2 |  | No Match |  |  |  |  | No Match | Magnetic | [5 empty] | Federally-Regulated Consumer Product | 1997-02-01 |  | 2000-04-13
Advance Transformer Co. S.A. de C.V. | Advance Transformer | REL2P60RHTP | 120 |  | 2 |  | No Match |  |  |  |  | No Match | Electronic | [5 empty] | Federally-Regulated Consumer Product | 1993-07-08 |  | 1996-03-14
Magnetek Universal Manufacturing | Triad | B240R277HP | 277 |  | 1 |  | No Match |  |  |  |  | No Match | Electronic | [5 empty] | Federally-Regulated Consumer Product | 1997-02-01 |  | 2000-04-13
Signify North America Corporation | Philips Lighting Electronics North America | IOP-4S32-SC | 120 - 277 (inclusive) |  | 4 | Other | Programmed |  |  |  |  | Non-BallastDimming | Electronic | 0.98 |  |  |  |  | Non Federally-Regulated | 2009-06-22 |  | 2012-09-06
Toshiba | Toshiba | FMB40RS2-277 | 277 |  | 2 |  | No Match |  |  |  |  | No Match | No Match | [5 empty] | Federally-Regulated Consumer Product | 1993-08-10 |  | 1995-04-13
Valmont Electric | Valmont Electric | 240RS-120ES | 120 |  | 2 |  | No Match |  |  |  |  | No Match | Magnetic | [5 empty] | Federally-Regulated Consumer Product | 1997-02-01 |  | 2000-04-13
Advance Transformer Co. S.A. de C.V. | Advance Transformer | REL 2S40 TP | 120 |  | 2 |  | No Match |  |  |  |  | No Match | Electronic | [5 empty] | Federally-Regulated Consumer Product | 1997-02-01 |  | 1998-03-01
Advance Transformer Co. S.A. de C.V. | Advance Transformer | RIU40-TP | 120 |  | 1 |  | No Match |  |  |  |  | No Match | No Match | [5 empty] | Federally-Regulated Consumer Product | 1992-12-01 |  | 1997-02-01
Oasis International | Sylvania | QTP2x32T8/UNV ISN-SC DTC | 120 - 277 (inclusive) |  | 2 | Other | Instant |  |  |  |  | Non-BallastDimming | Electronic | 0.99 |  |  |  |  | Non Federally-Regulated | 2012-11-14 |  | 2014-08-08
Toshiba | Toshiba | FMB40RS1-277 | 277 |  | 1 |  | No Match |  |  |  |  | No Match | Electronic | [5 empty] | Federally-Regulated Consumer Product | 1997-02-01 |  | 2000-04-13
Valmont Electric | Valmont Electric | 296SL-120ES | 120 |  | 2 |  | No Match |  |  |  |  | No Match | Magnetic | [5 empty] | Non Federally-Regulated | 1988-10-20 |  | 1992-12-01
Advance Transformer Co. S.A. de C.V. | Advance Transformer | REI2P75-TP | 120 |  | 2 |  | Instant |  |  |  |  | No Match | Electronic | [5 empty] | Federally-Regulated Consumer Product | 1996-03-21 |  | 2009-03-12
Advance Transformer Co. S.A. de C.V. | Advance Transformer | RK2S34 TP | 120 |  | 2 |  | No Match |  |  |  |  | No Match | No Match | [5 empty] | Non Federally-Regulated | 1989-10-01 |  | 1991-09-01
King Technology, Inc. | Kingtec | 232K120 | 120 |  | 2 |  | No Match |  |  |  |  | No Match | No Match | [5 empty] | Federally-Regulated Consumer Product | 1992-06-22 |  | 1992-12-29
Techmedia Lighting, Inc. | Techlite | 432T120I | 120 |  | 4 |  | No Match |  |  |  |  | No Match | Electronic | [5 empty] | Voluntarily Certified | 1997-02-01 |  | 2000-04-13
Lumisistemas | Energy-F | R-140-120-CP | 120 |  | 1 |  | No Match |  |  |  |  | No Match | Magnetic | [5 empty] | Federally-Regulated Consumer Product | 1995-04-01 |  | 2000-04-13
Valmont Electric | General Electric | 240RS-120-PM | 120 |  | 2 |  | No Match |  |  |  |  | No Match | No Match | [5 empty] | Federally-Regulated Consumer Product | 1991-09-01 |  | 2000-04-13
Advance Transformer Co. S.A. de C.V. | Advance Transformer | V 2S40-1-TP | 277 |  | 2 |  | Rapid |  |  |  |  | No Match | Magnetic | [5 empty] | Federally-Regulated Consumer Product | 1996-03-14 |  | 2009-03-12
Lumisistemas | C.E.W. Lighting | 8FR140/120ES | 120 |  | 1 |  | No Match |  |  |  |  | No Match | Magnetic | [5 empty] | Federally-Regulated Consumer Product | 1995-04-01 |  | 2000-04-13
Lutron Electronics Co., Inc. | Ecosystem | EC5 T554 J UNV 2 | 120 - 277 (inclusive) |  | 2 | Other | Programmed |  |  |  |  | Continuous | Electronic | 1 |  |  |  |  | Non Federally-Regulated | 2008-10-30 |  | 2009-12-08
Electronic Ballast Tech. | Electronic Ballast Tech. | SSB2-277-2/96ISLH | 277 |  | 2 |  | No Match |  |  |  |  | No Match | No Match | [5 empty] | Federally-Regulated Consumer Product | 1991-06-25 |  | 1992-12-01
Advance A Division, Philips Electronics NA | Advance A Division, Philips Electronics NA | ICN-3P32-SC | 120 - 277 (inclusive) |  | 3 | Other | Instant |  |  |  |  | Non-BallastDimming | Electronic | 0.98 |  |  |  |  | Non Federally-Regulated | 2008-01-30 |  | 2009-06-22
Advance Transformer Co. S.A. de C.V. | Advance Transformer | VK2S40-TP | 277 |  | 2 |  | No Match |  |  |  |  | No Match | No Match | [5 empty] | Federally-Regulated Consumer Product | 1992-12-01 |  | 1997-02-01
Etta Industries | Etta Industries | EC2S-277A2 | 277 |  | 2 |  | No Match |  |  |  |  | No Match | No Match | [5 empty] | Federally-Regulated Consumer Product | 1992-12-23 |  | 1992-12-01
Valmont Electric | Ultra-Miser | E140SR120G01 | 120 |  | 1 |  | No Match |  |  |  |  | No Match | No Match | [5 empty] | Federally-Regulated Consumer Product | 1995-04-01 |  | 1997-02-01
Signify North America Corporation | Philips Lighting Electronics North America | ICN-2S28 | 120 - 277 (inclusive) |  | 2 | Other | Programmed |  |  |  |  | Non-BallastDimming | Electronic | 0.98 |  |  |  |  | Non Federally-Regulated | 2009-06-22 |  | 2012-09-06
Signify North America Corporation | Philips Advance | IOP-2S28-115-SC-SD | 120 - 277 (inclusive) |  | 2 | Other | Programmed |  |  |  |  | Stepped | Electronic | 0.98 |  |  |  |  | Non Federally-Regulated | 2012-09-06 |  | 2014-10-01
Advance Transformer Co. S.A. de C.V. | Advance Transformer | V 2E75S-2-TP | 277 |  | 2 |  | No Match |  |  |  |  | No Match | Magnetic | [5 empty] | Federally-Regulated Consumer Product | 1997-02-01 |  | 2000-04-13
Fulham Co., Inc. | Fulham Co., Inc. | FEP 900 120 432LW | 120 |  | 4 |  | Rapid |  |  |  |  | No Match | Electronic | [5 empty] | Federally-Regulated Consumer Product | 1995-04-28 |  | 1997-02-01
Magnetek Universal Manufacturing | Universal | 412-L-SLH-TC-P | 120 |  | 1 |  | Rapid |  |  |  |  | No Match | Magnetic | [5 empty] | Federally-Regulated Consumer Product | 1996-12-02 |  | 1997-02-01
Lumisistemas | C.E.W. Lighting | 8FR240/120ES | 120 |  | 2 |  | Rapid |  |  |  |  | No Match | Magnetic | [5 empty] | Federally-Regulated Consumer Product | 1992-01-17 |  | 1992-12-01
Advance Transformer Co. S.A. de C.V. | Handy Man Electric Co. | ES3000 | 120 |  | 2 |  | No Match |  |  |  |  | No Match | No Match | [5 empty] | Non Federally-Regulated | 1983-06-01 |  | 2000-04-13
Advance Transformer Co. S.A. de C.V. | Master Electrician | 503045 | 120 |  | 2 |  | No Match |  |  |  |  | No Match | Magnetic | [5 empty] | Federally-Regulated Consumer Product | 1998-03-01 |  | 2000-04-13
Techmedia Lighting, Inc. | Techlite | 432T120I | 120 |  | 4 |  | Instant |  |  |  |  | No Match | Electronic | [5 empty] | Federally-Regulated Consumer Product | 1996-05-23 |  | 1997-02-01
Magnetek Universal Manufacturing | Triad | B14OT277RH | 277 |  | 1 |  | No Match |  |  |  |  | No Match | No Match | [5 empty] | Federally-Regulated Consumer Product | 1997-02-01 |  | 2000-04-13
Pornsak Electronic Corp. | Sukhothai | EB-01 | 120 |  | 1 |  | No Match |  |  |  |  | No Match | No Match | [5 empty] | Federally-Regulated Consumer Product | 1992-01-15 |  | 1992-11-30
Fulham Co., Inc. | Fulham Co., Inc. | FEP 400 120 132 | 120 |  | 1 |  | Rapid |  |  |  |  | No Match | Electronic | [5 empty] | Federally-Regulated Consumer Product | 1995-04-28 |  | 1997-02-01
Valmont Electric | General Electric | 8G1074W | 120 |  | 1 |  | No Match |  |  |  |  | No Match | No Match | [5 empty] | Non Federally-Regulated | 1989-10-01 |  | 1991-09-01
Lutron Electronics Co., Inc. | Hi-Lume | FDB-T524-277-2 | 277 |  | 2 | Other | Programmed |  |  |  |  | Continuous | Electronic | 1 |  |  |  |  | Non Federally-Regulated | 2008-01-30 |  | 2009-12-08
Lutron Electronics Co., Inc. | Hi-Lume | FDB-T554-120-2 | 120 |  | 2 | Other | Programmed |  |  |  |  | Continuous | Electronic | 1 |  |  |  |  | Non Federally-Regulated | 2008-01-30 |  | 2009-12-08
Valmont Electric | Ultra-Miser | E432PI277G01 | 277 |  | 4 |  | No Match |  |  |  |  | No Match | Electronic | [5 empty] | Voluntarily Certified | 1997-02-01 |  | 2000-04-13
Magnetek Universal Manufacturing | Triad | B340R277HP | 277 |  | 3 |  | No Match |  |  |  |  | No Match | Electronic | [5 empty] | Voluntarily Certified | 1995-04-01 |  | 2000-04-13
Lumisistemas | American Louver Co. | V275S277 | 277 |  | 2 |  | No Match |  |  |  |  | No Match | No Match | [5 empty] | Federally-Regulated Consumer Product | 1992-12-01 |  | 1995-04-01
Signify North America Corporation | Philips Lighting Electronics North America | RCN-3S32-SC | 120 |  | 3 | Other | Programmed |  |  |  |  | Non-BallastDimming | Electronic | 0.98 |  |  |  |  | Non Federally-Regulated | 2009-06-22 |  | 2012-09-06
Cheyenne Products, LLC | Cheyenne Technology | CT2-T12-120-RS | 120 |  | 2 |  | No Match |  |  |  |  | No Match | Electronic | [5 empty] | Federally-Regulated Consumer Product | 1994-02-07 |  | 1995-04-01
MW McWong International | Pacific Ballast | IS-260G | 120 |  | 2 |  | Instant |  |  |  |  | No Match | Magnetic | [5 empty] | Federally-Regulated Consumer Product | 1994-10-24 |  | 1995-04-01
Fulham Co., Inc. | Fulham Co., Inc. | FEP 900 277 432LW | 277 |  | 4 |  | No Match |  |  |  |  | No Match | Electronic | [5 empty] | Voluntarily Certified | 1997-02-01 |  | 2000-04-13
Fulham Co., Inc. | Fulham Co., Inc. | FEP 1200 120 232 | 120 |  | 2 |  | Rapid |  |  |  |  | No Match | Electronic | [5 empty] | Federally-Regulated Consumer Product | 1995-04-28 |  | 1997-02-01
Fulham Co., Inc. | Fulham Co., Inc. | FEP 1200 120 240 | 120 |  | 2 |  | No Match |  |  |  |  | No Match | Electronic | [5 empty] | Federally-Regulated Consumer Product | 1997-02-01 |  | 2000-04-13
Advance Transformer Co. S.A. de C.V. | Advance Transformer | VEL2S11ORHTP | 277 |  | 2 |  | No Match |  |  |  |  | No Match | No Match | [5 empty] | Federally-Regulated Consumer Product | 1992-12-01 |  | 2000-04-13
Elba Corp. | Elba Electronic Ballast | ERP-240-L | 120 |  | 2 |  | No Match |  |  |  |  | No Match | No Match | [5 empty] | Federally-Regulated Consumer Product | 1992-03-13 |  | 1996-11-26
Elba Corp. | Elba Electronic Ballast | FLX-60DC | 120 |  | 2 |  | No Match |  |  |  |  | No Match | No Match | [5 empty] | Non Federally-Regulated | 1988-06-01 |  | 2000-04-13
GE Appliances, a Haier company | True Value | 503 045 | 120 |  | 2 |  | No Match |  |  |  |  | No Match | No Match | [5 empty] | Non Federally-Regulated | 1986-08-01 |  | 2015-09-03
Advance Transformer Co. S.A. de C.V. | Advance Transformer | V 140-2-TP | 277 |  | 1 |  | No Match |  |  |  |  | No Match | Magnetic | [5 empty] | Federally-Regulated Consumer Product | 1997-02-01 |  | 2000-04-13
Magnetek Universal Manufacturing | Magnetek Triad | B240R277RH | 277 |  | 2 |  | No Match |  |  |  |  | No Match | No Match | [5 empty] | Federally-Regulated Consumer Product | 1992-12-01 |  | 2000-04-13
Aromat Corp. | Nais | ES340R277H2 | 277 |  | 3 |  | Rapid |  |  |  |  | No Match | Electronic | [5 empty] | Federally-Regulated Consumer Product | 1995-01-31 |  | 1995-04-01
Magnetek Universal Manufacturing | Triad | B240R277RH | 277 |  | 2 |  | No Match |  |  |  |  | No Match | No Match | [5 empty] | Federally-Regulated Consumer Product | 1992-12-29 |  | 1996-12-02
Elba Corp. | Elba Electronic Ballast | EVP-24O-L | 277 |  | 2 |  | No Match |  |  |  |  | No Match | No Match | [5 empty] | Federally-Regulated Consumer Product | 1992-12-01 |  | 2000-04-13
Valmont Electric | Ultra-Miser | E132PI120G01 | 120 |  | 1 |  | Instant |  |  |  |  | No Match | Electronic | [5 empty] | Federally-Regulated Consumer Product | 1995-04-28 |  | 1997-02-01
Signify North America Corporation | Philips Lighting Electronics North America | REZ-132-SC | 120 |  | 1 | Other | Programmed |  |  |  |  | Continuous | Electronic | 0.98 |  |  |  |  | Non Federally-Regulated | 2009-06-22 |  | 2012-09-06
Signify North America Corporation | Philips Advance | IOP-2S32-SC-SD | 120 |  | 2 | Other | Programmed |  |  |  |  | Stepped | Electronic | 0.99 |  |  |  |  | Non Federally-Regulated | 2013-10-11 |  | 2014-10-01
Fulham Co., Inc. | Fulham Co., Inc. | FEP 900 120 332LW | 120 |  | 3 |  | No Match |  |  |  |  | No Match | Electronic | [5 empty] | Voluntarily Certified | 1997-02-01 |  | 2000-04-13
Current – HLI Brands – HLI Solutions, Inc. | Intelect Ballast | P120-13RS | 120 |  | 1 |  | Rapid |  |  |  |  | No Match | Electronic | [5 empty] | Federally-Regulated Consumer Product | 1994-09-28 |  | 2015-09-02
Signify North America Corporation | Philips Lighting Electronics North America | VZT-154 | 277 |  | 1 | Other | Programmed |  |  |  |  | Continuous | Electronic | 0.98 |  |  |  |  | Non Federally-Regulated | 2009-06-22 |  | 2012-09-06
Signify North America Corporation | Philips Lighting Electronics North America | REL-4P32-LW-SC | 120 |  | 4 | Other | Instant |  |  |  |  | Non-BallastDimming | Electronic | 0.98 |  |  |  |  | Non Federally-Regulated | 2009-06-22 |  | 2012-09-06
Howard Industries, Inc. | Howard Industries | EC1/32IS-277 | 277 |  | 1 |  | Instant |  |  |  |  | No Match | Electronic | [5 empty] | Federally-Regulated Consumer Product | 1995-04-07 |  | 1997-02-01
Signify North America Corporation | Philips Advance | ICN-2S86 | 120 - 277 (inclusive) |  | 2 |  | Programmed |  |  |  | 172 |  | Electronic | 0.99 | 0.9 | 162.57 | 0.89 | 0.879 | Federally-Regulated Commercial & Industrial Equipment | 2015-07-10 |  | 2015-07-10
Magnetek Universal Manufacturing | Jefferson | 304-4791-800 | 120 |  | 2 |  | No Match |  |  |  |  | No Match | No Match | [5 empty] | Non Federally-Regulated | 1989-09-06 |  | 1996-12-02
AAA Electronic Ballast Co. | AAA Electronic Ballast Co. | 277-232 | 277 |  | 2 |  | No Match |  |  |  |  | No Match | Electronic | [5 empty] | Non Federally-Regulated | 1997-02-01 |  | 2000-04-13
Motorola Lighting, Inc. | Motorola | M1-RN-T12-1LL-120 | 120 |  | 1 |  | Rapid |  |  |  |  | No Match | Electronic | [5 empty] | Federally-Regulated Consumer Product | 1996-03-07 |  | 1997-02-01
Advance Transformer Co. S.A. de C.V. | Advance Transformer | RK2S40-TP | 120 |  | 2 |  | No Match |  |  |  |  | No Match | No Match | [5 empty] | Federally-Regulated Consumer Product | 1992-12-01 |  | 1997-02-01
Thomas Industries | Third Generation | REB-140-120 | 120 |  | 1 |  | No Match |  |  |  |  | No Match | No Match | [5 empty] | Federally-Regulated Consumer Product | 1991-09-12 |  | 1991-09-01
Techmedia Lighting, Inc. | Techlite | 232T277 | 277 |  | 2 |  | Rapid |  |  |  |  | No Match | Electronic | [5 empty] | Federally-Regulated Consumer Product | 1996-05-15 |  | 1997-02-01
Advance Transformer Co. S.A. de C.V. | Advance Transformer | REI2P75-TP | 120 |  | 2 |  | No Match |  |  |  |  | No Match | Electronic | [5 empty] | Federally-Regulated Consumer Product | 1997-02-01 |  | 2000-04-13
Magnetek Universal Manufacturing | Triad | B260I277HP | 277 |  | 2 |  | Instant |  |  |  |  | No Match | Electronic | [5 empty] | Federally-Regulated Consumer Product | 1995-03-09 |  | 1995-04-01
Lutron Electronics Co., Inc. | Hi-Lume 3D | H3D T817 C UNV 1 17 | 120 - 277 (inclusive) |  | 1 | Other | Programmed |  |  |  |  | Continuous | Electronic | 1 |  |  |  |  | Non Federally-Regulated | 2009-08-31 |  | 2009-12-08
Etta Industries | Etta Industries | E2S-277A2 | 277 |  | 2 |  | No Match |  |  |  |  | No Match | No Match | [5 empty] | Federally-Regulated Consumer Product | 1990-05-03 |  | 1992-12-23
Advance Transformer Co. S.A. de C.V. | Advance Transformer | VK134-TP | 277 |  | 1 |  | Rapid |  |  |  |  | No Match | Cathode cut-out | [5 empty] | Federally-Regulated Consumer Product | 1996-03-14 |  | 2009-03-12
Lumisistemas | Atlas Electric | E275 TP120 | 120 |  | 2 |  | Instant |  |  |  |  | No Match | Magnetic | [5 empty] | Federally-Regulated Consumer Product | 1992-10-23 |  | 1992-12-01
Signify North America Corporation | Philips Lighting Electronics North America | RMB-1P13-S2-H | 120 |  | 1 | Designed (not labeled) for use | Instant |  |  |  |  | Non-BallastDimming | Electronic | 0.97 |  |  |  |  | Non Federally-Regulated | 2009-06-22 |  | 2012-09-06
Advance A Division, Philips Electronics NA | Advance A Division, Philips Electronics NA | IZT-2S32-SC | 120 - 277 (inclusive) |  | 2 | Other | Programmed |  |  |  |  | Continuous | Electronic | 0.98 |  |  |  |  | Non Federally-Regulated | 2008-01-30 |  | 2009-06-22
Valmont Electric | Val-Miser | 8G1074W | 120 |  | 1 |  | Rapid |  |  |  |  | No Match | Magnetic | [5 empty] | Federally-Regulated Consumer Product | 1996-03-14 |  | 1997-02-01
Fulham Co., Inc. | Fulham Co., Inc. | FEP 900 120 332LW | 120 |  | 3 |  | Rapid |  |  |  |  | No Match | Electronic | [5 empty] | Federally-Regulated Consumer Product | 1995-04-28 |  | 1997-02-01
Lumisistemas | TBP & Associates | LL-275-120-TP | 120 |  | 2 |  | Instant |  |  |  |  | No Match | Magnetic | [5 empty] | Federally-Regulated Consumer Product | 1993-07-08 |  | 1995-04-01
GE Appliances, a Haier company | General Electric | M28-277-2 | 277 |  | 2 |  | No Match |  |  |  |  | No Match | No Match | [5 empty] | Non Federally-Regulated | 1988-06-01 |  | 2015-09-03
MW McWong International | Pacific Ballast | ES-27-240-TP | 277 |  | 2 |  | No Match |  |  |  |  | No Match | Magnetic | [5 empty] | Federally-Regulated Consumer Product | 1992-11-10 |  | 1996-03-07
Lumisistemas | Damar Worldwide, Inc. | 275-SLH-TC-P | 120 |  | 2 |  | Instant |  |  |  |  | No Match | Magnetic | [5 empty] | Federally-Regulated Consumer Product | 1994-10-12 |  | 1995-04-01
Lumisistemas | Lumisistemas | R-2110-277-CP | 277 |  | 2 |  | No Match |  |  |  |  | No Match | No Match | [5 empty] | Federally-Regulated Consumer Product | 1991-09-01 |  | 1991-09-11
Toshiba | Toshiba | FMB32RP1-120 | 120 |  | 1 |  | Rapid |  |  |  |  | No Match | Electronic | [5 empty] | Federally-Regulated Consumer Product | 1995-04-13 |  | 1997-02-01
Advance A Division, Philips Electronics NA | Advance A Division, Philips Electronics NA | IDA-4S32 | 120 - 277 (inclusive) |  | 4 | Other | Programmed |  |  |  |  | Continuous | Electronic | 0.98 |  |  |  |  | Non Federally-Regulated | 2008-01-30 |  | 2009-06-22
Valmont Electric | Valmont Electric | 8G1034W | 277 |  | 2 |  | No Match |  |  |  |  | No Match | Magnetic | [5 empty] | Federally-Regulated Consumer Product | 1997-02-01 |  | 2000-04-13
Advance A Division, Philips Electronics NA | Advance A Division, Philips Electronics NA | VEL-1P32-LW-SC | 277 |  | 1 | Other | Instant |  |  |  |  | Non-BallastDimming | Electronic | 0.98 |  |  |  |  | Non Federally-Regulated | 2008-01-30 |  | 2009-06-22
King Technology, Inc. | Kingtec | 232K2-277 | 277 |  | 2 |  | No Match |  |  |  |  | No Match | Electronic | [5 empty] | Non Federally-Regulated | 1995-04-01 |  | 2000-04-13
Advance A Division, Philips Electronics NA | Advance A Division, Philips Electronics NA | VEL-4P32-SC | 277 |  | 4 | Other | Instant |  |  |  |  | Non-BallastDimming | Electronic | 0.98 |  |  |  |  | Non Federally-Regulated | 2008-01-30 |  | 2009-06-22
Lumisistemas | Lumi-Kon | AS-260-120-CP | 120 |  | 2 |  | No Match |  |  |  |  | No Match | Magnetic | [5 empty] | Federally-Regulated Consumer Product | 1995-04-01 |  | 2000-04-13
Valmont Electric | Maxi-Miser II | 8G1078W | 120 |  | 1 |  | No Match |  |  |  |  | No Match | Magnetic | [5 empty] | Federally-Regulated Consumer Product | 1997-02-01 |  | 2000-04-13
Advance A Division, Philips Electronics NA | Advance A Division, Philips Electronics NA | V-2E75-S-TP | 277 |  | 2 | Other | Instant |  |  |  |  | Non-BallastDimming | Magnetic | 0.95 |  |  |  |  | Federally-Regulated Consumer Product | 2008-01-30 |  | 2009-06-22
Fyrnetics, Inc. | Accutech | 9256 | 120 |  | 2 |  | No Match |  |  |  |  | No Match | No Match | [5 empty] | Non Federally-Regulated | 1986-08-01 |  | 2000-04-13
Advance Transformer Co. S.A. de C.V. | Advance Transformer | RK2S32TP | 120 |  | 2 |  | No Match |  |  |  |  | No Match | Cathode cut-out | [5 empty] | Non Federally-Regulated | 1995-04-01 |  | 2000-04-13
Advance Transformer Co. S.A. de C.V. | Advance Transformer | R14OTP | 120 |  | 1 |  | No Match |  |  |  |  | No Match | No Match | [5 empty] | Non Federally-Regulated | 1988-06-01 |  | 2000-04-13
Magnetek Universal Manufacturing | Triad | B432R277HP | 277 |  | 4 |  | No Match |  |  |  |  | No Match | Electronic | [5 empty] | Voluntarily Certified | 1995-04-01 |  | 2000-04-13
Valmont Electric | Electronic | E140SR120G01 | 120 |  | 1 |  | No Match |  |  |  |  | No Match | Electronic | [5 empty] | Federally-Regulated Consumer Product | 1997-02-01 |  | 2000-04-13
Aromat Corp. | Nais | EP275I12OH2 | 120 |  | 2 |  | No Match |  |  |  |  | No Match | Electronic | [5 empty] | Federally-Regulated Consumer Product | 1995-04-01 |  | 2000-04-13
Advance A Division, Philips Electronics NA | Advance A Division, Philips Electronics NA | ICN-2S54-WL | 120 - 277 (inclusive) |  | 2 | Other | Programmed |  |  |  |  | Non-BallastDimming | Electronic | 0.98 |  |  |  |  | Non Federally-Regulated | 2008-01-30 |  | 2009-06-22
Energy Technologies Corp. | Cool Temp | S120-1T48-AO | 120 |  | 1 |  | No Match |  |  |  |  | No Match | No Match | [5 empty] | Non Federally-Regulated | 1988-06-01 |  | 1989-10-01
Magnetek Universal Manufacturing | Triad | B232I120L | 120 |  | 1 |  | Instant |  |  |  |  | No Match | Electronic | [5 empty] | Federally-Regulated Consumer Product | 1995-03-08 |  | 1995-04-01
Valmont Electric | Maxi-Miser II | 8G1088W | 120 |  | 1 |  | No Match |  |  |  |  | No Match | Magnetic | [5 empty] | Federally-Regulated Consumer Product | 1997-02-01 |  | 2000-04-13
RTC Marketing Co. | RTC Marketing Co. | GLRS240P-30 | 120 |  | 2 |  | Rapid |  |  |  |  | No Match | Magnetic | [5 empty] | Federally-Regulated Consumer Product | 1996-11-22 |  | 1997-02-01
Electronic Ballast Tech. | Electronic Ballast Tech. | SSB1-277-2/96HOLH | 277 |  | 2 |  | Rapid |  |  |  |  | No Match | Electronic | [5 empty] | Federally-Regulated Consumer Product | 1996-03-07 |  | 1997-02-01
Advance A Division, Philips Electronics NA | Advance A Division, Philips Electronics NA | REL-1S40-SC | 120 |  | 1 | Other | Rapid |  |  |  |  | Non-BallastDimming | Electronic | 0.98 | 0.9 |  |  |  | Federally-Regulated Consumer Product | 2008-01-30 |  | 2009-06-22
Lutron Electronics Co., Inc. | Hi-Lume 3D | H3D T514 C UNV 2 10 | 120 - 277 (inclusive) |  | 2 | Other | Programmed |  |  |  |  | Continuous | Electronic | 0.99 |  |  |  |  | Non Federally-Regulated | 2009-08-31 |  | 2009-12-08
Lumisistemas | Rangaire | SS-240-120-CP | 120 |  | 2 |  | No Match |  |  |  |  | No Match | Magnetic | [5 empty] | Federally-Regulated Consumer Product | 1995-04-01 |  | 2000-04-13
Signify North America Corporation | Philips Advance | IOP-3P32-N | 277 |  | 3 | Other | Instant |  |  |  |  | Non-BallastDimming | Electronic | 0.98 |  |  |  |  | Non Federally-Regulated | 2014-10-01 |  | 2014-10-01
Magnetek Universal Manufacturing | Triad | B232I277L | 277 |  | 2 |  | No Match |  |  |  |  | No Match | Electronic | [5 empty] | Non Federally-Regulated | 1995-04-01 |  | 2000-04-13
Advance A Division, Philips Electronics NA | Advance A Division, Philips Electronics NA | REL-4P32-SC | 120 |  | 4 | Other | Instant |  |  |  |  | Non-BallastDimming | Electronic | 0.98 |  |  |  |  | Non Federally-Regulated | 2008-01-30 |  | 2009-06-22
Lumisistemas | Regent Lighting | ES3000 (A) | 120 |  | 2 |  | No Match |  |  |  |  | No Match | Magnetic | [5 empty] | Federally-Regulated Consumer Product | 1995-04-01 |  | 2000-04-13
Motorola Lighting, Inc. | Motorola | M1-RN-T12-1LL-277 | 277 |  | 1 |  | No Match |  |  |  |  | No Match | Electronic | [5 empty] | Federally-Regulated Consumer Product | 1997-02-01 |  | 2000-04-13
Advance A Division, Philips Electronics NA | Advance A Division, Philips Electronics NA | REL-1P32-SC | 120 |  | 1 | Other | Instant |  |  |  |  | Non-BallastDimming | Electronic | 0.98 |  |  |  |  | Non Federally-Regulated | 2008-01-30 |  | 2009-06-22
Advance A Division, Philips Electronics NA | Advance A Division, Philips Electronics NA | RCN-4S32-SC | 120 |  | 4 | Other | Programmed |  |  |  |  | Non-BallastDimming | Electronic | 0.98 |  |  |  |  | Non Federally-Regulated | 2008-01-30 |  | 2009-06-22
Toshiba | Toshiba | FMB40RS1-120 | 120 |  | 1 |  | Rapid |  |  |  |  | No Match | Electronic | [5 empty] | Federally-Regulated Consumer Product | 1995-04-13 |  | 1997-02-01
Magnetek Universal Manufacturing | Triad | B240T120RH | 120 |  | 2 |  | No Match |  |  |  |  | No Match | Electronic | [5 empty] | Federally-Regulated Consumer Product | 1997-02-01 |  | 2000-04-13
Valmont Electric | Valmont Electric | 8G1038W | 277 |  | 2 |  | No Match |  |  |  |  | No Match | No Match | [5 empty] | Federally-Regulated Consumer Product | 1997-02-01 |  | 2000-04-13
Signify North America Corporation | Philips Lighting Electronics North America | VEZ-132-SC | 277 |  | 1 | Other | Programmed |  |  |  |  | Continuous | Electronic | 0.98 |  |  |  |  | Non Federally-Regulated | 2009-06-22 |  | 2012-09-06
Signify North America Corporation | Philips Advance | IOP-4P32-HL-90C-SC | 277 |  | 4 | Other | Instant |  |  |  |  | Non-BallastDimming | Electronic | 0.99 |  |  |  |  | Non Federally-Regulated | 2014-10-01 |  | 2014-10-01
Advance A Division, Philips Electronics NA | Advance A Division, Philips Electronics NA | VEL-2P59-SC | 277 |  | 2 | Other | Instant |  |  |  |  | Non-BallastDimming | Electronic | 0.98 |  |  |  |  | Non Federally-Regulated | 2008-01-30 |  | 2009-06-22
Aromat Corp. | Nais | ES2110R277H2-HO | 277 |  | 2 |  | Rapid |  |  |  |  | No Match | Electronic | [5 empty] | Federally-Regulated Consumer Product | 1994-10-12 |  | 1995-04-01
Advance A Division, Philips Electronics NA | Advance A Division, Philips Electronics NA | V-140-TP | 277 |  | 1 | Other | Rapid |  |  |  |  | Non-BallastDimming | Magnetic | 0.95 |  |  |  |  | Federally-Regulated Consumer Product | 2008-01-30 |  | 2009-06-22
Advance Transformer Co. S.A. de C.V. | Advance Transformer | RDC140 TP | 120 |  | 1 |  | No Match |  |  |  |  | No Match | Electronic | [5 empty] | Federally-Regulated Consumer Product | 1997-02-01 |  | 2000-04-13
Magnetek Universal Manufacturing | Triad | B432R120HP | 120 |  | 4 |  | Rapid |  |  |  |  | No Match | Electronic | [5 empty] | Federally-Regulated Consumer Product | 1995-03-09 |  | 1995-04-01
Aromat Corp. | Nais | ES2110R120H2-HO | 120 |  | 2 |  | No Match |  |  |  |  | No Match | Electronic | [5 empty] | Federally-Regulated Consumer Product | 1998-03-01 |  | 2000-04-13
Magnetek Universal Manufacturing | Triad | B240R120HP | 120 |  | 2 |  | Rapid |  |  |  |  | No Match | Electronic | [5 empty] | Federally-Regulated Consumer Product | 1996-12-02 |  | 1997-02-01
Lumisistemas | Regent Lighting | 84012 | 120 |  | 2 |  | Instant |  |  |  |  | No Match | Magnetic | [5 empty] | Federally-Regulated Consumer Product | 1995-08-16 |  | 1997-02-01
Valmont Electric | Val-Miser | 296SL120ES | 120 |  | 2 |  | No Match |  |  |  |  | No Match | Magnetic | [5 empty] | Federally-Regulated Consumer Product | 1997-02-01 |  | 2000-04-13
Howard Industries, Inc. | Howard Industries | EC3/32IS-277 | 277 |  | 3 |  | Instant |  |  |  |  | No Match | Electronic | [5 empty] | Federally-Regulated Consumer Product | 1995-04-07 |  | 2009-03-12
Advance A Division, Philips Electronics NA | Advance A Division, Philips Electronics NA | IOP-4P32-SC | 120 - 277 (inclusive) |  | 4 | Other | Instant |  |  |  |  | Non-BallastDimming | Electronic | 0.98 |  |  |  |  | Non Federally-Regulated | 2008-01-30 |  | 2009-06-22
Triad / Utrad | Ballastar | B-140R277 | 277 |  | 1 |  | No Match |  |  |  |  | No Match | No Match | [5 empty] | Non Federally-Regulated | 1987-04-01 |  | 2000-04-13
Electronic Ballast Tech. | Electronic Ballast Tech. | SSB1-277-1/4O LH | 277 |  | 1 |  | No Match |  |  |  |  | No Match | No Match | [5 empty] | Federally-Regulated Consumer Product | 1992-12-01 |  | 2000-04-13
Lumisistemas | American Louver Co. | V2110RS120 | 120 |  | 2 |  | No Match |  |  |  |  | No Match | No Match | [5 empty] | Federally-Regulated Consumer Product | 1992-12-01 |  | 1995-04-01
Advance Transformer Co. S.A. de C.V. | Handyman | ES-1011 | 120 |  | 2 |  | No Match |  |  |  |  | No Match | Magnetic | [5 empty] | Federally-Regulated Consumer Product | 1998-03-01 |  | 2000-04-13
Industrias Solabasic | Osram Sylvania, Inc. | 48025 | 120 |  | 2 |  | Rapid |  |  |  |  | No Match | Magnetic | [5 empty] | Federally-Regulated Consumer Product | 2000-04-14 |  | 2009-03-12
Advance A Division, Philips Electronics NA | Advance A Division, Philips Electronics NA | HCN-4S54-90C-2LS-G | 347 - 480 (inclusive) |  | 4 | Other | Programmed |  |  |  |  | Non-BallastDimming | Electronic | 0.98 |  |  |  |  | Non Federally-Regulated | 2008-01-30 |  | 2009-06-22
Signify North America Corporation | Philips Lighting Electronics North America | V-2P32-TP | 277 |  | 2 | Other | Rapid |  |  |  |  | Non-BallastDimming | Magnetic | 0.95 |  |  |  |  | Non Federally-Regulated | 2009-06-22 |  | 2012-09-06
Signify North America Corporation | Philips Lighting Electronics North America | VEL-2P32-LW-SC | 277 |  | 2 | Other | Instant |  |  |  |  | Non-BallastDimming | Electronic | 0.98 |  |  |  |  | Non Federally-Regulated | 2009-06-22 |  | 2012-09-06
Lutron Electronics Co., Inc. | Ecosystem | EC5 T554 J 277 2 | 277 |  | 2 | Other | Programmed |  |  |  |  | Continuous | Electronic | 1 |  |  |  |  | Non Federally-Regulated | 2008-01-30 |  | 2009-12-08
Energy Technologies Corp. | Cool Temp | H120-1T48-A0 | 120 |  | 1 |  | No Match |  |  |  |  | No Match | No Match | [5 empty] | Non Federally-Regulated | 1986-08-01 |  | 2000-04-13
Oasis International | Sylvania | QMS2x28T5/UNV 95-TCL | 120 - 277 (inclusive) |  | 2 | Other | Programmed |  |  |  |  | Continuous | Electronic | 1 |  |  |  |  | Non Federally-Regulated | 2012-07-17 |  | 2012-07-17
Etta Industries | Etta Industries | EC2S-120F96 | 120 |  | 2 |  | No Match |  |  |  |  | No Match | Electronic | [5 empty] | Federally-Regulated Consumer Product | 1995-04-01 |  | 1997-02-01
Advance Transformer Co. S.A. de C.V. | Advance Transformer | V2S110-TP | 277 |  | 2 |  | Rapid |  |  |  |  | No Match | Magnetic | [5 empty] | Federally-Regulated Consumer Product | 1996-03-14 |  | 2009-03-12
Fulham Co., Inc. | Fulham Co., Inc. | FEP 900 277 432LW | 277 |  | 4 |  | No Match |  |  |  |  | No Match | Electronic | [5 empty] | Voluntarily Certified | 1995-04-01 |  | 1995-04-28
Valmont Electric | Ultra-Miser | E232SR277G01 | 277 |  | 2 |  | Rapid |  |  |  |  | No Match | Electronic | [5 empty] | Federally-Regulated Consumer Product | 1995-04-28 |  | 1997-02-01
GE Appliances, a Haier company | General Electric | 240RS-120-PMI | 120 |  | 2 |  | No Match |  |  |  |  | No Match | No Match | [5 empty] | Non Federally-Regulated | 1986-08-01 |  | 2015-09-03
Electronic Ballast Tech. | Electronic Ballast Tech. | SSB2-277-2/32ISLH | 277 |  | 2 |  | No Match |  |  |  |  | No Match | No Match | [5 empty] | Federally-Regulated Consumer Product | 1991-09-06 |  | 1991-09-01
Advance A Division, Philips Electronics NA | Advance A Division, Philips Electronics NA | IZT-3S32-SC | 120 - 277 (inclusive) |  | 3 | Other | Programmed |  |  |  |  | Continuous | Electronic | 0.98 |  |  |  |  | Non Federally-Regulated | 2008-01-30 |  | 2009-06-22
Signify North America Corporation | Philips Advance | IOP-4PSP32-SC | 277 |  | 4 | Other | Programmed |  |  |  |  | Non-BallastDimming | Electronic | 0.99 |  |  |  |  | Non Federally-Regulated | 2014-10-01 |  | 2014-10-01
Advance Transformer Co. S.A. de C.V. | Master Electrician | 474809 | 120 |  | 2 |  | No Match |  |  |  |  | No Match | No Match | [5 empty] | Non Federally-Regulated | 1989-10-01 |  | 1991-09-01
Lutron Electronics Co., Inc. | Hi-Lume 3D | H3D T825 C UNV 1 10 | 120 - 277 (inclusive) |  | 1 | Other | Programmed |  |  |  |  | Continuous | Electronic | 1 |  |  |  |  | Non Federally-Regulated | 2009-08-31 |  | 2009-12-08
Advance Transformer Co. S.A. de C.V. | Advance Transformer | VEL 2S40 TP | 277 |  | 2 |  | No Match |  |  |  |  | No Match | No Match | [5 empty] | Federally-Regulated Consumer Product | 1992-12-01 |  | 1997-02-01
Magnetek Universal Manufacturing | Universal | 827-SLH-TC-P | 277 |  | 2 |  | Instant |  |  |  |  | No Match | Magnetic | [5 empty] | Federally-Regulated Consumer Product | 1996-12-02 |  | 1997-02-01
Advance Transformer Co. S.A. de C.V. | Advance Transformer | RIU40-TP | 120 |  | 1 |  | Rapid |  |  |  |  | No Match | Magnetic | [5 empty] | Federally-Regulated Consumer Product | 1996-03-14 |  | 2009-03-12
Fulham Co., Inc. | Fulham Co., Inc. | FEP 900 120 232 | 120 |  | 2 |  | No Match |  |  |  |  | No Match | Electronic | [5 empty] | Non Federally-Regulated | 1997-02-01 |  | 2000-04-13
Advance A Division, Philips Electronics NA | Advance A Division, Philips Electronics NA | IDA-154 | 120 - 277 (inclusive) |  | 1 | Other | Programmed |  |  |  |  | Continuous | Electronic | 0.98 |  |  |  |  | Non Federally-Regulated | 2008-01-30 |  | 2009-06-22
Advance Transformer Co. S.A. de C.V. | Advance Transformer | R2S110-TP | 120 |  | 2 |  | Rapid |  |  |  |  | No Match | Magnetic | [5 empty] | Federally-Regulated Consumer Product | 1996-03-14 |  | 2009-03-12
Advance A Division, Philips Electronics NA | Advance A Division, Philips Electronics NA | R-3S34-TP | 120 |  | 3 | Other | Rapid |  |  |  |  | Non-BallastDimming | Magnetic | 0.97 |  |  |  |  | Non Federally-Regulated | 2008-01-30 |  | 2009-06-22
Cheyenne Products, LLC | Cheyenne Technology | CT2-T8-120-RS | 120 |  | 2 |  | No Match |  |  |  |  | No Match | Electronic | [5 empty] | Non Federally-Regulated | 1995-04-01 |  | 2000-04-13
Magnetek Universal Manufacturing | Jefferson | 304-4798-800 | 277 |  | 2 |  | Instant |  |  |  |  | No Match | Magnetic | [5 empty] | Federally-Regulated Consumer Product | 1996-12-02 |  | 1997-02-01
Magnetek Universal Manufacturing | Triad | B240I277HP | 277 |  | 2 |  | No Match |  |  |  |  | No Match | Electronic | [5 empty] | Non Federally-Regulated | 1995-04-01 |  | 2000-04-13
Triad / Utrad | Ballastar | B-240R277 | 277 |  | 2 |  | No Match |  |  |  |  | No Match | No Match | [5 empty] | Non Federally-Regulated | 1983-06-01 |  | 2000-04-13
Lumisistemas | Regent Lighting | 84012 | 120 |  | 2 |  | Rapid |  |  |  |  | No Match | Magnetic | [5 empty] | Federally-Regulated Consumer Product | 1993-10-12 |  | 1995-08-16
Lutron Electronics Co., Inc. | Ecosystem | EC5 T521 J UNV 2 | 120 - 277 (inclusive) |  | 2 | Other | Programmed |  |  |  |  | Continuous | Electronic | 1 |  |  |  |  | Non Federally-Regulated | 2008-10-30 |  | 2009-12-08
Magnetek Universal Manufacturing | Universal | 4V367 | 120 |  | 2 |  | No Match |  |  |  |  | No Match | No Match | [5 empty] | Non Federally-Regulated | 1989-06-06 |  | 1995-04-01
Toshiba | Toshiba | FMB32IS4-277 | 277 |  | 4 |  | No Match |  |  |  |  | No Match | Electronic | [5 empty] | Voluntarily Certified | 1995-04-01 |  | 1995-04-17
Lumisistemas | Regent Lighting | RL-R-2E75-S-TP | 120 |  | 2 |  | Instant |  |  |  |  | No Match | Magnetic | [5 empty] | Federally-Regulated Consumer Product | 1993-06-08 |  | 1995-04-01
Motorola Lighting, Inc. | Motorola | M2-RN-T8-10C-277 | 277 |  | 2 |  | Rapid |  |  |  |  | No Match | Electronic | [5 empty] | Federally-Regulated Consumer Product | 1994-10-07 |  | 1995-04-01
Valmont Electric | Ultra-Miser | E140SR120 | 120 |  | 1 |  | No Match |  |  |  |  | No Match | No Match | [5 empty] | Federally-Regulated Consumer Product | 1991-09-01 |  | 2000-04-13
Motorola Lighting, Inc. | Motorola | M2-IN-T8-120 | 120 |  | 2 |  | No Match |  |  |  |  | No Match | Electronic | [5 empty] | Non Federally-Regulated | 1995-04-01 |  | 2000-04-13
Signify North America Corporation | Philips Lighting Electronics North America | REZ-2S54 | 120 |  | 2 | Other | Programmed |  |  |  |  | Continuous | Electronic | 0.98 |  |  |  |  | Non Federally-Regulated | 2009-06-22 |  | 2012-09-06
Advance A Division, Philips Electronics NA | Advance A Division, Philips Electronics NA | VCN-3S32-SC | 277 |  | 3 | Other | Programmed |  |  |  |  | Non-BallastDimming | Electronic | 0.98 |  |  |  |  | Non Federally-Regulated | 2008-01-30 |  | 2009-06-22
Valmont Electric | Valmont Electric | M28-277 | 277 |  | 2 |  | No Match |  |  |  |  | No Match | No Match | [5 empty] | Federally-Regulated Consumer Product | 1992-12-01 |  | 1997-02-01
Valmont Electric | Valmont Electric | 240RS-120-PM | 120 |  | 2 |  | No Match |  |  |  |  | No Match | No Match | [5 empty] | Federally-Regulated Consumer Product | 1991-09-01 |  | 2000-04-13
Techmedia Lighting, Inc. | Techlite | 296T120T8 | 120 |  | 2 |  | Instant |  |  |  |  | No Match | Electronic | [5 empty] | Federally-Regulated Consumer Product | 1996-05-17 |  | 1997-02-01
Magnetek Universal Manufacturing | Triad | B240I120HP | 120 |  | 2 |  | Instant |  |  |  |  | No Match | Electronic | [5 empty] | Federally-Regulated Consumer Product | 1995-03-09 |  | 1995-04-01
RTC Marketing Co. | RTC Marketing Co. | GLRS240P-10 | 120 |  | 2 |  | Rapid |  |  |  |  | No Match | Magnetic | [5 empty] | Federally-Regulated Consumer Product | 1996-11-22 |  | 1997-02-01
Etta Industries | Etta Industries | EC2S-120F96-D | 120 |  | 2 |  | Instant |  |  |  |  | No Match | Electronic | [5 empty] | Federally-Regulated Consumer Product | 1996-03-07 |  | 1997-02-01
Magnetek Universal Manufacturing | Universal | 3230 | 120 |  | 2 |  | No Match |  |  |  |  | No Match | No Match | [5 empty] | Federally-Regulated Consumer Product | 1995-04-01 |  | 2000-04-13
Lumisistemas | TBP & Associates | LL-275-120-TP | 120 |  | 2 |  | No Match |  |  |  |  | No Match | Magnetic | [5 empty] | Federally-Regulated Consumer Product | 1995-04-01 |  | 2000-04-13
King Technology, Inc. | Kingtec | 232K-120 | 120 |  | 2 |  | No Match |  |  |  |  | No Match | Electronic | [5 empty] | Non Federally-Regulated | 1995-04-01 |  | 2000-04-13
Aromat Corp. | Nais | ES240R277H2 | 277 |  | 2 |  | No Match |  |  |  |  | No Match | Electronic | [5 empty] | Federally-Regulated Consumer Product | 1995-04-01 |  | 2000-04-13
Electronic Ballast Tech. | Electronic Ballast Tech. | SSB1-120-1/40 LH | 120 |  | 1 |  | Rapid |  |  |  |  | No Match | Electronic | [5 empty] | Federally-Regulated Consumer Product | 1996-03-07 |  | 1997-02-01
Valmont Electric | Ultra-Miser | E14OSR120G01 | 120 |  | 1 |  | No Match |  |  |  |  | No Match | No Match | [5 empty] | Federally-Regulated Consumer Product | 1992-12-01 |  | 2000-04-13
Magnetek Universal Manufacturing | Jefferson | 304-4798-800 | 277 |  | 2 |  | No Match |  |  |  |  | No Match | Magnetic | [5 empty] | Federally-Regulated Consumer Product | 1997-02-01 |  | 2000-04-13
Valmont Electric | Valmont Electric | 8G1004W | 120 |  | 2 |  | No Match |  |  |  |  | No Match | No Match | [5 empty] | Non Federally-Regulated | 1989-10-01 |  | 1991-09-01
Aromat Corp. | Nais | E132I120H2 | 120 |  | 1 |  | No Match |  |  |  |  | No Match | Electronic | [5 empty] | Non Federally-Regulated | 1995-04-01 |  | 2000-04-13
Electronic Ballast Tech. | Electronic Ballast Tech. | SSB2-120-S/96ISLH | 120 |  | 2 |  | No Match |  |  |  |  | No Match | Electronic | [5 empty] | Federally-Regulated Consumer Product | 1992-12-01 |  | 1996-03-07
Signify North America Corporation | Philips Lighting Electronics North America | IOP-1P32-SC | 120 - 277 (inclusive) |  | 1 | Other | Instant |  |  |  |  | Non-BallastDimming | Electronic | 0.98 |  |  |  |  | Non Federally-Regulated | 2009-06-22 |  | 2012-09-06
Lumisistemas | Energy-F | R-240-120-CP | 120 |  | 2 |  | No Match |  |  |  |  | No Match | Magnetic | [5 empty] | Federally-Regulated Consumer Product | 1995-04-01 |  | 2000-04-13
Lumisistemas | Regent Lighting | ES-3000 A | 120 |  | 2 |  | No Match |  |  |  |  | No Match | Magnetic | [5 empty] | Federally-Regulated Consumer Product | 1995-04-01 |  | 2000-04-13
Lumisistemas | Damar Worldwide, Inc. | 275-SLH-TC-P | 120 |  | 2 |  | No Match |  |  |  |  | No Match | Magnetic | [5 empty] | Federally-Regulated Consumer Product | 1995-04-01 |  | 2000-04-13
Fulham Co., Inc. | Fulham Co., Inc. | FEP 900 120 332 | 120 |  | 3 |  | No Match |  |  |  |  | No Match | Electronic | [5 empty] | Voluntarily Certified | 1997-02-01 |  | 2000-04-13
Magnetek Universal Manufacturing | Universal | 806-SLH-TC-P | 120 |  | 2 |  | No Match |  |  |  |  | No Match | No Match | [5 empty] | Non Federally-Regulated | 1989-09-06 |  | 1996-12-02
Lutron Electronics Co., Inc. | Hi-Lume | FDB-T524-277-1 | 277 |  | 1 | Other | Programmed |  |  |  |  | Continuous | Electronic | 1 |  |  |  |  | Non Federally-Regulated | 2008-01-30 |  | 2009-12-08
Signify North America Corporation | Philips Advance | ICN-2P60-N | 120 |  | 2 | Other | Instant |  |  |  |  | Non-BallastDimming | Electronic | 0.99 | 0.9 |  |  |  | Federally-Regulated Consumer Product | 2014-10-01 |  | 2014-10-01
Etta Industries | Etta Industries | EC2S-120A2-D | 120 |  | 2 |  | No Match |  |  |  |  | No Match | Electronic | [5 empty] | Federally-Regulated Consumer Product | 1995-04-01 |  | 1997-02-01
Lumisistemas | American Louver Co. | V140RS120 | 120 |  | 1 |  | Rapid |  |  |  |  | No Match | Magnetic | [5 empty] | Federally-Regulated Consumer Product | 1992-01-17 |  | 1992-12-01
Fyrnetics, Inc. | Fyrnetics, Inc. | 9208 | 277 |  | 2 |  | No Match |  |  |  |  | No Match | No Match | [5 empty] | Non Federally-Regulated | 1989-10-01 |  | 2000-04-13
Fyrnetics, Inc. | Accutech | 9106 | 120 |  | 1 |  | No Match |  |  |  |  | No Match | No Match | [5 empty] | Non Federally-Regulated | 1985-04-01 |  | 2000-04-13
Advance Transformer Co. S.A. de C.V. | Advance Transformer | VIC2S40-TP | 277 |  | 2 |  | No Match |  |  |  |  | No Match | No Match | [5 empty] | Federally-Regulated Consumer Product | 1992-12-01 |  | 1997-02-01
Lumisistemas | TBP & Associates | LL240-120-TP | 120 |  | 2 |  | No Match |  |  |  |  | No Match | No Match | [5 empty] | Federally-Regulated Consumer Product | 1991-09-01 |  | 1995-04-01
Valmont Electric | Valmont Electric | 8G1084W | 120 |  | 1 |  | No Match |  |  |  |  | No Match | No Match | [5 empty] | Non Federally-Regulated | 1989-10-01 |  | 1991-09-01
MW McWong International | Pacific Ballast | IS-260G | 120 |  | 2 |  | No Match |  |  |  |  | No Match | Magnetic | [5 empty] | Federally-Regulated Consumer Product | 1995-04-01 |  | 1997-02-01
Signify North America Corporation | Philips Lighting Electronics North America | IDA-3S32-G | 120 - 277 (inclusive) |  | 3 | Other | Programmed |  |  |  |  | Continuous | Electronic | 0.98 |  |  |  |  | Non Federally-Regulated | 2009-06-22 |  | 2012-09-06
Advance A Division, Philips Electronics NA | Advance A Division, Philips Electronics NA | VEL-2P75-S | 277 |  | 2 | Other | Instant |  |  |  |  | Non-BallastDimming | Electronic | 0.98 | 0.9 |  |  |  | Federally-Regulated Consumer Product | 2008-01-30 |  | 2009-06-22
Elba Corp. | Elba Electronic Ballast | FLX-40DC | 120 |  | 2 |  | No Match |  |  |  |  | No Match | No Match | [5 empty] | Non Federally-Regulated | 1988-06-01 |  | 2000-04-13
Advance Transformer Co. S.A. de C.V. | Advance Transformer | VIC140 TP | 277 |  | 1 |  | Rapid |  |  |  |  | No Match | Electronic | [5 empty] | Federally-Regulated Consumer Product | 1996-03-14 |  | 2009-03-12
Valmont Electric | Electronic | E296PI120G01 | 120 |  | 2 |  | No Match |  |  |  |  | No Match | Electronic | [5 empty] | Federally-Regulated Consumer Product | 1997-02-01 |  | 2000-04-13
Lumisistemas | American Louver Co. | V2110RS277 | 277 |  | 2 |  | No Match |  |  |  |  | No Match | Magnetic | [5 empty] | Federally-Regulated Consumer Product | 1995-04-01 |  | 2000-04-13
Magnetek Universal Manufacturing | Energy-Lok | 304-4791-800 | 120 |  | 2 |  | No Match |  |  |  |  | No Match | No Match | [5 empty] | Federally-Regulated Consumer Product | 1992-12-01 |  | 2000-04-13
Magnetek Universal Manufacturing | Universal | 827-SLH-QP | 277 |  | 2 |  | No Match |  |  |  |  | No Match | Magnetic | [5 empty] | Federally-Regulated Consumer Product | 1997-02-01 |  | 2000-04-13
Advance Transformer Co. S.A. de C.V. | Advance Transformer | RK2S40-TP | 120 |  | 2 |  | Rapid |  |  |  |  | No Match | Cathode cut-out | [5 empty] | Federally-Regulated Consumer Product | 1996-03-14 |  | 2009-03-12
Magnetek Universal Manufacturing | Triad | B332I277RH | 277 |  | 2 |  | No Match |  |  |  |  | No Match | Electronic | [5 empty] | Non Federally-Regulated | 1995-04-01 |  | 2000-04-13
Lutron Electronics Co., Inc. | Eco-10 | ECO-T524-120-2 | 120 |  | 2 | Other | Programmed |  |  |  |  | Continuous | Electronic | 1 |  |  |  |  | Non Federally-Regulated | 2008-01-30 |  | 2009-12-08
Etta Industries | Etta Industries | EC2S-120F96-D | 120 |  | 2 |  | No Match |  |  |  |  | No Match | Electronic | [5 empty] | Federally-Regulated Consumer Product | 1997-02-01 |  | 2000-04-13
Advance Transformer Co. S.A. de C.V. | Advance Transformer | RIC140 TP | 120 |  | 1 |  | No Match |  |  |  |  | No Match | Electronic | [5 empty] | Federally-Regulated Consumer Product | 1990-03-29 |  | 1996-03-14
Signify North America Corporation | Philips Advance | IOP-3PSP32-LW-SC | 120 |  | 3 | Other | Programmed |  |  |  |  | Non-BallastDimming | Electronic | 1 |  |  |  |  | Non Federally-Regulated | 2012-08-07 |  | 2014-10-01
Etta Industries | Etta Industries | EC2S-120F96 | 120 |  | 2 |  | Rapid |  |  |  |  | No Match | Electronic | [5 empty] | Federally-Regulated Consumer Product | 1994-10-07 |  | 1995-04-01
Advance Transformer Co. S.A. de C.V. | Advance Transformer | V 2S40-1-TP | 277 |  | 2 |  | No Match |  |  |  |  | No Match | No Match | [5 empty] | Non Federally-Regulated | 1989-10-01 |  | 1992-12-01
Advance A Division, Philips Electronics NA | Advance A Division, Philips Electronics NA | VEZ-2S54 | 277 |  | 2 | Other | Programmed |  |  |  |  | Continuous | Electronic | 0.98 |  |  |  |  | Non Federally-Regulated | 2008-01-30 |  | 2009-06-22
Howard Industries, Inc. | Howard Industries | EC2/32IS-120 | 120 |  | 2 |  | No Match |  |  |  |  | No Match | Electronic | [5 empty] | Non Federally-Regulated | 1997-02-01 |  | 2000-04-13
Signify North America Corporation | Philips Advance | ICN-4P32-N | 120 |  | 4 | Other | Instant |  |  |  |  | Non-BallastDimming | Electronic | 0.99 |  |  |  |  | Non Federally-Regulated | 2014-10-01 |  | 2014-10-01
Magnetek Universal Manufacturing | Universal | 427-L-TC-P | 277 |  | 2 |  | No Match |  |  |  |  | No Match | Cathode cut-out | [5 empty] | Federally-Regulated Consumer Product | 1997-02-01 |  | 2000-04-13
Valmont Electric | Maxi-Miser II | 8G1078W | 120 |  | 1 |  | Rapid |  |  |  |  | No Match | Magnetic | [5 empty] | Federally-Regulated Consumer Product | 1996-03-14 |  | 1997-02-01
Electronic Ballast Tech. | Electronic Ballast Tech. | SSB2-120-S/96ISLH | 120 |  | 2 |  | Instant |  |  |  |  | No Match | Electronic | [5 empty] | Federally-Regulated Consumer Product | 1996-03-07 |  | 1997-02-01
Advance Transformer Co. S.A. de C.V. | Master Electrician | 503045 | 120 |  | 2 |  | No Match |  |  |  |  | No Match | No Match | [5 empty] | Federally-Regulated Consumer Product | 1991-09-01 |  | 1997-02-01
Aromat Corp. | Nais | ES332R120H2 | 120 |  | 3 |  | Rapid |  |  |  |  | No Match | Electronic | [5 empty] | Federally-Regulated Consumer Product | 1994-10-12 |  | 1995-04-01
Lutron Electronics Co., Inc. | Hi-Lume | FDB-4827-120-3 | 120 |  | 3 | Other | Programmed |  |  |  |  | Continuous | Electronic | 0.99 |  |  |  |  | Non Federally-Regulated | 2008-01-30 |  | 2009-12-08
Valmont Electric | Valmont Electric | 8G1074W | 120 |  | 1 |  | No Match |  |  |  |  | No Match | No Match | [5 empty] | Non Federally-Regulated | 1989-10-01 |  | 1991-09-01
Signify North America Corporation | Philips Lighting Electronics North America | IZT-4S32 | 120 - 277 (inclusive) |  | 4 | Other | Programmed |  |  |  |  | Continuous | Electronic | 0.98 |  |  |  |  | Non Federally-Regulated | 2009-06-22 |  | 2012-09-06
Magnetek Universal Manufacturing | Watt Reducer | 827-SLH-QP | 277 |  | 2 |  | No Match |  |  |  |  | No Match | No Match | [5 empty] | Federally-Regulated Consumer Product | 1991-09-01 |  | 2000-04-13
Toshiba | Toshiba | FMB32RP4-12O | 120 |  | 4 |  | No Match |  |  |  |  | No Match | Electronic | [5 empty] | Voluntarily Certified | 1998-03-01 |  | 2000-04-13
Fulham Co., Inc. | Fulham Co., Inc. | FEP 1800 277 296 | 277 |  | 2 |  | Rapid |  |  |  |  | No Match | Electronic | [5 empty] | Federally-Regulated Consumer Product | 1995-04-28 |  | 1997-02-01
Magnetek Universal Manufacturing | Triad | B332I120HP | 120 |  | 2 |  | No Match |  |  |  |  | No Match | Electronic | [5 empty] | Non Federally-Regulated | 1995-04-01 |  | 2000-04-13
GE Appliances, a Haier company | General Electric | M28-120 | 120 |  | 2 |  | No Match |  |  |  |  | No Match | No Match | [5 empty] | Non Federally-Regulated | 1983-06-01 |  | 2015-09-03
Advance Transformer Co. S.A. de C.V. | Advance Transformer | VEL 1S40 TP | 277 |  | 1 |  | No Match |  |  |  |  | No Match | No Match | [5 empty] | Non Federally-Regulated | 1989-10-01 |  | 1991-09-01
Magnetek Universal Manufacturing | Triad | B275I277RH | 277 |  | 2 |  | Instant |  |  |  |  | No Match | Electronic | [5 empty] | Federally-Regulated Consumer Product | 1996-12-02 |  | 1997-02-01
Magnetek Universal Manufacturing | Universal | 446-L-SLH-QP | 120 |  | 2 |  | Rapid |  |  |  |  | No Match | Magnetic | [5 empty] | Federally-Regulated Consumer Product | 1996-12-02 |  | 1997-02-01
Lumisistemas | Award Lighting Products | MX 296 | 120 |  | 2 |  | Instant |  |  |  |  | No Match | Magnetic | [5 empty] | Federally-Regulated Consumer Product | 1992-11-18 |  | 1992-12-01
Advance A Division, Philips Electronics NA | Advance A Division, Philips Electronics NA | REL-4P32-LW-SC | 120 |  | 4 | Other | Instant |  |  |  |  | Non-BallastDimming | Electronic | 0.98 |  |  |  |  | Non Federally-Regulated | 2008-01-30 |  | 2009-06-22
Signify North America Corporation | Philips Advance | ICN-2S110-SC | 120 |  | 2 | Other | Rapid |  |  |  |  | Non-BallastDimming | Electronic | 0.99 | 0.9 |  |  |  | Federally-Regulated Consumer Product | 2014-10-01 |  | 2014-10-01
Lumisistemas | Energy-F | R-140-277-CP | 277 |  | 1 |  | No Match |  |  |  |  | No Match | No Match | [5 empty] | Federally-Regulated Consumer Product | 1991-09-01 |  | 1995-04-01
Valmont Electric | Valmont Electric | M28-277-1 | 120 |  | 1 |  | No Match |  |  |  |  | No Match | No Match | [5 empty] | Federally-Regulated Consumer Product | 1992-12-01 |  | 1995-04-01
Aromat Corp. | Nais | ES232R120H2 | 120 |  | 2 |  | No Match |  |  |  |  | No Match | Electronic | [5 empty] | Non Federally-Regulated | 1995-04-01 |  | 1997-02-01
Magnetek Universal Manufacturing | Triad | B332I277L | 277 |  | 2 |  | Instant |  |  |  |  | No Match | Electronic | [5 empty] | Federally-Regulated Consumer Product | 1995-03-09 |  | 1995-04-01
Electronic Ballast Tech. | Electronic Ballast Tech. | SSB1-120-1/40 LH | 120 |  | 1 |  | No Match |  |  |  |  | No Match | Electronic | [5 empty] | Federally-Regulated Consumer Product | 1992-11-16 |  | 1996-03-07
Magnetek Universal Manufacturing | Energy-Lok | 304-4958-800 | 277 |  | 1 |  | No Match |  |  |  |  | No Match | No Match | [5 empty] | Non Federally-Regulated | 1989-10-01 |  | 1991-09-01
MW McWong International | Pacific Ballast | ES-240G | 120 |  | 2 |  | No Match |  |  |  |  | No Match | Magnetic | [5 empty] | Federally-Regulated Consumer Product | 1995-04-01 |  | 2000-04-13
Techmedia Lighting, Inc. | Techlite | 296T277T8 | 277 |  | 2 |  | Instant |  |  |  |  | No Match | Electronic | [5 empty] | Federally-Regulated Consumer Product | 1996-05-17 |  | 1997-02-01
Signify North America Corporation | Philips Lighting Electronics North America | ICN-2S54 | 120 - 277 (inclusive) |  | 2 | Other | Programmed |  |  |  |  | Non-BallastDimming | Electronic | 0.98 |  |  |  |  | Non Federally-Regulated | 2009-06-22 |  | 2012-09-06
Elba Corp. | Elba Electronic Ballast | ERP-24O-L | 120 |  | 2 |  | No Match |  |  |  |  | No Match | No Match | [5 empty] | Federally-Regulated Consumer Product | 1992-12-01 |  | 2000-04-13
Advance Transformer Co. S.A. de C.V. | Advance Transformer | REI2P75-TP | 120 |  | 2 |  | No Match |  |  |  |  | No Match | Electronic | [5 empty] | Federally-Regulated Consumer Product | 1991-09-23 |  | 1996-03-21
Lutron Electronics Co., Inc. | Eco-10 | ECO-T832-277-2 | 277 |  | 2 | Other | Programmed |  |  |  |  | Continuous | Electronic | 0.99 |  |  |  |  | Non Federally-Regulated | 2008-01-30 |  | 2009-12-08
Fulham Co., Inc. | Fulham Co., Inc. | FEP 900 277 240 | 277 |  | 2 |  | Rapid |  |  |  |  | No Match | Electronic | [5 empty] | Federally-Regulated Consumer Product | 1995-04-28 |  | 1997-02-01
Magnetek Universal Manufacturing | Triad | B332I277HP | 277 |  | 2 |  | No Match |  |  |  |  | No Match | Electronic | [5 empty] | Non Federally-Regulated | 1995-04-01 |  | 2000-04-13
Advance Transformer Co. S.A. de C.V. | Advance Transformer | V 2E75S-2-TP | 277 |  | 2 |  | No Match |  |  |  |  | No Match | No Match | [5 empty] | Federally-Regulated Consumer Product | 1991-09-01 |  | 1997-02-01
Universal Manufacturing Corp. | Genesis | 3230 | 120 |  | 2 |  | No Match |  |  |  |  | No Match | No Match | [5 empty] | Non Federally-Regulated | 1986-08-01 |  | 2000-04-13
Magnetek Universal Manufacturing | Triad | B232I277L | 277 |  | 2 |  | Instant |  |  |  |  | No Match | Electronic | [5 empty] | Federally-Regulated Consumer Product | 1995-03-09 |  | 1995-04-01
Electronic Ballast Tech. | Electronic Ballast Tech. | SSB1-120-2/40 LH | 120 |  | 2 |  | No Match |  |  |  |  | No Match | Electronic | [5 empty] | Federally-Regulated Consumer Product | 1992-12-01 |  | 1996-03-07
Valmont Electric | Ultra-Miser | E432PI277G11 | 277 |  | 4 |  | No Match |  |  |  |  | No Match | Electronic | [5 empty] | Voluntarily Certified | 1997-02-01 |  | 2000-04-13
Industrias Solabasic | Osram Sylvania, Inc. | 48126 | 277 |  | 2 |  | Instant |  |  |  |  | No Match | Magnetic | [5 empty] | Federally-Regulated Consumer Product | 2000-04-14 |  | 2009-03-12
Lumisistemas | American Louver Co. | V140RS120 | 120 |  | 1 |  | No Match |  |  |  |  | No Match | Magnetic | [5 empty] | Federally-Regulated Consumer Product | 1995-04-01 |  | 2000-04-13
Signify North America Corporation | Philips Lighting Electronics North America | IZT-132-SC | 120 - 277 (inclusive) |  | 1 | Other | Programmed |  |  |  |  | Continuous | Electronic | 0.98 |  |  |  |  | Non Federally-Regulated | 2009-06-22 |  | 2012-09-06
Magnetek Universal Manufacturing | Triad | B432R277HP | 277 |  | 3 |  | Rapid |  |  |  |  | No Match | Electronic | [5 empty] | Federally-Regulated Consumer Product | 1995-03-09 |  | 1995-04-01
Advance Transformer Co. S.A. de C.V. | Advance Transformer | V2S110-TP | 277 |  | 2 |  | No Match |  |  |  |  | No Match | Magnetic | [5 empty] | Federally-Regulated Consumer Product | 1991-09-23 |  | 1996-03-14
Advance Transformer Co. S.A. de C.V. | Advance Transformer | RIV40-TP | 120 |  | 1 |  | No Match |  |  |  |  | No Match | No Match | [5 empty] | Federally-Regulated Consumer Product | 1991-09-23 |  | 1991-10-16
Advance Transformer Co. S.A. de C.V. | Advance Transformer | RDC140 TP | 277 |  | 1 |  | No Match |  |  |  |  | No Match | No Match | [5 empty] | Federally-Regulated Consumer Product | 1995-04-01 |  | 1997-02-01
Magnetek Universal Manufacturing | Magnetek Triad | B240T120 | 120 |  | 2 |  | No Match |  |  |  |  | No Match | No Match | [5 empty] | Federally-Regulated Consumer Product | 1991-09-01 |  | 2000-04-13
Soo Koo: Korea | Forecast Lighting | 402-RS-TC-P | 120 |  | 2 |  | No Match |  |  |  |  | No Match | No Match | [5 empty] | Non Federally-Regulated | 1988-06-01 |  | 2000-04-13
Magnetek Universal Manufacturing | Universal | 443-L-SLH-TC-P | 277 |  | 2 |  | No Match |  |  |  |  | No Match | No Match | [5 empty] | Non Federally-Regulated | 1989-09-06 |  | 1996-12-02
Signify North America Corporation | Philips Lighting Electronics North America | REL-1P32-HL-SC | 120 |  | 1 | Other | Instant |  |  |  |  | Non-BallastDimming | Electronic | 0.98 |  |  |  |  | Non Federally-Regulated | 2009-06-22 |  | 2012-09-06
Signify North America Corporation | Philips Advance | IOP-2P32-N | 120 |  | 2 | Other | Instant |  |  |  |  | Non-BallastDimming | Electronic | 0.99 |  |  |  |  | Non Federally-Regulated | 2014-10-01 |  | 2014-10-01
Motorola Lighting, Inc. | Motorola | M2-RN-T8-10C-120 | 120 |  | 2 |  | Rapid |  |  |  |  | No Match | Electronic | [5 empty] | Federally-Regulated Consumer Product | 1994-10-07 |  | 1995-04-01
Magnetek Universal Manufacturing | Triad | B140T277 | 277 |  | 1 |  | No Match |  |  |  |  | No Match | No Match | [5 empty] | Federally-Regulated Consumer Product | 1991-09-11 |  | 1993-06-08
Signify North America Corporation | Philips Lighting Electronics North America | REL-1S40-SC | 120 |  | 1 | Other | Rapid |  |  |  |  | Non-BallastDimming | Electronic | 0.98 | 0.9 |  |  |  | Federally-Regulated Consumer Product | 2009-06-22 |  | 2012-09-06
Valmont Electric | Valmont Electric | M28-120SES | 120 |  | 2 |  | No Match |  |  |  |  | No Match | Cathode cut-out | [5 empty] | Federally-Regulated Consumer Product | 1993-01-04 |  | 1996-03-14
Motorola Lighting, Inc. | Motorola | M1-RN-T12-1LL-277 | 277 |  | 1 |  | Rapid |  |  |  |  | No Match | Electronic | [5 empty] | Federally-Regulated Consumer Product | 1996-03-07 |  | 1997-02-01
Easylite | Easylite | 3500003 | 277 |  | 3 | Other | Rapid |  |  |  |  | Continuous | Electronic | 0.98 | 0.9 |  |  |  | Voluntarily Certified | 2004-03-11 |  | 2004-03-19
Valmont Electric | Val-Miser | 8G1004W | 120 |  | 2 |  | No Match |  |  |  |  | No Match | Magnetic | [5 empty] | Federally-Regulated Consumer Product | 1997-02-01 |  | 2000-04-13
Lumisistemas | Lumisistemas | AR-240-120-CP | 120 |  | 2 |  | Rapid |  |  |  |  | No Match | Magnetic | [5 empty] | Federally-Regulated Consumer Product | 1993-01-12 |  | 1995-04-01
Valmont Electric | General Electric | 8G1034W | 277 |  | 2 |  | No Match |  |  |  |  | No Match | No Match | [5 empty] | Non Federally-Regulated | 1989-10-01 |  | 1991-09-01
Signify North America Corporation | Philips Advance | IOP-1P32-LW-N | 277 |  | 1 | Other | Instant |  |  |  |  | Non-BallastDimming | Electronic | 0.96 |  |  |  |  | Non Federally-Regulated | 2014-10-01 |  | 2014-10-01
Advance Transformer Co. S.A. de C.V. | Handyman | ES3000 | 120 |  | 2 |  | No Match |  |  |  |  | No Match | Magnetic | [5 empty] | Non Federally-Regulated | 1988-10-24 |  | 1996-03-14
Valmont Electric | Ultra-Miser | E296PI277 | 277 |  | 2 |  | No Match |  |  |  |  | No Match | No Match | [5 empty] | Non Federally-Regulated | 1989-10-01 |  | 1991-09-01
Signify North America Corporation | Philips Lighting Electronics North America | IDA-2S32-SC | 120 - 277 (inclusive) |  | 2 | Other | Programmed |  |  |  |  | Continuous | Electronic | 0.98 |  |  |  |  | Non Federally-Regulated | 2009-06-22 |  | 2012-09-06
Magnetek Universal Manufacturing | Triad | B340R277HP | 277 |  | 3 |  | Rapid |  |  |  |  | No Match | Electronic | [5 empty] | Federally-Regulated Consumer Product | 1995-03-09 |  | 1995-04-01
Electronic Ballast Tech. | Electronic Ballast Tech. | SSB1-120-2/40 LH | 120 |  | 2 |  | Rapid |  |  |  |  | No Match | Electronic | [5 empty] | Federally-Regulated Consumer Product | 1996-03-07 |  | 1997-02-01
Valmont Electric | Electronic | E240SR120G01 | 120 |  | 2 |  | Rapid |  |  |  |  | No Match | Electronic | [5 empty] | Federally-Regulated Consumer Product | 1996-03-14 |  | 1997-02-01
Lutron Electronics Co., Inc. | Ecosystem | EC5 T817 J UNV 2 | 120 - 277 (inclusive) |  | 2 | Other | Programmed |  |  |  |  | Continuous | Electronic | 0.98 |  |  |  |  | Non Federally-Regulated | 2008-10-30 |  | 2009-12-08
Signify North America Corporation | Philips Advance | ICN-2S54-N | 277 |  | 2 | Other | Programmed |  |  |  |  | Non-BallastDimming | Electronic | 0.99 |  |  |  |  | Non Federally-Regulated | 2014-10-01 |  | 2014-10-01
Signify North America Corporation | Philips Lighting Electronics North America | RZT-154 | 120 |  | 1 | Other | Programmed |  |  |  |  | Continuous | Electronic | 0.98 |  |  |  |  | Non Federally-Regulated | 2009-06-22 |  | 2012-09-06
Howard Industries, Inc. | Howard Industries | E3/32IS/MV/MC | 120 - 277 (inclusive) |  | 3 | Other | Instant |  |  |  |  | Non-BallastDimming | Electronic | 0.98 |  |  |  |  | Non Federally-Regulated | 2008-08-25 |  | 2008-11-25
Advance A Division, Philips Electronics NA | Advance A Division, Philips Electronics NA | ICN-1S80 | 120 - 277 (inclusive) |  | 1 | Other | Programmed |  |  |  |  | Non-BallastDimming | Electronic | 0.98 |  |  |  |  | Non Federally-Regulated | 2008-01-30 |  | 2009-06-22
King Technology, Inc. | Kingtec | 232K-277 | 277 |  | 2 |  | No Match |  |  |  |  | No Match | Electronic | [5 empty] | Non Federally-Regulated | 1995-04-01 |  | 2000-04-13
Electronic Ballast Tech. | Electronic Ballast Tech. | SSB1-277-1/40 LH | 277 |  | 1 |  | No Match |  |  |  |  | No Match | Electronic | [5 empty] | Federally-Regulated Consumer Product | 1992-11-16 |  | 1996-03-07
Howard Industries, Inc. | Howard Industries | EC1/32IS-120 | 120 |  | 1 |  | No Match |  |  |  |  | No Match | Electronic | [5 empty] | Non Federally-Regulated | 1995-04-01 |  | 1995-04-07
Valmont Electric | Valmont Electric | 8G1028W | 120 |  | 2 |  | No Match |  |  |  |  | No Match | No Match | [5 empty] | Federally-Regulated Consumer Product | 1997-02-01 |  | 2000-04-13
Valmont Electric | Ultra-Miser | E332PI277G01 | 277 |  | 3 |  | No Match |  |  |  |  | No Match | Electronic | [5 empty] | Voluntarily Certified | 1995-04-01 |  | 1995-04-28
Advance Transformer Co. S.A. de C.V. | Advance Transformer | VIC140 TP | 277 |  | 1 |  | No Match |  |  |  |  | No Match | Electronic | [5 empty] | Federally-Regulated Consumer Product | 1997-02-01 |  | 2000-04-13
Valmont Electric | General Electric | 8G1004W | 120 |  | 2 |  | No Match |  |  |  |  | No Match | No Match | [5 empty] | Federally-Regulated Consumer Product | 1991-09-01 |  | 2000-04-13
Fulham Co., Inc. | Fulham Co., Inc. | FEP 900 277 332 | 277 |  | 3 |  | Rapid |  |  |  |  | No Match | Electronic | [5 empty] | Federally-Regulated Consumer Product | 1995-04-28 |  | 1997-02-01
Magnetek Universal Manufacturing | Triad | B232I120HP | 120 |  | 1 |  | Instant |  |  |  |  | No Match | Electronic | [5 empty] | Federally-Regulated Consumer Product | 1995-03-09 |  | 1995-04-01
Lutron Electronics Co., Inc. | Ecosystem | EC5 T514 J 277 1 | 277 |  | 1 | Other | Programmed |  |  |  |  | Continuous | Electronic | 0.94 |  |  |  |  | Non Federally-Regulated | 2008-01-30 |  | 2009-12-08
Advance A Division, Philips Electronics NA | Advance A Division, Philips Electronics NA | REB-2P32-SC | 120 |  | 2 | Designed and labeled for use o | Instant |  |  |  |  | Non-BallastDimming | Electronic | 0.58 |  |  |  |  | Non Federally-Regulated | 2008-01-30 |  | 2009-06-22
Lumisistemas | Energy-F | S-275-120-CP | 120 |  | 2 |  | No Match |  |  |  |  | No Match | No Match | [5 empty] | Federally-Regulated Consumer Product | 1991-09-01 |  | 1995-04-01
Magnetek Universal Manufacturing | Triad | B240I277HP | 277 |  | 2 |  | Instant |  |  |  |  | No Match | Electronic | [5 empty] | Federally-Regulated Consumer Product | 1995-03-09 |  | 1995-04-01
Advance Transformer Co. S.A. de C.V. | Master Electrician | 474809 | 120 |  | 2 |  | No Match |  |  |  |  | No Match | Magnetic | [5 empty] | Federally-Regulated Consumer Product | 1998-03-01 |  | 2000-04-13
Easylite | Easylite | 2500001-K2 | 277 |  | 1 | Other | Rapid |  |  |  |  | Continuous | Electronic | 0.99 | 0.9 |  |  |  | Voluntarily Certified | 2004-03-11 |  | 2004-03-19
Valmont Electric | Valmont Electric | 8G1088W | 120 |  | 1 |  | No Match |  |  |  |  | No Match | Magnetic | [5 empty] | Non Federally-Regulated | 1988-10-20 |  | 1989-10-01
Lutron Electronics Co., Inc. | Hi-Lume | FDB-T554-277-1 | 277 |  | 1 | Other | Programmed |  |  |  |  | Continuous | Electronic | 1 |  |  |  |  | Non Federally-Regulated | 2008-01-30 |  | 2009-12-08
Advance Transformer Co. S.A. de C.V. | Advance Transformer | V2P32TP | 277 |  | 2 |  | No Match |  |  |  |  | No Match | Magnetic | [5 empty] | Non Federally-Regulated | 1995-04-01 |  | 2000-04-13
Advance Transformer Co. S.A. de C.V. | Advance Transformer | REL2S40RHTP | 120 |  | 2 |  | Rapid |  |  |  |  | No Match | Electronic | [5 empty] | Federally-Regulated Consumer Product | 1996-03-14 |  | 2009-03-12
Toshiba | Toshiba | FMB32IS1-277 | 277 |  | 1 |  | No Match |  |  |  |  | No Match | Electronic | [5 empty] | Non Federally-Regulated | 1997-02-01 |  | 2000-04-13
Signify North America Corporation | Philips Lighting Electronics North America | VC-2E75-S-TP | 277 |  | 2 | Other | Instant |  |  |  |  | Non-BallastDimming | Magnetic | 0.95 |  |  |  |  | Federally-Regulated Consumer Product | 2009-06-22 |  | 2012-09-06
Magnetek Universal Manufacturing | Triad | B332R120HP | 120 |  | 3 |  | No Match |  |  |  |  | No Match | Electronic | [5 empty] | Voluntarily Certified | 1997-02-01 |  | 2000-04-13
Valmont Electric | General Electric | 8G1024W | 120 |  | 2 |  | No Match |  |  |  |  | No Match | No Match | [5 empty] | Non Federally-Regulated | 1989-10-01 |  | 1991-09-01
Lumisistemas | Regent Lighting | ES-1011A | 120 |  | 2 |  | No Match |  |  |  |  | No Match | Magnetic | [5 empty] | Federally-Regulated Consumer Product | 1995-04-01 |  | 2000-04-13
Advance Transformer Co. S.A. de C.V. | Advance Transformer | VK2S34 TP | 277 |  | 2 |  | No Match |  |  |  |  | No Match | No Match | [5 empty] | Federally-Regulated Consumer Product | 1991-09-01 |  | 1997-02-01
Magnetek Universal Manufacturing | Triad | B432R120HP | 120 |  | 3 |  | No Match |  |  |  |  | No Match | Electronic | [5 empty] | Voluntarily Certified | 1995-04-01 |  | 2000-04-13
Toshiba | Toshiba | FMB32RP3-277 | 277 |  | 3 |  | Rapid |  |  |  |  | No Match | Electronic | [5 empty] | Federally-Regulated Consumer Product | 1995-04-13 |  | 1997-02-01
Advance Transformer Co. S.A. de C.V. | Advance Transformer | RK2S110TP | 120 |  | 2 |  | Rapid |  |  |  |  | No Match | Cathode cut-out | [5 empty] | Federally-Regulated Consumer Product | 1995-02-23 |  | 2009-03-12
Current – HLI Brands – HLI Solutions, Inc. | Intelect Ballast | P277-23RS | 277 |  | 2 |  | No Match |  |  |  |  | No Match | Electronic | [5 empty] | Non Federally-Regulated | 1995-04-01 |  | 2015-09-02
Lumisistemas | Energy-F | R-140-277-CP | 277 |  | 1 |  | Rapid |  |  |  |  | No Match | Magnetic | [5 empty] | Non Federally-Regulated | 1989-05-01 |  | 1989-10-01
Lutron Electronics Co., Inc. | Eco-10 | ECO-T5H39-277-2 | 277 |  | 2 | Other | Programmed |  |  |  |  | Continuous | Electronic | 0.99 |  |  |  |  | Non Federally-Regulated | 2008-01-30 |  | 2009-12-08
Toshiba | Toshiba | FMB32IS4-120 | 120 |  | 4 |  | No Match |  |  |  |  | No Match | Electronic | [5 empty] | Voluntarily Certified | 1997-02-01 |  | 2000-04-13
King Technology, Inc. | Kingtec | 240K-120 | 120 |  | 2 |  | No Match |  |  |  |  | No Match | Electronic | [5 empty] | Federally-Regulated Consumer Product | 1995-04-01 |  | 1997-02-01
Valmont Electric | Valmont Electric | 8G1014W | 277 |  | 2 |  | No Match |  |  |  |  | No Match | No Match | [5 empty] | Non Federally-Regulated | 1988-10-20 |  | 1995-04-28
Motorola Lighting, Inc. | Motorola | M2-RN-T12-1LL-277 | 277 |  | 2 |  | No Match |  |  |  |  | No Match | Electronic | [5 empty] | Federally-Regulated Consumer Product | 1993-06-25 |  | 1996-03-07
Signify North America Corporation | Philips Advance | ICN-2S54-N | 120 |  | 2 | Other | Programmed |  |  |  |  | Non-BallastDimming | Electronic | 0.99 |  |  |  |  | Non Federally-Regulated | 2014-10-01 |  | 2014-10-01
Toshiba | Toshiba | FMB40RS3-120 | 120 |  | 3 |  | No Match |  |  |  |  | No Match | Electronic | [5 empty] | Voluntarily Certified | 1995-04-01 |  | 1995-04-13
Advance Transformer Co. S.A. de C.V. | Master Electrician | 503045 | 120 |  | 2 |  | Rapid |  |  |  |  | No Match | Magnetic | [5 empty] | Federally-Regulated Consumer Product | 1996-03-14 |  | 2009-03-12
Techmedia Lighting, Inc. | Techlite | 232T120I | 120 |  | 2 |  | Instant |  |  |  |  | No Match | Electronic | [5 empty] | Federally-Regulated Consumer Product | 1996-05-15 |  | 1997-02-01
Aromat Corp. | Nais | E132I120H2 | 120 |  | 1 |  | Instant |  |  |  |  | No Match | Electronic | [5 empty] | Federally-Regulated Consumer Product | 1994-10-12 |  | 1995-04-01
Lutron Electronics Co., Inc. | Ecosystem | EC5 T521 J UNV 1 | 120 - 277 (inclusive) |  | 1 | Other | Programmed |  |  |  |  | Continuous | Electronic | 1 |  |  |  |  | Non Federally-Regulated | 2008-10-30 |  | 2009-12-08
Valmont Electric | Valmont Electric | 8G1074W | 120 |  | 1 |  | No Match |  |  |  |  | No Match | No Match | [5 empty] | Federally-Regulated Consumer Product | 1992-12-01 |  | 1995-04-01
Magnetek Universal Manufacturing | Watt Reducer | 443-L-SLH-QP | 277 |  | 2 |  | No Match |  |  |  |  | No Match | No Match | [5 empty] | Federally-Regulated Consumer Product | 1991-09-01 |  | 2000-04-13
Valmont Electric | Valmont Electric | 8G1078W | 120 |  | 1 |  | No Match |  |  |  |  | No Match | No Match | [5 empty] | Federally-Regulated Consumer Product | 1991-09-01 |  | 1992-12-01
Magnetek Universal Manufacturing | Triad | B432I120L | 120 |  | 4 |  | Instant |  |  |  |  | No Match | Electronic | [5 empty] | Federally-Regulated Consumer Product | 1995-03-09 |  | 1995-04-01
Signify North America Corporation | Philips Lighting Electronics North America | REL-3P32-SC | 120 |  | 3 | Other | Instant |  |  |  |  | Non-BallastDimming | Electronic | 0.98 |  |  |  |  | Non Federally-Regulated | 2009-06-22 |  | 2012-09-06
Signify North America Corporation | Philips Advance | IOPA-4P32-LW-N | 120 |  | 4 | Other | Instant |  |  |  |  | Non-BallastDimming | Electronic | 0.99 |  |  |  |  | Non Federally-Regulated | 2014-10-01 |  | 2014-10-01
Lutron Electronics Co., Inc. | Ecosystem | EC5 T554 J 120 1 | 120 |  | 1 | Other | Programmed |  |  |  |  | Continuous | Electronic | 1 |  |  |  |  | Non Federally-Regulated | 2008-01-30 |  | 2009-12-08
X O Industries, Inc. | X O Industries, Inc. | 296277 | 277 |  | 2 |  | No Match |  |  |  |  | No Match | No Match | [5 empty] | Non Federally-Regulated | 1988-06-01 |  | 2000-04-13
Etta Industries | Etta Industries | E2P-120A2 | 120 |  | 2 |  | No Match |  |  |  |  | No Match | No Match | [5 empty] | Federally-Regulated Consumer Product | 1990-05-03 |  | 1992-12-23
Lumisistemas | Award Lighting Products | MXE-240 | 120 |  | 2 |  | Rapid |  |  |  |  | No Match | Magnetic | [5 empty] | Federally-Regulated Consumer Product | 1992-12-23 |  | 1995-04-01
Valmont Electric | Valmont Electric | 8G1078W | 120 |  | 1 |  | No Match |  |  |  |  | No Match | Magnetic | [5 empty] | Federally-Regulated Consumer Product | 1997-02-01 |  | 2000-04-13
Triad / Utrad | Ballastar | B-240T120 | 120 |  | 2 |  | No Match |  |  |  |  | No Match | No Match | [5 empty] | Non Federally-Regulated | 1987-04-01 |  | 1988-06-01
Magnetek Universal Manufacturing | Energy-Lok | 304-4798-800 | 277 |  | 2 |  | No Match |  |  |  |  | No Match | No Match | [5 empty] | Federally-Regulated Consumer Product | 1992-12-01 |  | 2000-04-13
Toshiba | Toshiba | FMB32IS2-277 | 277 |  | 2 |  | No Match |  |  |  |  | No Match | Electronic | [5 empty] | Non Federally-Regulated | 1997-02-01 |  | 2000-04-13
Advance Transformer Co. S.A. de C.V. | Advance Transformer | VEL2S110RHTP | 277 |  | 2 |  | Rapid |  |  |  |  | No Match | Electronic | [5 empty] | Federally-Regulated Consumer Product | 1996-03-14 |  | 2009-03-12
Advance Transformer Co. S.A. de C.V. | Advance Transformer | REL1S40TP | 120 |  | 1 |  | No Match |  |  |  |  | No Match | No Match | [5 empty] | Non Federally-Regulated | 1987-04-01 |  | 2000-04-13
Advance A Division, Philips Electronics NA | Advance A Division, Philips Electronics NA | VEL-1S40-SC | 277 |  | 1 | Other | Rapid |  |  |  |  | Non-BallastDimming | Electronic | 0.98 | 0.9 |  |  |  | Federally-Regulated Consumer Product | 2008-01-30 |  | 2009-06-22
Fulham Co., Inc. | Fulham Co., Inc. | FEP 400 120 132 | 120 |  | 1 |  | No Match |  |  |  |  | No Match | Electronic | [5 empty] | Non Federally-Regulated | 1995-04-01 |  | 1995-04-28
Energy Technologies Corp. | Cool Temp | S120-2T48-AO | 120 |  | 2 |  | No Match |  |  |  |  | No Match | No Match | [5 empty] | Non Federally-Regulated | 1989-10-01 |  | 2000-04-13
Valmont Electric | Watt-Saver | 7770 | 120 |  | 2 |  | No Match |  |  |  |  | No Match | No Match | [5 empty] | Non Federally-Regulated | 1988-10-20 |  | 1991-09-01
Lutron Electronics Co., Inc. | Eco-10 | ECO-T832-277-3 | 277 |  | 3 | Other | Programmed |  |  |  |  | Continuous | Electronic | 0.99 |  |  |  |  | Non Federally-Regulated | 2008-01-30 |  | 2009-12-08
GE Appliances, a Haier company | True Value | 474 809 | 120 |  | 2 |  | No Match |  |  |  |  | No Match | No Match | [5 empty] | Non Federally-Regulated | 1986-08-01 |  | 2015-09-03
Advance Transformer Co. S.A. de C.V. | Advance Transformer | V 2E75S-2-TP | 277 |  | 2 |  | No Match |  |  |  |  | No Match | Magnetic | [5 empty] | Non Federally-Regulated | 1988-10-24 |  | 1996-03-14
GE Appliances, a Haier company | Durotest | 7770 | 120 |  | 2 |  | No Match |  |  |  |  | No Match | No Match | [5 empty] | Non Federally-Regulated | 1984-05-01 |  | 2015-09-03
Jefferson Electric | Jefferson | 300-4701-800 | 120 |  | 2 |  | No Match |  |  |  |  | No Match | No Match | [5 empty] | Non Federally-Regulated | 1988-06-01 |  | 2000-04-13
Advance A Division, Philips Electronics NA | Advance A Division, Philips Electronics NA | REL-3P32-HL-SC | 120 |  | 3 | Other | Instant |  |  |  |  | Non-BallastDimming | Electronic | 0.98 |  |  |  |  | Non Federally-Regulated | 2008-01-30 |  | 2009-06-22
Industrias Solabasic | Osram Sylvania, Inc. | 48121 | 277 |  | 2 |  | Rapid |  |  |  |  | No Match | Magnetic | [5 empty] | Federally-Regulated Consumer Product | 2000-04-14 |  | 2009-03-12
King Technology, Inc. | Kingtec | 232K120-IS | 120 |  | 2 |  | No Match |  |  |  |  | No Match | Electronic | [5 empty] | Non Federally-Regulated | 1995-04-01 |  | 2000-04-13
Heung Jin Electronics Co. | Lumen | LM-40D277 | 277 |  | 2 |  | No Match |  |  |  |  | No Match | No Match | [5 empty] | Federally-Regulated Consumer Product | 1992-11-16 |  | 1995-04-28
Taipei Multipower, Inc. | TMP | FLD32D277-6 | 277 |  | 2 |  | No Match |  |  |  |  | No Match | Electronic | [5 empty] | Non Federally-Regulated | 1995-04-01 |  | 2000-04-13
Lumisistemas | C.E.W. Lighting | 8FR140/120ES | 120 |  | 1 |  | Rapid |  |  |  |  | No Match | Magnetic | [5 empty] | Federally-Regulated Consumer Product | 1992-01-17 |  | 1992-12-01
Valmont Electric | Ultra-Miser | E432PI120G11 | 120 |  | 4 |  | No Match |  |  |  |  | No Match | Electronic | [5 empty] | Voluntarily Certified | 1995-04-01 |  | 1995-04-28
Advance A Division, Philips Electronics NA | Advance A Division, Philips Electronics NA | V-3S34-TP | 277 |  | 3 | Other | Rapid |  |  |  |  | Non-BallastDimming | Magnetic | 0.98 |  |  |  |  | Non Federally-Regulated | 2008-01-30 |  | 2009-06-22
Energy Technologies Corp. | Cool Temp | S277-1T48-AO | 277 |  | 1 |  | No Match |  |  |  |  | No Match | No Match | [5 empty] | Non Federally-Regulated | 1989-10-01 |  | 2000-04-13
Lutron Electronics Co., Inc. | Hi-Lume 3D | H3D T817 C UNV 2 10 | 120 - 277 (inclusive) |  | 2 | Other | Programmed |  |  |  |  | Continuous | Electronic | 0.99 |  |  |  |  | Non Federally-Regulated | 2009-08-31 |  | 2009-12-08
Etta Industries | Etta Industries | EC1S-277A8AD | 277 |  | 1 |  | No Match |  |  |  |  | No Match | Electronic | [5 empty] | Non Federally-Regulated | 1995-04-01 |  | 2000-04-13
Valmont Electric | Valmont Electric | 8G1038W | 277 |  | 2 |  | No Match |  |  |  |  | No Match | No Match | [5 empty] | Federally-Regulated Consumer Product | 1991-09-01 |  | 1992-12-01
Cheyenne Products, LLC | Cheyenne Technology | CT2-T12-120-RS | 120 |  | 2 |  | No Match |  |  |  |  | No Match | Electronic | [5 empty] | Federally-Regulated Consumer Product | 1997-02-01 |  | 2000-04-13
Advance Transformer Co. S.A. de C.V. | Advance Transformer | REL 1S40 TP | 120 |  | 1 |  | No Match |  |  |  |  | No Match | Electronic | [5 empty] | Federally-Regulated Consumer Product | 1997-02-01 |  | 2000-04-13
Magnetek Universal Manufacturing | Universal | 443-L-SLH-TC-P | 277 |  | 2 |  | No Match |  |  |  |  | No Match | Magnetic | [5 empty] | Federally-Regulated Consumer Product | 1997-02-01 |  | 2000-04-13
Signify North America Corporation | Philips Advance | IOP-2S28-95-SC-SD | 120 - 277 (inclusive) |  | 2 | Other | Programmed |  |  |  |  | Stepped | Electronic | 0.98 |  |  |  |  | Non Federally-Regulated | 2012-09-06 |  | 2014-10-01
Etta Industries | Etta Industries | EC2S-277A8D | 277 |  | 2 |  | No Match |  |  |  |  | No Match | Electronic | [5 empty] | Non Federally-Regulated | 1995-04-01 |  | 2000-04-13
Signify North America Corporation | Philips Lighting Electronics North America | ICN-2S24 | 120 - 277 (inclusive) |  | 2 | Other | Programmed |  |  |  |  | Non-BallastDimming | Electronic | 0.98 |  |  |  |  | Non Federally-Regulated | 2009-06-22 |  | 2012-09-06
Signify North America Corporation | Philips Lighting Electronics North America | REB-2P32-SC | 120 |  | 2 | Designed and labeled for use o | Instant |  |  |  |  | Non-BallastDimming | Electronic | 0.58 |  |  |  |  | Non Federally-Regulated | 2009-06-22 |  | 2012-09-06
Advance A Division, Philips Electronics NA | Advance A Division, Philips Electronics NA | ICN-2M32-MC | 120 - 277 (inclusive) |  | 2 | Other | Instant |  |  |  |  | Non-BallastDimming | Electronic | 0.98 |  |  |  |  | Non Federally-Regulated | 2008-01-30 |  | 2009-06-22
Signify North America Corporation | Philips Lighting Electronics North America | R-2S40-TP | 120 |  | 2 | Other | Rapid |  |  |  |  | Non-BallastDimming | Magnetic | 0.98 |  |  |  |  | Federally-Regulated Consumer Product | 2009-06-22 |  | 2012-09-06
Magnetek Universal Manufacturing | Jefferson | 304-4701-800 | 120 |  | 2 |  | No Match |  |  |  |  | No Match | No Match | [5 empty] | Non Federally-Regulated | 1989-09-06 |  | 1996-12-02
Etta Industries | Etta Industries | EC1S-277A8D | 277 |  | 1 |  | No Match |  |  |  |  | No Match | Electronic | [5 empty] | Non Federally-Regulated | 1995-04-01 |  | 2000-04-13
Fulham Co., Inc. | Fulham Co., Inc. | FEP 900 120 240 | 120 |  | 2 |  | No Match |  |  |  |  | No Match | Electronic | [5 empty] | Federally-Regulated Consumer Product | 1997-02-01 |  | 2000-04-13
Lutron Electronics Co., Inc. | Eco-10 | ECO-T825-277-1 | 277 |  | 1 | Other | Programmed |  |  |  |  | Continuous | Electronic | 0.97 |  |  |  |  | Non Federally-Regulated | 2008-01-30 |  | 2009-12-08
Lutron Electronics Co., Inc. | Ecosystem | EC5 T528 J 120 2 | 120 |  | 2 | Other | Programmed |  |  |  |  | Continuous | Electronic | 1 |  |  |  |  | Non Federally-Regulated | 2008-01-30 |  | 2009-12-08
Valmont Electric | Opti-Miser | M28-120SES | 120 |  | 2 |  | No Match |  |  |  |  | No Match | Cathode cut-out | [5 empty] | Federally-Regulated Consumer Product | 1997-02-01 |  | 2000-04-13
Magnetek Universal Manufacturing | Universal | 446-L-SLH-QP | 120 |  | 2 |  | No Match |  |  |  |  | No Match | No Match | [5 empty] | Federally-Regulated Consumer Product | 1991-09-11 |  | 1996-12-02
Electronic Ballast Tech. | Electronic Ballast Tech. | SSB1-120-2/96HOLH | 120 |  | 2 |  | No Match |  |  |  |  | No Match | Electronic | [5 empty] | Federally-Regulated Consumer Product | 1991-06-25 |  | 1996-03-07
Valmont Electric | Val-Miser | 240RS-120ES | 120 |  | 2 |  | No Match |  |  |  |  | No Match | Magnetic | [5 empty] | Federally-Regulated Consumer Product | 1997-02-01 |  | 2000-04-13
Signify North America Corporation | Philips Advance | IOP-4PSP32-HL-G | 120 |  | 4 | Other | Programmed |  |  |  |  | Non-BallastDimming | Electronic | 1 |  |  |  |  | Non Federally-Regulated | 2012-08-07 |  | 2012-08-07
Lutron Electronics Co., Inc. | Hi-Lume | FDB-T554-277-2 | 277 |  | 2 | Other | Programmed |  |  |  |  | Continuous | Electronic | 1 |  |  |  |  | Non Federally-Regulated | 2008-01-30 |  | 2009-12-08
Advance A Division, Philips Electronics NA | Advance A Division, Philips Electronics NA | IOP-2S32-SC | 120 - 277 (inclusive) |  | 2 | Other | Programmed |  |  |  |  | Non-BallastDimming | Electronic | 0.98 |  |  |  |  | Non Federally-Regulated | 2008-01-30 |  | 2009-06-22
Signify North America Corporation | Philips Advance | IOP-1P32-N | 277 |  | 1 | Other | Instant |  |  |  |  | Non-BallastDimming | Electronic | 0.96 |  |  |  |  | Non Federally-Regulated | 2014-10-01 |  | 2014-10-01
Valmont Electric | Master Electrician | 474 809 | 120 |  | 2 |  | No Match |  |  |  |  | No Match | No Match | [5 empty] | Federally-Regulated Consumer Product | 1991-09-01 |  | 2000-04-13
Taipei Multipower, Inc. | TMP | FLD32T120-6 | 120 |  | 3 |  | Instant |  |  |  |  | No Match | Electronic | [5 empty] | Federally-Regulated Consumer Product | 1994-10-07 |  | 1995-04-01
MW McWong International | Pacific Ballast | RS-140-120 | 120 |  | 1 |  | Rapid |  |  |  |  | No Match | Electronic | [5 empty] | Federally-Regulated Consumer Product | 1994-09-30 |  | 1995-04-01
Signify North America Corporation | Philips Lighting Electronics North America | IOP-3S32-LW-SC | 120 - 277 (inclusive) |  | 3 | Other | Programmed |  |  |  |  | Non-BallastDimming | Electronic | 0.98 |  |  |  |  | Non Federally-Regulated | 2009-06-22 |  | 2012-09-06
Advance Transformer Co. S.A. de C.V. | Advance Transformer | VEL 1S40 TP | 277 |  | 1 |  | No Match |  |  |  |  | No Match | Electronic | [5 empty] | Federally-Regulated Consumer Product | 1997-02-01 |  | 2000-04-13
Valmont Electric | Ultra-Miser | 296SL120ES | 120 |  | 2 |  | No Match |  |  |  |  | No Match | Magnetic | [5 empty] | Federally-Regulated Consumer Product | 1997-02-01 |  | 2000-04-13
Valmont Electric | Valmont Electric | 8G1028W | 120 |  | 2 |  | No Match |  |  |  |  | No Match | No Match | [5 empty] | Non Federally-Regulated | 1988-10-20 |  | 1991-09-01
Signify North America Corporation | Philips Lighting Electronics North America | VEZ-154 | 277 |  | 1 | Other | Programmed |  |  |  |  | Continuous | Electronic | 0.98 |  |  |  |  | Non Federally-Regulated | 2009-06-22 |  | 2012-09-06
Signify North America Corporation | Philips Advance | IOP-2PSP32-HL-N | 277 |  | 2 | Other | Programmed |  |  |  |  | Non-BallastDimming | Electronic | 0.99 |  |  |  |  | Non Federally-Regulated | 2014-10-01 |  | 2014-10-01
Magnetek Universal Manufacturing | Magnetek Triad | B240R277 | 277 |  | 2 |  | No Match |  |  |  |  | No Match | No Match | [5 empty] | Federally-Regulated Consumer Product | 1991-09-01 |  | 2000-04-13
Magnetek Universal Manufacturing | Universal | 827-SLH-QP | 277 |  | 2 |  | Instant |  |  |  |  | No Match | Magnetic | [5 empty] | Federally-Regulated Consumer Product | 1996-12-02 |  | 1997-02-01
Advance Transformer Co. S.A. de C.V. | Advance Transformer | REL2S110RHTP | 120 |  | 2 |  | No Match |  |  |  |  | No Match | Electronic | [5 empty] | Federally-Regulated Consumer Product | 1992-12-01 |  | 1996-03-14
Lumisistemas | Energy-F | R-240-277-CP | 277 |  | 2 |  | Rapid |  |  |  |  | No Match | Magnetic | [5 empty] | Non Federally-Regulated | 1989-05-01 |  | 1989-10-01
Magnetek Universal Manufacturing | Triad | B295SR277HP | 277 |  | 2 |  | No Match |  |  |  |  | No Match | Electronic | [5 empty] | Federally-Regulated Consumer Product | 1995-04-01 |  | 2000-04-13
Signify North America Corporation | Philips Lighting Electronics North America | VEL-2P75-S | 277 |  | 2 | Other | Instant |  |  |  |  | Non-BallastDimming | Electronic | 0.98 | 0.9 |  |  |  | Federally-Regulated Consumer Product | 2009-06-22 |  | 2012-09-06
Advance Transformer Co. S.A. de C.V. | Advance Transformer | REL 1S40 TP | 120 |  | 1 |  | Rapid |  |  |  |  | No Match | Electronic | [5 empty] | Federally-Regulated Consumer Product | 1996-03-14 |  | 2009-03-12
Signify North America Corporation | Philips Advance | ICN-2S54-90C-N | 120 |  | 2 | Other | Programmed |  |  |  |  | Non-BallastDimming | Electronic | 0.99 |  |  |  |  | Non Federally-Regulated | 2014-10-01 |  | 2014-10-01
Toshiba | Toshiba | FMB40RS3-277 | 277 |  | 3 |  | Rapid |  |  |  |  | No Match | Electronic | [5 empty] | Federally-Regulated Consumer Product | 1995-04-13 |  | 1997-02-01
Magnetek Universal Manufacturing | Watt Reducer | 806-SLH-TC-P | 120 |  | 2 |  | No Match |  |  |  |  | No Match | No Match | [5 empty] | Non Federally-Regulated | 1989-10-01 |  | 1991-09-01
Advance Transformer Co. S.A. de C.V. | Advance Transformer | VIU40-TP | 277 |  | 1 |  | No Match |  |  |  |  | No Match | Magnetic | [5 empty] | Federally-Regulated Consumer Product | 1997-02-01 |  | 2000-04-13
Techmedia Lighting, Inc. | Techlite | 232T120 | 120 |  | 2 |  | No Match |  |  |  |  | No Match | Electronic | [5 empty] | Non Federally-Regulated | 1997-02-01 |  | 2000-04-13
Magnetek Universal Manufacturing | Genesis | 3250 | 277 |  | 2 |  | No Match |  |  |  |  | No Match | No Match | [5 empty] | Federally-Regulated Consumer Product | 1991-09-01 |  | 2000-04-13
Lumisistemas | Lumisistemas | R-2110-277-CP | 277 |  | 2 |  | Rapid |  |  |  |  | No Match | Magnetic | [5 empty] | Federally-Regulated Consumer Product | 1991-09-11 |  | 1992-12-01
Magnetek Universal Manufacturing | Watt Reducer | 827-SLH-TC-P | 277 |  | 2 |  | No Match |  |  |  |  | No Match | No Match | [5 empty] | Federally-Regulated Consumer Product | 1991-09-01 |  | 2000-04-13
Fulham Co., Inc. | Fulham Co., Inc. | FEP 900 120 432 | 120 |  | 4 |  | No Match |  |  |  |  | No Match | Electronic | [5 empty] | Voluntarily Certified | 1995-04-01 |  | 1995-04-28
AAA Electronic Ballast Co. | AAA Electronic Ballast Co. | 277-232 | 277 |  | 2 |  | Instant |  |  |  |  | No Match | Electronic | [5 empty] | Federally-Regulated Consumer Product | 1995-09-01 |  | 1997-02-01
Valmont Electric | Ultra-Miser | E432PI277G01 | 277 |  | 4 |  | Instant |  |  |  |  | No Match | Electronic | [5 empty] | Federally-Regulated Consumer Product | 1995-04-28 |  | 1997-02-01
King Technology, Inc. | Kingtec | 232K120-IS-75% | 120 |  | 2 |  | No Match |  |  |  |  | No Match | Electronic | [5 empty] | Non Federally-Regulated | 1995-04-01 |  | 2000-04-13
Lutron Electronics Co., Inc. | Ecosystem | EC5 T817 J 277 1 | 277 |  | 1 | Other | Programmed |  |  |  |  | Continuous | Electronic | 0.94 |  |  |  |  | Non Federally-Regulated | 2008-01-30 |  | 2009-12-08
Valmont Electric | Valmont Electric | 8G1078W | 120 |  | 1 |  | No Match |  |  |  |  | No Match | No Match | [5 empty] | Federally-Regulated Consumer Product | 1995-04-01 |  | 1997-02-01
Lumisistemas | C.E.W. Lighting | 8FR240/277ES | 277 |  | 2 |  | No Match |  |  |  |  | No Match | Magnetic | [5 empty] | Federally-Regulated Consumer Product | 1995-04-01 |  | 2000-04-13
Valmont Electric | Ultra-Miser | E296PI120G01 | 120 |  | 2 |  | No Match |  |  |  |  | No Match | No Match | [5 empty] | Federally-Regulated Consumer Product | 1992-12-01 |  | 1997-02-01
MW McWong International | Pacific Ballast | ES-240-TP | 120 |  | 2 |  | No Match |  |  |  |  | No Match | Magnetic | [5 empty] | Federally-Regulated Consumer Product | 1991-05-24 |  | 1996-03-07
Smallwood Limited, Inc. | Champion | SEB24277 | 277 |  | 1 |  | No Match |  |  |  |  | No Match | No Match | [5 empty] | Federally-Regulated Consumer Product | 1991-09-01 |  | 2000-04-13
Signify North America Corporation | Philips Lighting Electronics North America | V-3S34-TP | 277 |  | 3 | Other | Rapid |  |  |  |  | Non-BallastDimming | Magnetic | 0.98 |  |  |  |  | Non Federally-Regulated | 2009-06-22 |  | 2012-09-06
Magnetek Universal Manufacturing | Triad | B140T277RH | 277 |  | 1 |  | No Match |  |  |  |  | No Match | No Match | [5 empty] | Federally-Regulated Consumer Product | 1993-06-08 |  | 1996-12-02
Toshiba | Toshiba | FMB96SL2-120 | 120 |  | 2 |  | Instant |  |  |  |  | No Match | Electronic | [5 empty] | Federally-Regulated Consumer Product | 1995-04-13 |  | 1997-02-01
Valmont Electric | Ultra-Miser | E232PI277G01 | 277 |  | 2 |  | No Match |  |  |  |  | No Match | Electronic | [5 empty] | Non Federally-Regulated | 1997-02-01 |  | 2000-04-13
Advance A Division, Philips Electronics NA | Advance A Division, Philips Electronics NA | V-2P32-TP | 277 |  | 2 | Other | Rapid |  |  |  |  | Non-BallastDimming | Magnetic | 0.95 |  |  |  |  | Non Federally-Regulated | 2008-01-30 |  | 2009-06-22
Valmont Electric | Ultra-Miser | 296SL120ES | 120 |  | 2 |  | No Match |  |  |  |  | No Match | No Match | [5 empty] | Non Federally-Regulated | 1989-10-01 |  | 1991-09-01
Taipei Multipower, Inc. | TMP | FLD32T277-6 | 277 |  | 3 |  | No Match |  |  |  |  | No Match | Electronic | [5 empty] | Voluntarily Certified | 1995-04-01 |  | 2000-04-13
Magnetek Universal Manufacturing | Triad | B240R120HP | 120 |  | 1 |  | Rapid |  |  |  |  | No Match | Electronic | [5 empty] | Federally-Regulated Consumer Product | 1996-12-02 |  | 1997-02-01
Magnetek Universal Manufacturing | Universal | 410-L-TC-P | 120 |  | 1 |  | Rapid |  |  |  |  | No Match | Cathode cut-out | [5 empty] | Federally-Regulated Consumer Product | 1996-12-02 |  | 1997-02-01
Hunt Electric Co. | Hunt Ballast | HLR-140-277 | 277 |  | 1 |  | No Match |  |  |  |  | No Match | No Match | [5 empty] | Non Federally-Regulated | 1986-08-01 |  | 2000-04-13
Advance Transformer Co. S.A. de C.V. | Advance Transformer | V 140-2-TP | 277 |  | 1 |  | No Match |  |  |  |  | No Match | No Match | [5 empty] | Federally-Regulated Consumer Product | 1991-09-01 |  | 1997-02-01
Magnetek Universal Manufacturing | Universal | 412-L-SLH-TC-P | 120 |  | 1 |  | No Match |  |  |  |  | No Match | No Match | [5 empty] | Non Federally-Regulated | 1989-09-06 |  | 1996-12-02
Lumisistemas | Regent Lighting | ES-1011A | 120 |  | 2 |  | Rapid |  |  |  |  | No Match | Magnetic | [5 empty] | Federally-Regulated Consumer Product | 1994-05-27 |  | 1995-04-01
Etta Industries | Etta Industries | EC2S-120A2 | 120 |  | 2 |  | No Match |  |  |  |  | No Match | No Match | [5 empty] | Federally-Regulated Consumer Product | 1992-12-23 |  | 1992-12-01
MW McWong International | Pacific Ballast | ES-27-240 | 277 |  | 2 |  | Rapid |  |  |  |  | No Match | Magnetic | [5 empty] | Federally-Regulated Consumer Product | 1994-09-30 |  | 1995-04-01
Aromat Corp. | Nais | ES232R277H2 | 277 |  | 2 |  | Rapid |  |  |  |  | No Match | Electronic | [5 empty] | Federally-Regulated Consumer Product | 1994-10-12 |  | 1995-04-01
Signify North America Corporation | Philips Advance | IOPA-1P32-N | 120 |  | 1 | Other | Instant |  |  |  |  | Non-BallastDimming | Electronic | 0.99 |  |  |  |  | Non Federally-Regulated | 2014-10-01 |  | 2014-10-01
Valmont Electric | Ultra-Miser | E432PI277G11 | 277 |  | 4 |  | No Match |  |  |  |  | No Match | Electronic | [5 empty] | Voluntarily Certified | 1995-04-01 |  | 1995-04-28
Magnetek Universal Manufacturing | Triad | B232I277HP | 277 |  | 2 |  | Instant |  |  |  |  | No Match | Electronic | [5 empty] | Federally-Regulated Consumer Product | 1995-03-09 |  | 1995-04-01
Industrias Solabasic | Osram Sylvania, Inc. | 48210 | 120 |  | 1 |  | Rapid |  |  |  |  | No Match | Magnetic | [5 empty] | Federally-Regulated Consumer Product | 2000-04-14 |  | 2009-03-12
Aromat Corp. | Nais | ES2110R120H2-HO | 120 |  | 2 |  | No Match |  |  |  |  | No Match | Electronic | [5 empty] | Federally-Regulated Consumer Product | 1995-04-01 |  | 1998-03-01
Smallwood Limited, Inc. | Saver | EB88120 | 120 |  | 2 |  | No Match |  |  |  |  | No Match | No Match | [5 empty] | Non Federally-Regulated | 1989-10-01 |  | 2000-04-13
Advance Transformer Co. S.A. de C.V. | Advance Transformer | R 2E75S-TP | 120 |  | 2 |  | No Match |  |  |  |  | No Match | Magnetic | [5 empty] | Federally-Regulated Consumer Product | 1997-02-01 |  | 2000-04-13
Toshiba | Toshiba | FMB32IS2-120 | 120 |  | 2 |  | No Match |  |  |  |  | No Match | Electronic | [5 empty] | Non Federally-Regulated | 1995-04-01 |  | 1995-04-13
Advance A Division, Philips Electronics NA | Advance A Division, Philips Electronics NA | REL-3P32-LW-SC | 120 |  | 3 | Other | Instant |  |  |  |  | Non-BallastDimming | Electronic | 0.98 |  |  |  |  | Non Federally-Regulated | 2008-01-30 |  | 2009-06-22
Magnetek Universal Manufacturing | Triad | B295SR277HP | 277 |  | 2 |  | Rapid |  |  |  |  | No Match | Electronic | [5 empty] | Federally-Regulated Consumer Product | 1995-03-09 |  | 1995-04-01
Magnetek Universal Manufacturing | Triad | B432R277HP | 277 |  | 3 |  | No Match |  |  |  |  | No Match | Electronic | [5 empty] | Voluntarily Certified | 1995-04-01 |  | 2000-04-13
Lumisistemas | American Louver Co. | V140RS120 | 120 |  | 1 |  | No Match |  |  |  |  | No Match | No Match | [5 empty] | Federally-Regulated Consumer Product | 1992-12-01 |  | 1995-04-01
Advance A Division, Philips Electronics NA | Advance A Division, Philips Electronics NA | ICN-3P32-LW-SC | 120 - 277 (inclusive) |  | 3 | Other | Instant |  |  |  |  | Non-BallastDimming | Electronic | 0.98 |  |  |  |  | Non Federally-Regulated | 2008-01-30 |  | 2009-06-22
MW McWong International | Pacific Ballast | IS-260G | 120 |  | 2 |  | No Match |  |  |  |  | No Match | Magnetic | [5 empty] | Federally-Regulated Consumer Product | 1997-02-01 |  | 1998-03-01
Advance Transformer Co. S.A. de C.V. | Advance Transformer | REl2S75SRHTP | 120 |  | 2 |  | No Match |  |  |  |  | No Match | No Match | [5 empty] | Federally-Regulated Consumer Product | 1992-12-01 |  | 1997-02-01
Advance Transformer Co. S.A. de C.V. | Advance Transformer | VEL1S40RHTP | 277 |  | 1 |  | No Match |  |  |  |  | No Match | Electronic | [5 empty] | Federally-Regulated Consumer Product | 1997-02-01 |  | 2000-04-13
Electronic Ballast Tech. | System-60 MPX | SSB1-120-2/40-MPX | 120 |  | 2 |  | No Match |  |  |  |  | No Match | No Match | [5 empty] | Non Federally-Regulated | 1986-08-01 |  | 2000-04-13
Advance A Division, Philips Electronics NA | Advance A Division, Philips Electronics NA | IOP-1S32-SC | 120 - 277 (inclusive) |  | 1 | Other | Programmed |  |  |  |  | Non-BallastDimming | Electronic | 0.98 |  |  |  |  | Non Federally-Regulated | 2008-01-30 |  | 2009-06-22
Motorola Lighting, Inc. | Motorola | M2-RN-T8-10L-120 | 120 |  | 2 |  | No Match |  |  |  |  | No Match | Electronic | [5 empty] | Non Federally-Regulated | 1997-02-01 |  | 2000-04-13
Advance A Division, Philips Electronics NA | Advance A Division, Philips Electronics NA | IOP-4P32-LW-SC | 120 - 277 (inclusive) |  | 4 | Other | Instant |  |  |  |  | Non-BallastDimming | Electronic | 0.98 |  |  |  |  | Non Federally-Regulated | 2008-01-30 |  | 2009-06-22
Fulham Co., Inc. | Fulham Co., Inc. | FEP 900 277 332 | 277 |  | 3 |  | No Match |  |  |  |  | No Match | Electronic | [5 empty] | Voluntarily Certified | 1997-02-01 |  | 2000-04-13
Signify North America Corporation | Philips Advance | IOPA-2P32-LW-N | 120 |  | 2 | Other | Instant |  |  |  |  | Non-BallastDimming | Electronic | 0.99 |  |  |  |  | Non Federally-Regulated | 2014-10-01 |  | 2014-10-01
Electronic Ballast Tech. | Electronic Ballast Tech. | SSB2 277 2/96ISLH | 277 |  | 2 |  | No Match |  |  |  |  | No Match | No Match | [5 empty] | Federally-Regulated Consumer Product | 1992-12-01 |  | 2000-04-13
Valmont Electric | Ultra-Miser | E296PI277G01 | 277 |  | 2 |  | No Match |  |  |  |  | No Match | No Match | [5 empty] | Non Federally-Regulated | 1989-07-18 |  | 1992-12-01
Signify North America Corporation | Philips Advance | IOP-2S32-SC-SD | 277 |  | 2 | Other | Programmed |  |  |  |  | Stepped | Electronic | 0.98 |  |  |  |  | Non Federally-Regulated | 2013-10-11 |  | 2014-10-01
Lumisistemas | Lumisistemas | AR-240-120-CP | 120 |  | 2 |  | No Match |  |  |  |  | No Match | Magnetic | [5 empty] | Federally-Regulated Consumer Product | 1995-04-01 |  | 2000-04-13
Advance Transformer Co. S.A. de C.V. | Advance Transformer | VEL2S75SRHTP | 277 |  | 2 |  | No Match |  |  |  |  | No Match | No Match | [5 empty] | Federally-Regulated Consumer Product | 1992-12-01 |  | 1997-02-01
Magnetek Universal Manufacturing | Triad | B2110SR120 | 120 |  | 2 |  | No Match |  |  |  |  | No Match | Electronic | [5 empty] | Federally-Regulated Consumer Product | 1997-02-01 |  | 2000-04-13
Howard Industries, Inc. | Howard Industries | EC3/32IS-277 | 277 |  | 3 |  | No Match |  |  |  |  | No Match | Electronic | [5 empty] | Voluntarily Certified | 1995-04-01 |  | 1995-04-07
Advance Transformer Co. S.A. de C.V. | Advance Transformer | R 2S40-1-TP | 120 |  | 2 |  | No Match |  |  |  |  | No Match | No Match | [5 empty] | Federally-Regulated Consumer Product | 1991-09-01 |  | 1997-02-01
Valmont Electric | Valmont Electric | 8G1024W | 120 |  | 2 |  | No Match |  |  |  |  | No Match | Magnetic | [5 empty] | Federally-Regulated Consumer Product | 1997-02-01 |  | 2000-04-13
Signify North America Corporation | Philips Lighting Electronics North America | IPW-2S26-M5-LS | 120 - 277 (inclusive) |  | 2 | Designed (not labeled) for use | Programmed |  |  |  |  | Continuous | Electronic | 1 |  |  |  |  | Non Federally-Regulated | 2011-04-25 |  | 2012-09-06
Lumisistemas | TBP & Associates | LL275-120-TP | 120 |  | 2 |  | Instant |  |  |  |  | No Match | Magnetic | [5 empty] | Federally-Regulated Consumer Product | 1990-09-17 |  | 1991-09-01
Aromat Corp. | Nais | LEP432I120H2 | 120 |  | 4 |  | Instant |  |  |  |  | No Match | Electronic | [5 empty] | Federally-Regulated Consumer Product | 1994-10-12 |  | 1995-04-01
Magnetek Universal Manufacturing | Triad | B295SR120HP | 120 |  | 2 |  | No Match |  |  |  |  | No Match | Electronic | [5 empty] | Federally-Regulated Consumer Product | 1995-04-01 |  | 2000-04-13
Signify North America Corporation | Philips Advance | IOPA-1P32-N | 277 |  | 1 | Other | Instant |  |  |  |  | Non-BallastDimming | Electronic | 0.98 |  |  |  |  | Non Federally-Regulated | 2014-10-01 |  | 2014-10-01
Signify North America Corporation | Philips Lighting Electronics North America | ICN-2S54-WL | 120 - 277 (inclusive) |  | 2 | Other | Programmed |  |  |  |  | Non-BallastDimming | Electronic | 0.98 |  |  |  |  | Non Federally-Regulated | 2009-06-22 |  | 2012-09-06
Etta Industries | Etta Industries | EC2S-120F96 | 120 |  | 2 |  | No Match |  |  |  |  | No Match | Electronic | [5 empty] | Federally-Regulated Consumer Product | 1998-03-01 |  | 2000-04-13
Fyrnetics, Inc. | Fyrnetics, Inc. | 9108 | 277 |  | 1 |  | No Match |  |  |  |  | No Match | No Match | [5 empty] | Non Federally-Regulated | 1989-10-01 |  | 2000-04-13
Magnetek Universal Manufacturing | Universal | 806-SLH-TC-P | 120 |  | 2 |  | Instant |  |  |  |  | No Match | Magnetic | [5 empty] | Federally-Regulated Consumer Product | 1996-12-02 |  | 1997-02-01
Thomas Industries | Third Generation | REB-240-120 | 120 |  | 2 |  | No Match |  |  |  |  | No Match | No Match | [5 empty] | Federally-Regulated Consumer Product | 1991-09-12 |  | 1992-09-28
Lutron Electronics Co., Inc. | Ecosystem | EC5 T514 J 277 2 | 277 |  | 2 | Other | Programmed |  |  |  |  | Continuous | Electronic | 0.99 |  |  |  |  | Non Federally-Regulated | 2008-01-30 |  | 2009-12-08
King Technology, Inc. | Kingtec | 232K277-IS | 277 |  | 2 |  | Instant |  |  |  |  | No Match | Electronic | [5 empty] | Federally-Regulated Consumer Product | 1994-09-18 |  | 1995-04-01
Thomas Industries | The Watt Watcher | WWB-234-120P | 120 |  | 2 |  | No Match |  |  |  |  | No Match | No Match | [5 empty] | Non Federally-Regulated | 1983-06-01 |  | 2000-04-13
Advance Transformer Co. S.A. de C.V. | Handy Man Electric Co. | ES1011 | 120 |  | 2 |  | No Match |  |  |  |  | No Match | No Match | [5 empty] | Non Federally-Regulated | 1983-06-01 |  | 2000-04-13
Lumisistemas | Lumi-Kon | AR-240-120-CP | 120 |  | 2 |  | No Match |  |  |  |  | No Match | No Match | [5 empty] | Federally-Regulated Consumer Product | 1992-12-01 |  | 1992-12-23
Aromat Corp. | Nais | EP232I120H2 | 120 |  | 2 |  | Instant |  |  |  |  | No Match | Electronic | [5 empty] | Federally-Regulated Consumer Product | 1994-12-07 |  | 1995-04-01
Advance A Division, Philips Electronics NA | Advance A Division, Philips Electronics NA | R-2S34-TP | 120 |  | 2 | Other | Rapid |  |  |  |  | Non-BallastDimming | Magnetic | 0.98 |  |  |  |  | Federally-Regulated Consumer Product | 2008-01-30 |  | 2009-06-22
Magnetek Universal Manufacturing | Energy-Lok | 304-4798-800 | 277 |  | 2 |  | No Match |  |  |  |  | No Match | No Match | [5 empty] | Non Federally-Regulated | 1989-10-01 |  | 1992-12-01
Advance Transformer Co. S.A. de C.V. | Master Electrician | 474809 | 120 |  | 2 |  | No Match |  |  |  |  | No Match | No Match | [5 empty] | Federally-Regulated Consumer Product | 1991-09-01 |  | 1997-02-01
Advance Transformer Co. S.A. de C.V. | Advance Transformer | V2S40TP | 277 |  | 2 |  | No Match |  |  |  |  | No Match | No Match | [5 empty] | Non Federally-Regulated | 1983-06-01 |  | 2000-04-13
Techmedia Lighting, Inc. | Techlite | 332T120I | 120 |  | 3 |  | Instant |  |  |  |  | No Match | Electronic | [5 empty] | Federally-Regulated Consumer Product | 1996-05-23 |  | 1997-02-01
Advance Transformer Co. S.A. de C.V. | Advance Transformer | VK2S40-TP | 277 |  | 2 |  | No Match |  |  |  |  | No Match | Cathode cut-out | [5 empty] | Federally-Regulated Consumer Product | 1991-09-23 |  | 1996-03-14
Advance Transformer Co. S.A. de C.V. | Advance Transformer | REL2S40RHTP | 120 |  | 2 |  | No Match |  |  |  |  | No Match | No Match | [5 empty] | Federally-Regulated Consumer Product | 1992-12-01 |  | 1997-02-01
Signify North America Corporation | Philips Advance | IOP-2P32-N | 277 |  | 2 | Other | Instant |  |  |  |  | Non-BallastDimming | Electronic | 0.98 |  |  |  |  | Non Federally-Regulated | 2014-10-01 |  | 2014-10-01
Triad / Utrad | Ballastar | B-240R277 | 277 |  | 1 |  | No Match |  |  |  |  | No Match | No Match | [5 empty] | Non Federally-Regulated | 1983-06-01 |  | 2000-04-13
Current – HLI Brands – HLI Solutions, Inc. | Intelect Ballast | P120-23RS | 120 |  | 2 |  | No Match |  |  |  |  | No Match | Electronic | [5 empty] | Non Federally-Regulated | 1995-04-01 |  | 2015-09-02
Advance Transformer Co. S.A. de C.V. | Advance Transformer | V 140-2-TP | 277 |  | 1 |  | No Match |  |  |  |  | No Match | No Match | [5 empty] | Non Federally-Regulated | 1989-10-01 |  | 1991-09-01
Advance Transformer Co. S.A. de C.V. | Advance Transformer | VEL1S40RHTP | 277 |  | 1 |  | No Match |  |  |  |  | No Match | Electronic | [5 empty] | Federally-Regulated Consumer Product | 1992-12-01 |  | 1996-03-14
Hunt Electric Co. | Hunt Ballast | HLS-296-120 | 120 |  | 2 |  | No Match |  |  |  |  | No Match | No Match | [5 empty] | Non Federally-Regulated | 1984-05-01 |  | 2000-04-13
Valmont Electric | Valmont Electric | 8G1OO4W | 120 |  | 2 |  | No Match |  |  |  |  | No Match | No Match | [5 empty] | Federally-Regulated Consumer Product | 1992-12-01 |  | 2000-04-13
Advance A Division, Philips Electronics NA | Advance A Division, Philips Electronics NA | IOP-2S28-115-SC-SD | 120 - 277 (inclusive) |  | 2 | Other | Programmed |  |  |  |  | Stepped | Electronic | 0.98 |  |  |  |  | Non Federally-Regulated | 2008-01-30 |  | 2009-06-22
Fyrnetics, Inc. | Fyrnetics, Inc. | 9256 | 120 |  | 2 |  | No Match |  |  |  |  | No Match | No Match | [5 empty] | Non Federally-Regulated | 1989-10-01 |  | 2000-04-13
Magnetek Universal Manufacturing | Triad | B432R120HP | 120 |  | 3 |  | Rapid |  |  |  |  | No Match | Electronic | [5 empty] | Federally-Regulated Consumer Product | 1995-03-09 |  | 1995-04-01
Signify North America Corporation | Philips Lighting Electronics North America | VEL-1S40-SC | 277 |  | 1 | Other | Rapid |  |  |  |  | Non-BallastDimming | Electronic | 0.98 | 0.9 |  |  |  | Federally-Regulated Consumer Product | 2009-06-22 |  | 2012-09-06
Magnetek Universal Manufacturing | Universal | 3250 | 277 |  | 2 |  | No Match |  |  |  |  | No Match | No Match | [5 empty] | Non Federally-Regulated | 1988-10-20 |  | 1995-04-01
Signify North America Corporation | Philips Lighting Electronics North America | VZT-4S32-HL | 277 |  | 4 | Other | Programmed |  |  |  |  | Continuous | Electronic | 0.98 |  |  |  |  | Non Federally-Regulated | 2009-06-22 |  | 2012-09-06
Easylite | Easylite | 2500004-K2 | 277 |  | 4 | Other | Rapid |  |  |  |  | Continuous | Electronic | 0.99 | 0.9 |  |  |  | Voluntarily Certified | 2004-03-11 |  | 2004-03-19
Magnetek Universal Manufacturing | Universal | 806-SLH-TC-P | 120 |  | 2 |  | No Match |  |  |  |  | No Match | Magnetic | [5 empty] | Federally-Regulated Consumer Product | 1997-02-01 |  | 2000-04-13
Magnetek Universal Manufacturing | Energy-Lok | 304--4701-800 | 120 |  | 2 |  | No Match |  |  |  |  | No Match | No Match | [5 empty] | Federally-Regulated Consumer Product | 1992-12-01 |  | 2000-04-13
RTC Marketing Co. | RTC Marketing Co. | GLIS27527P-30 | 277 |  | 2 |  | Instant |  |  |  |  | No Match | Magnetic | [5 empty] | Federally-Regulated Consumer Product | 1996-11-22 |  | 1997-02-01
Lutron Electronics Co., Inc. | Hi-Lume | FDB-2427-277-1 | 277 |  | 1 | Other | Programmed |  |  |  |  | Continuous | Electronic | 0.95 |  |  |  |  | Non Federally-Regulated | 2008-01-30 |  | 2009-12-08
Magnetek Universal Manufacturing | Energy-Lok | 304-4951-800 | 120 |  | 1 |  | No Match |  |  |  |  | No Match | No Match | [5 empty] | Federally-Regulated Consumer Product | 1991-09-01 |  | 2000-04-13
Universal Lighting Technologies | Universal Lighting Technologies | B228PUDV3PLA | 120 - 277 (inclusive) |  | 2 | Other | Programmed |  |  |  |  | Continuous | Electronic | 0.99 |  |  |  |  | Non Federally-Regulated | 2014-03-25 |  | 2014-07-21
Lumisistemas | American Louver Co. | V275S120 | 120 |  | 2 |  | No Match |  |  |  |  | No Match | No Match | [5 empty] | Federally-Regulated Consumer Product | 1992-12-01 |  | 1995-04-01
Valmont Electric | Val-Miser | 240RS-120ES | 120 |  | 2 |  | Rapid |  |  |  |  | No Match | Magnetic | [5 empty] | Federally-Regulated Consumer Product | 1996-03-14 |  | 1997-02-01
Signify North America Corporation | Philips Lighting Electronics North America | V-2S110-TP | 277 |  | 2 | Other | Rapid |  |  |  |  | Non-BallastDimming | Magnetic | 0.98 | 0.9 |  |  |  | Federally-Regulated Consumer Product | 2009-06-22 |  | 2012-09-06
Advance Transformer Co. S.A. de C.V. | Advance Transformer | VEL2S40RHTP | 277 |  | 2 |  | No Match |  |  |  |  | No Match | No Match | [5 empty] | Federally-Regulated Consumer Product | 1992-12-01 |  | 1997-02-01
Valmont Electric | Valmont Electric | M28-277-1 | 120 |  | 1 |  | No Match |  |  |  |  | No Match | Cathode cut-out | [5 empty] | Federally-Regulated Consumer Product | 1997-02-01 |  | 2000-04-13
Lutron Electronics Co., Inc. | Hi-Lume | FDB-2427-120-3 | 120 |  | 3 | Other | Programmed |  |  |  |  | Continuous | Electronic | 0.99 |  |  |  |  | Non Federally-Regulated | 2008-01-30 |  | 2009-12-08
Magnetek Universal Manufacturing | Universal | 3230 | 120 |  | 2 |  | No Match |  |  |  |  | No Match | No Match | [5 empty] | Non Federally-Regulated | 1988-10-20 |  | 1995-04-01
Signify North America Corporation | Philips Lighting Electronics North America | RELB-2S40-SC | 120 |  | 2 | Designed (not labeled) for use | Rapid |  |  |  |  | Non-BallastDimming | Electronic | 0.98 | 0.9 |  |  |  | Federally-Regulated Consumer Product | 2009-06-22 |  | 2012-09-06
Etta Industries | Etta Industries | EC2S-277A2-D | 277 |  | 2 |  | Rapid |  |  |  |  | No Match | Electronic | [5 empty] | Federally-Regulated Consumer Product | 1994-10-07 |  | 1995-04-01
Lumisistemas | C.E.W. Lighting | 8FR275/120ES | 120 |  | 2 |  | Instant |  |  |  |  | No Match | Magnetic | [5 empty] | Federally-Regulated Consumer Product | 1992-01-17 |  | 1992-12-01
Signify North America Corporation | Philips Advance | IOP-3PSP32-HL-SC | 120 |  | 3 | Other | Programmed |  |  |  |  | Non-BallastDimming | Electronic | 0.99 |  |  |  |  | Non Federally-Regulated | 2014-10-01 |  | 2014-10-01
Lutron Electronics Co., Inc. | Hi-Lume 3D | H3D T528 C UNV 2 10 | 120 - 277 (inclusive) |  | 2 | Other | Programmed |  |  |  |  | Continuous | Electronic | 0.99 |  |  |  |  | Non Federally-Regulated | 2009-08-31 |  | 2009-12-08
Lutron Electronics Co., Inc. | Hi-Lume 3D | H3D T825 C UNV 1 17 | 120 - 277 (inclusive) |  | 1 | Other | Programmed |  |  |  |  | Continuous | Electronic | 1 |  |  |  |  | Non Federally-Regulated | 2009-08-31 |  | 2009-12-08
Etta Industries | Etta Industries | EC2S-120A2-D | 120 |  | 2 |  | No Match |  |  |  |  | No Match | Electronic | [5 empty] | Federally-Regulated Consumer Product | 1998-03-01 |  | 2000-04-13
GE Appliances, a Haier company | General Electric | E40-120-2 | 120 |  | 2 |  | No Match |  |  |  |  | No Match | No Match | [5 empty] | Non Federally-Regulated | 1988-06-01 |  | 2015-09-03
Signify North America Corporation | Philips Advance | IOPA-2P32-N | 120 |  | 2 | Other | Instant |  |  |  |  | Non-BallastDimming | Electronic | 0.99 |  |  |  |  | Non Federally-Regulated | 2014-10-01 |  | 2014-10-01
Lumisistemas | American Louver Co. | V140RS277 | 277 |  | 1 |  | No Match |  |  |  |  | No Match | No Match | [5 empty] | Federally-Regulated Consumer Product | 1992-12-01 |  | 1995-04-01
Advance Transformer Co. S.A. de C.V. | Advance Transformer | VDC2S40 TP | 277 |  | 2 |  | No Match |  |  |  |  | No Match | Electronic | [5 empty] | Federally-Regulated Consumer Product | 1993-07-08 |  | 1996-03-14
Advance A Division, Philips Electronics NA | Advance A Division, Philips Electronics NA | REZ-2S54 | 120 |  | 2 | Other | Programmed |  |  |  |  | Continuous | Electronic | 0.98 |  |  |  |  | Non Federally-Regulated | 2008-01-30 |  | 2009-06-22
Oasis International | Sylvania | QHE2x54T5HO/UNV PSN HT | 120 - 277 (inclusive) |  | 2 | Other | Programmed |  |  |  |  | Non-BallastDimming | Electronic | 1 |  |  |  |  | Non Federally-Regulated | 2012-07-17 |  | 2012-07-17
Advance Transformer Co. S.A. de C.V. | Advance Transformer | VEL2S110RHTP | 277 |  | 2 |  | No Match |  |  |  |  | No Match | No Match | [5 empty] | Federally-Regulated Consumer Product | 1995-04-01 |  | 1997-02-01
Lumisistemas | American Louver Co. | V240RS277 | 277 |  | 2 |  | Rapid |  |  |  |  | No Match | Magnetic | [5 empty] | Federally-Regulated Consumer Product | 1992-01-17 |  | 1992-12-01
Toshiba | Toshiba | FMB40RS3-120 | 120 |  | 3 |  | No Match |  |  |  |  | No Match | Electronic | [5 empty] | Voluntarily Certified | 1997-02-01 |  | 2000-04-13
Lumisistemas | American Louver Co. | V140RS277 | 277 |  | 1 |  | Rapid |  |  |  |  | No Match | Magnetic | [5 empty] | Federally-Regulated Consumer Product | 1992-01-17 |  | 1992-12-01
MW McWong International | Pacific Ballast | ES-27-240-TP | 277 |  | 2 |  | No Match |  |  |  |  | No Match | Magnetic | [5 empty] | Federally-Regulated Consumer Product | 1997-02-01 |  | 2000-04-13
Motorola Lighting, Inc. | Motorola | M2-RN-T12-1LL-277 | 277 |  | 2 |  | Rapid |  |  |  |  | No Match | Electronic | [5 empty] | Federally-Regulated Consumer Product | 1996-03-07 |  | 1997-02-01
Taipei Multipower, Inc. | TMP | FLD32D277-6 | 277 |  | 2 |  | Instant |  |  |  |  | No Match | Electronic | [5 empty] | Federally-Regulated Consumer Product | 1994-09-18 |  | 1995-04-01
Advance Transformer Co. S.A. de C.V. | Advance Transformer | RK134 TP | 120 |  | 1 |  | No Match |  |  |  |  | No Match | Cathode cut-out | [5 empty] | Federally-Regulated Consumer Product | 1990-03-29 |  | 1996-03-14
Magnetek Universal Manufacturing | Triad | B260I120HP | 120 |  | 2 |  | Instant |  |  |  |  | No Match | Electronic | [5 empty] | Federally-Regulated Consumer Product | 1995-03-09 |  | 1995-04-01
Advance Transformer Co. S.A. de C.V. | Advance Transformer | V 2S4O-1-TP | 277 |  | 2 |  | No Match |  |  |  |  | No Match | No Match | [5 empty] | Federally-Regulated Consumer Product | 1991-09-01 |  | 2000-04-13
Signify North America Corporation | Philips Advance | IOP-4P32-LW-N | 120 |  | 4 | Other | Instant |  |  |  |  | Non-BallastDimming | Electronic | 0.99 |  |  |  |  | Non Federally-Regulated | 2014-10-01 |  | 2014-10-01
Lumisistemas | Atlas Electric | E275 TP277 | 277 |  | 2 |  | Instant |  |  |  |  | No Match | Magnetic | [5 empty] | Federally-Regulated Consumer Product | 1992-10-23 |  | 1992-12-01
Taipei Multipower, Inc. | TMP | FLD32F277-6 | 277 |  | 4 |  | No Match |  |  |  |  | No Match | Electronic | [5 empty] | Voluntarily Certified | 1995-04-01 |  | 2000-04-13
Magnetek Universal Manufacturing | Energy-Lok | 304-4951-800 | 120 |  | 1 |  | No Match |  |  |  |  | No Match | No Match | [5 empty] | Non Federally-Regulated | 1989-10-01 |  | 1991-09-01
Advance A Division, Philips Electronics NA | Advance A Division, Philips Electronics NA | IDA-132-SC | 120 - 277 (inclusive) |  | 1 | Other | Programmed |  |  |  |  | Continuous | Electronic | 0.98 |  |  |  |  | Non Federally-Regulated | 2008-01-30 |  | 2009-06-22
Signify North America Corporation | Philips Lighting Electronics North America | R-2E60-S-TP | 120 |  | 2 | Other | Instant |  |  |  |  | Non-BallastDimming | Magnetic | 0.98 |  |  |  |  | Federally-Regulated Consumer Product | 2009-06-22 |  | 2012-09-06
Lumisistemas | Atlas Electric | E275 TP277 | 277 |  | 2 |  | No Match |  |  |  |  | No Match | No Match | [5 empty] | Federally-Regulated Consumer Product | 1992-12-01 |  | 1995-04-01
Lutron Electronics Co., Inc. | Ecosystem | EC5 T832 G 277 3L | 277 |  | 3 | Other | Programmed |  |  |  |  | Continuous | Electronic | 0.99 |  |  |  |  | Non Federally-Regulated | 2008-02-19 |  | 2009-12-08
Advance Transformer Co. S.A. de C.V. | Advance Transformer | VEL2S75SRHTP | 277 |  | 2 |  | No Match |  |  |  |  | No Match | Electronic | [5 empty] | Federally-Regulated Consumer Product | 1992-12-01 |  | 1996-03-14
Magnetek Universal Manufacturing | Triad | B232I277RH | 277 |  | 2 |  | Instant |  |  |  |  | No Match | Electronic | [5 empty] | Federally-Regulated Consumer Product | 1995-03-09 |  | 1995-04-01
Magnetek Universal Manufacturing | Triad | B432I277L | 277 |  | 4 |  | No Match |  |  |  |  | No Match | Electronic | [5 empty] | Voluntarily Certified | 1995-04-01 |  | 2000-04-13
Valmont Electric | General Electric | 8G1014W | 277 |  | 2 |  | No Match |  |  |  |  | No Match | No Match | [5 empty] | Federally-Regulated Consumer Product | 1991-09-01 |  | 2000-04-13
Electronic Ballast Tech. | Electronic Ballast Tech. | SSB1-277-2/40 75% | 277 |  | 2 |  | No Match |  |  |  |  | No Match | Electronic | [5 empty] | Federally-Regulated Consumer Product | 1994-04-11 |  | 1996-03-07
Lutron Electronics Co., Inc. | Ecosystem | EC5 T528 J 277 1 | 277 |  | 1 | Other | Programmed |  |  |  |  | Continuous | Electronic | 0.97 |  |  |  |  | Non Federally-Regulated | 2008-01-30 |  | 2009-12-08
Lutron Electronics Co., Inc. | Ecosystem | EC5 T524 J 277 2 | 277 |  | 2 | Other | Programmed |  |  |  |  | Continuous | Electronic | 0.99 |  |  |  |  | Non Federally-Regulated | 2008-01-30 |  | 2009-12-08
King Technology, Inc. | Kingtec | 232K277-IS | 277 |  | 2 |  | No Match |  |  |  |  | No Match | Electronic | [5 empty] | Non Federally-Regulated | 1995-04-01 |  | 2000-04-13
Magnetek Universal Manufacturing | Dayton Wattrimmer | 4V366 | 120 |  | 2 |  | No Match |  |  |  |  | No Match | No Match | [5 empty] | Federally-Regulated Consumer Product | 1991-09-01 |  | 2000-04-13
Lumisistemas | Lumisistemas | AS-275-120-CP | 120 |  | 2 |  | Instant |  |  |  |  | No Match | Magnetic | [5 empty] | Federally-Regulated Consumer Product | 1992-06-15 |  | 1992-12-01
Advance A Division, Philips Electronics NA | Advance A Division, Philips Electronics NA | VEL-2S40-SC | 277 |  | 2 | Other | Rapid |  |  |  |  | Non-BallastDimming | Electronic | 0.98 | 0.9 |  |  |  | Federally-Regulated Consumer Product | 2008-01-30 |  | 2009-06-22
Magnetek Universal Manufacturing | Triad | B340I120HP | 120 |  | 3 |  | Instant |  |  |  |  | No Match | Electronic | [5 empty] | Federally-Regulated Consumer Product | 1995-03-09 |  | 1995-04-01
Advance A Division, Philips Electronics NA | Advance A Division, Philips Electronics NA | IOP-4S32-SC | 120 - 277 (inclusive) |  | 4 | Other | Programmed |  |  |  |  | Non-BallastDimming | Electronic | 0.98 |  |  |  |  | Non Federally-Regulated | 2008-01-30 |  | 2009-06-22
Advance Transformer Co. S.A. de C.V. | Advance Transformer | RK2S40-TP | 120 |  | 2 |  | No Match |  |  |  |  | No Match | Cathode cut-out | [5 empty] | Federally-Regulated Consumer Product | 1997-02-01 |  | 2000-04-13
Current – HLI Brands – HLI Solutions, Inc. | Intelect Ballast | Pc10-13RS | 120 |  | 1 |  | No Match |  |  |  |  | No Match | Electronic | [5 empty] | Non Federally-Regulated | 1997-02-01 |  | 2015-09-02
Fulham Co., Inc. | Fulham Co., Inc. | FEP 1200 120 240 | 120 |  | 2 |  | No Match |  |  |  |  | No Match | Electronic | [5 empty] | Federally-Regulated Consumer Product | 1995-04-01 |  | 1995-04-28
Valmont Electric | Ultra-Miser | E240SR277G01 | 277 |  | 2 |  | No Match |  |  |  |  | No Match | No Match | [5 empty] | Non Federally-Regulated | 1989-07-18 |  | 1992-12-01
Magnetek Universal Manufacturing | Universal | 446-L-SLH-TC-P | 120 |  | 2 |  | Rapid |  |  |  |  | No Match | Magnetic | [5 empty] | Federally-Regulated Consumer Product | 1996-12-02 |  | 1997-02-01
Magnetek Universal Manufacturing | Energy-Lok | 304-4708-800 | 277 |  | 2 |  | No Match |  |  |  |  | No Match | No Match | [5 empty] | Non Federally-Regulated | 1989-10-01 |  | 1991-09-01
Signify North America Corporation | Philips Lighting Electronics North America | IOP-2S28-115-SC-SD | 120 - 277 (inclusive) |  | 2 | Other | Programmed |  |  |  |  | Stepped | Electronic | 0.98 |  |  |  |  | Non Federally-Regulated | 2009-06-22 |  | 2012-09-06
Magnetek Universal Manufacturing | Universal | ES-1011U | 120 |  | 2 |  | No Match |  |  |  |  | No Match | No Match | [5 empty] | Federally-Regulated Consumer Product | 1995-04-01 |  | 2000-04-13
Signify North America Corporation | Philips Advance | ICN-2S28-N | 277 |  | 2 | Other | Programmed |  |  |  |  | Non-BallastDimming | Electronic | 0.98 |  |  |  |  | Non Federally-Regulated | 2011-12-28 |  | 2011-12-28
Magnetek Universal Manufacturing | Jefferson | 304-4798-800 | 277 |  | 2 |  | No Match |  |  |  |  | No Match | No Match | [5 empty] | Non Federally-Regulated | 1989-09-06 |  | 1996-12-02
Electronic Ballast Tech. | Electronic Ballast Tech. | SSB1-120-2/40 LH | 120 |  | 2 |  | No Match |  |  |  |  | No Match | No Match | [5 empty] | Federally-Regulated Consumer Product | 1991-06-25 |  | 1992-12-01
Lutron Electronics Co., Inc. | Eco-10 | ECO-T5H39-120-1 | 120 |  | 1 | Other | Programmed |  |  |  |  | Continuous | Electronic | 1 |  |  |  |  | Non Federally-Regulated | 2008-01-30 |  | 2009-12-08
Lumisistemas | Atlas Electric | E275 TP277 | 277 |  | 2 |  | No Match |  |  |  |  | No Match | Magnetic | [5 empty] | Federally-Regulated Consumer Product | 1995-04-01 |  | 2000-04-13
Magnetek Universal Manufacturing | Jefferson | 304-4791-800 | 120 |  | 2 |  | No Match |  |  |  |  | No Match | Magnetic | [5 empty] | Federally-Regulated Consumer Product | 1997-02-01 |  | 2000-04-13
Valmont Electric | Ultra-Miser | E232PI277HG01 | 277 |  | 2 |  | No Match |  |  |  |  | No Match | Electronic | [5 empty] | Non Federally-Regulated | 1997-02-01 |  | 2000-04-13
Advance Transformer Co. S.A. de C.V. | Advance Transformer | VDC140TP | 277 |  | 1 |  | No Match |  |  |  |  | No Match | No Match | [5 empty] | Federally-Regulated Consumer Product | 1995-04-01 |  | 1997-02-01
Valmont Electric | Ultra-Miser | M28-120SES | 120 |  | 2 |  | No Match |  |  |  |  | No Match | Cathode cut-out | [5 empty] | Federally-Regulated Consumer Product | 1997-02-01 |  | 2000-04-13
Advance A Division, Philips Electronics NA | Advance A Division, Philips Electronics NA | IOP-4S32-LW-SC | 120 - 277 (inclusive) |  | 4 | Other | Programmed |  |  |  |  | Non-BallastDimming | Electronic | 0.98 |  |  |  |  | Non Federally-Regulated | 2008-01-30 |  | 2009-06-22
X O Industries, Inc. | X O Industries, Inc. | 296120 | 120 |  | 2 |  | No Match |  |  |  |  | No Match | No Match | [5 empty] | Non Federally-Regulated | 1988-06-01 |  | 2000-04-13
Valmont Electric | Ultra-Miser | E232SR277G01 | 277 |  | 2 |  | No Match |  |  |  |  | No Match | Electronic | [5 empty] | Non Federally-Regulated | 1995-04-01 |  | 1995-04-28
Advance Transformer Co. S.A. de C.V. | Advance Transformer | RK2S34 TP | 120 |  | 2 |  | No Match |  |  |  |  | No Match | No Match | [5 empty] | Federally-Regulated Consumer Product | 1991-09-01 |  | 1997-02-01
Advance Transformer Co. S.A. de C.V. | Master Electrician | 503045 | 120 |  | 2 |  | No Match |  |  |  |  | No Match | Magnetic | [5 empty] | Non Federally-Regulated | 1988-10-20 |  | 1996-03-14
Energy-Lok | Energy-Lok | 304-4791-800 | 120 |  | 2 |  | No Match |  |  |  |  | No Match | No Match | [5 empty] | Federally-Regulated Consumer Product | 1991-09-01 |  | 2000-04-13
Fulham Co., Inc. | Fulham Co., Inc. | FEP 900 277 232LW | 277 |  | 2 |  | Rapid |  |  |  |  | No Match | Electronic | [5 empty] | Federally-Regulated Consumer Product | 1995-04-28 |  | 1997-02-01
Advance Transformer Co. S.A. de C.V. | Advance Transformer | R 2E75S-TP | 120 |  | 2 |  | Instant |  |  |  |  | No Match | Magnetic | [5 empty] | Federally-Regulated Consumer Product | 1996-03-14 |  | 2009-03-12
Lutron Electronics Co., Inc. | Eco-10 | ECO-T817-277-2 | 277 |  | 2 | Other | Programmed |  |  |  |  | Continuous | Electronic | 0.98 |  |  |  |  | Non Federally-Regulated | 2008-01-30 |  | 2009-12-08
Toshiba | Toshiba | FMB40RS1-120 | 120 |  | 1 |  | No Match |  |  |  |  | No Match | No Match | [5 empty] | Federally-Regulated Consumer Product | 1993-08-10 |  | 1995-04-13
Advance Transformer Co. S.A. de C.V. | Advance Transformer | V141TP/H142 | 277 |  | 1 |  | No Match |  |  |  |  | No Match | No Match | [5 empty] | Non Federally-Regulated | 1984-05-01 |  | 2000-04-13
Electronic Ballast Tech. | Electronic Ballast Tech. | SSB2-120-4/32ISLH | 120 |  | 2 |  | No Match |  |  |  |  | No Match | No Match | [5 empty] | Federally-Regulated Consumer Product | 1991-09-06 |  | 1991-09-01
Valmont Electric | Valmont Electric | M28-120-1 | 120 |  | 1 |  | No Match |  |  |  |  | No Match | Cathode cut-out | [5 empty] | Non Federally-Regulated | 1988-10-20 |  | 1989-10-01
Lutron Electronics Co., Inc. | Ecosystem | EC5 T832 G 120 2L | 277 |  | 2 | Other | Programmed |  |  |  |  | Continuous | Electronic | 1 |  |  |  |  | Non Federally-Regulated | 2008-01-30 |  | 2009-12-08
Magnetek Universal Manufacturing | Triad | B332I120L | 120 |  | 2 |  | No Match |  |  |  |  | No Match | Electronic | [5 empty] | Non Federally-Regulated | 1995-04-01 |  | 2000-04-13
Universal Manufacturing Corp. | Super Low Heat | 458-L-SLH-TC-P | 277 |  | 1 |  | No Match |  |  |  |  | No Match | No Match | [5 empty] | Non Federally-Regulated | 1983-06-01 |  | 2000-04-13
Fulham Co., Inc. | Fulham Co., Inc. | FEP 900 277 232 | 277 |  | 2 |  | No Match |  |  |  |  | No Match | Electronic | [5 empty] | Non Federally-Regulated | 1995-04-01 |  | 1995-04-28
Palindent, Ltd. | Palindent | TS-4012-2PRS-277 | 277 |  | 2 |  | No Match |  |  |  |  | No Match | No Match | [5 empty] | Federally-Regulated Consumer Product | 1992-11-02 |  | 1995-04-28
Etta Industries | Etta Industries | EC2S-277A8 | 277 |  | 2 |  | Rapid |  |  |  |  | No Match | Electronic | [5 empty] | Federally-Regulated Consumer Product | 1994-10-06 |  | 1995-04-01
Lutron Electronics Co., Inc. | Hi-Lume | FDB-T524-120-2 | 120 |  | 2 | Other | Programmed |  |  |  |  | Continuous | Electronic | 1 |  |  |  |  | Non Federally-Regulated | 2008-01-30 |  | 2009-12-08
Osram Sylvania, Inc. | Sylvania | QTP2x35T5/UNV DALI | 347 - 480 (inclusive) |  | 2 | Other | Programmed |  |  |  |  | Continuous | Electronic | 0.98 |  |  |  |  | Non Federally-Regulated | 2011-12-06 |  | 2012-07-03
Lutron Electronics Co., Inc. | Ecosystem | EC5 T514 J UNV 2 | 120 - 277 (inclusive) |  | 2 | Other | Programmed |  |  |  |  | Continuous | Electronic | 0.99 |  |  |  |  | Non Federally-Regulated | 2008-10-30 |  | 2009-12-08
Aromat Corp. | Nais | ES232R120H2 | 120 |  | 2 |  | No Match |  |  |  |  | No Match | Electronic | [5 empty] | Non Federally-Regulated | 1997-02-01 |  | 2000-04-13
Valmont Electric | Ultra-Miser | E296PI120 | 120 |  | 2 |  | No Match |  |  |  |  | No Match | No Match | [5 empty] | Federally-Regulated Consumer Product | 1991-09-01 |  | 2000-04-13
Howard Industries, Inc. | Howard Industries | EC4/32IS-277 | 277 |  | 4 |  | No Match |  |  |  |  | No Match | Electronic | [5 empty] | Voluntarily Certified | 1995-04-01 |  | 1995-04-07
Advance Transformer Co. S.A. de C.V. | Advance Transformer | VK134-TP | 277 |  | 1 |  | No Match |  |  |  |  | No Match | Cathode cut-out | [5 empty] | Federally-Regulated Consumer Product | 1997-02-01 |  | 2000-04-13
Signify North America Corporation | Philips Lighting Electronics North America | REL-1P32-SC | 120 |  | 1 | Other | Instant |  |  |  |  | Non-BallastDimming | Electronic | 0.98 |  |  |  |  | Non Federally-Regulated | 2009-06-22 |  | 2012-09-06
Magnetek Universal Manufacturing | Triad | B232I120RH | 120 |  | 2 |  | Instant |  |  |  |  | No Match | Electronic | [5 empty] | Federally-Regulated Consumer Product | 1995-03-08 |  | 1995-04-01
Heung Jin Electronics Co. | Lumen | LM75D277 | 277 |  | 2 |  | No Match |  |  |  |  | No Match | No Match | [5 empty] | Federally-Regulated Consumer Product | 1993-08-26 |  | 1995-04-28
RTC Marketing Co. | RTC Marketing Co. | GLIS275P-30 | 120 |  | 2 |  | No Match |  |  |  |  | No Match | No Match | [5 empty] | Federally-Regulated Consumer Product | 1991-09-11 |  | 1991-09-01
Heung Jin Electronics Co. | Lumen | LM75D12O | 120 |  | 2 |  | No Match |  |  |  |  | No Match | No Match | [5 empty] | Federally-Regulated Consumer Product | 1997-02-01 |  | 2000-04-13
Advance A Division, Philips Electronics NA | Advance A Division, Philips Electronics NA | IOP-3P32-LW-SC | 120 - 277 (inclusive) |  | 3 | Other | Instant |  |  |  |  | Non-BallastDimming | Electronic | 0.98 |  |  |  |  | Non Federally-Regulated | 2008-01-30 |  | 2009-06-22
Lutron Electronics Co., Inc. | Hi-Lume 3D | H3D T817 C UNV 2 17 | 120 - 277 (inclusive) |  | 2 | Other | Programmed |  |  |  |  | Continuous | Electronic | 0.99 |  |  |  |  | Non Federally-Regulated | 2009-08-31 |  | 2009-12-08
Signify North America Corporation | Philips Lighting Electronics North America | VEL-2S40-SC | 277 |  | 2 | Other | Rapid |  |  |  |  | Non-BallastDimming | Electronic | 0.98 | 0.9 |  |  |  | Federally-Regulated Consumer Product | 2009-06-22 |  | 2012-09-06
Howard Industries, Inc. | Howard Industries | EC4/32IS-277 | 277 |  | 4 |  | Instant |  |  |  |  | No Match | Electronic | [5 empty] | Federally-Regulated Consumer Product | 1995-04-07 |  | 1997-02-01
Magnetek Universal Manufacturing | Triad | B240T120 | 120 |  | 2 |  | No Match |  |  |  |  | No Match | No Match | [5 empty] | Federally-Regulated Consumer Product | 1991-09-11 |  | 1993-06-08
Etta Industries | Etta Industries | EC2S-120A2-D | 120 |  | 2 |  | No Match |  |  |  |  | No Match | No Match | [5 empty] | Federally-Regulated Consumer Product | 1992-12-23 |  | 1992-12-01
Magnetek Universal Manufacturing | Triad | B332R120HP | 120 |  | 3 |  | No Match |  |  |  |  | No Match | Electronic | [5 empty] | Voluntarily Certified | 1995-04-01 |  | 1997-02-01
Advance A Division, Philips Electronics NA | Advance A Division, Philips Electronics NA | IEZ-2S24-D | 120 - 277 (inclusive) |  | 2 | Other | Programmed |  |  |  |  | Continuous | Electronic | 0.98 |  |  |  |  | Non Federally-Regulated | 2008-01-30 |  | 2009-06-22
Lumisistemas | Regent Lighting | 89612 | 120 |  | 2 |  | Instant |  |  |  |  | No Match | Magnetic | [5 empty] | Federally-Regulated Consumer Product | 1993-10-12 |  | 1995-08-16
Etta Industries | Etta Industries | EC2S-277A2-D | 277 |  | 2 |  | No Match |  |  |  |  | No Match | No Match | [5 empty] | Federally-Regulated Consumer Product | 1997-02-01 |  | 1998-03-01
Aromat Corp. | Nais | ES332R120H2 | 120 |  | 3 |  | No Match |  |  |  |  | No Match | Electronic | [5 empty] | Voluntarily Certified | 1995-04-01 |  | 2000-04-13
RTC Marketing Co. | RTC Marketing Co. | GLRS240P-10+ | 120 |  | 2 |  | Rapid |  |  |  |  | No Match | Magnetic | [5 empty] | Federally-Regulated Consumer Product | 1996-11-22 |  | 1997-02-01
Advance Transformer Co. S.A. de C.V. | Advance Transformer | REL 1S40 TP | 120 |  | 1 |  | No Match |  |  |  |  | No Match | Electronic | [5 empty] | Non Federally-Regulated | 1988-10-20 |  | 1996-03-14
Lutron Electronics Co., Inc. | Ecosystem | EC5 T832 G 277 2L | 277 |  | 2 | Other | Programmed |  |  |  |  | Continuous | Electronic | 0.97 |  |  |  |  | Non Federally-Regulated | 2008-01-30 |  | 2008-02-19
Valmont Electric | Ultra-Miser | E240SR120 | 120 |  | 2 |  | No Match |  |  |  |  | No Match | No Match | [5 empty] | Federally-Regulated Consumer Product | 1991-09-01 |  | 2000-04-13
Magnetek Universal Manufacturing | Triad | B240I120HP | 120 |  | 1 |  | No Match |  |  |  |  | No Match | Electronic | [5 empty] | Non Federally-Regulated | 1995-04-01 |  | 2000-04-13
Thomas Industries | Third Generation | REB-240-277 | 277 |  | 2 |  | No Match |  |  |  |  | No Match | No Match | [5 empty] | Federally-Regulated Consumer Product | 1991-09-12 |  | 1991-09-01
Advance Transformer Co. S.A. de C.V. | Advance Transformer | REI2P75-TP | 120 |  | 2 |  | No Match |  |  |  |  | No Match | No Match | [5 empty] | Federally-Regulated Consumer Product | 1992-12-01 |  | 1997-02-01
Magnetek Universal Manufacturing | Genesis | 3250 | 277 |  | 2 |  | No Match |  |  |  |  | No Match | No Match | [5 empty] | Non Federally-Regulated | 1989-10-01 |  | 1991-09-01
Lumisistemas | TBP & Associates | LL-275-277-TP | 277 |  | 2 |  | Instant |  |  |  |  | No Match | Magnetic | [5 empty] | Federally-Regulated Consumer Product | 1992-01-17 |  | 1995-04-01
Motorola Lighting, Inc. | Motorola | M2-RN-T8-10C-120 | 120 |  | 2 |  | No Match |  |  |  |  | No Match | Electronic | [5 empty] | Non Federally-Regulated | 1995-04-01 |  | 2000-04-13
Lumisistemas | Rangaire | ES-240-120-CP | 120 |  | 2 |  | No Match |  |  |  |  | No Match | No Match | [5 empty] | Federally-Regulated Consumer Product | 1992-12-01 |  | 1995-04-01
Fulham Co., Inc. | Fulham Co., Inc. | FEP 900 120 232LW | 120 |  | 2 |  | Rapid |  |  |  |  | No Match | Electronic | [5 empty] | Federally-Regulated Consumer Product | 1995-04-28 |  | 1997-02-01
Lutron Electronics Co., Inc. | Ecosystem | EC5 T832 G UNV 3L | 120 - 277 (inclusive) |  | 3 | Other | Programmed |  |  |  |  | Continuous | Electronic | 0.99 |  |  |  |  | Non Federally-Regulated | 2008-10-30 |  | 2009-12-08
Signify North America Corporation | Philips Lighting Electronics North America | R-1P32-TP | 120 |  | 1 | Other | Rapid |  |  |  |  | Non-BallastDimming | Magnetic | 0.95 |  |  |  |  | Non Federally-Regulated | 2009-06-22 |  | 2012-09-06
Advance A Division, Philips Electronics NA | Advance A Division, Philips Electronics NA | VEL-3P32-HL-SC | 277 |  | 3 | Other | Instant |  |  |  |  | Non-BallastDimming | Electronic | 0.98 |  |  |  |  | Non Federally-Regulated | 2008-01-30 |  | 2009-06-22
Advance A Division, Philips Electronics NA | Advance A Division, Philips Electronics NA | REL-2P32-SC | 120 |  | 2 | Other | Instant |  |  |  |  | Non-BallastDimming | Electronic | 0.98 |  |  |  |  | Non Federally-Regulated | 2008-01-30 |  | 2009-06-22
Hunt Electric Co. | Hunt Ballast | HRL140-277 | 277 |  | 1 |  | No Match |  |  |  |  | No Match | No Match | [5 empty] | Non Federally-Regulated | 1985-04-01 |  | 2000-04-13
Valmont Electric | Valmont Electric | 8G1018W | 277 |  | 2 |  | No Match |  |  |  |  | No Match | No Match | [5 empty] | Non Federally-Regulated | 1988-10-20 |  | 1995-04-28
Fulham Co., Inc. | Fulham Co., Inc. | FEP 900 277 332LW | 277 |  | 3 |  | Rapid |  |  |  |  | No Match | Electronic | [5 empty] | Federally-Regulated Consumer Product | 1995-04-28 |  | 1997-02-01
Magnetek Universal Manufacturing | Triad | B232I120HP | 120 |  | 1 |  | No Match |  |  |  |  | No Match | Electronic | [5 empty] | Non Federally-Regulated | 1995-04-01 |  | 2000-04-13
Signify North America Corporation | Philips Lighting Electronics North America | VCN-4S32-SC | 277 |  | 4 | Other | Programmed |  |  |  |  | Non-BallastDimming | Electronic | 0.98 |  |  |  |  | Non Federally-Regulated | 2009-06-22 |  | 2012-09-06
Magnetek Universal Manufacturing | Triad | B340R120HP | 120 |  | 3 |  | Rapid |  |  |  |  | No Match | Electronic | [5 empty] | Federally-Regulated Consumer Product | 1995-03-09 |  | 1995-04-01
Valmont Electric | Val-Miser | 296SL120ES | 120 |  | 2 |  | Instant |  |  |  |  | No Match | Magnetic | [5 empty] | Federally-Regulated Consumer Product | 1996-03-14 |  | 1997-02-01
Magnetek Universal Manufacturing | Handyman | ES-1011U | 120 |  | 2 |  | No Match |  |  |  |  | No Match | No Match | [5 empty] | Federally-Regulated Consumer Product | 1991-09-01 |  | 2000-04-13
Magnetek Universal Manufacturing | Universal Plus | 417-L-TC-P | 277 |  | 1 |  | No Match |  |  |  |  | No Match | No Match | [5 empty] | Federally-Regulated Consumer Product | 1991-09-01 |  | 2000-04-13
Valmont Electric | Watt-Saver | 7735 | 120 |  | 2 |  | No Match |  |  |  |  | No Match | No Match | [5 empty] | Federally-Regulated Consumer Product | 1991-09-01 |  | 2000-04-13
Signify North America Corporation | Philips Advance | ICN-2S28-N | 120 |  | 2 | Other | Programmed |  |  |  |  | Non-BallastDimming | Electronic | 1 |  |  |  |  | Non Federally-Regulated | 2011-12-28 |  | 2011-12-28
Advance A Division, Philips Electronics NA | Advance A Division, Philips Electronics NA | VEL-3P32-LW-SC | 277 |  | 3 | Other | Instant |  |  |  |  | Non-BallastDimming | Electronic | 0.98 |  |  |  |  | Non Federally-Regulated | 2008-01-30 |  | 2009-06-22
Jefferson Electric | Jefferson Electric, Inc. | 300-4791-800 | 120 |  | 2 |  | No Match |  |  |  |  | No Match | No Match | [5 empty] | Non Federally-Regulated | 1983-06-01 |  | 2000-04-13
Lutron Electronics Co., Inc. | Hi-Lume 3D | H3D T825 C UNV 2 10 | 120 - 277 (inclusive) |  | 2 | Other | Programmed |  |  |  |  | Continuous | Electronic | 0.99 |  |  |  |  | Non Federally-Regulated | 2009-08-31 |  | 2009-12-08
Lumisistemas | Rangaire | ES-240-120-CP | 120 |  | 2 |  | No Match |  |  |  |  | No Match | Magnetic | [5 empty] | Federally-Regulated Consumer Product | 1995-04-01 |  | 2000-04-13
Magnetek Universal Manufacturing | Triad | B432R120HP | 120 |  | 4 |  | No Match |  |  |  |  | No Match | Electronic | [5 empty] | Voluntarily Certified | 1995-04-01 |  | 2000-04-13
Advance Transformer Co. S.A. de C.V. | Advance Transformer | REL2S110RHTP | 120 |  | 2 |  | No Match |  |  |  |  | No Match | No Match | [5 empty] | Federally-Regulated Consumer Product | 1995-04-01 |  | 1997-02-01
Cheyenne Products, LLC | Cheyenne Technology | CT2-T12-120-RS | 120 |  | 2 |  | No Match |  |  |  |  | No Match | No Match | [5 empty] | Federally-Regulated Consumer Product | 1995-04-01 |  | 1997-02-01
Aromat Corp. | Nais | EP232I277H2 | 277 |  | 2 |  | No Match |  |  |  |  | No Match | Electronic | [5 empty] | Non Federally-Regulated | 1995-04-01 |  | 2000-04-13
Magnetek Universal Manufacturing | Universal | 410-L-TC-P | 120 |  | 1 |  | No Match |  |  |  |  | No Match | Cathode cut-out | [5 empty] | Federally-Regulated Consumer Product | 1997-02-01 |  | 2000-04-13
Signify North America Corporation | Philips Advance | ICN-2M32-MC | 120 - 277 (inclusive) |  | 2 |  | Instant |  |  |  | 64 |  | Electronic | 0.99 | 0.9 | 50.26 | 0.92 |  | Federally-Regulated Commercial & Industrial Equipment | 2015-06-18 |  | 2015-06-18
Signify North America Corporation | Philips Advance | ICN-2S110-SC | 277 |  | 2 | Other | Rapid |  |  |  |  | Non-BallastDimming | Electronic | 0.99 | 0.9 |  |  |  | Federally-Regulated Consumer Product | 2014-10-01 |  | 2014-10-01
Magnetek Universal Manufacturing | Triad | B332I120HP | 120 |  | 3 |  | Instant |  |  |  |  | No Match | Electronic | [5 empty] | Federally-Regulated Consumer Product | 1995-03-09 |  | 1995-04-01
Signify North America Corporation | Philips Lighting Electronics North America | R-2P32-TP | 120 |  | 2 | Other | Rapid |  |  |  |  | Non-BallastDimming | Magnetic | 0.98 |  |  |  |  | Non Federally-Regulated | 2009-06-22 |  | 2012-09-06
Oasis International | Sylvania | QTP2X42CF/UNV DALI | 120 - 277 (inclusive) |  | 2 | Other | Programmed |  |  |  |  | Continuous | Electronic | 1 |  |  |  |  | Non Federally-Regulated | 2012-07-17 |  | 2012-07-17
Signify North America Corporation | Philips Lighting Electronics North America | VEL-4P32-SC | 277 |  | 4 | Other | Instant |  |  |  |  | Non-BallastDimming | Electronic | 0.98 |  |  |  |  | Non Federally-Regulated | 2009-06-22 |  | 2012-09-06
Lutron Electronics Co., Inc. | Hi-Lume | FDB-4827-277-1 | 277 |  | 1 | Other | Programmed |  |  |  |  | Continuous | Electronic | 0.98 |  |  |  |  | Non Federally-Regulated | 2008-01-30 |  | 2009-12-08
Magnetek Universal Manufacturing | Jefferson | 304-4958-800 | 277 |  | 1 |  | No Match |  |  |  |  | No Match | No Match | [5 empty] | Non Federally-Regulated | 1989-09-06 |  | 1996-12-02
Toshiba | Toshiba | FMB32RP4-120 | 120 |  | 4 |  | No Match |  |  |  |  | No Match | Electronic | [5 empty] | Voluntarily Certified | 1995-04-01 |  | 1995-04-17
Magnetek Universal Manufacturing | Triad | B232R277HP | 277 |  | 1 |  | No Match |  |  |  |  | No Match | Electronic | [5 empty] | Non Federally-Regulated | 1995-04-01 |  | 2000-04-13
Lumisistemas | C.E.W. Lighting | 8FR272/120H0ES | 120 |  | 2 |  | Rapid |  |  |  |  | No Match | Magnetic | [5 empty] | Federally-Regulated Consumer Product | 1992-01-17 |  | 2009-03-12
Hunt Electric Co. | Hunt Ballast | HLR140-120 | 120 |  | 1 |  | No Match |  |  |  |  | No Match | No Match | [5 empty] | Non Federally-Regulated | 1985-04-01 |  | 2000-04-13
Valmont Electric | Electronic | E140SR277G01 | 277 |  | 1 |  | Rapid |  |  |  |  | No Match | Electronic | [5 empty] | Federally-Regulated Consumer Product | 1996-03-14 |  | 1997-02-01
Advance Transformer Co. S.A. de C.V. | Master Electrician | 503045 | 120 |  | 2 |  | No Match |  |  |  |  | No Match | No Match | [5 empty] | Non Federally-Regulated | 1989-10-01 |  | 1991-09-01
Magnetek Universal Manufacturing | Triad | B240T120RH | 120 |  | 2 |  | Rapid |  |  |  |  | No Match | Electronic | [5 empty] | Federally-Regulated Consumer Product | 1996-12-02 |  | 1997-02-01
Valmont Electric | General Electric | 8G1088W | 120 |  | 1 |  | No Match |  |  |  |  | No Match | No Match | [5 empty] | Federally-Regulated Consumer Product | 1991-09-01 |  | 2000-04-13
Motorola Lighting, Inc. | Motorola | M2-IN-T12-SL-120 | 120 |  | 2 |  | Instant |  |  |  |  | No Match | Electronic | [5 empty] | Federally-Regulated Consumer Product | 1996-03-07 |  | 1997-02-01
Lumisistemas | Damar Worldwide, Inc. | 240-SLH-TC-P | 120 |  | 2 |  | Rapid |  |  |  |  | No Match | Magnetic | [5 empty] | Federally-Regulated Consumer Product | 1994-10-12 |  | 1995-04-01
Techmedia Lighting, Inc. | Techlite | 132T277 | 277 |  | 1 |  | Rapid |  |  |  |  | No Match | Electronic | [5 empty] | Federally-Regulated Consumer Product | 1996-05-15 |  | 1997-02-01
Etta Industries | Etta Industries | EC2S-120A8 | 120 |  | 2 |  | Rapid |  |  |  |  | No Match | Electronic | [5 empty] | Federally-Regulated Consumer Product | 1994-10-06 |  | 1995-04-01
Etta Industries | Etta Industries | EC2S-277A2 | 277 |  | 2 |  | No Match |  |  |  |  | No Match | Electronic | [5 empty] | Federally-Regulated Consumer Product | 1995-04-01 |  | 1997-02-01
Lutron Electronics Co., Inc. | Ecosystem | EC5 T554 J 120 2 | 120 |  | 2 | Other | Programmed |  |  |  |  | Continuous | Electronic | 1 |  |  |  |  | Non Federally-Regulated | 2008-02-19 |  | 2009-12-08
Magnetek Universal Manufacturing | Triad | B240I120HP | 120 |  | 2 |  | No Match |  |  |  |  | No Match | Electronic | [5 empty] | Non Federally-Regulated | 1995-04-01 |  | 2000-04-13
King Technology, Inc. | Kingtec | 240K277 | 277 |  | 2 |  | No Match |  |  |  |  | No Match | No Match | [5 empty] | Federally-Regulated Consumer Product | 1992-06-22 |  | 1992-12-29
Valmont Electric | Ultra-Miser | E232PI120G01 | 120 |  | 2 |  | Instant |  |  |  |  | No Match | Electronic | [5 empty] | Federally-Regulated Consumer Product | 1995-04-28 |  | 1997-02-01
Fulham Co., Inc. | Fulham Co., Inc. | FEP 900 120 332 | 120 |  | 3 |  | Rapid |  |  |  |  | No Match | Electronic | [5 empty] | Federally-Regulated Consumer Product | 1995-04-28 |  | 1997-02-01
Advance Transformer Co. S.A. de C.V. | Advance Transformer | RIC2S40-TP | 120 |  | 2 |  | No Match |  |  |  |  | No Match | Electronic | [5 empty] | Federally-Regulated Consumer Product | 1991-09-23 |  | 1996-03-14
Lumisistemas | Regent Lighting | ES-1011 A | 120 |  | 2 |  | No Match |  |  |  |  | No Match | Magnetic | [5 empty] | Federally-Regulated Consumer Product | 1995-04-01 |  | 2000-04-13
Techmedia Lighting, Inc. | Techlite | 232T120I | 120 |  | 2 |  | No Match |  |  |  |  | No Match | Electronic | [5 empty] | Non Federally-Regulated | 1997-02-01 |  | 2000-04-13
Valmont Electric | Valmont Electric | 8G1088W | 120 |  | 1 |  | No Match |  |  |  |  | No Match | No Match | [5 empty] | Federally-Regulated Consumer Product | 1991-09-01 |  | 1997-02-01
Valmont Electric | General Electric | M28-120 | 120 |  | 2 |  | No Match |  |  |  |  | No Match | No Match | [5 empty] | Non Federally-Regulated | 1989-10-01 |  | 1991-09-01
Energy Technologies Corp. | Cool Temp | S120-1T48-AO | 120 |  | 1 |  | No Match |  |  |  |  | No Match | No Match | [5 empty] | Non Federally-Regulated | 1989-10-01 |  | 2000-04-13
Valmont Electric | Maxi-Miser II | 8G1038W | 277 |  | 2 |  | No Match |  |  |  |  | No Match | Magnetic | [5 empty] | Federally-Regulated Consumer Product | 1997-02-01 |  | 2000-04-13
Valmont Electric | General Electric | 8G1008W | 120 |  | 2 |  | No Match |  |  |  |  | No Match | No Match | [5 empty] | Federally-Regulated Consumer Product | 1991-09-01 |  | 2000-04-13
Howard Industries, Inc. | Howard Industries | EC1/32IS-120 | 120 |  | 1 |  | No Match |  |  |  |  | No Match | Electronic | [5 empty] | Non Federally-Regulated | 1997-02-01 |  | 2000-04-13
Advance Transformer Co. S.A. de C.V. | Advance Transformer | VKI32TP | 277 |  | 1 |  | Rapid |  |  |  |  | No Match | Cathode cut-out | [5 empty] | Federally-Regulated Consumer Product | 1995-02-23 |  | 2009-03-12
Motorola Lighting, Inc. | Motorola | M1-RN-T12-1LL-120 | 120 |  | 1 |  | No Match |  |  |  |  | No Match | Electronic | [5 empty] | Federally-Regulated Consumer Product | 1997-02-01 |  | 2000-04-13
Valmont Electric | Valmont Electric | 8G1008W | 120 |  | 2 |  | No Match |  |  |  |  | No Match | Magnetic | [5 empty] | Federally-Regulated Consumer Product | 1997-02-01 |  | 2000-04-13
Advance A Division, Philips Electronics NA | Advance A Division, Philips Electronics NA | ICN-2P32-SC | 120 - 277 (inclusive) |  | 2 | Other | Instant |  |  |  |  | Non-BallastDimming | Electronic | 0.98 |  |  |  |  | Non Federally-Regulated | 2008-01-30 |  | 2009-06-22
Advance A Division, Philips Electronics NA | Advance A Division, Philips Electronics NA | R-1P32-TP | 120 |  | 1 | Other | Rapid |  |  |  |  | Non-BallastDimming | Magnetic | 0.95 |  |  |  |  | Non Federally-Regulated | 2008-01-30 |  | 2009-06-22
Advance Transformer Co. S.A. de C.V. | Advance Transformer | REL2P60RHTP | 120 |  | 2 |  | No Match |  |  |  |  | No Match | Electronic | [5 empty] | Federally-Regulated Consumer Product | 1997-02-01 |  | 2000-04-13
Lutron Electronics Co., Inc. | Ecosystem | EC5 T554 J 277 1 | 277 |  | 1 | Other | Programmed |  |  |  |  | Continuous | Electronic | 1 |  |  |  |  | Non Federally-Regulated | 2008-01-30 |  | 2009-12-08
GE Appliances, a Haier company | General Electric | 8G1004W | 120 |  | 2 |  | No Match |  |  |  |  | No Match | No Match | [5 empty] | Non Federally-Regulated | 1983-06-01 |  | 2015-09-03
Advance A Division, Philips Electronics NA | Advance A Division, Philips Electronics NA | VEL-3P32-SC | 277 |  | 3 | Other | Instant |  |  |  |  | Non-BallastDimming | Electronic | 0.98 |  |  |  |  | Non Federally-Regulated | 2008-01-30 |  | 2009-06-22
Taipei Multipower, Inc. | TMP | FLB40D277-6 | 277 |  | 2 |  | Rapid |  |  |  |  | No Match | Electronic | [5 empty] | Federally-Regulated Consumer Product | 1995-12-08 |  | 1997-02-01
Signify North America Corporation | Philips Lighting Electronics North America | ICN-1S80 | 120 - 277 (inclusive) |  | 1 | Other | Programmed |  |  |  |  | Non-BallastDimming | Electronic | 0.98 |  |  |  |  | Non Federally-Regulated | 2009-06-22 |  | 2012-09-06
Electronic Ballast Tech. | Electronic Ballast Tech. | SSB1-277-2/40 LH | 277 |  | 2 |  | No Match |  |  |  |  | No Match | Electronic | [5 empty] | Federally-Regulated Consumer Product | 1997-02-01 |  | 2000-04-13
Lumisistemas | Lumi-Kon | SDT-260-120-CP | 120 |  | 2 |  | No Match |  |  |  |  | No Match | Magnetic | [5 empty] | Federally-Regulated Consumer Product | 1997-02-01 |  | 2000-04-13
Magnetek Universal Manufacturing | Jefferson | 304-4958-800 | 277 |  | 1 |  | No Match |  |  |  |  | No Match | Magnetic | [5 empty] | Federally-Regulated Consumer Product | 1997-02-01 |  | 2000-04-13
Fulham Co., Inc. | Fulham Co., Inc. | FEP 1800 120 296 | 120 |  | 2 |  | No Match |  |  |  |  | No Match | Electronic | [5 empty] | Federally-Regulated Consumer Product | 1995-04-01 |  | 1995-04-28
Advance A Division, Philips Electronics NA | Advance A Division, Philips Electronics NA | IDA-3S32-G | 120 - 277 (inclusive) |  | 3 | Other | Programmed |  |  |  |  | Continuous | Electronic | 0.98 |  |  |  |  | Non Federally-Regulated | 2008-01-30 |  | 2009-06-22
Luminoptics | Luminoptics | 241-4207 | 277 |  | 2 |  | No Match |  |  |  |  | No Match | No Match | [5 empty] | Non Federally-Regulated | 1987-04-01 |  | 2000-04-13
Valmont Electric | Ultra-Miser | E432PI120G11 | 120 |  | 4 |  | No Match |  |  |  |  | No Match | Electronic | [5 empty] | Voluntarily Certified | 1997-02-01 |  | 2000-04-13
Advance Transformer Co. S.A. de C.V. | Advance Transformer | RIU40-TP | 120 |  | 1 |  | No Match |  |  |  |  | No Match | Magnetic | [5 empty] | Federally-Regulated Consumer Product | 1991-10-16 |  | 1996-03-14
Valmont Electric | Ultra-Miser | E240SR120G01 | 120 |  | 2 |  | No Match |  |  |  |  | No Match | No Match | [5 empty] | Non Federally-Regulated | 1989-07-18 |  | 1992-12-01
Magnetek Universal Manufacturing | Magnetek Triad | B240R120 | 120 |  | 2 |  | No Match |  |  |  |  | No Match | No Match | [5 empty] | Federally-Regulated Consumer Product | 1991-09-01 |  | 2000-04-13
Motorola Lighting, Inc. | Motorola | M2-RN-T12-1LL-120 | 120 |  | 2 |  | No Match |  |  |  |  | No Match | Electronic | [5 empty] | Federally-Regulated Consumer Product | 1997-02-01 |  | 2000-04-13
Lutron Electronics Co., Inc. | Hi-Lume | FDB-T539-120-2 | 120 |  | 2 | Other | Programmed |  |  |  |  | Continuous | Electronic | 1 |  |  |  |  | Non Federally-Regulated | 2008-01-30 |  | 2009-12-08
Techmedia Lighting, Inc. | Techlite | 432T277I | 277 |  | 4 |  | Instant |  |  |  |  | No Match | Electronic | [5 empty] | Federally-Regulated Consumer Product | 1996-05-23 |  | 1997-02-01
Valmont Electric | Ultra-Miser | E432PI120G01 | 120 |  | 4 |  | No Match |  |  |  |  | No Match | Electronic | [5 empty] | Voluntarily Certified | 1995-04-01 |  | 1995-04-28
Advance Transformer Co. S.A. de C.V. | Advance Transformer | REI2P7G-TP | 120 |  | 2 |  | No Match |  |  |  |  | No Match | Electronic | [5 empty] | Federally-Regulated Consumer Product | 1997-02-01 |  | 2000-04-13
Valmont Electric | Ultra-Miser | E240SR277 | 277 |  | 2 |  | No Match |  |  |  |  | No Match | No Match | [5 empty] | Federally-Regulated Consumer Product | 1991-09-01 |  | 2000-04-13
Valmont Electric | Opti-Miser | M28-120 | 120 |  | 2 |  | No Match |  |  |  |  | No Match | Cathode cut-out | [5 empty] | Federally-Regulated Consumer Product | 1997-02-01 |  | 2000-04-13
Signify North America Corporation | Philips Advance | IOP-3P32-LW-N | 277 |  | 3 | Other | Instant |  |  |  |  | Non-BallastDimming | Electronic | 0.98 |  |  |  |  | Non Federally-Regulated | 2012-08-07 |  | 2014-10-01
Aromat Corp. | Nais | EP432I120H2 | 120 |  | 4 |  | No Match |  |  |  |  | No Match | Electronic | [5 empty] | Voluntarily Certified | 1995-04-01 |  | 2000-04-13
Valmont Electric | Valmont Electric | 240RS-120ES | 120 |  | 2 |  | No Match |  |  |  |  | No Match | No Match | [5 empty] | Federally-Regulated Consumer Product | 1992-12-01 |  | 1997-02-01
Magnetek Universal Manufacturing | Dayton Wattrimmer | 4V367 | 120 |  | 2 |  | No Match |  |  |  |  | No Match | No Match | [5 empty] | Non Federally-Regulated | 1989-10-01 |  | 1991-09-01
Valmont Electric | Valmont Electric | 8G1088W | 120 |  | 1 |  | No Match |  |  |  |  | No Match | No Match | [5 empty] | Non Federally-Regulated | 1989-10-01 |  | 1991-09-01
Magnetek Universal Manufacturing | Universal | 420-L-TC-P | 120 |  | 2 |  | Rapid |  |  |  |  | No Match | Cathode cut-out | [5 empty] | Federally-Regulated Consumer Product | 1996-12-02 |  | 1997-02-01
Electronic Ballast Tech. | Electronic Ballast Tech. | SSB2-277-2/96ISLH | 277 |  | 2 |  | No Match |  |  |  |  | No Match | Electronic | [5 empty] | Federally-Regulated Consumer Product | 1997-02-01 |  | 2000-04-13
Magnetek Universal Manufacturing | Triad | B332I277L | 277 |  | 2 |  | No Match |  |  |  |  | No Match | Electronic | [5 empty] | Non Federally-Regulated | 1995-04-01 |  | 2000-04-13
Signify North America Corporation | Philips Advance | ICN-4P32-N | 277 |  | 4 | Other | Instant |  |  |  |  | Non-BallastDimming | Electronic | 0.98 |  |  |  |  | Non Federally-Regulated | 2014-10-01 |  | 2014-10-01
Signify North America Corporation | Philips Lighting Electronics North America | IOP-4P32-HL-90C-G | 120 - 277 (inclusive) |  | 4 | Other | Instant |  |  |  |  | Non-BallastDimming | Electronic | 0.98 |  |  |  |  | Non Federally-Regulated | 2009-06-22 |  | 2012-09-06
Howard Industries, Inc. | Howard Industries | EC4/32IS-120 | 120 |  | 4 |  | No Match |  |  |  |  | No Match | Electronic | [5 empty] | Voluntarily Certified | 1995-04-01 |  | 1995-04-07
Advance Transformer Co. S.A. de C.V. | Advance Transformer | RDC140 TP | 277 |  | 1 |  | No Match |  |  |  |  | No Match | Electronic | [5 empty] | Federally-Regulated Consumer Product | 1997-02-01 |  | 2000-04-13
Magnetek Universal Manufacturing | Triad | B240R277RH | 277 |  | 2 |  | No Match |  |  |  |  | No Match | Electronic | [5 empty] | Federally-Regulated Consumer Product | 1997-02-01 |  | 2000-04-13
Electronic Ballast Tech. | Electronic Ballast Tech. | SSB1-120-2/96HOLH | 120 |  | 2 |  | Rapid |  |  |  |  | No Match | Electronic | [5 empty] | Federally-Regulated Consumer Product | 1996-03-07 |  | 1997-02-01
GE Appliances, a Haier company | Cotter | 503045 | 120 |  | 2 |  | No Match |  |  |  |  | No Match | No Match | [5 empty] | Non Federally-Regulated | 1984-05-01 |  | 2015-09-03
Advance Transformer Co. S.A. de C.V. | Advance Transformer | RDC140 TP | 120 |  | 1 |  | Rapid |  |  |  |  | No Match | Electronic | [5 empty] | Federally-Regulated Consumer Product | 1996-03-14 |  | 2009-03-12
Valmont Electric | Ultra-Miser | E140SR277G01 | 277 |  | 1 |  | No Match |  |  |  |  | No Match | Electronic | [5 empty] | Non Federally-Regulated | 1989-07-18 |  | 1992-12-01
Signify North America Corporation | Philips Lighting Electronics North America | IOP-3P32-LW-SC | 120 - 277 (inclusive) |  | 3 | Other | Instant |  |  |  |  | Non-BallastDimming | Electronic | 0.98 |  |  |  |  | Non Federally-Regulated | 2009-06-22 |  | 2012-09-06
Advance A Division, Philips Electronics NA | Advance A Division, Philips Electronics NA | ICN-2S24 | 120 - 277 (inclusive) |  | 2 | Other | Programmed |  |  |  |  | Non-BallastDimming | Electronic | 0.98 |  |  |  |  | Non Federally-Regulated | 2008-01-30 |  | 2009-06-22
Magnetek Universal Manufacturing | Dayton Wattrimmer | 4V366 | 120 |  | 2 |  | No Match |  |  |  |  | No Match | No Match | [5 empty] | Non Federally-Regulated | 1989-10-01 |  | 1991-09-01
Toshiba | Toshiba | FMB32RP2-120 | 120 |  | 2 |  | No Match |  |  |  |  | No Match | Electronic | [5 empty] | Non Federally-Regulated | 1997-02-01 |  | 2000-04-13
Lumisistemas | Regent Lighting | 89612 | 120 |  | 2 |  | Rapid |  |  |  |  | No Match | Magnetic | [5 empty] | Federally-Regulated Consumer Product | 1995-08-16 |  | 2009-03-12
Lumisistemas | C.E.W. Lighting | 8FR272/277HOES | 277 |  | 2 |  | No Match |  |  |  |  | No Match | No Match | [5 empty] | Federally-Regulated Consumer Product | 1992-12-01 |  | 1995-04-01
Toshiba | Toshiba | FMB32IS1-277 | 277 |  | 1 |  | Instant |  |  |  |  | No Match | Electronic | [5 empty] | Federally-Regulated Consumer Product | 1995-04-13 |  | 1997-02-01
Lutron Electronics Co., Inc. | Ecosystem | EC5 T825 J 277 2 | 277 |  | 2 | Other | Programmed |  |  |  |  | Continuous | Electronic | 0.98 |  |  |  |  | Non Federally-Regulated | 2008-01-30 |  | 2009-12-08
Signify North America Corporation | Philips Advance | IZT-2TT40-SC | 277 |  | 2 | Other | Programmed |  |  |  |  | Continuous | Electronic | 0.99 |  |  |  |  | Non Federally-Regulated | 2014-06-12 |  | 2015-04-21
Magnetek Universal Manufacturing | Triad | B332I277RH | 277 |  | 3 |  | No Match |  |  |  |  | No Match | Electronic | [5 empty] | Voluntarily Certified | 1995-04-01 |  | 2000-04-13
Aromat Corp. | Nais | EP332I120H2 | 120 |  | 3 |  | Instant |  |  |  |  | No Match | Electronic | [5 empty] | Federally-Regulated Consumer Product | 1994-12-07 |  | 1995-04-01
GE Appliances, a Haier company | General Electric | 8G1024W | 120 |  | 2 |  | No Match |  |  |  |  | No Match | No Match | [5 empty] | Non Federally-Regulated | 1983-06-01 |  | 2015-09-03
Magnetek Universal Manufacturing | Triad | B332I120L | 120 |  | 3 |  | No Match |  |  |  |  | No Match | Electronic | [5 empty] | Voluntarily Certified | 1995-04-01 |  | 2000-04-13
Magnetek Universal Manufacturing | Triad | B240I277HP | 277 |  | 1 |  | No Match |  |  |  |  | No Match | Electronic | [5 empty] | Non Federally-Regulated | 1995-04-01 |  | 2000-04-13
Oasis International | Sylvania | QHE2x40DL/UNV ISN-SC | 120 - 277 (inclusive) |  | 2 | Other | Instant |  |  |  |  | Non-BallastDimming | Electronic | 0.99 |  |  |  |  | Non Federally-Regulated | 2012-11-14 |  | 2014-08-08
Taipei Multipower, Inc. | TMP | FLD32F120-6 | 120 |  | 4 |  | No Match |  |  |  |  | No Match | Electronic | [5 empty] | Voluntarily Certified | 1995-04-01 |  | 2000-04-13
GE Appliances, a Haier company | General Electric | 8G1028W | 120 |  | 2 |  | No Match |  |  |  |  | No Match | No Match | [5 empty] | Non Federally-Regulated | 1983-06-01 |  | 2015-09-03
Valmont Electric | General Electric | 8G1074W | 120 |  | 1 |  | No Match |  |  |  |  | No Match | No Match | [5 empty] | Federally-Regulated Consumer Product | 1991-09-01 |  | 2000-04-13
Signify North America Corporation | Philips Lighting Electronics North America | IOP-2P32-SC | 120 - 277 (inclusive) |  | 2 | Other | Instant |  |  |  |  | Non-BallastDimming | Electronic | 0.98 |  |  |  |  | Non Federally-Regulated | 2009-06-22 |  | 2012-09-06
Advance Transformer Co. S.A. de C.V. | Advance Transformer | RK2S34 TP | 120 |  | 2 |  | No Match |  |  |  |  | No Match | Cathode cut-out | [5 empty] | Non Federally-Regulated | 1989-05-01 |  | 1996-03-14
Valmont Electric | Val-Miser | 296SL-120ES | 120 |  | 2 |  | Instant |  |  |  |  | No Match | Magnetic | [5 empty] | Federally-Regulated Consumer Product | 1996-03-14 |  | 1997-02-01
Etta Industries | Etta Industries | EC2S-120A8D | 120 |  | 2 |  | No Match |  |  |  |  | No Match | Electronic | [5 empty] | Non Federally-Regulated | 1995-04-01 |  | 2000-04-13
Signify North America Corporation | Philips Lighting Electronics North America | REB-4P32-SC | 120 |  | 4 | Designed and labeled for use o | Instant |  |  |  |  | Non-BallastDimming | Electronic | 0.55 |  |  |  |  | Non Federally-Regulated | 2009-06-22 |  | 2012-09-06
Fulham Co., Inc. | Fulham Co., Inc. | FEP 900 120 240 | 120 |  | 2 |  | Rapid |  |  |  |  | No Match | Electronic | [5 empty] | Federally-Regulated Consumer Product | 1995-04-28 |  | 1997-02-01
Lutron Electronics Co., Inc. | Ecosystem | EC5 T514 J 120 2 | 120 |  | 2 | Other | Programmed |  |  |  |  | Continuous | Electronic | 1 |  |  |  |  | Non Federally-Regulated | 2008-01-30 |  | 2009-12-08
Taipei Multipower, Inc. | TMP | FLB40D277-6 | 277 |  | 2 |  | No Match |  |  |  |  | No Match | Electronic | [5 empty] | Federally-Regulated Consumer Product | 1997-02-01 |  | 2000-04-13
Signify North America Corporation | Philips Lighting Electronics North America | RCN-4S32-SC | 120 |  | 4 | Other | Programmed |  |  |  |  | Non-BallastDimming | Electronic | 0.98 |  |  |  |  | Non Federally-Regulated | 2009-06-22 |  | 2012-09-06
Valmont Electric | Valmont Electric | 8G1024W | 120 |  | 2 |  | No Match |  |  |  |  | No Match | No Match | [5 empty] | Non Federally-Regulated | 1989-10-01 |  | 1991-09-01
Signify North America Corporation | Philips Lighting Electronics North America | REZ-2S32-SC | 120 |  | 2 | Other | Programmed |  |  |  |  | Continuous | Electronic | 0.98 |  |  |  |  | Non Federally-Regulated | 2009-06-22 |  | 2012-09-06
Easylite | Easylite | 2500003-K2 | 277 |  | 3 | Other | Rapid |  |  |  |  | Continuous | Electronic | 0.99 | 0.9 |  |  |  | Voluntarily Certified | 2004-03-11 |  | 2004-03-19
Valmont Electric | Valmont Electric | M28-120-1 | 120 |  | 1 |  | No Match |  |  |  |  | No Match | No Match | [5 empty] | Non Federally-Regulated | 1989-10-01 |  | 1991-09-01
Motorola Lighting, Inc. | Motorola | M4-RN-T8-1LL-120 | 120 |  | 4 |  | Rapid |  |  |  |  | No Match | Electronic | [5 empty] | Federally-Regulated Consumer Product | 1994-09-30 |  | 1995-04-01
Etta Industries | Etta Industries | EC1S-120A8 | 120 |  | 1 |  | Rapid |  |  |  |  | No Match | Electronic | [5 empty] | Federally-Regulated Consumer Product | 1994-10-06 |  | 1995-04-01
Magnetek Universal Manufacturing | Triad | B240T120RH | 120 |  | 2 |  | No Match |  |  |  |  | No Match | No Match | [5 empty] | Federally-Regulated Consumer Product | 1993-06-08 |  | 1996-12-02
Cheyenne Products, LLC | Cheyenne Technology | CT2-T8-120-RS | 120 |  | 2 |  | Rapid |  |  |  |  | No Match | Electronic | [5 empty] | Federally-Regulated Consumer Product | 1994-09-18 |  | 1995-04-01
Lumisistemas | American Louver Co. | V240RS120 | 120 |  | 2 |  | Rapid |  |  |  |  | No Match | Magnetic | [5 empty] | Federally-Regulated Consumer Product | 1992-01-17 |  | 1992-12-01
Fyrnetics, Inc. | Accutech | 9258 | 277 |  | 2 |  | No Match |  |  |  |  | No Match | No Match | [5 empty] | Non Federally-Regulated | 1986-08-01 |  | 2000-04-13
Signify North America Corporation | Philips Lighting Electronics North America | VEL-2S110 | 277 |  | 2 | Other | Rapid |  |  |  |  | Non-BallastDimming | Electronic | 0.98 | 0.9 |  |  |  | Federally-Regulated Consumer Product | 2009-06-22 |  | 2012-09-06
Advance Transformer Co. S.A. de C.V. | Advance Transformer | VEL 1S40 TP | 277 |  | 1 |  | No Match |  |  |  |  | No Match | Electronic | [5 empty] | Non Federally-Regulated | 1988-10-20 |  | 1996-03-14
Valmont Electric | Ultra-Miser | E232PI120HG01 | 120 |  | 2 |  | No Match |  |  |  |  | No Match | Electronic | [5 empty] | Non Federally-Regulated | 1997-02-01 |  | 2000-04-13
Toshiba | Toshiba | FMB96HO2-120 | 120 |  | 2 |  | No Match |  |  |  |  | No Match | No Match | [5 empty] | Federally-Regulated Consumer Product | 1993-08-10 |  | 1995-04-13
Advance Transformer Co. S.A. de C.V. | Advance Transformer | R2S110-TP | 120 |  | 2 |  | No Match |  |  |  |  | No Match | No Match | [5 empty] | Federally-Regulated Consumer Product | 1992-12-01 |  | 1997-02-01
Lutron Electronics Co., Inc. | Hi-Lume | FDB-3627-277-3 | 277 |  | 3 | Other | Programmed |  |  |  |  | Continuous | Electronic | 0.99 |  |  |  |  | Non Federally-Regulated | 2008-01-30 |  | 2009-12-08
Advance A Division, Philips Electronics NA | Advance A Division, Philips Electronics NA | IDA-2S54 | 120 - 277 (inclusive) |  | 2 | Other | Programmed |  |  |  |  | Continuous | Electronic | 0.98 |  |  |  |  | Non Federally-Regulated | 2008-01-30 |  | 2009-06-22
Advance A Division, Philips Electronics NA | Advance A Division, Philips Electronics NA | ICN-132-MC | 120 - 277 (inclusive) |  | 1 | Other | Instant |  |  |  |  | Non-BallastDimming | Electronic | 0.98 |  |  |  |  | Non Federally-Regulated | 2008-01-30 |  | 2009-06-22
Magnetek Universal Manufacturing | Triad | B240R277HP | 277 |  | 1 |  | No Match |  |  |  |  | No Match | No Match | [5 empty] | Federally-Regulated Consumer Product | 1992-12-29 |  | 1996-12-02
Signify North America Corporation | Philips Lighting Electronics North America | IIC-2S32-SC | 120 - 277 (inclusive) |  | 2 | Other | Programmed |  |  |  |  | Non-BallastDimming | Electronic | 0.98 |  |  |  |  | Non Federally-Regulated | 2009-06-22 |  | 2012-09-06
Lumisistemas | American Louver Co. | V2110RS277 | 277 |  | 2 |  | Rapid |  |  |  |  | No Match | Magnetic | [5 empty] | Federally-Regulated Consumer Product | 1992-01-17 |  | 1995-04-01
Valmont Electric | Ultra-Miser | 240RL120ES | 120 |  | 2 |  | No Match |  |  |  |  | No Match | No Match | [5 empty] | Federally-Regulated Consumer Product | 1991-09-01 |  | 2000-04-13
Advance A Division, Philips Electronics NA | Advance A Division, Philips Electronics NA | ICN-1P32-SC | 120 - 277 (inclusive) |  | 1 | Other | Instant |  |  |  |  | Non-BallastDimming | Electronic | 0.98 |  |  |  |  | Non Federally-Regulated | 2008-01-30 |  | 2009-06-22
Valmont Electric | Val-Miser | 8G1074W | 120 |  | 1 |  | No Match |  |  |  |  | No Match | Magnetic | [5 empty] | Federally-Regulated Consumer Product | 1997-02-01 |  | 2000-04-13
Advance A Division, Philips Electronics NA | Advance A Division, Philips Electronics NA | VEZ-3S32-SC | 277 |  | 3 | Other | Programmed |  |  |  |  | Continuous | Electronic | 0.98 |  |  |  |  | Non Federally-Regulated | 2008-01-30 |  | 2009-06-22
Valmont Electric | Ultra-Miser | E296PI277G0-I | 277 |  | 2 |  | No Match |  |  |  |  | No Match | No Match | [5 empty] | Federally-Regulated Consumer Product | 1997-02-01 |  | 2000-04-13
Valmont Electric | General Electric | M28-277-1 | 120 |  | 1 |  | No Match |  |  |  |  | No Match | No Match | [5 empty] | Non Federally-Regulated | 1989-10-01 |  | 1991-09-01
Lumisistemas | Atlas Electric | E240 TP277 | 277 |  | 2 |  | No Match |  |  |  |  | No Match | No Match | [5 empty] | Federally-Regulated Consumer Product | 1992-12-01 |  | 1995-04-01
Fyrnetics, Inc. | Fyrnetics, Inc. | 9258 | 277 |  | 2 |  | No Match |  |  |  |  | No Match | No Match | [5 empty] | Non Federally-Regulated | 1989-10-01 |  | 2000-04-13
Valmont Electric | General Electric | M28-120-1 | 120 |  | 1 |  | No Match |  |  |  |  | No Match | No Match | [5 empty] | Federally-Regulated Consumer Product | 1991-09-01 |  | 2000-04-13
Magnetek Universal Manufacturing | Universal Plus | 420-L-TC-P | 120 |  | 2 |  | No Match |  |  |  |  | No Match | No Match | [5 empty] | Federally-Regulated Consumer Product | 1991-09-01 |  | 2000-04-13
Advance A Division, Philips Electronics NA | Advance A Division, Philips Electronics NA | ICN-4S54-90C-2LS-G | 120 - 277 (inclusive) |  | 4 | Other | Programmed |  |  |  |  | Non-BallastDimming | Electronic | 0.98 |  |  |  |  | Non Federally-Regulated | 2008-01-30 |  | 2009-06-22
Magnetek Universal Manufacturing | Dayton Wattrimmer | 4V367 | 120 |  | 2 |  | No Match |  |  |  |  | No Match | No Match | [5 empty] | Federally-Regulated Consumer Product | 1991-09-01 |  | 2000-04-13
Etta Industries | Etta Industries | EC2S-277F96-D | 277 |  | 2 |  | No Match |  |  |  |  | No Match | Electronic | [5 empty] | Federally-Regulated Consumer Product | 1992-12-23 |  | 1996-03-07
Signify North America Corporation | Philips Lighting Electronics North America | REL-2S110 | 120 |  | 2 | Other | Rapid |  |  |  |  | Non-BallastDimming | Electronic | 0.98 | 0.9 |  |  |  | Federally-Regulated Consumer Product | 2009-06-22 |  | 2012-09-06
Lumisistemas | Atlas Electric | E2110 TP277 | 277 |  | 2 |  | Rapid |  |  |  |  | No Match | Magnetic | [5 empty] | Federally-Regulated Consumer Product | 1992-10-23 |  | 1992-12-01
Electronic Ballast Tech. | Electronic Ballast Tech. | SSB1-277-2/96HOLH | 277 |  | 2 |  | No Match |  |  |  |  | No Match | Electronic | [5 empty] | Federally-Regulated Consumer Product | 1991-06-25 |  | 1996-03-07
Advance Transformer Co. S.A. de C.V. | Advance Transformer | VEL2S4OTP | 277 |  | 2 |  | No Match |  |  |  |  | No Match | No Match | [5 empty] | Non Federally-Regulated | 1988-06-01 |  | 2000-04-13
Electronic Ballast Tech. | Electronic Ballast Tech. | SSB1 120 2/40 LH | 120 |  | 2 |  | No Match |  |  |  |  | No Match | No Match | [5 empty] | Federally-Regulated Consumer Product | 1992-12-01 |  | 2000-04-13
Signify North America Corporation | Philips Lighting Electronics North America | IDA-4S32 | 120 - 277 (inclusive) |  | 4 | Other | Programmed |  |  |  |  | Continuous | Electronic | 0.98 |  |  |  |  | Non Federally-Regulated | 2009-06-22 |  | 2012-09-06
Magnetek Universal Manufacturing | Universal | 417-L-TC-P | 277 |  | 1 |  | No Match |  |  |  |  | No Match | Cathode cut-out | [5 empty] | Federally-Regulated Consumer Product | 1997-02-01 |  | 2000-04-13
Toshiba | Toshiba | FMB32RP1-277 | 277 |  | 1 |  | No Match |  |  |  |  | No Match | Electronic | [5 empty] | Non Federally-Regulated | 1997-02-01 |  | 2000-04-13
Signify North America Corporation | Philips Lighting Electronics North America | VEL-3P32-SC | 277 |  | 3 | Other | Instant |  |  |  |  | Non-BallastDimming | Electronic | 0.98 |  |  |  |  | Non Federally-Regulated | 2009-06-22 |  | 2012-09-06
Signify North America Corporation | Philips Lighting Electronics North America | IOP-3P32-HL-90C-SC | 120 - 277 (inclusive) |  | 3 | Other | Instant |  |  |  |  | Non-BallastDimming | Electronic | 0.98 |  |  |  |  | Non Federally-Regulated | 2009-06-22 |  | 2012-09-06
Valmont Electric | Ultra-Miser | E240SR277G01 | 277 |  | 2 |  | No Match |  |  |  |  | No Match | No Match | [5 empty] | Federally-Regulated Consumer Product | 1992-12-01 |  | 1997-02-01
Magnetek Universal Manufacturing | Triad | B432I277L | 277 |  | 4 |  | Instant |  |  |  |  | No Match | Electronic | [5 empty] | Federally-Regulated Consumer Product | 1995-03-09 |  | 1995-04-01
Magnetek Universal Manufacturing | Watt Reducer | 806-SLH-TC-P | 120 |  | 2 |  | No Match |  |  |  |  | No Match | No Match | [5 empty] | Federally-Regulated Consumer Product | 1991-09-01 |  | 2000-04-13
Toshiba | Toshiba | FMB32IS3-120 | 120 |  | 3 |  | Instant |  |  |  |  | No Match | Electronic | [5 empty] | Federally-Regulated Consumer Product | 1995-04-13 |  | 1997-02-01
Advance A Division, Philips Electronics NA | Advance A Division, Philips Electronics NA | RCN-2S32-SC | 120 |  | 2 | Other | Programmed |  |  |  |  | Non-BallastDimming | Electronic | 0.98 |  |  |  |  | Non Federally-Regulated | 2008-01-30 |  | 2009-06-22
Lutron Electronics Co., Inc. | TVE | TVE-T817-120-1 | 120 |  | 1 | Other | Programmed |  |  |  |  | Continuous | Electronic | 0.95 |  |  |  |  | Non Federally-Regulated | 2008-01-30 |  | 2009-12-08
Magnetek Universal Manufacturing | Universal | ES-1011U | 120 |  | 2 |  | No Match |  |  |  |  | No Match | No Match | [5 empty] | Non Federally-Regulated | 1988-10-20 |  | 1995-04-01
Techmedia Lighting, Inc. | Techlite | 232T277I | 277 |  | 2 |  | Instant |  |  |  |  | No Match | Electronic | [5 empty] | Federally-Regulated Consumer Product | 1996-05-15 |  | 1997-02-01
Magnetek Universal Manufacturing | Universal | 446-L-SLH-TC-P | 120 |  | 2 |  | No Match |  |  |  |  | No Match | Magnetic | [5 empty] | Federally-Regulated Consumer Product | 1997-02-01 |  | 2000-04-13
Signify North America Corporation | Philips Advance | IOP-4P32-HL-SC | 120 |  | 4 | Other | Instant |  |  |  |  | Non-BallastDimming | Electronic | 0.99 |  |  |  |  | Non Federally-Regulated | 2014-10-01 |  | 2014-10-01
Signify North America Corporation | Philips Lighting Electronics North America | VZT-4S32-G | 277 |  | 4 | Other | Programmed |  |  |  |  | Continuous | Electronic | 0.98 |  |  |  |  | Non Federally-Regulated | 2009-06-22 |  | 2012-09-06
King Technology, Inc. | Kingtec | 132K-120 | 120 |  | 1 |  | Rapid |  |  |  |  | No Match | Electronic | [5 empty] | Federally-Regulated Consumer Product | 1994-09-18 |  | 1995-04-01
Motorola Lighting, Inc. | Motorola | M2-RN-T12-1LL-277 | 277 |  | 2 |  | No Match |  |  |  |  | No Match | Electronic | [5 empty] | Federally-Regulated Consumer Product | 1997-02-01 |  | 2000-04-13
Etta Industries | Etta Industries | EC1S-277A8 | 277 |  | 1 |  | No Match |  |  |  |  | No Match | Electronic | [5 empty] | Non Federally-Regulated | 1995-04-01 |  | 2000-04-13
AAA Electronic Ballast Co. | AAA Electronic Ballast Co. | 120-232 | 120 |  | 2 |  | No Match |  |  |  |  | No Match | Electronic | [5 empty] | Non Federally-Regulated | 1995-04-01 |  | 2000-04-13
Triad / Utrad | Ballastar | B-240R120 | 120 |  | 1 |  | No Match |  |  |  |  | No Match | No Match | [5 empty] | Non Federally-Regulated | 1983-06-01 |  | 2000-04-13
Lumisistemas | Energy-F | R-140-277-CP | 277 |  | 1 |  | No Match |  |  |  |  | No Match | Magnetic | [5 empty] | Federally-Regulated Consumer Product | 1995-04-01 |  | 2000-04-13
Aromat Corp. | Nais | LEP432I277H2 | 277 |  | 4 |  | No Match |  |  |  |  | No Match | Electronic | [5 empty] | Voluntarily Certified | 1995-04-01 |  | 2000-04-13
Aromat Corp. | Nais | E132I277H2 | 277 |  | 1 |  | Instant |  |  |  |  | No Match | Electronic | [5 empty] | Federally-Regulated Consumer Product | 1994-10-12 |  | 1995-04-01
Advance Transformer Co. S.A. de C.V. | Advance Transformer | REL2S110RHTP | 120 |  | 2 |  | Rapid |  |  |  |  | No Match | Electronic | [5 empty] | Federally-Regulated Consumer Product | 1996-03-14 |  | 2009-03-12
Advance A Division, Philips Electronics NA | Advance A Division, Philips Electronics NA | IOP-3P32-HL-90C-SC | 120 - 277 (inclusive) |  | 3 | Other | Instant |  |  |  |  | Non-BallastDimming | Electronic | 0.98 |  |  |  |  | Non Federally-Regulated | 2008-01-30 |  | 2009-06-22
Valmont Electric | General Electric | M28-120 | 120 |  | 2 |  | No Match |  |  |  |  | No Match | No Match | [5 empty] | Federally-Regulated Consumer Product | 1991-09-01 |  | 2000-04-13
Valmont Electric | Valmont Electric | 8G1018W | 277 |  | 2 |  | Instant |  |  |  |  | No Match | Magnetic | [5 empty] | Federally-Regulated Consumer Product | 1995-04-28 |  | 1997-02-01
Terralux, Inc. | Terralux, Inc. | TBL40D120 | 120 |  | 2 |  | No Match |  |  |  |  | No Match | No Match | [5 empty] | Federally-Regulated Consumer Product | 1991-05-14 |  | 1992-01-17
Signify North America Corporation | Philips Advance | IOP-2P32-LW-N | 277 |  | 2 | Other | Instant |  |  |  |  | Non-BallastDimming | Electronic | 0.99 |  |  |  |  | Non Federally-Regulated | 2014-10-01 |  | 2014-10-01
Signify North America Corporation | Philips Advance | IOPA-1P32-LW-N | 277 |  | 1 | Other | Instant |  |  |  |  | Non-BallastDimming | Electronic | 0.96 |  |  |  |  | Non Federally-Regulated | 2014-10-01 |  | 2014-10-01
Magnetek Universal Manufacturing | Jefferson | 304-4951-800 | 120 |  | 1 |  | No Match |  |  |  |  | No Match | No Match | [5 empty] | Non Federally-Regulated | 1989-09-06 |  | 1996-12-02
Lutron Electronics Co., Inc. | Ecosystem | EC5 T554 J UNV 1 | 120 - 277 (inclusive) |  | 1 | Other | Programmed |  |  |  |  | Continuous | Electronic | 1 |  |  |  |  | Non Federally-Regulated | 2008-10-30 |  | 2009-12-08
Advance A Division, Philips Electronics NA | Advance A Division, Philips Electronics NA | REL-2P32-HL-SC | 120 |  | 2 | Other | Instant |  |  |  |  | Non-BallastDimming | Electronic | 0.98 |  |  |  |  | Non Federally-Regulated | 2008-01-30 |  | 2009-06-22
Magnetek Universal Manufacturing | Jefferson | 304-4791-800 | 120 |  | 2 |  | Instant |  |  |  |  | No Match | Magnetic | [5 empty] | Federally-Regulated Consumer Product | 1996-12-02 |  | 1997-02-01
Lutron Electronics Co., Inc. | Eco-10 | ECO-T832-277-2-* | 277 |  | 2 | Other | Programmed |  |  |  |  | Continuous | Electronic | 0.97 |  |  |  |  | Non Federally-Regulated | 2008-01-30 |  | 2009-12-08
King Technology, Inc. | Kingtec | 240K-277 | 277 |  | 2 |  | No Match |  |  |  |  | No Match | No Match | [5 empty] | Federally-Regulated Consumer Product | 1992-12-01 |  | 1994-09-18
Valmont Electric | Ultra-Miser | E240SR120G01 | 120 |  | 2 |  | No Match |  |  |  |  | No Match | No Match | [5 empty] | Federally-Regulated Consumer Product | 1992-12-01 |  | 1997-02-01
Signify North America Corporation | Philips Lighting Electronics North America | ICN-2S54-90C-WL | 120 - 277 (inclusive) |  | 2 | Other | Programmed |  |  |  |  | Non-BallastDimming | Electronic | 0.98 |  |  |  |  | Non Federally-Regulated | 2009-06-22 |  | 2012-09-06
Aromat Corp. | Nais | EP275I277H2 | 277 |  | 2 |  | No Match |  |  |  |  | No Match | Electronic | [5 empty] | Federally-Regulated Consumer Product | 1995-04-01 |  | 2000-04-13
Signify North America Corporation | Philips Advance | IZT-2TT40-SC | 120 |  | 2 | Other | Programmed |  |  |  |  | Continuous | Electronic | 0.99 |  |  |  |  | Non Federally-Regulated | 2014-06-12 |  | 2015-04-21
Lutron Electronics Co., Inc. | Ecosystem | EC5 T832 J 277 2 | 277 |  | 2 | Other | Programmed |  |  |  |  | Continuous | Electronic | 0.99 |  |  |  |  | Non Federally-Regulated | 2008-01-30 |  | 2009-12-08
Lumisistemas | Award Lighting Products | MXE-240 | 120 |  | 2 |  | No Match |  |  |  |  | No Match | No Match | [5 empty] | Federally-Regulated Consumer Product | 1992-12-01 |  | 1992-12-23
Lumisistemas | TBP & Associates | LL-240-277-TP | 277 |  | 2 |  | No Match |  |  |  |  | No Match | Magnetic | [5 empty] | Federally-Regulated Consumer Product | 1995-04-01 |  | 2000-04-13
Techmedia Lighting, Inc. | Techlite | 132T277 | 277 |  | 1 |  | No Match |  |  |  |  | No Match | Electronic | [5 empty] | Non Federally-Regulated | 1997-02-01 |  | 2000-04-13
Electronic Ballast Tech. | Electronic Ballast Tech. | SSB2-277-4/32ISLH | 277 |  | 2 |  | No Match |  |  |  |  | No Match | No Match | [5 empty] | Federally-Regulated Consumer Product | 1991-09-06 |  | 1991-09-01
Lutron Electronics Co., Inc. | Ecosystem | EC5 T514 J UNV 1 | 120 - 277 (inclusive) |  | 1 | Other | Programmed |  |  |  |  | Continuous | Electronic | 0.94 |  |  |  |  | Non Federally-Regulated | 2008-10-30 |  | 2009-12-08
Advance Transformer Co. S.A. de C.V. | Advance Transformer | VK2S34 TP | 277 |  | 2 |  | No Match |  |  |  |  | No Match | Cathode cut-out | [5 empty] | Non Federally-Regulated | 1989-05-01 |  | 1996-03-14
Lumisistemas | Lumi-Kon | AST-260-120-CP | 120 |  | 2 |  | No Match |  |  |  |  | No Match | Magnetic | [5 empty] | Federally-Regulated Consumer Product | 1995-04-01 |  | 2000-04-13
Signify North America Corporation | Philips Lighting Electronics North America | VEL-1P32-SC | 277 |  | 1 | Other | Instant |  |  |  |  | Non-BallastDimming | Electronic | 0.98 |  |  |  |  | Non Federally-Regulated | 2009-06-22 |  | 2012-09-06
Valmont Electric | Valmont Electric | M28-277-1 | 120 |  | 1 |  | No Match |  |  |  |  | No Match | No Match | [5 empty] | Federally-Regulated Consumer Product | 1995-04-01 |  | 1997-02-01
Signify North America Corporation | Philips Advance | IOPA-1P32-LW-N | 120 |  | 1 | Other | Instant |  |  |  |  | Non-BallastDimming | Electronic | 0.99 |  |  |  |  | Non Federally-Regulated | 2014-10-01 |  | 2014-10-01
Lutron Electronics Co., Inc. | Eco-10 | E3 T521 C 120 2 | 120 |  | 2 | Other | Programmed |  |  |  |  | Continuous | Electronic | 1 |  |  |  |  | Non Federally-Regulated | 2008-01-30 |  | 2009-12-08
Advance Transformer Co. S.A. de C.V. | Advance Transformer | VDC2S40 TP | 277 |  | 2 |  | No Match |  |  |  |  | No Match | Electronic | [5 empty] | Federally-Regulated Consumer Product | 1997-02-01 |  | 2000-04-13
Magnetek Universal Manufacturing | Triad | B240T277 | 277 |  | 2 |  | No Match |  |  |  |  | No Match | No Match | [5 empty] | Federally-Regulated Consumer Product | 1991-09-11 |  | 1993-06-08
Signify North America Corporation | Philips Advance | IOP-4P32-HL-SC | 277 |  | 4 | Other | Instant |  |  |  |  | Non-BallastDimming | Electronic | 0.99 |  |  |  |  | Non Federally-Regulated | 2014-10-01 |  | 2014-10-01
Valmont Electric | Ultra-Miser | E296PI277 | 277 |  | 2 |  | No Match |  |  |  |  | No Match | No Match | [5 empty] | Federally-Regulated Consumer Product | 1991-09-01 |  | 2000-04-13
Energy Technologies Corp. | Cool Temp | S120-2T48-AO | 120 |  | 2 |  | No Match |  |  |  |  | No Match | No Match | [5 empty] | Non Federally-Regulated | 1988-06-01 |  | 1989-10-01
Lumisistemas | Atlas Electric | ISE275TP120 | 120 |  | 2 |  | No Match |  |  |  |  | No Match | Magnetic | [5 empty] | Federally-Regulated Consumer Product | 1995-04-01 |  | 2000-04-13
Howard Industries, Inc. | Howard Industries | E2/32IS/MV/MC | 120 - 277 (inclusive) |  | 2 | Other | Instant |  |  |  |  | Non-BallastDimming | Electronic | 0.98 |  |  |  |  | Non Federally-Regulated | 2008-08-25 |  | 2008-11-25
Advance Transformer Co. S.A. de C.V. | Advance Transformer | VEL1S40TP | 277 |  | 1 |  | No Match |  |  |  |  | No Match | No Match | [5 empty] | Non Federally-Regulated | 1987-04-01 |  | 2000-04-13
Electronic Ballast Tech. | Electronic Ballast Tech. | SSB1-277-2/96HOLH | 277 |  | 2 |  | No Match |  |  |  |  | No Match | Electronic | [5 empty] | Federally-Regulated Consumer Product | 1997-02-01 |  | 2000-04-13
Energy Technologies Corp. | Cool Temp | S277-2T48-AO | 277 |  | 2 |  | No Match |  |  |  |  | No Match | No Match | [5 empty] | Non Federally-Regulated | 1988-06-01 |  | 1989-10-01
Etta Industries | Etta Industries | EC2S-120A2 | 120 |  | 2 |  | No Match |  |  |  |  | No Match | Electronic | [5 empty] | Federally-Regulated Consumer Product | 1995-04-01 |  | 1997-02-01
Lutron Electronics Co., Inc. | Eco-10 | ECO-T832-120-3 | 120 |  | 3 | Other | Programmed |  |  |  |  | Continuous | Electronic | 0.99 |  |  |  |  | Non Federally-Regulated | 2008-01-30 |  | 2009-12-08
Lumisistemas | TBP & Associates | LL240-120-TP | 120 |  | 2 |  | No Match |  |  |  |  | No Match | Magnetic | [5 empty] | Federally-Regulated Consumer Product | 1995-04-01 |  | 2000-04-13
Magnetek Universal Manufacturing | Magnetek Triad | B240R120HP | 120 |  | 2 |  | No Match |  |  |  |  | No Match | No Match | [5 empty] | Federally-Regulated Consumer Product | 1991-09-01 |  | 2000-04-13
GE Appliances, a Haier company | General Electric | 8G1078W | 120 |  | 1 |  | No Match |  |  |  |  | No Match | No Match | [5 empty] | Non Federally-Regulated | 1986-08-01 |  | 2015-09-03
Magnetek Universal Manufacturing | Triad | B432I277RH | 277 |  | 3 |  | Instant |  |  |  |  | No Match | Electronic | [5 empty] | Federally-Regulated Consumer Product | 1995-03-09 |  | 1995-04-01
Advance A Division, Philips Electronics NA | Advance A Division, Philips Electronics NA | RMB-2P13-L2 | 120 |  | 2 | Designed (not labeled) for use | Instant |  |  |  |  | Non-BallastDimming | Electronic | 0.59 |  |  |  |  | Non Federally-Regulated | 2008-01-30 |  | 2009-06-22
Advance A Division, Philips Electronics NA | Advance A Division, Philips Electronics NA | IOP-1P32-SC | 120 - 277 (inclusive) |  | 1 | Other | Instant |  |  |  |  | Non-BallastDimming | Electronic | 0.98 |  |  |  |  | Non Federally-Regulated | 2008-01-30 |  | 2009-06-22
Magnetek Universal Manufacturing | Triad | B332I120L | 120 |  | 2 |  | Instant |  |  |  |  | No Match | Electronic | [5 empty] | Federally-Regulated Consumer Product | 1995-03-09 |  | 1995-04-01
Signify North America Corporation | Philips Lighting Electronics North America | ICN-3P32-SC | 120 - 277 (inclusive) |  | 3 | Other | Instant |  |  |  |  | Non-BallastDimming | Electronic | 0.98 |  |  |  |  | Non Federally-Regulated | 2009-06-22 |  | 2012-09-06
Signify North America Corporation | Philips Advance | IOPA-2P32-LW-N | 277 |  | 2 | Other | Instant |  |  |  |  | Non-BallastDimming | Electronic | 0.97 |  |  |  |  | Non Federally-Regulated | 2014-10-01 |  | 2014-10-01
Magnetek Universal Manufacturing | Triad | B232R120HP | 120 |  | 2 |  | No Match |  |  |  |  | No Match | Electronic | [5 empty] | Non Federally-Regulated | 1995-04-01 |  | 2000-04-13
Magnetek Universal Manufacturing | Triad | B332I120RH | 120 |  | 3 |  | Instant |  |  |  |  | No Match | Electronic | [5 empty] | Federally-Regulated Consumer Product | 1995-03-09 |  | 1995-04-01
Toshiba | Toshiba | FMB96SL2-120 | 120 |  | 2 |  | No Match |  |  |  |  | No Match | Electronic | [5 empty] | Federally-Regulated Consumer Product | 1997-02-01 |  | 2000-04-13
Etta Industries | Etta Industries | EC2S-120A8 | 120 |  | 2 |  | No Match |  |  |  |  | No Match | Electronic | [5 empty] | Non Federally-Regulated | 1995-04-01 |  | 2000-04-13
Advance A Division, Philips Electronics NA | Advance A Division, Philips Electronics NA | IOP-3S32-SC | 120 - 277 (inclusive) |  | 3 | Other | Programmed |  |  |  |  | Non-BallastDimming | Electronic | 0.98 |  |  |  |  | Non Federally-Regulated | 2008-01-30 |  | 2009-06-22
Lutron Electronics Co., Inc. | Eco-10 | ECO-T524-277-2 | 277 |  | 2 | Other | Programmed |  |  |  |  | Continuous | Electronic | 1 |  |  |  |  | Non Federally-Regulated | 2008-01-30 |  | 2009-12-08
Taipei Multipower, Inc. | TMP | FLB40D120-6 | 120 |  | 2 |  | No Match |  |  |  |  | No Match | No Match | [5 empty] | Federally-Regulated Consumer Product | 1993-08-17 |  | 1995-12-08
Magnetek Universal Manufacturing | Triad | B432I277HP | 277 |  | 4 |  | Instant |  |  |  |  | No Match | Electronic | [5 empty] | Federally-Regulated Consumer Product | 1995-03-09 |  | 1995-04-01
Signify North America Corporation | Philips Lighting Electronics North America | IOP-1P32-HL-SC | 120 - 277 (inclusive) |  | 1 | Other | Instant |  |  |  |  | Non-BallastDimming | Electronic | 0.98 |  |  |  |  | Non Federally-Regulated | 2009-06-22 |  | 2012-09-06
Magnetek Universal Manufacturing | Triad | B275I120RH | 120 |  | 2 |  | Instant |  |  |  |  | No Match | Electronic | [5 empty] | Federally-Regulated Consumer Product | 1996-12-02 |  | 1997-02-01
Advance A Division, Philips Electronics NA | Advance A Division, Philips Electronics NA | IOP-4P32-HL-90C-G | 120 - 277 (inclusive) |  | 4 | Other | Instant |  |  |  |  | Non-BallastDimming | Electronic | 0.98 |  |  |  |  | Non Federally-Regulated | 2008-01-30 |  | 2009-06-22
Energy-Lok | Energy-Lok | 304-4798-800 | 277 |  | 2 |  | No Match |  |  |  |  | No Match | No Match | [5 empty] | Federally-Regulated Consumer Product | 1991-09-01 |  | 2000-04-13
Advance Transformer Co. S.A. de C.V. | Advance Transformer | R2E75STP | 120 |  | 2 |  | No Match |  |  |  |  | No Match | No Match | [5 empty] | Non Federally-Regulated | 1983-06-01 |  | 2000-04-13
Magnetek Universal Manufacturing | Jefferson | 304-4708-800 | 277 |  | 2 |  | No Match |  |  |  |  | No Match | No Match | [5 empty] | Non Federally-Regulated | 1989-09-06 |  | 1996-12-02
Motorola Lighting, Inc. | Motorola | M2-IN-T8-120 | 120 |  | 2 |  | Instant |  |  |  |  | No Match | Electronic | [5 empty] | Federally-Regulated Consumer Product | 1994-09-30 |  | 1995-04-01
Hanju Engineering | Splendor | HJD40120 | 120 |  | 2 |  | No Match |  |  |  |  | No Match | No Match | [5 empty] | Federally-Regulated Consumer Product | 1993-08-17 |  | 2009-03-12
Magnetek Universal Manufacturing | Universal | 806-SLH-QP | 120 |  | 2 |  | No Match |  |  |  |  | No Match | No Match | [5 empty] | Federally-Regulated Consumer Product | 1991-09-11 |  | 1996-12-02
RTC Marketing Co. | RTC Marketing Co. | GLRS240P-10+ | 120 |  | 2 |  | No Match |  |  |  |  | No Match | No Match | [5 empty] | Federally-Regulated Consumer Product | 1991-09-11 |  | 1991-09-01
Fulham Co., Inc. | Fulham Co., Inc. | FEP 900 120 432LW | 120 |  | 4 |  | No Match |  |  |  |  | No Match | Electronic | [5 empty] | Voluntarily Certified | 1997-02-01 |  | 2000-04-13
Advance A Division, Philips Electronics NA | Advance A Division, Philips Electronics NA | IZT-132-SC | 120 - 277 (inclusive) |  | 1 | Other | Programmed |  |  |  |  | Continuous | Electronic | 0.98 |  |  |  |  | Non Federally-Regulated | 2008-01-30 |  | 2009-06-22
Etta Industries | Etta Industries | EC2S-277F96 | 277 |  | 2 |  | No Match |  |  |  |  | No Match | No Match | [5 empty] | Federally-Regulated Consumer Product | 1997-02-01 |  | 1998-03-01
Advance Transformer Co. S.A. de C.V. | Advance Transformer | RIC2S-40-TP | 120 |  | 2 |  | No Match |  |  |  |  | No Match | No Match | [5 empty] | Federally-Regulated Consumer Product | 1992-12-01 |  | 2000-04-13
Lumisistemas | American Louver Co. | V275S120 | 120 |  | 2 |  | No Match |  |  |  |  | No Match | Magnetic | [5 empty] | Federally-Regulated Consumer Product | 1995-04-01 |  | 2000-04-13
Toshiba | Toshiba | FMB32RP1-277 | 277 |  | 1 |  | Rapid |  |  |  |  | No Match | Electronic | [5 empty] | Federally-Regulated Consumer Product | 1995-04-13 |  | 1997-02-01
Signify North America Corporation | Philips Advance | IZT-132-SC | 120 - 277 (inclusive) |  | 1 | Other | Programmed |  |  |  |  | Continuous | Electronic | 0.98 |  |  |  |  | Non Federally-Regulated | 2012-09-06 |  | 2014-06-30
Smallwood Limited, Inc. | Champion | SEB4H120 | 120 |  | 1 |  | No Match |  |  |  |  | No Match | No Match | [5 empty] | Federally-Regulated Consumer Product | 1991-09-01 |  | 2000-04-13
Lutron Electronics Co., Inc. | Eco-10 | E3 T521 C 277 2 | 277 |  | 2 | Other | Programmed |  |  |  |  | Continuous | Electronic | 1 |  |  |  |  | Non Federally-Regulated | 2008-01-30 |  | 2009-12-08
Advance Transformer Co. S.A. de C.V. | Advance Transformer | RIV40-TP | 120 |  | 1 |  | No Match |  |  |  |  | No Match | No Match | [5 empty] | Federally-Regulated Consumer Product | 1997-02-01 |  | 2000-04-13
Valmont Electric | Valmont Electric | 8G1034W | 277 |  | 2 |  | No Match |  |  |  |  | No Match | No Match | [5 empty] | Non Federally-Regulated | 1989-10-01 |  | 1991-09-01
Valmont Electric | Valmont Electric | 8G1074W | 120 |  | 1 |  | No Match |  |  |  |  | No Match | Magnetic | [5 empty] | Non Federally-Regulated | 1988-10-20 |  | 1989-10-01
Electronic Ballast Tech. | Electronic Ballast Tech. | SSB1-120-2/40 75% | 120 |  | 2 |  | No Match |  |  |  |  | No Match | Electronic | [5 empty] | Federally-Regulated Consumer Product | 1997-02-01 |  | 2000-04-13
Advance Transformer Co. S.A. de C.V. | Advance Transformer | VIC2S40-TP | 277 |  | 2 |  | No Match |  |  |  |  | No Match | Electronic | [5 empty] | Federally-Regulated Consumer Product | 1997-02-01 |  | 2000-04-13
Valmont Electric | General Electric | 8G1078W | 120 |  | 1 |  | No Match |  |  |  |  | No Match | No Match | [5 empty] | Non Federally-Regulated | 1989-10-01 |  | 1991-09-01
Fulham Co., Inc. | Fulham Co., Inc. | FEP 1200 277 232 | 277 |  | 2 |  | No Match |  |  |  |  | No Match | Electronic | [5 empty] | Non Federally-Regulated | 1995-04-01 |  | 1995-04-28
Advance Transformer Co. S.A. de C.V. | Advance Transformer | REL1S40RHTP | 120 |  | 1 |  | No Match |  |  |  |  | No Match | No Match | [5 empty] | Federally-Regulated Consumer Product | 1992-12-01 |  | 1997-02-01
Aromat Corp. | Nais | EP232I120H2 | 120 |  | 2 |  | No Match |  |  |  |  | No Match | Electronic | [5 empty] | Non Federally-Regulated | 1995-04-01 |  | 2000-04-13
Advance Transformer Co. S.A. de C.V. | Advance Transformer | VEL 1S40 TP | 277 |  | 1 |  | No Match |  |  |  |  | No Match | No Match | [5 empty] | Federally-Regulated Consumer Product | 1991-09-01 |  | 1997-02-01
Valmont Electric | Ultra-Miser | M28-120SES | 120 |  | 2 |  | No Match |  |  |  |  | No Match | Cathode cut-out | [5 empty] | Non Federally-Regulated | 1989-07-18 |  | 1989-10-01
Lumisistemas | Rangaire | IS-260-120-CP | 120 |  | 2 |  | Instant |  |  |  |  | No Match | Magnetic | [5 empty] | Federally-Regulated Consumer Product | 1994-10-12 |  | 1995-04-01
Jefferson Electric | Jefferson | 300-4791-800 | 120 |  | 2 |  | No Match |  |  |  |  | No Match | No Match | [5 empty] | Non Federally-Regulated | 1988-06-01 |  | 2000-04-13
Valmont Electric | Valmont Electric | 296SL-120-PM | 120 |  | 2 |  | No Match |  |  |  |  | No Match | No Match | [5 empty] | Federally-Regulated Consumer Product | 1991-09-01 |  | 2000-04-13
GE Appliances, a Haier company | General Electric | M28-277-1 | 277 |  | 1 |  | No Match |  |  |  |  | No Match | No Match | [5 empty] | Non Federally-Regulated | 1986-08-01 |  | 2015-09-03
Advance Transformer Co. S.A. de C.V. | Advance Transformer | REL2S75SRHTP | 120 |  | 2 |  | No Match |  |  |  |  | No Match | Electronic | [5 empty] | Federally-Regulated Consumer Product | 1997-02-01 |  | 2000-04-13
Lutron Electronics Co., Inc. | Ecosystem | EC5 T528 J UNV 2 | 120 - 277 (inclusive) |  | 2 | Other | Programmed |  |  |  |  | Continuous | Electronic | 1 |  |  |  |  | Non Federally-Regulated | 2008-10-30 |  | 2009-12-08
Signify North America Corporation | Philips Advance | IOP-2PSP32-LW-N | 120 |  | 2 | Other | Programmed |  |  |  |  | Non-BallastDimming | Electronic | 0.99 |  |  |  |  | Non Federally-Regulated | 2014-10-01 |  | 2014-10-01
Lutron Electronics Co., Inc. | Ecosystem | EC5 T832 J UNV 1 | 120 - 277 (inclusive) |  | 1 | Other | Programmed |  |  |  |  | Continuous | Electronic | 0.97 |  |  |  |  | Non Federally-Regulated | 2008-10-30 |  | 2009-12-08
Lutron Electronics Co., Inc. | Eco-10 | ECO-T832-277-1 | 277 |  | 1 | Other | Programmed |  |  |  |  | Continuous | Electronic | 0.98 |  |  |  |  | Non Federally-Regulated | 2008-01-30 |  | 2009-12-08
Lumisistemas | TBP & Associates | LL-275-12O-TP | 277 |  | 2 |  | No Match |  |  |  |  | No Match | Magnetic | [5 empty] | Federally-Regulated Consumer Product | 1997-02-01 |  | 2000-04-13
Advance A Division, Philips Electronics NA | Advance A Division, Philips Electronics NA | RC-2E75-S-TP | 120 |  | 2 | Other | Instant |  |  |  |  | Non-BallastDimming | Magnetic | 0.98 |  |  |  |  | Federally-Regulated Consumer Product | 2008-01-30 |  | 2009-06-22
Lumisistemas | Energy-F | S-275-277-CP | 277 |  | 2 |  | Instant |  |  |  |  | No Match | Magnetic | [5 empty] | Non Federally-Regulated | 1989-05-01 |  | 1989-10-01
Lumisistemas | Thomas Industries | ETB-140-120 | 120 |  | 1 |  | No Match |  |  |  |  | No Match | Magnetic | [5 empty] | Federally-Regulated Consumer Product | 1995-04-01 |  | 2000-04-13
Fulham Co., Inc. | Fulham Co., Inc. | FEP 400 277 132 | 277 |  | 1 |  | Rapid |  |  |  |  | No Match | Electronic | [5 empty] | Federally-Regulated Consumer Product | 1995-04-28 |  | 1997-02-01
Signify North America Corporation | Philips Advance | IOPA-4P32-LW-N | 277 |  | 4 | Other | Instant |  |  |  |  | Non-BallastDimming | Electronic | 0.98 |  |  |  |  | Non Federally-Regulated | 2014-10-01 |  | 2014-10-01
Signify North America Corporation | Philips Advance | IOP-3PSP32-LW-SC | 277 |  | 3 | Other | Programmed |  |  |  |  | Non-BallastDimming | Electronic | 0.98 |  |  |  |  | Non Federally-Regulated | 2014-10-01 |  | 2014-10-01
Valmont Electric | Valmont Electric | 8G1024W | 120 |  | 2 |  | No Match |  |  |  |  | No Match | Magnetic | [5 empty] | Non Federally-Regulated | 1988-10-20 |  | 1989-10-01
Advance A Division, Philips Electronics NA | Advance A Division, Philips Electronics NA | V-2S34-TP | 277 |  | 2 | Other | Rapid |  |  |  |  | Non-BallastDimming | Magnetic | 0.95 |  |  |  |  | Federally-Regulated Consumer Product | 2008-01-30 |  | 2009-06-22
Howard Industries, Inc. | Howard Industries | EC3/32IS-120 | 120 |  | 3 |  | Instant |  |  |  |  | No Match | Electronic | [5 empty] | Federally-Regulated Consumer Product | 1995-04-07 |  | 1997-02-01
Advance Transformer Co. S.A. de C.V. | Advance Transformer | R140TP | 120 |  | 1 |  | No Match |  |  |  |  | No Match | No Match | [5 empty] | Non Federally-Regulated | 1983-06-01 |  | 2000-04-13
Valmont Electric | Valmont Electric | 8G1024W | 120 |  | 2 |  | No Match |  |  |  |  | No Match | No Match | [5 empty] | Federally-Regulated Consumer Product | 1991-09-01 |  | 1997-02-01
Magnetek Universal Manufacturing | Triad | B232I120RH | 120 |  | 1 |  | No Match |  |  |  |  | No Match | Electronic | [5 empty] | Non Federally-Regulated | 1995-04-01 |  | 2000-04-13
Magnetek Universal Manufacturing | Magnetek Triad | B240R277HP | 277 |  | 1 |  | No Match |  |  |  |  | No Match | No Match | [5 empty] | Federally-Regulated Consumer Product | 1992-12-01 |  | 2000-04-13
Aromat Corp. | Nais | EP332I277H2 | 277 |  | 3 |  | No Match |  |  |  |  | No Match | Electronic | [5 empty] | Voluntarily Certified | 1995-04-01 |  | 2000-04-13
Advance Transformer Co. S.A. de C.V. | Advance Transformer | VK2S32TP | 277 |  | 2 |  | No Match |  |  |  |  | No Match | Cathode cut-out | [5 empty] | Non Federally-Regulated | 1995-04-01 |  | 2000-04-13
Motorola Lighting, Inc. | Motorola | M1-RN-T12-1LL-120 | 120 |  | 1 |  | No Match |  |  |  |  | No Match | Electronic | [5 empty] | Federally-Regulated Consumer Product | 1993-06-25 |  | 1996-03-07
Valmont Electric | Maxi-Miser II | 8G1028W | 120 |  | 2 |  | Rapid |  |  |  |  | No Match | Magnetic | [5 empty] | Federally-Regulated Consumer Product | 1996-03-14 |  | 1997-02-01
Triad / Utrad | Ballastar | B-140T120 | 120 |  | 1 |  | No Match |  |  |  |  | No Match | No Match | [5 empty] | Non Federally-Regulated | 1986-08-01 |  | 2000-04-13
GE Appliances, a Haier company | General Electric | 24ORS-120-PMI | 120 |  | 2 |  | No Match |  |  |  |  | No Match | No Match | [5 empty] | Non Federally-Regulated | 1988-06-01 |  | 2015-09-03
Advance A Division, Philips Electronics NA | Advance A Division, Philips Electronics NA | VZT-4S32-HL | 277 |  | 4 | Other | Programmed |  |  |  |  | Continuous | Electronic | 0.98 |  |  |  |  | Non Federally-Regulated | 2008-01-30 |  | 2009-06-22
Oasis International | Sylvania | QTP1/2x18CF/UNV DM | 120 - 277 (inclusive) |  | 2 | Other | Programmed |  |  |  |  | Non-BallastDimming | Electronic | 0.99 |  |  |  |  | Non Federally-Regulated | 2012-07-17 |  | 2012-07-17
Signify North America Corporation | Philips Advance | IOP-3PSP32-LW-SC | 277 |  | 3 | Other | Programmed |  |  |  |  | Non-BallastDimming | Electronic | 0.99 |  |  |  |  | Non Federally-Regulated | 2012-08-07 |  | 2014-10-01
Etta Industries | Etta Industries | EC2S-277A2-D | 277 |  | 2 |  | No Match |  |  |  |  | No Match | Electronic | [5 empty] | Federally-Regulated Consumer Product | 1998-03-01 |  | 2000-04-13
Advance Transformer Co. S.A. de C.V. | Advance Transformer | V2S4OTP | 277 |  | 2 |  | No Match |  |  |  |  | No Match | No Match | [5 empty] | Non Federally-Regulated | 1988-06-01 |  | 2000-04-13
Magnetek Universal Manufacturing | Triad | B2110SR120 | 120 |  | 2 |  | Rapid |  |  |  |  | No Match | Electronic | [5 empty] | Federally-Regulated Consumer Product | 1996-12-02 |  | 1997-02-01
Valmont Electric | Ultra-Miser | E140SR277G01 | 277 |  | 1 |  | No Match |  |  |  |  | No Match | Electronic | [5 empty] | Federally-Regulated Consumer Product | 1997-02-01 |  | 2000-04-13
Lumisistemas | Thomas Industries | ETB-140-120 | 120 |  | 1 |  | Rapid |  |  |  |  | No Match | Magnetic | [5 empty] | Federally-Regulated Consumer Product | 1993-02-05 |  | 1995-04-01
Signify North America Corporation | Philips Advance | IOPA-1P32-HL-N | 277 |  | 1 | Other | Instant |  |  |  |  | Non-BallastDimming | Electronic | 0.98 |  |  |  |  | Non Federally-Regulated | 2014-10-01 |  | 2014-10-01
Advance Transformer Co. S.A. de C.V. | Advance Transformer | RIC2S40-TP | 120 |  | 2 |  | No Match |  |  |  |  | No Match | Electronic | [5 empty] | Federally-Regulated Consumer Product | 1997-02-01 |  | 2000-04-13
Etta Industries | Etta Industries | EC2S-277A8AD | 277 |  | 2 |  | Rapid |  |  |  |  | No Match | Electronic | [5 empty] | Federally-Regulated Consumer Product | 1994-10-06 |  | 1995-04-01
Taipei Multipower, Inc. | TMP | FLB32D120-6 | 120 |  | 2 |  | No Match |  |  |  |  | No Match | Electronic | [5 empty] | Non Federally-Regulated | 1995-04-01 |  | 2000-04-13
Advance Transformer Co. S.A. de C.V. | Advance Transformer | R 2S40-1-TP | 120 |  | 2 |  | Rapid |  |  |  |  | No Match | Magnetic | [5 empty] | Federally-Regulated Consumer Product | 1996-03-14 |  | 2009-03-12
Lutron Electronics Co., Inc. | Hi-Lume | FDB-2427-277-3 | 277 |  | 3 | Other | Programmed |  |  |  |  | Continuous | Electronic | 0.99 |  |  |  |  | Non Federally-Regulated | 2008-01-30 |  | 2009-12-08
Lutron Electronics Co., Inc. | Hi-Lume 3D | H3D T825 C UNV 2 17 | 120 - 277 (inclusive) |  | 2 | Other | Programmed |  |  |  |  | Continuous | Electronic | 0.99 |  |  |  |  | Non Federally-Regulated | 2009-08-31 |  | 2009-12-08
Lutron Electronics Co., Inc. | Tu-Wire | 2W-T832-120-2 | 120 |  | 2 | Other | Programmed |  |  |  |  | Continuous | Electronic | 0.97 |  |  |  |  | Non Federally-Regulated | 2008-01-30 |  | 2009-12-08
Lumisistemas | Atlas Electric | E275 TP120 | 120 |  | 2 |  | No Match |  |  |  |  | No Match | Magnetic | [5 empty] | Federally-Regulated Consumer Product | 1995-04-01 |  | 2000-04-13
Advance Transformer Co. S.A. de C.V. | Advance Transformer | RIC2S40-TP | 120 |  | 2 |  | No Match |  |  |  |  | No Match | No Match | [5 empty] | Federally-Regulated Consumer Product | 1995-04-01 |  | 1997-02-01
Advance Transformer Co. S.A. de C.V. | Advance Transformer | VK2S34 TP | 277 |  | 2 |  | No Match |  |  |  |  | No Match | Cathode cut-out | [5 empty] | Federally-Regulated Consumer Product | 1997-02-01 |  | 2000-04-13
Advance Transformer Co. S.A. de C.V. | Advance Transformer | R 2E75S-TP | 120 |  | 2 |  | No Match |  |  |  |  | No Match | Magnetic | [5 empty] | Federally-Regulated Consumer Product | 1997-02-01 |  | 2000-04-13
Signify North America Corporation | Philips Advance | ICN-2P32-N | 120 |  | 2 | Other | Instant |  |  |  |  | Non-BallastDimming | Electronic | 0.99 |  |  |  |  | Non Federally-Regulated | 2014-10-01 |  | 2014-10-01
Advance Transformer Co. S.A. de C.V. | Advance Transformer | VIC2S40-TP | 277 |  | 2 |  | No Match |  |  |  |  | No Match | Electronic | [5 empty] | Federally-Regulated Consumer Product | 1991-09-23 |  | 1996-03-14
Signify North America Corporation | Philips Lighting Electronics North America | V-2S34-TP | 277 |  | 2 | Other | Rapid |  |  |  |  | Non-BallastDimming | Magnetic | 0.95 |  |  |  |  | Federally-Regulated Consumer Product | 2009-06-22 |  | 2012-09-06
Valmont Electric | Valmont Electric | M28-120-1 | 120 |  | 1 |  | No Match |  |  |  |  | No Match | Cathode cut-out | [5 empty] | Federally-Regulated Consumer Product | 1997-02-01 |  | 2000-04-13
Magnetek Universal Manufacturing | Watt Reducer | 412-L-SLH-TC-P | 120 |  | 1 |  | No Match |  |  |  |  | No Match | No Match | [5 empty] | Federally-Regulated Consumer Product | 1991-09-01 |  | 2000-04-13
Lutron Electronics Co., Inc. | Ecosystem | EC5 T832 G UNV 2L | 120 - 277 (inclusive) |  | 2 | Other | Programmed |  |  |  |  | Continuous | Electronic | 0.98 |  |  |  |  | Non Federally-Regulated | 2008-10-30 |  | 2009-12-08
Signify North America Corporation | Philips Lighting Electronics North America | VCN-2S32-SC | 277 |  | 2 | Other | Programmed |  |  |  |  | Non-BallastDimming | Electronic | 0.98 |  |  |  |  | Non Federally-Regulated | 2009-06-22 |  | 2012-09-06
Magnetek Universal Manufacturing | Triad | B332I277HP | 277 |  | 2 |  | Instant |  |  |  |  | No Match | Electronic | [5 empty] | Federally-Regulated Consumer Product | 1995-03-09 |  | 1995-04-01
Valmont Electric | General Electric | 240RS-120-PM | 120 |  | 2 |  | No Match |  |  |  |  | No Match | No Match | [5 empty] | Non Federally-Regulated | 1989-10-01 |  | 1991-09-01
Advance Transformer Co. S.A. de C.V. | Advance Transformer | R 2E75S-TP | 120 |  | 2 |  | No Match |  |  |  |  | No Match | No Match | [5 empty] | Federally-Regulated Consumer Product | 1991-09-01 |  | 1997-02-01
Signify North America Corporation | Philips Lighting Electronics North America | ICN-3S14-D | 120 - 277 (inclusive) |  | 3 | Other | Programmed |  |  |  |  | Non-BallastDimming | Electronic | 0.98 |  |  |  |  | Non Federally-Regulated | 2009-06-22 |  | 2012-09-06
Advance Transformer Co. S.A. de C.V. | Advance Transformer | R 140-1-TP | 120 |  | 1 |  | No Match |  |  |  |  | No Match | No Match | [5 empty] | Federally-Regulated Consumer Product | 1991-09-01 |  | 1997-02-01
Magnetek Universal Manufacturing | Energy-Lok | 304-4708-800 | 277 |  | 2 |  | No Match |  |  |  |  | No Match | No Match | [5 empty] | Federally-Regulated Consumer Product | 1991-09-01 |  | 2000-04-13
Signify North America Corporation | Philips Lighting Electronics North America | RMB-2P13-S3-H | 120 |  | 2 | Designed (not labeled) for use | Instant |  |  |  |  | Non-BallastDimming | Electronic | 0.97 |  |  |  |  | Non Federally-Regulated | 2009-06-22 |  | 2012-09-06
Energy Technologies Corp. | Cool Temp | S277-1T48-AO | 277 |  | 1 |  | No Match |  |  |  |  | No Match | No Match | [5 empty] | Non Federally-Regulated | 1988-06-01 |  | 1989-10-01
Advance Transformer Co. S.A. de C.V. | Advance Transformer | H141TP/H142 | 120 |  | 1 |  | No Match |  |  |  |  | No Match | No Match | [5 empty] | Non Federally-Regulated | 1984-05-01 |  | 2000-04-13
Universal Lighting Technologies | Universal Lighting Technologies | B228PUNV95-D | 120 - 277 (inclusive) |  | 2 | Other | Programmed |  |  |  |  | Non-BallastDimming | Electronic | 0.99 |  |  |  |  | Non Federally-Regulated | 2008-01-31 |  | 2008-06-18
RTC Marketing Co. | RTC Marketing Co. | GLIS275P-30 | 120 |  | 2 |  | No Match |  |  |  |  | No Match | Magnetic | [5 empty] | Federally-Regulated Consumer Product | 1997-02-01 |  | 2000-04-13
Signify North America Corporation | Philips Advance | IOP-2P32-LW-N | 120 |  | 2 | Other | Instant |  |  |  |  | Non-BallastDimming | Electronic | 0.99 |  |  |  |  | Non Federally-Regulated | 2014-10-01 |  | 2014-10-01
Signify North America Corporation | Philips Lighting Electronics North America | ICN-2P32-SC | 120 - 277 (inclusive) |  | 2 | Other | Instant |  |  |  |  | Non-BallastDimming | Electronic | 0.98 |  |  |  |  | Non Federally-Regulated | 2009-06-22 |  | 2012-09-06
Magnetek Universal Manufacturing | Watt Reducer | 443-L-SLH-TC-P | 277 |  | 2 |  | No Match |  |  |  |  | No Match | No Match | [5 empty] | Federally-Regulated Consumer Product | 1991-09-01 |  | 2000-04-13
Valmont Electric | Valmont Electric | 8G1028W | 120 |  | 2 |  | No Match |  |  |  |  | No Match | No Match | [5 empty] | Federally-Regulated Consumer Product | 1991-09-01 |  | 1992-12-01
Advance Transformer Co. S.A. de C.V. | Advance Transformer | VEL1S40RHTP | 277 |  | 1 |  | Rapid |  |  |  |  | No Match | Electronic | [5 empty] | Federally-Regulated Consumer Product | 1996-03-14 |  | 2009-03-12
Oriental Lighting Co., Ltd. | Oleb | OLEB-402F | 120 |  | 2 |  | No Match |  |  |  |  | No Match | No Match | [5 empty] | Federally-Regulated Consumer Product | 1992-02-25 |  | 1995-04-20
Magnetek Universal Manufacturing | Triad | B432I120HP | 120 |  | 3 |  | No Match |  |  |  |  | No Match | Electronic | [5 empty] | Voluntarily Certified | 1995-04-01 |  | 2000-04-13
Signify North America Corporation | Philips Lighting Electronics North America | R-4S40-A-TP-AC | 120 |  | 4 | Other | Rapid |  |  |  |  | Non-BallastDimming | Magnetic | 0.98 |  |  |  |  | Non Federally-Regulated | 2009-06-22 |  | 2012-09-06
Valmont Electric | Valmont Electric | 8G1088W | 120 |  | 1 |  | No Match |  |  |  |  | No Match | Magnetic | [5 empty] | Federally-Regulated Consumer Product | 1997-02-01 |  | 2000-04-13
Magnetek Universal Manufacturing | Universal | 443-L-SLH-QP | 277 |  | 2 |  | No Match |  |  |  |  | No Match | No Match | [5 empty] | Federally-Regulated Consumer Product | 1991-09-11 |  | 1996-12-02
Lutron Electronics Co., Inc. | Eco-10 | ECO-T524-120-1 | 120 |  | 1 | Other | Programmed |  |  |  |  | Continuous | Electronic | 1 |  |  |  |  | Non Federally-Regulated | 2008-01-30 |  | 2009-12-08
Signify North America Corporation | Philips Advance | IOP-2PSP32-N | 277 |  | 2 | Other | Programmed |  |  |  |  | Non-BallastDimming | Electronic | 0.98 |  |  |  |  | Non Federally-Regulated | 2014-10-01 |  | 2014-10-01
Signify North America Corporation | Philips Advance | REB-4P32-SC | 120 |  | 4 | Designed and labeled for use o | Instant |  |  |  |  | Non-BallastDimming | Electronic | 0.55 |  |  |  |  | Non Federally-Regulated | 2012-09-06 |  | 2012-09-06
Lutron Electronics Co., Inc. | Ecosystem | EC5 T817 J UNV 1 | 120 - 277 (inclusive) |  | 1 | Other | Programmed |  |  |  |  | Continuous | Electronic | 0.94 |  |  |  |  | Non Federally-Regulated | 2008-10-30 |  | 2009-12-08
Magnetek Universal Manufacturing | Triad | B332R277HP | 277 |  | 2 |  | Rapid |  |  |  |  | No Match | Electronic | [5 empty] | Federally-Regulated Consumer Product | 1995-03-09 |  | 1995-04-01
Signify North America Corporation | Philips Advance | IOPA-4P32-HL-SC | 120 |  | 4 | Other | Instant |  |  |  |  | Non-BallastDimming | Electronic | 0.99 |  |  |  |  | Non Federally-Regulated | 2014-10-01 |  | 2014-10-01
Magnetek Universal Manufacturing | Triad | B275I277 | 277 |  | 2 |  | Instant |  |  |  |  | No Match | Electronic | [5 empty] | Federally-Regulated Consumer Product | 1996-12-02 |  | 1997-02-01
Valmont Electric | Ultra-Miser | E232PI120HG01 | 120 |  | 2 |  | No Match |  |  |  |  | No Match | Electronic | [5 empty] | Non Federally-Regulated | 1995-04-01 |  | 1995-04-28
Motorola Lighting, Inc. | Motorola | M2-RN-T12-1LL-120 | 120 |  | 2 |  | Rapid |  |  |  |  | No Match | Electronic | [5 empty] | Federally-Regulated Consumer Product | 1996-03-07 |  | 1997-02-01
Magnetek Universal Manufacturing | Triad | B260I277HP | 277 |  | 2 |  | No Match |  |  |  |  | No Match | Electronic | [5 empty] | Federally-Regulated Consumer Product | 1995-04-01 |  | 2000-04-13
Magnetek Universal Manufacturing | Triad | B332I120RH | 120 |  | 2 |  | No Match |  |  |  |  | No Match | Electronic | [5 empty] | Non Federally-Regulated | 1995-04-01 |  | 2000-04-13
Advance Transformer Co. S.A. de C.V. | Advance Transformer | REL1S40RHTP | 120 |  | 1 |  | No Match |  |  |  |  | No Match | Electronic | [5 empty] | Federally-Regulated Consumer Product | 1992-12-01 |  | 1996-03-14
Advance A Division, Philips Electronics NA | Advance A Division, Philips Electronics NA | IOP-1P32-HL-SC | 120 - 277 (inclusive) |  | 1 | Other | Instant |  |  |  |  | Non-BallastDimming | Electronic | 0.98 |  |  |  |  | Non Federally-Regulated | 2008-01-30 |  | 2009-06-22
Toshiba | Toshiba | FMB40RS1-120 | 120 |  | 1 |  | No Match |  |  |  |  | No Match | Electronic | [5 empty] | Federally-Regulated Consumer Product | 1997-02-01 |  | 2000-04-13
Signify North America Corporation | Philips Lighting Electronics North America | IZT-2S32-SC | 120 - 277 (inclusive) |  | 2 | Other | Programmed |  |  |  |  | Continuous | Electronic | 0.98 |  |  |  |  | Non Federally-Regulated | 2009-06-22 |  | 2012-09-06
Magnetek Universal Manufacturing | Genesis | 3230 | 120 |  | 2 |  | No Match |  |  |  |  | No Match | No Match | [5 empty] | Federally-Regulated Consumer Product | 1991-09-01 |  | 2000-04-13
Advance A Division, Philips Electronics NA | Advance A Division, Philips Electronics NA | IOP-2P32-HL-SC | 120 - 277 (inclusive) |  | 2 | Other | Instant |  |  |  |  | Non-BallastDimming | Electronic | 0.98 |  |  |  |  | Non Federally-Regulated | 2008-01-30 |  | 2009-06-22
Advance A Division, Philips Electronics NA | Advance A Division, Philips Electronics NA | VEL-4P32-LW-SC | 277 |  | 4 | Other | Instant |  |  |  |  | Non-BallastDimming | Electronic | 0.98 |  |  |  |  | Non Federally-Regulated | 2008-01-30 |  | 2009-06-22
Etta Industries | Etta Industries | EC2S-277A2 | 277 |  | 2 |  | Rapid |  |  |  |  | No Match | Electronic | [5 empty] | Federally-Regulated Consumer Product | 1994-10-07 |  | 1995-04-01
Earn High Industries, Ltd. | Carroway | 2011B | 120 |  | 2 |  | No Match |  |  |  |  | No Match | No Match | [5 empty] | Federally-Regulated Consumer Product | 1992-12-29 |  | 1992-12-01
Advance Transformer Co. S.A. de C.V. | Advance Transformer | REL2S4OTP | 120 |  | 2 |  | No Match |  |  |  |  | No Match | No Match | [5 empty] | Non Federally-Regulated | 1988-06-01 |  | 2000-04-13
Lutron Electronics Co., Inc. | Ecosystem | EC5 T539 J 120 1 | 120 |  | 1 | Other | Programmed |  |  |  |  | Continuous | Electronic | 1 |  |  |  |  | Non Federally-Regulated | 2008-01-30 |  | 2009-12-08
Valmont Electric | General Electric | 8G1088W | 120 |  | 1 |  | No Match |  |  |  |  | No Match | No Match | [5 empty] | Non Federally-Regulated | 1989-10-01 |  | 1991-09-01
Etta Industries | Etta Industries | EC2S-120A2-D | 120 |  | 2 |  | Rapid |  |  |  |  | No Match | Electronic | [5 empty] | Federally-Regulated Consumer Product | 1994-10-07 |  | 1995-04-01
Valmont Electric | Valmont Electric | 296SL-120ES | 120 |  | 2 |  | No Match |  |  |  |  | No Match | Magnetic | [5 empty] | Federally-Regulated Consumer Product | 1997-02-01 |  | 2000-04-13
Magnetek Universal Manufacturing | Genesis | 3230 | 120 |  | 2 |  | No Match |  |  |  |  | No Match | No Match | [5 empty] | Non Federally-Regulated | 1989-10-01 |  | 1991-09-01
Toshiba | Toshiba | FMB96HO2-277 | 277 |  | 2 |  | No Match |  |  |  |  | No Match | No Match | [5 empty] | Federally-Regulated Consumer Product | 1993-08-10 |  | 1995-04-13
Lumisistemas | Energy-F | S-275-277-CP | 277 |  | 2 |  | No Match |  |  |  |  | No Match | No Match | [5 empty] | Federally-Regulated Consumer Product | 1991-09-01 |  | 1995-04-01
Magnetek Universal Manufacturing | Triad | B240R120HP | 120 |  | 1 |  | No Match |  |  |  |  | No Match | Electronic | [5 empty] | Federally-Regulated Consumer Product | 1997-02-01 |  | 2000-04-13
Hunt Electric Co. | Hunt Ballast | HLR-240-120 | 120 |  | 2 |  | No Match |  |  |  |  | No Match | No Match | [5 empty] | Non Federally-Regulated | 1984-05-01 |  | 2000-04-13
Advance A Division, Philips Electronics NA | Advance A Division, Philips Electronics NA | RMB-1P13-L2 | 120 |  | 1 | Designed (not labeled) for use | Instant |  |  |  |  | Non-BallastDimming | Electronic | 0.56 |  |  |  |  | Non Federally-Regulated | 2008-01-30 |  | 2009-06-22
King Technology, Inc. | Kingtec | 232K2-277 | 277 |  | 2 |  | Rapid |  |  |  |  | No Match | Electronic | [5 empty] | Federally-Regulated Consumer Product | 1994-09-18 |  | 1995-04-01
Advance Transformer Co. S.A. de C.V. | Advance Transformer | RK2S34 TP | 120 |  | 2 |  | Rapid |  |  |  |  | No Match | Cathode cut-out | [5 empty] | Federally-Regulated Consumer Product | 1996-03-14 |  | 2009-03-12
Lutron Electronics Co., Inc. | Eco-10 | ECO-T825-277-2 | 277 |  | 2 | Other | Programmed |  |  |  |  | Continuous | Electronic | 0.99 |  |  |  |  | Non Federally-Regulated | 2008-01-30 |  | 2009-12-08
Lutron Electronics Co., Inc. | Eco-10 | ECO-T554-120-1 | 120 |  | 1 | Other | Programmed |  |  |  |  | Continuous | Electronic | 1 |  |  |  |  | Non Federally-Regulated | 2008-01-30 |  | 2009-12-08
Advance Transformer Co. S.A. de C.V. | Advance Transformer | VEL2S110RHTP | 277 |  | 2 |  | No Match |  |  |  |  | No Match | Electronic | [5 empty] | Federally-Regulated Consumer Product | 1992-12-01 |  | 1996-03-14
Fulham Co., Inc. | Fulham Co., Inc. | FEP 1200 120 240 | 120 |  | 2 |  | Rapid |  |  |  |  | No Match | Electronic | [5 empty] | Federally-Regulated Consumer Product | 1995-04-28 |  | 1997-02-01
Lutron Electronics Co., Inc. | Eco-10 | ECO-T5H39-120-2 | 120 |  | 2 | Other | Programmed |  |  |  |  | Continuous | Electronic | 0.99 |  |  |  |  | Non Federally-Regulated | 2008-01-30 |  | 2009-12-08
Magnetek Universal Manufacturing | Triad | B240R120HP | 120 |  | 1 |  | No Match |  |  |  |  | No Match | No Match | [5 empty] | Federally-Regulated Consumer Product | 1991-09-11 |  | 1996-12-02
Lutron Electronics Co., Inc. | Eco-10 | ECO-T817-120-1 | 120 |  | 1 | Other | Programmed |  |  |  |  | Continuous | Electronic | 0.95 |  |  |  |  | Non Federally-Regulated | 2008-01-30 |  | 2009-12-08
Advance Transformer Co. S.A. de C.V. | Advance Transformer | RIP32TP | 120 |  | 1 |  | No Match |  |  |  |  | No Match | Magnetic | [5 empty] | Non Federally-Regulated | 1995-04-01 |  | 2000-04-13
Advance A Division, Philips Electronics NA | Advance A Division, Philips Electronics NA | RMB-1P13-S1 | 120 |  | 1 | Designed (not labeled) for use | Instant |  |  |  |  | Non-BallastDimming | Electronic | 0.56 |  |  |  |  | Non Federally-Regulated | 2008-01-30 |  | 2009-06-22
Signify North America Corporation | Philips Advance | IOPA-2P32-HL-N | 277 |  | 2 | Other | Instant |  |  |  |  | Non-BallastDimming | Electronic | 0.98 |  |  |  |  | Non Federally-Regulated | 2014-10-01 |  | 2014-10-01
RTC Marketing Co. | RTC Marketing Co. | GLIS27527P-30 | 277 |  | 2 |  | No Match |  |  |  |  | No Match | No Match | [5 empty] | Federally-Regulated Consumer Product | 1991-09-11 |  | 1991-09-01
Signify North America Corporation | Philips Lighting Electronics North America | VEZ-3S32-SC | 277 |  | 3 | Other | Programmed |  |  |  |  | Continuous | Electronic | 0.98 |  |  |  |  | Non Federally-Regulated | 2009-06-22 |  | 2012-09-06
Advance Transformer Co. S.A. de C.V. | Advance Transformer | R 140-1-TP | 120 |  | 1 |  | Rapid |  |  |  |  | No Match | Magnetic | [5 empty] | Federally-Regulated Consumer Product | 1996-03-14 |  | 2009-03-12
Magnetek Universal Manufacturing | Magnetek Triad | B140T120 | 120 |  | 1 |  | No Match |  |  |  |  | No Match | No Match | [5 empty] | Federally-Regulated Consumer Product | 1991-09-01 |  | 2000-04-13
Valmont Electric | Electronic | E140SR277G01 | 277 |  | 1 |  | No Match |  |  |  |  | No Match | Electronic | [5 empty] | Federally-Regulated Consumer Product | 1997-02-01 |  | 2000-04-13
Advance A Division, Philips Electronics NA | Advance A Division, Philips Electronics NA | REL-2P59-SC | 120 |  | 2 | Other | Instant |  |  |  |  | Non-BallastDimming | Electronic | 0.98 |  |  |  |  | Non Federally-Regulated | 2008-01-30 |  | 2009-06-22
Etta Industries | Etta Industries | EC1S-120A8D | 120 |  | 1 |  | No Match |  |  |  |  | No Match | Electronic | [5 empty] | Non Federally-Regulated | 1995-04-01 |  | 2000-04-13
Signify North America Corporation | Philips Lighting Electronics North America | V-2S40-TP | 277 |  | 2 | Other | Rapid |  |  |  |  | Non-BallastDimming | Magnetic | 0.97 |  |  |  |  | Federally-Regulated Consumer Product | 2009-06-22 |  | 2012-09-06
Lutron Electronics Co., Inc. | Eco-10 | ECO-T528-277-1 | 277 |  | 1 | Other | Programmed |  |  |  |  | Continuous | Electronic | 0.99 |  |  |  |  | Non Federally-Regulated | 2008-01-30 |  | 2009-12-08
Lumisistemas | C.E.W. Lighting | 8FR275/277ES | 277 |  | 2 |  | No Match |  |  |  |  | No Match | No Match | [5 empty] | Federally-Regulated Consumer Product | 1992-12-01 |  | 1995-04-01
Electronic Ballast Tech. | Electronic Ballast Tech. | SSB2-277-2/96ISLH | 277 |  | 2 |  | Instant |  |  |  |  | No Match | Electronic | [5 empty] | Federally-Regulated Consumer Product | 1996-03-07 |  | 1997-02-01
Easylite | Easylite | 3500001 | 277 |  | 1 | Other | Rapid |  |  |  |  | Continuous | Electronic | 0.98 | 0.9 |  |  |  | Voluntarily Certified | 2004-03-11 |  | 2004-03-19
Electronic Ballast Tech. | Electronic Ballast Tech. | SSB2-120-2/96ISLH | 120 |  | 2 |  | No Match |  |  |  |  | No Match | No Match | [5 empty] | Federally-Regulated Consumer Product | 1991-06-25 |  | 1993-09-28
Howard Industries, Inc. | Howard Industries | EC3/32IS-120 | 120 |  | 3 |  | No Match |  |  |  |  | No Match | Electronic | [5 empty] | Voluntarily Certified | 1997-02-01 |  | 2000-04-13
Magnetek Universal Manufacturing | Universal | ES-3000U | 120 |  | 2 |  | No Match |  |  |  |  | No Match | No Match | [5 empty] | Federally-Regulated Consumer Product | 1995-04-01 |  | 2000-04-13
King Technology, Inc. | Kingtec | J232K-120 | 120 |  | 2 |  | No Match |  |  |  |  | No Match | Electronic | [5 empty] | Non Federally-Regulated | 1995-04-01 |  | 2000-04-13
Valmont Electric | Valmont Electric | M28-120SES | 120 |  | 2 |  | No Match |  |  |  |  | No Match | No Match | [5 empty] | Federally-Regulated Consumer Product | 1992-12-01 |  | 1993-01-04
Taipei Multipower, Inc. | TMP | FLD32T120-6 | 120 |  | 3 |  | No Match |  |  |  |  | No Match | Electronic | [5 empty] | Voluntarily Certified | 1995-04-01 |  | 2000-04-13
Signify North America Corporation | Philips Lighting Electronics North America | V-2E75-S-TP | 277 |  | 2 | Other | Instant |  |  |  |  | Non-BallastDimming | Magnetic | 0.95 |  |  |  |  | Federally-Regulated Consumer Product | 2009-06-22 |  | 2012-09-06
Advance Transformer Co. S.A. de C.V. | Advance Transformer | VEL2S110RHTP | 277 |  | 2 |  | No Match |  |  |  |  | No Match | Electronic | [5 empty] | Federally-Regulated Consumer Product | 1997-02-01 |  | 2000-04-13
Lumisistemas | American Louver Co. | V240RS277 | 277 |  | 2 |  | No Match |  |  |  |  | No Match | Magnetic | [5 empty] | Federally-Regulated Consumer Product | 1995-04-01 |  | 2000-04-13
Magnetek Universal Manufacturing | Triad | B240R277 | 277 |  | 2 |  | No Match |  |  |  |  | No Match | No Match | [5 empty] | Federally-Regulated Consumer Product | 1991-09-11 |  | 1995-03-08
Magnetek Universal Manufacturing | Triad | B240T277RH | 277 |  | 2 |  | No Match |  |  |  |  | No Match | Electronic | [5 empty] | Federally-Regulated Consumer Product | 1997-02-01 |  | 2000-04-13
Electronic Ballast Tech. | Electronic Ballast Tech. | SSB1-12O-1/40 LH | 120 |  | 1 |  | No Match |  |  |  |  | No Match | Electronic | [5 empty] | Federally-Regulated Consumer Product | 1997-02-01 |  | 2000-04-13
Elba Corp. | Elba Electronic Ballast | EVP-240-L | 277 |  | 2 |  | No Match |  |  |  |  | No Match | No Match | [5 empty] | Federally-Regulated Consumer Product | 1992-03-13 |  | 1996-11-26
Magnetek Universal Manufacturing | Triad | B275I277RH | 277 |  | 2 |  | No Match |  |  |  |  | No Match | Electronic | [5 empty] | Federally-Regulated Consumer Product | 1997-02-01 |  | 2000-04-13
Lutron Electronics Co., Inc. | Ecosystem | EC5 T825 J 120 1 | 120 |  | 1 | Other | Programmed |  |  |  |  | Continuous | Electronic | 1 |  |  |  |  | Non Federally-Regulated | 2008-01-30 |  | 2009-12-08
Advance A Division, Philips Electronics NA | Advance A Division, Philips Electronics NA | REL-2P32-LW-SC | 120 |  | 2 | Other | Instant |  |  |  |  | Non-BallastDimming | Electronic | 0.98 |  |  |  |  | Non Federally-Regulated | 2008-01-30 |  | 2009-06-22
Fyrnetics, Inc. | Fyrnetics, Inc. | 9106 | 120 |  | 1 |  | No Match |  |  |  |  | No Match | No Match | [5 empty] | Non Federally-Regulated | 1989-10-01 |  | 2000-04-13
Advance Transformer Co. S.A. de C.V. | Advance Transformer | V 2E75S-2-TP | 277 |  | 2 |  | No Match |  |  |  |  | No Match | No Match | [5 empty] | Non Federally-Regulated | 1989-10-01 |  | 1991-09-01
Toshiba | Toshiba | FMB96SL2-277 | 277 |  | 2 |  | No Match |  |  |  |  | No Match | Electronic | [5 empty] | Federally-Regulated Consumer Product | 1997-02-01 |  | 2000-04-13
Lutron Electronics Co., Inc. | Hi-Lume 3D | H3D T832 G UNV 3 17 | 120 - 277 (inclusive) |  | 3 | Other | Programmed |  |  |  |  | Continuous | Electronic | 0.99 |  |  |  |  | Non Federally-Regulated | 2008-10-30 |  | 2009-12-08
Signify North America Corporation | Philips Lighting Electronics North America | REL-2P59-SC | 120 |  | 2 | Other | Instant |  |  |  |  | Non-BallastDimming | Electronic | 0.98 |  |  |  |  | Non Federally-Regulated | 2009-06-22 |  | 2012-09-06
Magnetek Universal Manufacturing | Triad | B332I120HP | 120 |  | 3 |  | No Match |  |  |  |  | No Match | Electronic | [5 empty] | Voluntarily Certified | 1995-04-01 |  | 2000-04-13
Oriental Lighting Co., Ltd. | Oleb | 0LEB-402F | 120 |  | 2 |  | No Match |  |  |  |  | No Match | No Match | [5 empty] | Federally-Regulated Consumer Product | 1992-12-01 |  | 2000-04-13
Valmont Electric | Ultra-Miser | E296PI120G01 | 120 |  | 2 |  | No Match |  |  |  |  | No Match | No Match | [5 empty] | Federally-Regulated Consumer Product | 1997-02-01 |  | 2000-04-13
Magnetek Universal Manufacturing | Triad | B232I277HP | 277 |  | 1 |  | No Match |  |  |  |  | No Match | Electronic | [5 empty] | Non Federally-Regulated | 1995-04-01 |  | 2000-04-13
Etta Industries | Etta Industries | EC2S-277A2-D | 277 |  | 2 |  | No Match |  |  |  |  | No Match | Electronic | [5 empty] | Federally-Regulated Consumer Product | 1995-04-01 |  | 1997-02-01
Magnetek Universal Manufacturing | Triad | B275I120RH | 120 |  | 2 |  | No Match |  |  |  |  | No Match | No Match | [5 empty] | Federally-Regulated Consumer Product | 1992-12-29 |  | 1996-12-02
Techmedia Lighting, Inc. | Techlite | 332T277I | 277 |  | 3 |  | Instant |  |  |  |  | No Match | Electronic | [5 empty] | Federally-Regulated Consumer Product | 1996-05-23 |  | 1997-02-01
Advance Transformer Co. S.A. de C.V. | Advance Transformer | V 140-2-TP | 277 |  | 1 |  | Rapid |  |  |  |  | No Match | Magnetic | [5 empty] | Federally-Regulated Consumer Product | 1996-03-14 |  | 2009-03-12
Electronic Ballast Tech. | Electronic Ballast Tech. | SSB2-120-1/32ISLH | 120 |  | 1 |  | No Match |  |  |  |  | No Match | No Match | [5 empty] | Federally-Regulated Consumer Product | 1991-09-06 |  | 1991-09-01
Advance Transformer Co. S.A. de C.V. | Advance Transformer | VEL 2S40 TP | 277 |  | 2 |  | No Match |  |  |  |  | No Match | Electronic | [5 empty] | Federally-Regulated Consumer Product | 1997-02-01 |  | 2000-04-13
Valmont Electric | General Electric | M28-277 | 277 |  | 2 |  | No Match |  |  |  |  | No Match | No Match | [5 empty] | Non Federally-Regulated | 1989-10-01 |  | 1991-09-01
Taipei Multipower, Inc. | TMP | FLB32D277-6 | 277 |  | 2 |  | Rapid |  |  |  |  | No Match | Electronic | [5 empty] | Federally-Regulated Consumer Product | 1994-09-18 |  | 1995-04-01
Magnetek Universal Manufacturing | Universal | 806-SLH-QP | 120 |  | 2 |  | Instant |  |  |  |  | No Match | Magnetic | [5 empty] | Federally-Regulated Consumer Product | 1996-12-02 |  | 1997-02-01
Advance A Division, Philips Electronics NA | Advance A Division, Philips Electronics NA | R-140-TP | 120 |  | 1 | Other | Rapid |  |  |  |  | Non-BallastDimming | Magnetic | 0.97 |  |  |  |  | Federally-Regulated Consumer Product | 2008-01-30 |  | 2009-06-22
Signify North America Corporation | Philips Lighting Electronics North America | HCN-2S54-90C-WL | 347 - 480 (inclusive) |  | 2 | Other | Programmed |  |  |  |  | Non-BallastDimming | Electronic | 0.98 |  |  |  |  | Non Federally-Regulated | 2009-06-22 |  | 2012-09-06
Valmont Electric | General Electric | 8G1014W | 277 |  | 2 |  | No Match |  |  |  |  | No Match | No Match | [5 empty] | Non Federally-Regulated | 1989-10-01 |  | 1991-09-01
Advance Transformer Co. S.A. de C.V. | Advance Transformer | REL 1S40 TP | 120 |  | 1 |  | No Match |  |  |  |  | No Match | No Match | [5 empty] | Non Federally-Regulated | 1989-10-01 |  | 1991-09-01
Magnetek Universal Manufacturing | Watt Reducer | 443-L-SLH-TC-P | 277 |  | 2 |  | No Match |  |  |  |  | No Match | No Match | [5 empty] | Non Federally-Regulated | 1989-10-01 |  | 1991-09-01
Toshiba | Toshiba | FMB9SHO2-120 | 120 |  | 2 |  | No Match |  |  |  |  | No Match | Electronic | [5 empty] | Federally-Regulated Consumer Product | 1995-04-01 |  | 2000-04-13
Magnetek Universal Manufacturing | Triad | B240R277HP | 277 |  | 2 |  | No Match |  |  |  |  | No Match | Electronic | [5 empty] | Federally-Regulated Consumer Product | 1997-02-01 |  | 2000-04-13
Valmont Electric | Ultra-Miser | E240SR120 | 120 |  | 2 |  | No Match |  |  |  |  | No Match | No Match | [5 empty] | Non Federally-Regulated | 1989-10-01 |  | 1991-09-01
Etta Industries | Etta Industries | EC2S-120A2 | 120 |  | 2 |  | Rapid |  |  |  |  | No Match | Electronic | [5 empty] | Federally-Regulated Consumer Product | 1994-10-07 |  | 1995-04-01
Toshiba | Toshiba | FMB40RS2-120 | 120 |  | 2 |  | Rapid |  |  |  |  | No Match | Electronic | [5 empty] | Federally-Regulated Consumer Product | 1995-04-13 |  | 1997-02-01
Signify North America Corporation | Philips Lighting Electronics North America | RK-132-TP | 120 |  | 1 | Other | Rapid |  |  |  |  | Non-BallastDimming | Cathode cut-out | 0.92 |  |  |  |  | Non Federally-Regulated | 2009-06-22 |  | 2012-09-06
Valmont Electric | Valmont Electric | 8G1078W | 120 |  | 1 |  | No Match |  |  |  |  | No Match | No Match | [5 empty] | Federally-Regulated Consumer Product | 1992-12-01 |  | 1995-04-01
Lumisistemas | Energy-F | R-240-277-CP | 277 |  | 2 |  | No Match |  |  |  |  | No Match | Magnetic | [5 empty] | Federally-Regulated Consumer Product | 1995-04-01 |  | 2000-04-13
MW McWong International | Pacific Ballast | RS-232-120 | 120 |  | 2 |  | Rapid |  |  |  |  | No Match | Electronic | [5 empty] | Federally-Regulated Consumer Product | 1994-09-30 |  | 1995-04-01
Fulham Co., Inc. | Fulham Co., Inc. | FEP 400 277 132LW | 277 |  | 1 |  | Rapid |  |  |  |  | No Match | Electronic | [5 empty] | Federally-Regulated Consumer Product | 1995-04-28 |  | 1997-02-01
Lumisistemas | Lumisistemas | AS-275-120-CP | 120 |  | 2 |  | No Match |  |  |  |  | No Match | Magnetic | [5 empty] | Federally-Regulated Consumer Product | 1995-04-01 |  | 2000-04-13
Lutron Electronics Co., Inc. | Ecosystem | EC5 T524 J 277 1 | 277 |  | 1 | Other | Programmed |  |  |  |  | Continuous | Electronic | 0.98 |  |  |  |  | Non Federally-Regulated | 2008-01-30 |  | 2009-12-08
Industrias Solabasic | Osram Sylvania, Inc. | 48027 | 277 |  | 2 |  | Rapid |  |  |  |  | No Match | Magnetic | [5 empty] | Federally-Regulated Consumer Product | 2000-04-14 |  | 2009-03-12
Advance Transformer Co. S.A. de C.V. | Advance Transformer | V2S110-TPP | 277 |  | 2 |  | No Match |  |  |  |  | No Match | No Match | [5 empty] | Federally-Regulated Consumer Product | 1997-02-01 |  | 2000-04-13
Valmont Electric | Valmont Electric | M28-277 | 277 |  | 2 |  | No Match |  |  |  |  | No Match | No Match | [5 empty] | Federally-Regulated Consumer Product | 1991-09-01 |  | 1992-12-01
Magnetek Universal Manufacturing | Universal | 806-SLH-QP | 120 |  | 2 |  | No Match |  |  |  |  | No Match | Magnetic | [5 empty] | Federally-Regulated Consumer Product | 1997-02-01 |  | 2000-04-13
Advance A Division, Philips Electronics NA | Advance A Division, Philips Electronics NA | VK-132-TP | 277 |  | 1 | Other | Rapid |  |  |  |  | Non-BallastDimming | Cathode cut-out | 0.95 |  |  |  |  | Non Federally-Regulated | 2008-01-30 |  | 2009-06-22
Advance Transformer Co. S.A. de C.V. | Advance Transformer | R2S110-TP | 120 |  | 2 |  | No Match |  |  |  |  | No Match | Magnetic | [5 empty] | Federally-Regulated Consumer Product | 1997-02-01 |  | 2000-04-13
Lutron Electronics Co., Inc. | Eco-10 | ECO-T825-120-1 | 120 |  | 1 | Other | Programmed |  |  |  |  | Continuous | Electronic | 0.97 |  |  |  |  | Non Federally-Regulated | 2008-01-30 |  | 2009-12-08
Advance Transformer Co. S.A. de C.V. | Advance Transformer | REL2P60RHTP | 120 |  | 2 |  | No Match |  |  |  |  | No Match | No Match | [5 empty] | Federally-Regulated Consumer Product | 1995-04-01 |  | 1997-02-01
Advance Transformer Co. S.A. de C.V. | Handyman | ES1011 | 120 |  | 2 |  | No Match |  |  |  |  | No Match | Magnetic | [5 empty] | Federally-Regulated Consumer Product | 1997-02-01 |  | 2000-04-13
Signify North America Corporation | Philips Lighting Electronics North America | ICN-2S39 | 120 - 277 (inclusive) |  | 2 | Other | Programmed |  |  |  |  | Non-BallastDimming | Electronic | 0.98 |  |  |  |  | Non Federally-Regulated | 2009-06-22 |  | 2012-09-06
Universal Manufacturing Corp. | Super Low Heat | 827-SLH-TC-P | 277 |  | 2 |  | No Match |  |  |  |  | No Match | No Match | [5 empty] | Non Federally-Regulated | 1983-06-01 |  | 2000-04-13
Valmont Electric | Valmont Electric | 8G1034W | 277 |  | 2 |  | No Match |  |  |  |  | No Match | No Match | [5 empty] | Federally-Regulated Consumer Product | 1991-09-01 |  | 1997-02-01
Signify North America Corporation | Philips Lighting Electronics North America | RCN-2S32-SC | 120 |  | 2 | Other | Programmed |  |  |  |  | Non-BallastDimming | Electronic | 0.98 |  |  |  |  | Non Federally-Regulated | 2009-06-22 |  | 2012-09-06
Magnetek Universal Manufacturing | Triad | B140R277HP | 277 |  | 1 |  | No Match |  |  |  |  | No Match | Electronic | [5 empty] | Federally-Regulated Consumer Product | 1995-04-01 |  | 2000-04-13
Advance Transformer Co. S.A. de C.V. | Advance Transformer | VEL 2S40 TP | 277 |  | 2 |  | No Match |  |  |  |  | No Match | Electronic | [5 empty] | Non Federally-Regulated | 1988-10-20 |  | 1996-03-14
Howard Industries, Inc. | Howard Industries | EC4/32IS-120 | 120 |  | 4 |  | Instant |  |  |  |  | No Match | Electronic | [5 empty] | Federally-Regulated Consumer Product | 1995-04-07 |  | 1997-02-01
Signify North America Corporation | Philips Advance | IOP-2PSP32-N | 120 |  | 2 | Other | Programmed |  |  |  |  | Non-BallastDimming | Electronic | 0.99 |  |  |  |  | Non Federally-Regulated | 2014-10-01 |  | 2014-10-01
Magnetek Universal Manufacturing | Magnetek Triad | B275I277 | 277 |  | 2 |  | No Match |  |  |  |  | No Match | No Match | [5 empty] | Federally-Regulated Consumer Product | 1991-09-01 |  | 2000-04-13
Lumisistemas | Energy-F | S-275-277-CP | 277 |  | 2 |  | No Match |  |  |  |  | No Match | No Match | [5 empty] | Non Federally-Regulated | 1989-10-01 |  | 1991-09-01
Fulham Co., Inc. | Fulham Co., Inc. | FEP 400 120 132LW | 120 |  | 1 |  | No Match |  |  |  |  | No Match | Electronic | [5 empty] | Non Federally-Regulated | 1997-02-01 |  | 2000-04-13
Fulham Co., Inc. | Fulham Co., Inc. | FEP 1200 277 232 | 277 |  | 2 |  | No Match |  |  |  |  | No Match | Electronic | [5 empty] | Non Federally-Regulated | 1997-02-01 |  | 2000-04-13
Fulham Co., Inc. | Fulham Co., Inc. | FEP 400 277 132LW | 277 |  | 1 |  | No Match |  |  |  |  | No Match | Electronic | [5 empty] | Non Federally-Regulated | 1997-02-01 |  | 2000-04-13
Electronic Ballast Tech. | System-30 | SSB1-277-1/40 | 277 |  | 1 |  | No Match |  |  |  |  | No Match | No Match | [5 empty] | Non Federally-Regulated | 1986-08-01 |  | 2000-04-13
Advance A Division, Philips Electronics NA | Advance A Division, Philips Electronics NA | IOP-2S32-LW-SC | 120 - 277 (inclusive) |  | 2 | Other | Programmed |  |  |  |  | Non-BallastDimming | Electronic | 0.98 |  |  |  |  | Non Federally-Regulated | 2008-01-30 |  | 2009-06-22
Valmont Electric | General Electric | 8G1078W | 120 |  | 1 |  | No Match |  |  |  |  | No Match | No Match | [5 empty] | Federally-Regulated Consumer Product | 1991-09-01 |  | 2000-04-13
Advance A Division, Philips Electronics NA | Advance A Division, Philips Electronics NA | ICN-3S14-D | 120 - 277 (inclusive) |  | 3 | Other | Programmed |  |  |  |  | Non-BallastDimming | Electronic | 0.98 |  |  |  |  | Non Federally-Regulated | 2008-01-30 |  | 2009-06-22
Signify North America Corporation | Philips Lighting Electronics North America | V-2E60-S-TP | 277 |  | 2 | Other | Instant |  |  |  |  | Non-BallastDimming | Magnetic | 0.96 |  |  |  |  | Federally-Regulated Consumer Product | 2009-06-22 |  | 2012-09-06
Signify North America Corporation | Philips Advance | IOP-4PSP32-LW-SC | 277 |  | 4 | Other | Programmed |  |  |  |  | Non-BallastDimming | Electronic | 0.99 |  |  |  |  | Non Federally-Regulated | 2014-10-01 |  | 2014-10-01
Lumisistemas | Atlas Electric | A275 TP120 | 120 |  | 2 |  | No Match |  |  |  |  | No Match | Magnetic | [5 empty] | Federally-Regulated Consumer Product | 1995-04-01 |  | 2000-04-13
Etta Industries | Etta Industries | EC2S-120F96-D | 120 |  | 2 |  | No Match |  |  |  |  | No Match | No Match | [5 empty] | Federally-Regulated Consumer Product | 1992-12-01 |  | 1992-12-23
MW McWong International | Pacific Ballast | ES-240-TP | 120 |  | 2 |  | Rapid |  |  |  |  | No Match | Magnetic | [5 empty] | Federally-Regulated Consumer Product | 1996-03-07 |  | 1997-02-01
Hunt Electric Co. | Hunt Ballast | HLR-140-120 | 120 |  | 1 |  | No Match |  |  |  |  | No Match | No Match | [5 empty] | Non Federally-Regulated | 1986-08-01 |  | 2000-04-13
Signify North America Corporation | Philips Lighting Electronics North America | REL-4P32-SC | 120 |  | 4 | Other | Instant |  |  |  |  | Non-BallastDimming | Electronic | 0.98 |  |  |  |  | Non Federally-Regulated | 2009-06-22 |  | 2012-09-06
Toshiba | Toshiba | FMB32RP1-120 | 120 |  | 1 |  | No Match |  |  |  |  | No Match | Electronic | [5 empty] | Non Federally-Regulated | 1995-04-01 |  | 1995-04-13
Signify North America Corporation | Philips Lighting Electronics North America | VEL-2P32-SC | 277 |  | 2 | Other | Instant |  |  |  |  | Non-BallastDimming | Electronic | 0.98 |  |  |  |  | Non Federally-Regulated | 2009-06-22 |  | 2012-09-06
Magnetek Universal Manufacturing | Jefferson | 304-4701-800 | 120 |  | 2 |  | No Match |  |  |  |  | No Match | Magnetic | [5 empty] | Federally-Regulated Consumer Product | 1997-02-01 |  | 2000-04-13
Magnetek Universal Manufacturing | Triad | B232I277RH | 277 |  | 1 |  | No Match |  |  |  |  | No Match | Electronic | [5 empty] | Non Federally-Regulated | 1995-04-01 |  | 2000-04-13
Valmont Electric | Ultra-Miser | E332PI120G01 | 120 |  | 3 |  | No Match |  |  |  |  | No Match | Electronic | [5 empty] | Voluntarily Certified | 1995-04-01 |  | 1995-04-28
Advance Transformer Co. S.A. de C.V. | Advance Transformer | R 2S40-1-TP | 120 |  | 2 |  | No Match |  |  |  |  | No Match | Magnetic | [5 empty] | Non Federally-Regulated | 1988-10-20 |  | 1996-03-14
Valmont Electric | Ultra-Miser | E332PI277G01 | 277 |  | 3 |  | No Match |  |  |  |  | No Match | Electronic | [5 empty] | Voluntarily Certified | 1997-02-01 |  | 2000-04-13
Toshiba | Toshiba | FMB32RP3-120 | 120 |  | 3 |  | No Match |  |  |  |  | No Match | Electronic | [5 empty] | Voluntarily Certified | 1995-04-01 |  | 1995-04-13
Advance Transformer Co. S.A. de C.V. | Advance Transformer | R 2S40-1-TP | 120 |  | 2 |  | No Match |  |  |  |  | No Match | No Match | [5 empty] | Non Federally-Regulated | 1989-10-01 |  | 1991-09-01
Fulham Co., Inc. | Fulham Co., Inc. | FEP 900 120 232 | 120 |  | 2 |  | Rapid |  |  |  |  | No Match | Electronic | [5 empty] | Federally-Regulated Consumer Product | 1995-04-28 |  | 1997-02-01
Lutron Electronics Co., Inc. | Hi-Lume | FDB-2427-277-2 | 277 |  | 2 | Other | Programmed |  |  |  |  | Continuous | Electronic | 0.98 |  |  |  |  | Non Federally-Regulated | 2008-01-30 |  | 2009-12-08
Advance A Division, Philips Electronics NA | Advance A Division, Philips Electronics NA | RK-132-TP | 120 |  | 1 | Other | Rapid |  |  |  |  | Non-BallastDimming | Cathode cut-out | 0.92 |  |  |  |  | Non Federally-Regulated | 2008-01-30 |  | 2009-06-22
Magnetek Universal Manufacturing | Jefferson | 304-4951-800 | 120 |  | 1 |  | Instant |  |  |  |  | No Match | Magnetic | [5 empty] | Federally-Regulated Consumer Product | 1996-12-02 |  | 1997-02-01
Lumisistemas | TBP & Associates | LL-260-120-CP | 120 |  | 2 |  | Instant |  |  |  |  | No Match | Magnetic | [5 empty] | Federally-Regulated Consumer Product | 1994-11-03 |  | 1995-04-01
Advance A Division, Philips Electronics NA | Advance A Division, Philips Electronics NA | V-1P32-TP | 277 |  | 1 | Other | Rapid |  |  |  |  | Non-BallastDimming | Magnetic | 0.98 |  |  |  |  | Non Federally-Regulated | 2008-01-30 |  | 2009-06-22
Valmont Electric | Ultra-Miser | E132PI120G01 | 120 |  | 1 |  | No Match |  |  |  |  | No Match | Electronic | [5 empty] | Non Federally-Regulated | 1995-04-01 |  | 1995-04-28
GE Appliances, a Haier company | General Electric | E40-277-2 | 277 |  | 2 |  | No Match |  |  |  |  | No Match | No Match | [5 empty] | Non Federally-Regulated | 1988-06-01 |  | 2015-09-03
Howard Industries, Inc. | Howard Industries | EC3/32IS-120 | 120 |  | 3 |  | No Match |  |  |  |  | No Match | Electronic | [5 empty] | Voluntarily Certified | 1995-04-01 |  | 1995-04-07
Lumisistemas | TBP & Associates | LL-260-120-CP | 120 |  | 2 |  | No Match |  |  |  |  | No Match | Magnetic | [5 empty] | Federally-Regulated Consumer Product | 1995-04-01 |  | 2000-04-13
Advance A Division, Philips Electronics NA | Advance A Division, Philips Electronics NA | ICN-2S28 | 120 - 277 (inclusive) |  | 2 | Other | Programmed |  |  |  |  | Non-BallastDimming | Electronic | 0.98 |  |  |  |  | Non Federally-Regulated | 2008-01-30 |  | 2009-06-22
Advance Transformer Co. S.A. de C.V. | Advance Transformer | R2S110-TP | 120 |  | 2 |  | No Match |  |  |  |  | No Match | Magnetic | [5 empty] | Federally-Regulated Consumer Product | 1991-09-23 |  | 1996-03-14
Magnetek Universal Manufacturing | Triad | B432I120L | 120 |  | 4 |  | No Match |  |  |  |  | No Match | Electronic | [5 empty] | Voluntarily Certified | 1995-04-01 |  | 2000-04-13
Energy Technologies Corp. | Cool Temp | 2277-48-DO | 277 |  | 2 |  | No Match |  |  |  |  | No Match | No Match | [5 empty] | Non Federally-Regulated | 1986-08-01 |  | 2000-04-13
Magnetek Universal Manufacturing | Universal | 439-L-TC-P | 120 |  | 2 |  | Rapid |  |  |  |  | No Match | Magnetic | [5 empty] | Federally-Regulated Consumer Product | 1996-12-02 |  | 1997-02-01
Valmont Electric | Maxi-Miser II | 8G1088W | 120 |  | 1 |  | Rapid |  |  |  |  | No Match | Magnetic | [5 empty] | Federally-Regulated Consumer Product | 1996-03-14 |  | 1997-02-01
Advance A Division, Philips Electronics NA | Advance A Division, Philips Electronics NA | ICN-4S54-90C-2LS | 120 - 277 (inclusive) |  | 4 | Other | Programmed |  |  |  |  | Non-BallastDimming | Electronic | 0.98 |  |  |  |  | Non Federally-Regulated | 2008-01-30 |  | 2009-06-22
King Technology, Inc. | Kingtec | 240K-120 | 120 |  | 2 |  | No Match |  |  |  |  | No Match | Electronic | [5 empty] | Federally-Regulated Consumer Product | 1998-03-01 |  | 2000-04-13
Magnetek Universal Manufacturing | Triad | B2110SR277 | 277 |  | 2 |  | Rapid |  |  |  |  | No Match | Electronic | [5 empty] | Federally-Regulated Consumer Product | 1996-12-02 |  | 1997-02-01
Valmont Electric | General Electric | M28-277-1 | 120 |  | 1 |  | No Match |  |  |  |  | No Match | No Match | [5 empty] | Federally-Regulated Consumer Product | 1991-09-01 |  | 2000-04-13
Signify North America Corporation | Philips Advance | IOP-1PSP32-N | 120 |  | 1 | Other | Programmed |  |  |  |  | Non-BallastDimming | Electronic | 0.99 |  |  |  |  | Non Federally-Regulated | 2014-10-01 |  | 2014-10-01
Oasis International | Sylvania | QHE2x32T8/347 ISN-SC | 347/480 (either/or) |  | 2 | Other | Instant |  |  |  |  | Non-BallastDimming | Electronic | 0.99 |  |  |  |  | Non Federally-Regulated | 2012-11-14 |  | 2014-08-08
Lumisistemas | American Louver Co. | V240RS277 | 277 |  | 2 |  | No Match |  |  |  |  | No Match | No Match | [5 empty] | Federally-Regulated Consumer Product | 1992-12-01 |  | 1995-04-01
MW McWong International | Pacific Ballast | IS-260G | 120 |  | 2 |  | No Match |  |  |  |  | No Match | Magnetic | [5 empty] | Federally-Regulated Consumer Product | 1998-03-01 |  | 2000-04-13
GE Appliances, a Haier company | General Electric | E40-277-2 | 277 |  | 2 |  | No Match |  |  |  |  | No Match | No Match | [5 empty] | Non Federally-Regulated | 1986-08-01 |  | 2015-09-03
Signify North America Corporation | Philips Lighting Electronics North America | VZT-180 | 277 |  | 1 | Other | Programmed |  |  |  |  | Continuous | Electronic | 0.98 |  |  |  |  | Non Federally-Regulated | 2009-06-22 |  | 2012-09-06
Magnetek Universal Manufacturing | Jefferson | 304-4958-800 | 277 |  | 1 |  | Instant |  |  |  |  | No Match | Magnetic | [5 empty] | Federally-Regulated Consumer Product | 1996-12-02 |  | 1997-02-01
Magnetek Universal Manufacturing | Triad | B332R277HP | 277 |  | 2 |  | No Match |  |  |  |  | No Match | Electronic | [5 empty] | Non Federally-Regulated | 1995-04-01 |  | 2000-04-13
Etta Industries | Etta Industries | EC2S-120F96 | 120 |  | 2 |  | No Match |  |  |  |  | No Match | No Match | [5 empty] | Federally-Regulated Consumer Product | 1997-02-01 |  | 1998-03-01
Aromat Corp. | Nais | ES232R277H2 | 277 |  | 2 |  | No Match |  |  |  |  | No Match | Electronic | [5 empty] | Non Federally-Regulated | 1995-04-01 |  | 2000-04-13
Valmont Electric | Valmont Electric | 8G1078W | 120 |  | 1 |  | No Match |  |  |  |  | No Match | No Match | [5 empty] | Non Federally-Regulated | 1989-10-01 |  | 1991-09-01
Elba Corp. | Elba Electronic Ballast | FLX-60DI | 277 |  | 2 |  | No Match |  |  |  |  | No Match | No Match | [5 empty] | Non Federally-Regulated | 1988-06-01 |  | 2000-04-13
Lutron Electronics Co., Inc. | Hi-Lume | FDB-T539-120-1 | 120 |  | 1 | Other | Programmed |  |  |  |  | Continuous | Electronic | 1 |  |  |  |  | Non Federally-Regulated | 2008-01-30 |  | 2009-12-08
Fulham Co., Inc. | Fulham Co., Inc. | FEP 1200 277 240 | 277 |  | 2 |  | No Match |  |  |  |  | No Match | Electronic | [5 empty] | Federally-Regulated Consumer Product | 1995-04-01 |  | 1995-04-28
Signify North America Corporation | Philips Lighting Electronics North America | RMB-1P13-S1 | 120 |  | 1 | Designed (not labeled) for use | Instant |  |  |  |  | Non-BallastDimming | Electronic | 0.56 |  |  |  |  | Non Federally-Regulated | 2009-06-22 |  | 2012-09-06
Lutron Electronics Co., Inc. | Hi-Lume | FDB-2427-120-1 | 120 |  | 1 | Other | Programmed |  |  |  |  | Continuous | Electronic | 0.95 |  |  |  |  | Non Federally-Regulated | 2008-01-30 |  | 2009-12-08
Magnetek Universal Manufacturing | Triad | B432R277HP | 277 |  | 4 |  | Rapid |  |  |  |  | No Match | Electronic | [5 empty] | Federally-Regulated Consumer Product | 1995-03-09 |  | 1995-04-01
Signify North America Corporation | Philips Lighting Electronics North America | R-3S34-TP | 120 |  | 3 | Other | Rapid |  |  |  |  | Non-BallastDimming | Magnetic | 0.97 |  |  |  |  | Non Federally-Regulated | 2009-06-22 |  | 2012-09-06
Advance A Division, Philips Electronics NA | Advance A Division, Philips Electronics NA | VEL-2P32-SC | 277 |  | 2 | Other | Instant |  |  |  |  | Non-BallastDimming | Electronic | 0.98 |  |  |  |  | Non Federally-Regulated | 2008-01-30 |  | 2009-06-22
Lumisistemas | C.E.W. Lighting | 8FR272/120HOES | 120 |  | 2 |  | No Match |  |  |  |  | No Match | Magnetic | [5 empty] | Federally-Regulated Consumer Product | 1995-04-01 |  | 2000-04-13
MW McWong International | Pacific Ballast | RS-232-120 | 120 |  | 2 |  | No Match |  |  |  |  | No Match | Electronic | [5 empty] | Non Federally-Regulated | 1995-04-01 |  | 2000-04-13
Lumisistemas | C.E.W. Lighting | 8FR140/277ES | 277 |  | 1 |  | No Match |  |  |  |  | No Match | No Match | [5 empty] | Federally-Regulated Consumer Product | 1992-12-01 |  | 1995-04-01
Fulham Co., Inc. | Fulham Co., Inc. | FEP 900 120 232LW | 120 |  | 2 |  | No Match |  |  |  |  | No Match | Electronic | [5 empty] | Non Federally-Regulated | 1997-02-01 |  | 2000-04-13
Signify North America Corporation | Philips Lighting Electronics North America | ICN-3P32-LW-SC | 120 - 277 (inclusive) |  | 3 | Other | Instant |  |  |  |  | Non-BallastDimming | Electronic | 0.98 |  |  |  |  | Non Federally-Regulated | 2009-06-22 |  | 2012-09-06
Advance Transformer Co. S.A. de C.V. | Advance Transformer | VEL2S75SRHTP | 277 |  | 2 |  | Instant |  |  |  |  | No Match | Electronic | [5 empty] | Federally-Regulated Consumer Product | 1996-03-14 |  | 2009-03-12
Aromat Corp. | Nais | ES332R277H2 | 277 |  | 3 |  | No Match |  |  |  |  | No Match | Electronic | [5 empty] | Voluntarily Certified | 1995-04-01 |  | 2000-04-13
Lutron Electronics Co., Inc. | Hi-Lume 3D | H3D T832 C UNV 1 17 | 120 - 277 (inclusive) |  | 1 | Other | Programmed |  |  |  |  | Continuous | Electronic | 1 |  |  |  |  | Non Federally-Regulated | 2008-01-30 |  | 2009-12-09
Valmont Electric | Valmont Electric | M28-120SES | 120 |  | 2 |  | Rapid |  |  |  |  | No Match | Cathode cut-out | [5 empty] | Federally-Regulated Consumer Product | 1996-03-14 |  | 1997-02-01
Magnetek Universal Manufacturing | Energy-Lok | 304-4701-800 | 120 |  | 2 |  | No Match |  |  |  |  | No Match | No Match | [5 empty] | Federally-Regulated Consumer Product | 1991-09-01 |  | 2000-04-13
Lutron Electronics Co., Inc. | Hi-Lume 3D | H3D T832 G UNV 3 10 | 120 - 277 (inclusive) |  | 3 | Other | Programmed |  |  |  |  | Continuous | Electronic | 0.99 |  |  |  |  | Non Federally-Regulated | 2008-10-30 |  | 2009-12-08
Thomas Industries | The Watt Watcher | WWB-260-277 | 277 |  | 2 |  | No Match |  |  |  |  | No Match | No Match | [5 empty] | Non Federally-Regulated | 1983-06-01 |  | 2000-04-13
GE Appliances, a Haier company | General Electric | 296SL-120-PMI | 120 |  | 2 |  | No Match |  |  |  |  | No Match | No Match | [5 empty] | Non Federally-Regulated | 1986-08-01 |  | 2015-09-03
Signify North America Corporation | Philips Advance | IOP-3P32-LW-N | 120 |  | 3 | Other | Instant |  |  |  |  | Non-BallastDimming | Electronic | 1 |  |  |  |  | Non Federally-Regulated | 2012-08-07 |  | 2014-10-01
Lumisistemas | Atlas Electric | E240 TP120 | 120 |  | 2 |  | No Match |  |  |  |  | No Match | Magnetic | [5 empty] | Federally-Regulated Consumer Product | 1995-04-01 |  | 2000-04-13
Valmont Electric | General Electric | 8G1038W | 277 |  | 2 |  | No Match |  |  |  |  | No Match | No Match | [5 empty] | Non Federally-Regulated | 1989-10-01 |  | 1991-09-01
Fulham Co., Inc. | Fulham Co., Inc. | FEP 900 120 432 | 120 |  | 4 |  | No Match |  |  |  |  | No Match | Electronic | [5 empty] | Voluntarily Certified | 1997-02-01 |  | 2000-04-13
Advance Transformer Co. S.A. de C.V. | Advance Transformer | VIU40-TP | 277 |  | 1 |  | Rapid |  |  |  |  | No Match | Magnetic | [5 empty] | Federally-Regulated Consumer Product | 1996-03-14 |  | 2009-03-12
Toshiba | Toshiba | FMB32IS2-120 | 120 |  | 2 |  | No Match |  |  |  |  | No Match | Electronic | [5 empty] | Non Federally-Regulated | 1997-02-01 |  | 2000-04-13
Ballast Energy Savings | Ballast Energy Savings | BALEVER II | 120 |  | 2 |  | No Match |  |  |  |  | No Match | No Match | [5 empty] | Federally-Regulated Consumer Product | 1992-04-13 |  | 1996-11-26
Easylite | Easylite | 3500004 | 277 |  | 4 | Other | Rapid |  |  |  |  | Continuous | Electronic | 0.98 | 0.9 |  |  |  | Voluntarily Certified | 2004-03-11 |  | 2004-03-19
Toshiba | Toshiba | FMB96HO2-120 | 120 |  | 2 |  | Rapid |  |  |  |  | No Match | Electronic | [5 empty] | Federally-Regulated Consumer Product | 1995-04-13 |  | 1997-02-01
Fulham Co., Inc. | Fulham Co., Inc. | FEP 400 120 132 | 120 |  | 1 |  | No Match |  |  |  |  | No Match | Electronic | [5 empty] | Non Federally-Regulated | 1997-02-01 |  | 2000-04-13
Aromat Corp. | Nais | LEP432I120H2 | 120 |  | 4 |  | No Match |  |  |  |  | No Match | Electronic | [5 empty] | Voluntarily Certified | 1995-04-01 |  | 2000-04-13
Magnetek Universal Manufacturing | Triad | B432I277RH | 277 |  | 4 |  | Instant |  |  |  |  | No Match | Electronic | [5 empty] | Federally-Regulated Consumer Product | 1995-03-09 |  | 1995-04-01
Magnetek Universal Manufacturing | Universal | 439-L-TC-P | 120 |  | 2 |  | No Match |  |  |  |  | No Match | No Match | [5 empty] | Federally-Regulated Consumer Product | 1991-09-11 |  | 1996-12-02
GE Appliances, a Haier company | General Electric | 240RS-120-PM1 | 120 |  | 2 |  | No Match |  |  |  |  | No Match | No Match | [5 empty] | Non Federally-Regulated | 1984-05-01 |  | 2015-09-03
MW McWong International | Pacific Ballast | IS-260-TP | 120 |  | 2 |  | No Match |  |  |  |  | No Match | Magnetic | [5 empty] | Federally-Regulated Consumer Product | 1997-02-01 |  | 2000-04-13
Magnetek Universal Manufacturing | Triad | B232I120L | 120 |  | 1 |  | No Match |  |  |  |  | No Match | Electronic | [5 empty] | Non Federally-Regulated | 1995-04-01 |  | 2000-04-13
Valmont Electric | Val-Miser | 8G1034W | 277 |  | 2 |  | No Match |  |  |  |  | No Match | Magnetic | [5 empty] | Federally-Regulated Consumer Product | 1997-02-01 |  | 2000-04-13
Lutron Electronics Co., Inc. | Eco-10 | ECO-T832-120-1-* | 120 |  | 1 | Other | Programmed |  |  |  |  | Continuous | Electronic | 0.97 |  |  |  |  | Non Federally-Regulated | 2008-01-30 |  | 2009-12-08
Magnetek Universal Manufacturing | Triad | B14OR277HP | 277 |  | 1 |  | No Match |  |  |  |  | No Match | Electronic | [5 empty] | Federally-Regulated Consumer Product | 1997-02-01 |  | 2000-04-13
Valmont Electric | Ultra-Miser | E140SR277 | 277 |  | 1 |  | No Match |  |  |  |  | No Match | No Match | [5 empty] | Non Federally-Regulated | 1989-10-01 |  | 1991-09-01
Advance Transformer Co. S.A. de C.V. | Advance Transformer | REL 2S40 TP | 120 |  | 2 |  | Rapid |  |  |  |  | No Match | Electronic | [5 empty] | Federally-Regulated Consumer Product | 1996-03-14 |  | 2009-03-12
Magnetek Universal Manufacturing | Triad | B332I120HP | 120 |  | 2 |  | Instant |  |  |  |  | No Match | Electronic | [5 empty] | Federally-Regulated Consumer Product | 1995-03-09 |  | 1995-04-01
Toshiba | Toshiba | FMB32RP2-120 | 120 |  | 2 |  | Rapid |  |  |  |  | No Match | Electronic | [5 empty] | Federally-Regulated Consumer Product | 1995-04-13 |  | 1997-02-01
Lutron Electronics Co., Inc. | Ecosystem | EC5 T528 J 120 1 | 120 |  | 1 | Other | Programmed |  |  |  |  | Continuous | Electronic | 1 |  |  |  |  | Non Federally-Regulated | 2008-01-30 |  | 2009-12-08
Magnetek Universal Manufacturing | Triad | B232R277HP | 277 |  | 2 |  | No Match |  |  |  |  | No Match | Electronic | [5 empty] | Non Federally-Regulated | 1995-04-01 |  | 2000-04-13
King Technology, Inc. | Kingtec | 232K120-IS-75% | 120 |  | 2 |  | Instant |  |  |  |  | No Match | Electronic | [5 empty] | Federally-Regulated Consumer Product | 1994-09-18 |  | 1995-04-01
Taipei Multipower, Inc. | TMP | FLB32D120-6 | 120 |  | 2 |  | Rapid |  |  |  |  | No Match | Electronic | [5 empty] | Federally-Regulated Consumer Product | 1994-09-18 |  | 1995-04-01
Magnetek Universal Manufacturing | Triad | B2110SR277 | 277 |  | 2 |  | No Match |  |  |  |  | No Match | No Match | [5 empty] | Federally-Regulated Consumer Product | 1992-12-29 |  | 1996-12-02
Electronic Ballast Tech. | Electronic Ballast Tech. | SSB2-120-S/96ISLH | 120 |  | 2 |  | No Match |  |  |  |  | No Match | Electronic | [5 empty] | Federally-Regulated Consumer Product | 1997-02-01 |  | 2000-04-13
Fulham Co., Inc. | Fulham Co., Inc. | FEP 900 277 240 | 277 |  | 2 |  | No Match |  |  |  |  | No Match | Electronic | [5 empty] | Federally-Regulated Consumer Product | 1997-02-01 |  | 2000-04-13
Lumisistemas | American Louver Co. | V211ORS277 | 277 |  | 2 |  | No Match |  |  |  |  | No Match | No Match | [5 empty] | Federally-Regulated Consumer Product | 1992-12-01 |  | 2000-04-13
Valmont Electric | Ultra-Miser | E140SR120G01 | 120 |  | 1 |  | No Match |  |  |  |  | No Match | Electronic | [5 empty] | Non Federally-Regulated | 1989-07-18 |  | 1995-04-01
Valmont Electric | Opti-Miser | M28-277-1 | 120 |  | 1 |  | No Match |  |  |  |  | No Match | Cathode cut-out | [5 empty] | Federally-Regulated Consumer Product | 1997-02-01 |  | 2000-04-13
Magnetek Universal Manufacturing | Universal | 4V366 | 120 |  | 2 |  | No Match |  |  |  |  | No Match | No Match | [5 empty] | Federally-Regulated Consumer Product | 1995-04-01 |  | 2000-04-13
Toshiba | Toshiba | FMB40RS2-277 | 277 |  | 2 |  | Rapid |  |  |  |  | No Match | Electronic | [5 empty] | Federally-Regulated Consumer Product | 1995-04-13 |  | 2009-03-12
Valmont Electric | Val-Miser | 8G1024W | 120 |  | 2 |  | Rapid |  |  |  |  | No Match | Magnetic | [5 empty] | Federally-Regulated Consumer Product | 1996-03-14 |  | 1997-02-01
Aromat Corp. | Nais | ES240R120H2 | 120 |  | 2 |  | No Match |  |  |  |  | No Match | Electronic | [5 empty] | Federally-Regulated Consumer Product | 1995-04-01 |  | 2000-04-13
Lumisistemas | Regent Lighting | ES-1011 A | 120 |  | 2 |  | Rapid |  |  |  |  | No Match | Magnetic | [5 empty] | Federally-Regulated Consumer Product | 1990-03-29 |  | 1991-09-01
Advance A Division, Philips Electronics NA | Advance A Division, Philips Electronics NA | VC-2E75-S-TP | 277 |  | 2 | Other | Instant |  |  |  |  | Non-BallastDimming | Magnetic | 0.95 |  |  |  |  | Federally-Regulated Consumer Product | 2008-01-30 |  | 2009-06-22
Lumisistemas | Rangaire | ES-240-120-CP | 120 |  | 2 |  | Rapid |  |  |  |  | No Match | Magnetic | [5 empty] | Federally-Regulated Consumer Product | 1992-08-25 |  | 1992-12-01
Terralux, Inc. | Terralux, Inc. | TBL40D120 | 120 |  | 2 |  | No Match |  |  |  |  | No Match | No Match | [5 empty] | Federally-Regulated Consumer Product | 1992-01-17 |  | 1995-04-20
Toshiba | Toshiba | FMB32IS3-277 | 277 |  | 3 |  | No Match |  |  |  |  | No Match | Electronic | [5 empty] | Voluntarily Certified | 1997-02-01 |  | 2000-04-13
Signify North America Corporation | Philips Lighting Electronics North America | V-140-TP | 277 |  | 1 | Other | Rapid |  |  |  |  | Non-BallastDimming | Magnetic | 0.95 |  |  |  |  | Federally-Regulated Consumer Product | 2009-06-22 |  | 2012-09-06
Signify North America Corporation | Philips Advance | IOP-1P32-HL-N | 120 |  | 1 | Other | Instant |  |  |  |  | Non-BallastDimming | Electronic | 0.99 |  |  |  |  | Non Federally-Regulated | 2014-10-01 |  | 2014-10-01
Signify North America Corporation | Philips Lighting Electronics North America | R-2S110-TP | 120 |  | 2 | Other | Rapid |  |  |  |  | Non-BallastDimming | Magnetic | 0.98 | 0.9 |  |  |  | Federally-Regulated Consumer Product | 2009-06-22 |  | 2012-09-06
RTC Marketing Co. | RTC Marketing Co. | GLIS27527P-30 | 277 |  | 2 |  | No Match |  |  |  |  | No Match | Magnetic | [5 empty] | Federally-Regulated Consumer Product | 1997-02-01 |  | 2000-04-13
Magnetek Universal Manufacturing | Triad | B232I120L | 120 |  | 2 |  | Instant |  |  |  |  | No Match | Electronic | [5 empty] | Federally-Regulated Consumer Product | 1995-03-09 |  | 1995-04-01
Signify North America Corporation | Philips Lighting Electronics North America | IOP-4P32-LW-SC | 120 - 277 (inclusive) |  | 4 | Other | Instant |  |  |  |  | Non-BallastDimming | Electronic | 0.98 |  |  |  |  | Non Federally-Regulated | 2009-06-22 |  | 2012-09-06
Valmont Electric | Valmont Electric | M28-277 | 277 |  | 2 |  | No Match |  |  |  |  | No Match | No Match | [5 empty] | Federally-Regulated Consumer Product | 1997-02-01 |  | 2000-04-13
Triad / Utrad | Ballastar | B-240R120 | 120 |  | 2 |  | No Match |  |  |  |  | No Match | No Match | [5 empty] | Non Federally-Regulated | 1983-06-01 |  | 2000-04-13
RTC Marketing Co. | RTC Marketing Co. | GLRS240P-10+ | 120 |  | 2 |  | No Match |  |  |  |  | No Match | Magnetic | [5 empty] | Federally-Regulated Consumer Product | 1997-02-01 |  | 2000-04-13
Valmont Electric | Master Electrician | 503 045 | 120 |  | 2 |  | No Match |  |  |  |  | No Match | No Match | [5 empty] | Non Federally-Regulated | 1989-10-01 |  | 1991-09-01
Valmont Electric | Electronic | E240SR277G01 | 277 |  | 2 |  | No Match |  |  |  |  | No Match | Electronic | [5 empty] | Federally-Regulated Consumer Product | 1997-02-01 |  | 2000-04-13
King Technology, Inc. | Kingtec | 240K120 | 120 |  | 2 |  | No Match |  |  |  |  | No Match | No Match | [5 empty] | Federally-Regulated Consumer Product | 1992-06-22 |  | 1992-12-29
Lumisistemas | Lumisistemas | R-2110-120-CP | 120 |  | 2 |  | No Match |  |  |  |  | No Match | No Match | [5 empty] | Federally-Regulated Consumer Product | 1991-09-01 |  | 1991-09-11
Magnetek Universal Manufacturing | Watt Reducer | 458-L-SLH-TC-P | 277 |  | 1 |  | No Match |  |  |  |  | No Match | No Match | [5 empty] | Federally-Regulated Consumer Product | 1991-09-01 |  | 2000-04-13
Magnetek Universal Manufacturing | Triad | B432I277HP | 277 |  | 3 |  | Instant |  |  |  |  | No Match | Electronic | [5 empty] | Federally-Regulated Consumer Product | 1995-03-09 |  | 1995-04-01
Signify North America Corporation | Philips Lighting Electronics North America | VEZ-2S32-SC | 277 |  | 2 | Other | Programmed |  |  |  |  | Continuous | Electronic | 0.98 |  |  |  |  | Non Federally-Regulated | 2009-06-22 |  | 2012-09-06
Toshiba | Toshiba | FMB32IS3-120 | 120 |  | 3 |  | No Match |  |  |  |  | No Match | Electronic | [5 empty] | Voluntarily Certified | 1997-02-01 |  | 2000-04-13
Advance Transformer Co. S.A. de C.V. | Advance Transformer | VIU40-TP | 277 |  | 1 |  | No Match |  |  |  |  | No Match | No Match | [5 empty] | Federally-Regulated Consumer Product | 1992-12-01 |  | 1997-02-01
Lutron Electronics Co., Inc. | Tu-Wire | 2W-T832-120-1 | 120 |  | 1 | Other | Programmed |  |  |  |  | Continuous | Electronic | 0.97 |  |  |  |  | Non Federally-Regulated | 2008-01-30 |  | 2009-12-08
GE Appliances, a Haier company | Cotter | 474809 | 120 |  | 2 |  | No Match |  |  |  |  | No Match | No Match | [5 empty] | Non Federally-Regulated | 1984-05-01 |  | 2015-09-03
Advance Transformer Co. S.A. de C.V. | Advance Transformer | RK2S34 TP | 120 |  | 2 |  | No Match |  |  |  |  | No Match | Cathode cut-out | [5 empty] | Federally-Regulated Consumer Product | 1997-02-01 |  | 2000-04-13
Valmont Electric | Watt-Saver | 7770 | 120 |  | 2 |  | No Match |  |  |  |  | No Match | No Match | [5 empty] | Federally-Regulated Consumer Product | 1991-09-01 |  | 2000-04-13
Signify North America Corporation | Philips Advance | IOPA-3P32-N | 277 |  | 3 | Other | Instant |  |  |  |  | Non-BallastDimming | Electronic | 0.98 |  |  |  |  | Non Federally-Regulated | 2014-10-01 |  | 2014-10-01
RTC Marketing Co. | RTC Marketing Co. | GLIS275P-30 | 120 |  | 2 |  | Instant |  |  |  |  | No Match | Magnetic | [5 empty] | Federally-Regulated Consumer Product | 1996-11-22 |  | 1997-02-01
Etta Industries | Etta Industries | EC2S-277A2-D | 277 |  | 2 |  | No Match |  |  |  |  | No Match | No Match | [5 empty] | Federally-Regulated Consumer Product | 1992-12-23 |  | 1992-12-01
Howard Industries, Inc. | Howard Industries | EC1/32IS-120 | 120 |  | 1 |  | Instant |  |  |  |  | No Match | Electronic | [5 empty] | Federally-Regulated Consumer Product | 1995-04-07 |  | 1997-02-01
Advance A Division, Philips Electronics NA | Advance A Division, Philips Electronics NA | REZ-3S32-SC | 120 |  | 3 | Other | Programmed |  |  |  |  | Continuous | Electronic | 0.98 |  |  |  |  | Non Federally-Regulated | 2008-01-30 |  | 2009-06-22
Lumisistemas | Regent Lighting | RL-R-2S40-TP | 120 |  | 2 |  | No Match |  |  |  |  | No Match | Magnetic | [5 empty] | Federally-Regulated Consumer Product | 1995-04-01 |  | 2000-04-13
Valmont Electric | Electronic | E296PI277G01 | 277 |  | 2 |  | Instant |  |  |  |  | No Match | Electronic | [5 empty] | Federally-Regulated Consumer Product | 1996-03-14 |  | 1997-02-01
Ballast Energy Savings | Ballast Energy Savings | BALEVER VIII | 277 |  | 2 |  | No Match |  |  |  |  | No Match | No Match | [5 empty] | Federally-Regulated Consumer Product | 1992-04-13 |  | 1996-11-26
Lumisistemas | American Louver Co. | V2110RS120 | 120 |  | 2 |  | No Match |  |  |  |  | No Match | Magnetic | [5 empty] | Federally-Regulated Consumer Product | 1995-04-01 |  | 2000-04-13
Signify North America Corporation | Philips Lighting Electronics North America | IOP-1P32-LW-SC | 120 - 277 (inclusive) |  | 1 | Other | Instant |  |  |  |  | Non-BallastDimming | Electronic | 0.98 |  |  |  |  | Non Federally-Regulated | 2009-06-22 |  | 2012-09-06
Advance Transformer Co. S.A. de C.V. | Advance Transformer | RK2S32TP | 120 |  | 2 |  | Rapid |  |  |  |  | No Match | Cathode cut-out | [5 empty] | Federally-Regulated Consumer Product | 1995-02-23 |  | 2009-03-12
Electronic Ballast Tech. | Electronic Ballast Tech. | SSB1-120-1/40 LH | 120 |  | 1 |  | No Match |  |  |  |  | No Match | No Match | [5 empty] | Federally-Regulated Consumer Product | 1991-06-25 |  | 1992-11-16
Signify North America Corporation | Philips Advance | ICN-3P32-N | 277 |  | 3 | Other | Instant |  |  |  |  | Non-BallastDimming | Electronic | 0.98 |  |  |  |  | Non Federally-Regulated | 2014-10-01 |  | 2014-10-01
Magnetek Universal Manufacturing | Triad | B340R120HP | 120 |  | 3 |  | No Match |  |  |  |  | No Match | Electronic | [5 empty] | Voluntarily Certified | 1995-04-01 |  | 2000-04-13
Magnetek Universal Manufacturing | Magnetek Triad | B240T277 | 277 |  | 2 |  | No Match |  |  |  |  | No Match | No Match | [5 empty] | Federally-Regulated Consumer Product | 1991-09-01 |  | 2000-04-13
Electronic Ballast Tech. | Electronic Ballast Tech. | SSB1 120 1/40 LH | 120 |  | 1 |  | No Match |  |  |  |  | No Match | No Match | [5 empty] | Federally-Regulated Consumer Product | 1992-12-01 |  | 2000-04-13
King Technology, Inc. | Kingtec | 240K-277 | 277 |  | 2 |  | Rapid |  |  |  |  | No Match | Electronic | [5 empty] | Federally-Regulated Consumer Product | 1994-09-18 |  | 1995-04-01
Triad / Utrad | Ballastar | B-275I120 | 120 |  | 2 |  | No Match |  |  |  |  | No Match | No Match | [5 empty] | Non Federally-Regulated | 1986-08-01 |  | 2000-04-13
Lutron Electronics Co., Inc. | Eco-10 | E3 T521 C 120 1 | 120 |  | 1 | Other | Programmed |  |  |  |  | Continuous | Electronic | 1 |  |  |  |  | Non Federally-Regulated | 2008-01-30 |  | 2009-12-08
Advance A Division, Philips Electronics NA | Advance A Division, Philips Electronics NA | R-2S40-TP | 120 |  | 2 | Other | Rapid |  |  |  |  | Non-BallastDimming | Magnetic | 0.98 |  |  |  |  | Federally-Regulated Consumer Product | 2008-01-30 |  | 2009-06-22
Valmont Electric | Ultra-Miser | 240RL120ES | 120 |  | 2 |  | No Match |  |  |  |  | No Match | No Match | [5 empty] | Non Federally-Regulated | 1989-07-18 |  | 1991-09-01
GE Appliances, a Haier company | General Electric | 8G1074W | 120 |  | 1 |  | No Match |  |  |  |  | No Match | No Match | [5 empty] | Non Federally-Regulated | 1983-06-01 |  | 2015-09-03
Universal Manufacturing Corp. | Super Low Heat | 806-SLH-TC-P | 120 |  | 2 |  | No Match |  |  |  |  | No Match | No Match | [5 empty] | Non Federally-Regulated | 1983-06-01 |  | 2000-04-13
Advance A Division, Philips Electronics NA | Advance A Division, Philips Electronics NA | V-2E60-S-TP | 277 |  | 2 | Other | Instant |  |  |  |  | Non-BallastDimming | Magnetic | 0.96 |  |  |  |  | Federally-Regulated Consumer Product | 2008-01-30 |  | 2009-06-22
Motorola Lighting, Inc. | Motorola | M2-IN-T12-SL-120 | 120 |  | 2 |  | No Match |  |  |  |  | No Match | Electronic | [5 empty] | Federally-Regulated Consumer Product | 1997-02-01 |  | 2000-04-13
Current – HLI Brands – HLI Solutions, Inc. | Intelect Ballast | P120-23RS | 120 |  | 2 |  | Rapid |  |  |  |  | No Match | Electronic | [5 empty] | Federally-Regulated Consumer Product | 1994-10-05 |  | 2015-09-02
GE Appliances, a Haier company | General Electric | 8G1024W | 120 |  | 2 |  | No Match |  |  |  |  | No Match | No Match | [5 empty] | Non Federally-Regulated | 1988-06-01 |  | 2015-09-03
Magnetek Universal Manufacturing | Triad | B432I277RH | 277 |  | 4 |  | No Match |  |  |  |  | No Match | Electronic | [5 empty] | Voluntarily Certified | 1995-04-01 |  | 2000-04-13
Valmont Electric | Ultra-Miser | E232PI277HG01 | 277 |  | 2 |  | Instant |  |  |  |  | No Match | Electronic | [5 empty] | Federally-Regulated Consumer Product | 1995-04-28 |  | 1997-02-01
Signify North America Corporation | Philips Advance | IOPA-4P32-HL-SC | 277 |  | 4 | Other | Instant |  |  |  |  | Non-BallastDimming | Electronic | 0.99 |  |  |  |  | Non Federally-Regulated | 2014-10-01 |  | 2014-10-01
Lutron Electronics Co., Inc. | Eco-10 | ECO-T825-120-2 | 120 |  | 2 | Other | Programmed |  |  |  |  | Continuous | Electronic | 0.99 |  |  |  |  | Non Federally-Regulated | 2008-01-30 |  | 2009-12-08
Magnetek Universal Manufacturing | Universal | ES-3000U | 120 |  | 2 |  | No Match |  |  |  |  | No Match | No Match | [5 empty] | Non Federally-Regulated | 1988-11-09 |  | 1995-04-01
Magnetek Universal Manufacturing | Triad | B275I277RH | 277 |  | 2 |  | No Match |  |  |  |  | No Match | No Match | [5 empty] | Federally-Regulated Consumer Product | 1993-06-08 |  | 1996-12-02
Signify North America Corporation | Philips Advance | ICN-2P60-N | 277 |  | 2 | Other | Instant |  |  |  |  | Non-BallastDimming | Electronic | 0.99 | 0.9 |  |  |  | Federally-Regulated Consumer Product | 2014-10-01 |  | 2014-10-01
MW McWong International | Pacific Ballast | E5-240G | 120 |  | 2 |  | No Match |  |  |  |  | No Match | Magnetic | [5 empty] | Federally-Regulated Consumer Product | 1997-02-01 |  | 2000-04-13
Valmont Electric | Ultra-Miser | E296PI120G01 | 120 |  | 2 |  | No Match |  |  |  |  | No Match | No Match | [5 empty] | Non Federally-Regulated | 1989-07-18 |  | 1992-12-01
Lutron Electronics Co., Inc. | Eco-10 | ECO-T5H39-277-1 | 277 |  | 1 | Other | Programmed |  |  |  |  | Continuous | Electronic | 0.99 |  |  |  |  | Non Federally-Regulated | 2008-01-30 |  | 2009-12-08
Signify North America Corporation | Philips Advance | IOP-3P32-HL-90C-N | 120 |  | 3 | Other | Instant |  |  |  |  | Non-BallastDimming | Electronic | 0.99 |  |  |  |  | Non Federally-Regulated | 2014-10-01 |  | 2014-10-01
Fulham Co., Inc. | Fulham Co., Inc. | FEP 400 120 132LW | 120 |  | 1 |  | Rapid |  |  |  |  | No Match | Electronic | [5 empty] | Federally-Regulated Consumer Product | 1995-04-28 |  | 1997-02-01
Thomas Industries | Third Generation | REB-240-120 | 120 |  | 2 |  | Rapid |  |  |  |  | No Match | Electronic | [5 empty] | Federally-Regulated Consumer Product | 1994-10-24 |  | 2009-03-12
Advance Transformer Co. S.A. de C.V. | Advance Transformer | VIP32TP | 277 |  | 1 |  | No Match |  |  |  |  | No Match | Magnetic | [5 empty] | Non Federally-Regulated | 1995-04-01 |  | 2000-04-13
Luminoptics | Luminoptics | 241-1-4207 | 120 |  | 2 |  | No Match |  |  |  |  | No Match | No Match | [5 empty] | Non Federally-Regulated | 1986-08-01 |  | 2000-04-13
Advance Transformer Co. S.A. de C.V. | Master Electrician | 474809 | 120 |  | 2 |  | Instant |  |  |  |  | No Match | Magnetic | [5 empty] | Federally-Regulated Consumer Product | 1996-03-14 |  | 2009-03-12
Advance A Division, Philips Electronics NA | Advance A Division, Philips Electronics NA | R-2P32-TP | 120 |  | 2 | Other | Rapid |  |  |  |  | Non-BallastDimming | Magnetic | 0.98 |  |  |  |  | Non Federally-Regulated | 2008-01-30 |  | 2009-06-22
Advance Transformer Co. S.A. de C.V. | Handyman | ES1011 | 120 |  | 2 |  | No Match |  |  |  |  | No Match | No Match | [5 empty] | Non Federally-Regulated | 1989-10-01 |  | 1991-09-01
Motorola Lighting, Inc. | Motorola | M3-RN-T12-1LL-120 | 120 |  | 3 |  | No Match |  |  |  |  | No Match | Electronic | [5 empty] | Voluntarily Certified | 1995-04-01 |  | 2000-04-13
Magnetek Universal Manufacturing | Triad | B240T277RH | 277 |  | 2 |  | Rapid |  |  |  |  | No Match | Electronic | [5 empty] | Federally-Regulated Consumer Product | 1996-12-02 |  | 1997-02-01
Lumisistemas | Atlas Electric | E2110 TP120 | 120 |  | 2 |  | Rapid |  |  |  |  | No Match | Magnetic | [5 empty] | Federally-Regulated Consumer Product | 1992-10-23 |  | 1992-12-01
Etta Industries | Etta Industries | EC2S-277A8D | 277 |  | 2 |  | Rapid |  |  |  |  | No Match | Electronic | [5 empty] | Federally-Regulated Consumer Product | 1994-10-06 |  | 1995-04-01
Advance Transformer Co. S.A. de C.V. | Advance Transformer | R 140-1-TP | 120 |  | 1 |  | No Match |  |  |  |  | No Match | Magnetic | [5 empty] | Non Federally-Regulated | 1988-10-20 |  | 1996-03-14
Fyrnetics, Inc. | Accutech | 9208 | 277 |  | 2 |  | No Match |  |  |  |  | No Match | No Match | [5 empty] | Non Federally-Regulated | 1985-04-01 |  | 2000-04-13
Lutron Electronics Co., Inc. | Eco-10 | E3 T514 C 277 1 | 277 |  | 1 | Other | Programmed |  |  |  |  | Continuous | Electronic | 0.99 |  |  |  |  | Non Federally-Regulated | 2008-01-30 |  | 2009-12-08
Advance A Division, Philips Electronics NA | Advance A Division, Philips Electronics NA | VCN-2S32-SC | 277 |  | 2 | Other | Programmed |  |  |  |  | Non-BallastDimming | Electronic | 0.98 |  |  |  |  | Non Federally-Regulated | 2008-01-30 |  | 2009-06-22
Lutron Electronics Co., Inc. | Eco-10 | ECO-T832-277-1-* | 277 |  | 1 | Other | Programmed |  |  |  |  | Continuous | Electronic | 0.95 |  |  |  |  | Non Federally-Regulated | 2008-01-30 |  | 2009-12-08
Lumisistemas | Energy-F | R-140-120-CP | 120 |  | 1 |  | Rapid |  |  |  |  | No Match | Magnetic | [5 empty] | Non Federally-Regulated | 1989-05-01 |  | 1989-10-01
Electronic Ballast Tech. | Electronic Ballast Tech. | SSB1-277-2/40 LH | 277 |  | 2 |  | No Match |  |  |  |  | No Match | Electronic | [5 empty] | Federally-Regulated Consumer Product | 1992-12-01 |  | 1996-03-07
Magnetek Universal Manufacturing | Triad | B432I120L | 120 |  | 3 |  | No Match |  |  |  |  | No Match | Electronic | [5 empty] | Voluntarily Certified | 1995-04-01 |  | 2000-04-13
Toshiba | Toshiba | FMB40RS3-277 | 277 |  | 3 |  | No Match |  |  |  |  | No Match | Electronic | [5 empty] | Voluntarily Certified | 1995-04-01 |  | 1995-04-13
Valmont Electric | Opti-Miser | M28-120-1 | 120 |  | 1 |  | No Match |  |  |  |  | No Match | Cathode cut-out | [5 empty] | Federally-Regulated Consumer Product | 1997-02-01 |  | 2000-04-13
Advance A Division, Philips Electronics NA | Advance A Division, Philips Electronics NA | ICN-2S54-90C-WL | 120 - 277 (inclusive) |  | 2 | Other | Programmed |  |  |  |  | Non-BallastDimming | Electronic | 0.98 |  |  |  |  | Non Federally-Regulated | 2008-01-30 |  | 2009-06-22
King Technology, Inc. | Kingtec | J232K-120 | 120 |  | 2 |  | Rapid |  |  |  |  | No Match | Electronic | [5 empty] | Federally-Regulated Consumer Product | 1994-10-06 |  | 1995-04-01
Signify North America Corporation | Philips Lighting Electronics North America | RMB-2P13-L2 | 120 |  | 2 | Designed (not labeled) for use | Instant |  |  |  |  | Non-BallastDimming | Electronic | 0.59 |  |  |  |  | Non Federally-Regulated | 2009-06-22 |  | 2012-09-06
Signify North America Corporation | Philips Lighting Electronics North America | IEZ-2S24-D | 120 - 277 (inclusive) |  | 2 | Other | Programmed |  |  |  |  | Continuous | Electronic | 0.98 |  |  |  |  | Non Federally-Regulated | 2009-06-22 |  | 2012-09-06
GE Appliances, a Haier company | General Electric | 8G1034W | 277 |  | 2 |  | No Match |  |  |  |  | No Match | No Match | [5 empty] | Non Federally-Regulated | 1983-06-01 |  | 2015-09-03
Lutron Electronics Co., Inc. | Hi-Lume 3D | H3D T514 C UNV 1 10 | 120 - 277 (inclusive) |  | 1 | Other | Programmed |  |  |  |  | Continuous | Electronic | 1 |  |  |  |  | Non Federally-Regulated | 2009-08-31 |  | 2009-12-08
Advance A Division, Philips Electronics NA | Advance A Division, Philips Electronics NA | IDA-2S32-SC | 120 - 277 (inclusive) |  | 2 | Other | Programmed |  |  |  |  | Continuous | Electronic | 0.98 |  |  |  |  | Non Federally-Regulated | 2008-01-30 |  | 2009-06-22
Eltek Jun Kwang Co. | Elight | ELTEK/HIC120D4 | 120 |  | 2 |  | No Match |  |  |  |  | No Match | No Match | [5 empty] | Federally-Regulated Consumer Product | 1994-01-03 |  | 2009-03-12
Valmont Electric | Ultra-Miser | M28-120SES | 120 |  | 2 |  | No Match |  |  |  |  | No Match | No Match | [5 empty] | Non Federally-Regulated | 1989-10-01 |  | 1991-09-01
Signify North America Corporation | Philips Lighting Electronics North America | IZT-3S32-SC | 120 - 277 (inclusive) |  | 3 | Other | Programmed |  |  |  |  | Continuous | Electronic | 0.98 |  |  |  |  | Non Federally-Regulated | 2009-06-22 |  | 2012-09-06
Magnetek Universal Manufacturing | Triad | B340R277HP | 277 |  | 2 |  | No Match |  |  |  |  | No Match | Electronic | [5 empty] | Federally-Regulated Consumer Product | 1995-04-01 |  | 2000-04-13
Valmont Electric | Valmont Electric | 8G1008W | 120 |  | 2 |  | No Match |  |  |  |  | No Match | No Match | [5 empty] | Non Federally-Regulated | 1989-10-01 |  | 1991-09-01
Valmont Electric | Ultra-Miser | E296PI277G01 | 277 |  | 2 |  | No Match |  |  |  |  | No Match | No Match | [5 empty] | Federally-Regulated Consumer Product | 1992-12-01 |  | 2000-04-13
Signify North America Corporation | Philips Lighting Electronics North America | REZ-3S32-SC | 120 |  | 3 | Other | Programmed |  |  |  |  | Continuous | Electronic | 0.98 |  |  |  |  | Non Federally-Regulated | 2009-06-22 |  | 2012-09-06
Magnetek Universal Manufacturing | Triad | B340I120HP | 120 |  | 3 |  | No Match |  |  |  |  | No Match | Electronic | [5 empty] | Voluntarily Certified | 1995-04-01 |  | 2000-04-13
Lutron Electronics Co., Inc. | Eco-10 | ECO-T832-120-2-* | 120 |  | 2 | Other | Programmed |  |  |  |  | Continuous | Electronic | 0.96 |  |  |  |  | Non Federally-Regulated | 2008-01-30 |  | 2009-12-08
Signify North America Corporation | Philips Advance | ICN-1P32-N | 277 |  | 1 | Other | Instant |  |  |  |  | Non-BallastDimming | Electronic | 0.96 |  |  |  |  | Non Federally-Regulated | 2014-10-01 |  | 2014-10-01
Electronic Ballast Tech. | Electronic Ballast Tech. | SSB1-120-2/40 LH | 120 |  | 2 |  | No Match |  |  |  |  | No Match | Electronic | [5 empty] | Federally-Regulated Consumer Product | 1997-02-01 |  | 2000-04-13
Hunt Electric Co. | Hunt Ballast | HRL240-277 | 277 |  | 2 |  | No Match |  |  |  |  | No Match | No Match | [5 empty] | Non Federally-Regulated | 1985-04-01 |  | 2000-04-13
Aromat Corp. | Nais | ES232R120H2 | 120 |  | 2 |  | Rapid |  |  |  |  | No Match | Electronic | [5 empty] | Federally-Regulated Consumer Product | 1994-10-12 |  | 1995-04-01
Lumisistemas | Regent Lighting | 84012 | 120 |  | 2 |  | No Match |  |  |  |  | No Match | Magnetic | [5 empty] | Federally-Regulated Consumer Product | 1998-03-01 |  | 2000-04-13
Fyrnetics, Inc. | Fyrnetics, Inc. | 9206 | 120 |  | 2 |  | No Match |  |  |  |  | No Match | No Match | [5 empty] | Non Federally-Regulated | 1989-10-01 |  | 2000-04-13
Signify North America Corporation | Philips Lighting Electronics North America | VEL-1P32-HL-SC | 277 |  | 1 | Other | Instant |  |  |  |  | Non-BallastDimming | Electronic | 0.98 |  |  |  |  | Non Federally-Regulated | 2009-06-22 |  | 2012-09-06
Aromat Corp. | Nais | EP332I277H2 | 277 |  | 3 |  | Instant |  |  |  |  | No Match | Electronic | [5 empty] | Federally-Regulated Consumer Product | 1994-12-07 |  | 1995-04-01
Fulham Co., Inc. | Fulham Co., Inc. | FEP 900 277 332LW | 277 |  | 3 |  | No Match |  |  |  |  | No Match | Electronic | [5 empty] | Voluntarily Certified | 1997-02-01 |  | 2000-04-13
Fulham Co., Inc. | Fulham Co., Inc. | FEP 900 120 332 | 120 |  | 3 |  | No Match |  |  |  |  | No Match | Electronic | [5 empty] | Voluntarily Certified | 1995-04-01 |  | 1995-04-28
Aromat Corp. | Nais | EP432I277H2 | 277 |  | 4 |  | No Match |  |  |  |  | No Match | Electronic | [5 empty] | Voluntarily Certified | 1995-04-01 |  | 2000-04-13
Advance Transformer Co. S.A. de C.V. | Advance Transformer | VEL 2S40 TP | 277 |  | 2 |  | Rapid |  |  |  |  | No Match | Electronic | [5 empty] | Federally-Regulated Consumer Product | 1996-03-14 |  | 2009-03-12
Ballast Energy Savings | Ballast Energy Savings | BALEVER VII | 277 |  | 1 |  | No Match |  |  |  |  | No Match | No Match | [5 empty] | Federally-Regulated Consumer Product | 1992-04-13 |  | 1996-11-26
Valmont Electric | Ultra-Miser | E232PI277HG01 | 277 |  | 2 |  | No Match |  |  |  |  | No Match | Electronic | [5 empty] | Non Federally-Regulated | 1995-04-01 |  | 1995-04-28
Taipei Multipower, Inc. | TMP | FLD32T277-6 | 277 |  | 3 |  | Instant |  |  |  |  | No Match | Electronic | [5 empty] | Federally-Regulated Consumer Product | 1994-10-07 |  | 1995-04-01
Universal Manufacturing Corp. | Handy Man Electric Co. | ES-3000 U | 120 |  | 2 |  | No Match |  |  |  |  | No Match | No Match | [5 empty] | Non Federally-Regulated | 1983-06-01 |  | 2000-04-13
Taipei Multipower, Inc. | TMP | FLB40D277-6 | 277 |  | 2 |  | No Match |  |  |  |  | No Match | No Match | [5 empty] | Federally-Regulated Consumer Product | 1993-08-17 |  | 1995-12-08
Lutron Electronics Co., Inc. | Ecosystem | EC5 T539 J 120 2 | 120 |  | 2 | Other | Programmed |  |  |  |  | Continuous | Electronic | 1 |  |  |  |  | Non Federally-Regulated | 2008-01-30 |  | 2009-12-08
Industrias Solabasic | Osram Sylvania, Inc. | 48120 | 277 |  | 1 |  | Rapid |  |  |  |  | No Match | Magnetic | [5 empty] | Federally-Regulated Consumer Product | 2000-04-14 |  | 2009-03-12
Signify North America Corporation | Philips Lighting Electronics North America | ICN-2S54-90C | 120 - 277 (inclusive) |  | 2 | Other | Programmed |  |  |  |  | Non-BallastDimming | Electronic | 0.98 |  |  |  |  | Non Federally-Regulated | 2009-06-22 |  | 2012-09-06
Signify North America Corporation | Philips Advance | IOPA-3P32-LW-N | 120 |  | 3 | Other | Instant |  |  |  |  | Non-BallastDimming | Electronic | 0.99 |  |  |  |  | Non Federally-Regulated | 2014-10-01 |  | 2014-10-01
Valmont Electric | Val-Miser | 8G1004W | 120 |  | 2 |  | Instant |  |  |  |  | No Match | Magnetic | [5 empty] | Federally-Regulated Consumer Product | 1996-03-14 |  | 1997-02-01
Advance A Division, Philips Electronics NA | Advance A Division, Philips Electronics NA | ICN-2P32-LW-SC | 120 - 277 (inclusive) |  | 2 | Other | Instant |  |  |  |  | Non-BallastDimming | Electronic | 0.98 |  |  |  |  | Non Federally-Regulated | 2008-01-30 |  | 2009-06-22
Lumisistemas | Atlas Electric | E2110 TP120 | 120 |  | 2 |  | No Match |  |  |  |  | No Match | No Match | [5 empty] | Federally-Regulated Consumer Product | 1992-12-01 |  | 1995-04-01
Signify North America Corporation | Philips Advance | ICN-4S54-90C-2LS | 120 - 277 (inclusive) |  | 4 | Other | Programmed |  |  |  |  | Stepped | Electronic | 0.98 |  |  |  |  | Non Federally-Regulated | 2012-09-06 |  | 2014-10-01
Magnetek Universal Manufacturing | Triad | B332R120HP | 120 |  | 2 |  | No Match |  |  |  |  | No Match | Electronic | [5 empty] | Non Federally-Regulated | 1995-04-01 |  | 2000-04-13
Advance Transformer Co. S.A. de C.V. | Handyman | ES1011 | 120 |  | 2 |  | Rapid |  |  |  |  | No Match | Magnetic | [5 empty] | Federally-Regulated Consumer Product | 1996-03-14 |  | 2009-03-12
MW McWong International | Pacific Ballast | IS-260-TP | 120 |  | 2 |  | Instant |  |  |  |  | No Match | Magnetic | [5 empty] | Federally-Regulated Consumer Product | 1996-03-07 |  | 1997-02-01
Signify North America Corporation | Philips Advance | ICN-1P32-N | 120 |  | 1 | Other | Instant |  |  |  |  | Non-BallastDimming | Electronic | 0.99 |  |  |  |  | Non Federally-Regulated | 2014-10-01 |  | 2014-10-01
Lutron Electronics Co., Inc. | Ecosystem | EC5 T539 J 277 2 | 277 |  | 2 | Other | Programmed |  |  |  |  | Continuous | Electronic | 0.99 |  |  |  |  | Non Federally-Regulated | 2008-01-30 |  | 2009-12-08
Toshiba | Toshiba | FMB32IS3-277 | 277 |  | 3 |  | No Match |  |  |  |  | No Match | Electronic | [5 empty] | Voluntarily Certified | 1995-04-01 |  | 1995-04-13
Etta Industries | Etta Industries | EC2S-120A2 | 120 |  | 2 |  | No Match |  |  |  |  | No Match | No Match | [5 empty] | Federally-Regulated Consumer Product | 1997-02-01 |  | 1998-03-01
Lumisistemas | C.E.W. Lighting | 8FR275/277ES | 277 |  | 2 |  | Instant |  |  |  |  | No Match | Magnetic | [5 empty] | Federally-Regulated Consumer Product | 1992-01-17 |  | 1992-12-01
Motorola Lighting, Inc. | Motorola | M2-RN-T8-10L-277 | 277 |  | 2 |  | Rapid |  |  |  |  | No Match | Electronic | [5 empty] | Federally-Regulated Consumer Product | 1994-09-30 |  | 1994-10-07
Lumisistemas | Atlas Electric | E240 TP120 | 120 |  | 2 |  | Rapid |  |  |  |  | No Match | Magnetic | [5 empty] | Federally-Regulated Consumer Product | 1992-10-23 |  | 1992-12-01
Magnetek Universal Manufacturing | Triad | B432I120HP | 120 |  | 4 |  | No Match |  |  |  |  | No Match | Electronic | [5 empty] | Voluntarily Certified | 1995-04-01 |  | 2000-04-13
Advance Transformer Co. S.A. de C.V. | Advance Transformer | REL2S40RHTP | 120 |  | 2 |  | No Match |  |  |  |  | No Match | Electronic | [5 empty] | Federally-Regulated Consumer Product | 1992-12-01 |  | 1996-03-14
Advance Transformer Co. S.A. de C.V. | Master Electrician | 474809 | 120 |  | 2 |  | No Match |  |  |  |  | No Match | Magnetic | [5 empty] | Non Federally-Regulated | 1988-10-24 |  | 1996-03-14
Advance Transformer Co. S.A. de C.V. | Advance Transformer | VEL1S40RHTP | 277 |  | 1 |  | No Match |  |  |  |  | No Match | No Match | [5 empty] | Federally-Regulated Consumer Product | 1992-12-01 |  | 1997-02-01
Magnetek Universal Manufacturing | Triad | B232I277HP | 277 |  | 1 |  | Instant |  |  |  |  | No Match | Electronic | [5 empty] | Federally-Regulated Consumer Product | 1995-03-08 |  | 1995-04-01
Lumisistemas | Lumi-Kon | AR-240-120-CP | 120 |  | 2 |  | No Match |  |  |  |  | No Match | Magnetic | [5 empty] | Federally-Regulated Consumer Product | 1995-04-01 |  | 2000-04-13
Advance Transformer Co. S.A. de C.V. | Handyman | ES3000 | 120 |  | 2 |  | Instant |  |  |  |  | No Match | Magnetic | [5 empty] | Federally-Regulated Consumer Product | 1996-03-14 |  | 2009-03-12
Signify North America Corporation | Philips Lighting Electronics North America | IOP-2S28-95-SC-SD | 120 - 277 (inclusive) |  | 2 | Other | Programmed |  |  |  |  | Stepped | Electronic | 0.98 |  |  |  |  | Non Federally-Regulated | 2009-06-22 |  | 2012-09-06
Signify North America Corporation | Philips Lighting Electronics North America | VEL-3P32-HL-SC | 277 |  | 3 | Other | Instant |  |  |  |  | Non-BallastDimming | Electronic | 0.98 |  |  |  |  | Non Federally-Regulated | 2009-06-22 |  | 2012-09-06
Toshiba | Toshiba | FMB32IS3-277 | 277 |  | 3 |  | Instant |  |  |  |  | No Match | Electronic | [5 empty] | Federally-Regulated Consumer Product | 1995-04-13 |  | 1997-02-01
GE Appliances, a Haier company | General Electric | 8G1038W | 277 |  | 2 |  | No Match |  |  |  |  | No Match | No Match | [5 empty] | Non Federally-Regulated | 1983-06-01 |  | 2015-09-03
Toshiba | Toshiba | FMB32IS3-120 | 120 |  | 3 |  | No Match |  |  |  |  | No Match | Electronic | [5 empty] | Voluntarily Certified | 1995-04-01 |  | 1995-04-13
Aromat Corp. | Nais | ES332R277H2 | 277 |  | 3 |  | Rapid |  |  |  |  | No Match | Electronic | [5 empty] | Federally-Regulated Consumer Product | 1994-10-12 |  | 1995-04-01
Etta Industries | Etta Industries | EC1S-277A8AD | 277 |  | 1 |  | Rapid |  |  |  |  | No Match | Electronic | [5 empty] | Federally-Regulated Consumer Product | 1994-10-06 |  | 1995-04-01
Valmont Electric | Valmont Electric | M28-120SES | 120 |  | 2 |  | No Match |  |  |  |  | No Match | Cathode cut-out | [5 empty] | Federally-Regulated Consumer Product | 1997-02-01 |  | 2000-04-13
Valmont Electric | General Electric | 8G1004W | 120 |  | 2 |  | No Match |  |  |  |  | No Match | No Match | [5 empty] | Non Federally-Regulated | 1989-10-01 |  | 1991-09-01
Advance Transformer Co. S.A. de C.V. | Advance Transformer | RIC2S40-TP | 120 |  | 2 |  | Rapid |  |  |  |  | No Match | Electronic | [5 empty] | Federally-Regulated Consumer Product | 1996-03-14 |  | 2009-03-12
Advance Transformer Co. S.A. de C.V. | Advance Transformer | VDC140TP | 277 |  | 1 |  | No Match |  |  |  |  | No Match | Electronic | [5 empty] | Federally-Regulated Consumer Product | 1997-02-01 |  | 2000-04-13
Valmont Electric | Ultra-Miser | E432PI120G11 | 120 |  | 4 |  | Instant |  |  |  |  | No Match | Electronic | [5 empty] | Federally-Regulated Consumer Product | 1995-04-28 |  | 1997-02-01
Fulham Co., Inc. | Fulham Co., Inc. | FEP 900 120 332LW | 120 |  | 3 |  | No Match |  |  |  |  | No Match | Electronic | [5 empty] | Voluntarily Certified | 1995-04-01 |  | 1995-04-28
Signify North America Corporation | Philips Lighting Electronics North America | IOP-4P32-SC | 120 - 277 (inclusive) |  | 4 | Other | Instant |  |  |  |  | Non-BallastDimming | Electronic | 0.98 |  |  |  |  | Non Federally-Regulated | 2009-06-22 |  | 2012-09-06
Advance Transformer Co. S.A. de C.V. | Master Electrician | 503045 | 120 |  | 2 |  | No Match |  |  |  |  | No Match | Magnetic | [5 empty] | Federally-Regulated Consumer Product | 1997-02-01 |  | 1998-03-01
Toshiba | Toshiba | FMB40RS1-277 | 277 |  | 1 |  | Rapid |  |  |  |  | No Match | Electronic | [5 empty] | Federally-Regulated Consumer Product | 1995-04-13 |  | 1997-02-01
Magnetek Universal Manufacturing | Universal | 827-SLH-QP | 277 |  | 2 |  | No Match |  |  |  |  | No Match | No Match | [5 empty] | Federally-Regulated Consumer Product | 1991-09-11 |  | 1996-12-02
Valmont Electric | Electronic | E240SR120G01 | 120 |  | 2 |  | No Match |  |  |  |  | No Match | Electronic | [5 empty] | Federally-Regulated Consumer Product | 1997-02-01 |  | 2000-04-13
Advance A Division, Philips Electronics NA | Advance A Division, Philips Electronics NA | RMB-2P13-S3-H | 120 |  | 2 | Designed (not labeled) for use | Instant |  |  |  |  | Non-BallastDimming | Electronic | 0.97 |  |  |  |  | Non Federally-Regulated | 2008-01-30 |  | 2009-06-22
Lumisistemas | Regent Lighting | ES-1011 A | 120 |  | 2 |  | No Match |  |  |  |  | No Match | No Match | [5 empty] | Federally-Regulated Consumer Product | 1991-09-01 |  | 1995-04-01
Valmont Electric | Valmont Electric | 8G1084W | 120 |  | 1 |  | No Match |  |  |  |  | No Match | Magnetic | [5 empty] | Non Federally-Regulated | 1988-10-20 |  | 1989-10-01
Magnetek Universal Manufacturing | Universal | 412-L-SLH-TC-P | 120 |  | 1 |  | No Match |  |  |  |  | No Match | Magnetic | [5 empty] | Federally-Regulated Consumer Product | 1997-02-01 |  | 2000-04-13
Thomas Industries | Third Generation | REB-140-277 | 277 |  | 1 |  | No Match |  |  |  |  | No Match | No Match | [5 empty] | Federally-Regulated Consumer Product | 1991-09-12 |  | 1991-09-01
Signify North America Corporation | Philips Lighting Electronics North America | REL-3P32-LW-SC | 120 |  | 3 | Other | Instant |  |  |  |  | Non-BallastDimming | Electronic | 0.98 |  |  |  |  | Non Federally-Regulated | 2009-06-22 |  | 2012-09-06
Signify North America Corporation | Philips Advance | IOP-3P32-HL-90C-N | 277 |  | 3 | Other | Instant |  |  |  |  | Non-BallastDimming | Electronic | 0.98 |  |  |  |  | Non Federally-Regulated | 2014-10-01 |  | 2014-10-01
Advance Transformer Co. S.A. de C.V. | Advance Transformer | VDC2S40 TP | 277 |  | 2 |  | Rapid |  |  |  |  | No Match | Electronic | [5 empty] | Federally-Regulated Consumer Product | 1996-03-14 |  | 2009-03-12
Lumisistemas | C.E.W. Lighting | 8FR272/277H0ES | 277 |  | 2 |  | Rapid |  |  |  |  | No Match | Magnetic | [5 empty] | Federally-Regulated Consumer Product | 1992-01-17 |  | 2009-03-12
Advance Transformer Co. S.A. de C.V. | Advance Transformer | RDC140 TP | 277 |  | 1 |  | No Match |  |  |  |  | No Match | Electronic | [5 empty] | Federally-Regulated Consumer Product | 1993-07-08 |  | 1996-11-22
Valmont Electric | General Electric | 8G1084W | 120 |  | 1 |  | No Match |  |  |  |  | No Match | No Match | [5 empty] | Federally-Regulated Consumer Product | 1991-09-01 |  | 2000-04-13
Magnetek Universal Manufacturing | Magnetek Triad | B2110SR120 | 120 |  | 2 |  | No Match |  |  |  |  | No Match | No Match | [5 empty] | Federally-Regulated Consumer Product | 1992-12-01 |  | 2000-04-13
Advance A Division, Philips Electronics NA | Advance A Division, Philips Electronics NA | RZT-2S54 | 120 |  | 2 | Other | Programmed |  |  |  |  | Continuous | Electronic | 0.98 |  |  |  |  | Non Federally-Regulated | 2008-01-30 |  | 2009-06-22
Electronic Ballast Tech. | System-60 | SSB1-120-2/40 | 120 |  | 2 |  | No Match |  |  |  |  | No Match | No Match | [5 empty] | Non Federally-Regulated | 1986-08-01 |  | 2000-04-13
Electronic Ballast Tech. | Electronic Ballast Tech. | SSB1 277 2/40 LH | 277 |  | 2 |  | No Match |  |  |  |  | No Match | No Match | [5 empty] | Federally-Regulated Consumer Product | 1992-12-01 |  | 2000-04-13
Aromat Corp. | Nais | ES2110R120H2-HO | 120 |  | 2 |  | Rapid |  |  |  |  | No Match | Electronic | [5 empty] | Federally-Regulated Consumer Product | 1994-10-12 |  | 1995-04-01
Robertson Transformer | Robertson | RS240P-3-P | 120 |  | 2 |  | No Match |  |  |  |  | No Match | No Match | [5 empty] | Non Federally-Regulated | 1986-08-01 |  | 2000-04-13
Valmont Electric | Valmont Electric | 8G1034W | 277 |  | 2 |  | No Match |  |  |  |  | No Match | Magnetic | [5 empty] | Non Federally-Regulated | 1988-10-20 |  | 1989-10-01
Magnetek Universal Manufacturing | Triad | B232I120HP | 120 |  | 2 |  | Instant |  |  |  |  | No Match | Electronic | [5 empty] | Federally-Regulated Consumer Product | 1995-03-09 |  | 1995-04-01
Valmont Electric | Valmont Electric | M28-120 | 120 |  | 2 |  | No Match |  |  |  |  | No Match | No Match | [5 empty] | Federally-Regulated Consumer Product | 1991-09-01 |  | 1992-12-01
Lumisistemas | TBP & Associates | LL-275-277-TP | 277 |  | 2 |  | No Match |  |  |  |  | No Match | Magnetic | [5 empty] | Federally-Regulated Consumer Product | 1995-04-01 |  | 2000-04-13
Lumisistemas | American Louver Co. | V275S120 | 120 |  | 2 |  | Instant |  |  |  |  | No Match | Magnetic | [5 empty] | Federally-Regulated Consumer Product | 1992-01-17 |  | 1992-12-01
Jefferson Electric | Jefferson Electric, Inc. | 300-4708-800 | 277 |  | 2 |  | No Match |  |  |  |  | No Match | No Match | [5 empty] | Non Federally-Regulated | 1983-06-01 |  | 2000-04-13
Triad / Utrad | Ballastar | B-275I277 | 277 |  | 2 |  | No Match |  |  |  |  | No Match | No Match | [5 empty] | Non Federally-Regulated | 1986-08-01 |  | 2000-04-13
Fulham Co., Inc. | Fulham Co., Inc. | FEP 1200 120 232 | 120 |  | 2 |  | No Match |  |  |  |  | No Match | Electronic | [5 empty] | Non Federally-Regulated | 1997-02-01 |  | 2000-04-13
Sungil Manufacturing Co. | Century | SB12032LHD | 120 |  | 2 |  | Rapid |  |  |  |  | No Match | Electronic | [5 empty] | Federally-Regulated Consumer Product | 1995-04-27 |  | 1997-02-01
Advance A Division, Philips Electronics NA | Advance A Division, Philips Electronics NA | ICN-2S54 | 120 - 277 (inclusive) |  | 2 | Other | Programmed |  |  |  |  | Non-BallastDimming | Electronic | 0.98 |  |  |  |  | Non Federally-Regulated | 2008-01-30 |  | 2009-06-22
Magnetek Universal Manufacturing | Magnetek Triad | B240R120HP | 120 |  | 1 |  | No Match |  |  |  |  | No Match | No Match | [5 empty] | Federally-Regulated Consumer Product | 1991-09-01 |  | 2000-04-13
Lutron Electronics Co., Inc. | Hi-Lume | FDB-3627-120-3 | 120 |  | 3 | Other | Programmed |  |  |  |  | Continuous | Electronic | 0.99 |  |  |  |  | Non Federally-Regulated | 2008-01-30 |  | 2009-12-08
Valmont Electric | Valmont Electric | 8G1004W | 120 |  | 2 |  | No Match |  |  |  |  | No Match | Magnetic | [5 empty] | Federally-Regulated Consumer Product | 1997-02-01 |  | 2000-04-13
Magnetek Universal Manufacturing | Universal | 439-L-TC-P | 120 |  | 2 |  | No Match |  |  |  |  | No Match | Magnetic | [5 empty] | Federally-Regulated Consumer Product | 1997-02-01 |  | 2000-04-13
Electronic Ballast Tech. | Electronic Ballast Tech. | SSB1-277-2/40 LH | 277 |  | 2 |  | No Match |  |  |  |  | No Match | No Match | [5 empty] | Federally-Regulated Consumer Product | 1991-06-25 |  | 1992-12-01
Valmont Electric | Ultra-Miser | E296PI120 | 120 |  | 2 |  | No Match |  |  |  |  | No Match | No Match | [5 empty] | Non Federally-Regulated | 1989-10-01 |  | 1991-09-01
Etta Industries | Etta Industries | EC1S-120A8 | 120 |  | 1 |  | No Match |  |  |  |  | No Match | Electronic | [5 empty] | Non Federally-Regulated | 1995-04-01 |  | 2000-04-13
Magnetek Universal Manufacturing | Energy-Lok | 304-4958-800 | 277 |  | 1 |  | No Match |  |  |  |  | No Match | No Match | [5 empty] | Federally-Regulated Consumer Product | 1991-09-01 |  | 2000-04-13
Advance Transformer Co. S.A. de C.V. | Advance Transformer | R 2E75S-TP | 120 |  | 2 |  | No Match |  |  |  |  | No Match | Magnetic | [5 empty] | Non Federally-Regulated | 1988-10-24 |  | 1996-04-07
King Technology, Inc. | Kingtec | 232K277 | 277 |  | 2 |  | No Match |  |  |  |  | No Match | No Match | [5 empty] | Federally-Regulated Consumer Product | 1992-06-22 |  | 1992-12-29
Etta Industries | Etta Industries | EC2S-277F96 | 277 |  | 2 |  | No Match |  |  |  |  | No Match | Electronic | [5 empty] | Federally-Regulated Consumer Product | 1998-03-01 |  | 2000-04-13
Advance Transformer Co. S.A. de C.V. | Advance Transformer | VEL2S40RHTP | 277 |  | 2 |  | Rapid |  |  |  |  | No Match | Electronic | [5 empty] | Federally-Regulated Consumer Product | 1996-03-14 |  | 2009-03-12
GE Appliances, a Haier company | General Electric | 8G1034W | 277 |  | 2 |  | No Match |  |  |  |  | No Match | No Match | [5 empty] | Non Federally-Regulated | 1986-08-01 |  | 2015-09-03
Advance A Division, Philips Electronics NA | Advance A Division, Philips Electronics NA | REL-1P32-LW-SC | 120 |  | 1 | Other | Instant |  |  |  |  | Non-BallastDimming | Electronic | 0.98 |  |  |  |  | Non Federally-Regulated | 2008-01-30 |  | 2009-06-22
Advance A Division, Philips Electronics NA | Advance A Division, Philips Electronics NA | IOP-3P32-SC | 120 - 277 (inclusive) |  | 3 | Other | Instant |  |  |  |  | Non-BallastDimming | Electronic | 0.98 |  |  |  |  | Non Federally-Regulated | 2008-01-30 |  | 2009-06-22
Lutron Electronics Co., Inc. | Ecosystem | EC5 T521 J 120 1 | 120 |  | 1 | Other | Programmed |  |  |  |  | Continuous | Electronic | 1 |  |  |  |  | Non Federally-Regulated | 2008-01-30 |  | 2009-12-08
Signify North America Corporation | Philips Advance | ICN-3P32-N | 120 |  | 3 | Other | Instant |  |  |  |  | Non-BallastDimming | Electronic | 0.99 |  |  |  |  | Non Federally-Regulated | 2014-10-01 |  | 2014-10-01
Lumisistemas | Lumi-Kon | R-240-120-CP | 120 |  | 2 |  | Rapid |  |  |  |  | No Match | Magnetic | [5 empty] | Federally-Regulated Consumer Product | 1993-03-19 |  | 1995-04-01
Advance Transformer Co. S.A. de C.V. | Advance Transformer | RIC140 TP | 120 |  | 1 |  | Rapid |  |  |  |  | No Match | Electronic | [5 empty] | Federally-Regulated Consumer Product | 1996-03-14 |  | 2009-03-12
Valmont Electric | Ultra-Miser | E240SR120G01 | 120 |  | 2 |  | No Match |  |  |  |  | No Match | No Match | [5 empty] | Federally-Regulated Consumer Product | 1997-02-01 |  | 2000-04-13
Valmont Electric | Ultra-Miser | E232PI120G01 | 120 |  | 2 |  | No Match |  |  |  |  | No Match | Electronic | [5 empty] | Non Federally-Regulated | 1995-04-01 |  | 1995-04-28
Advance A Division, Philips Electronics NA | Advance A Division, Philips Electronics NA | VEL-2P32-HL-SC | 277 |  | 2 | Other | Instant |  |  |  |  | Non-BallastDimming | Electronic | 0.98 |  |  |  |  | Non Federally-Regulated | 2008-01-30 |  | 2009-06-22
Magnetek Universal Manufacturing | Triad | B340R120HP | 120 |  | 2 |  | No Match |  |  |  |  | No Match | Electronic | [5 empty] | Federally-Regulated Consumer Product | 1995-04-01 |  | 2000-04-13
Valmont Electric | Valmont Electric | 8G1084W | 120 |  | 1 |  | No Match |  |  |  |  | No Match | Magnetic | [5 empty] | Federally-Regulated Consumer Product | 1997-02-01 |  | 2000-04-13
Sungil Manufacturing Co. | Century | SB12032LHD | 120 |  | 2 |  | No Match |  |  |  |  | No Match | Electronic | [5 empty] | Non Federally-Regulated | 1997-02-01 |  | 2000-04-13
Magnetek Universal Manufacturing | Magnetek Triad | B140T277 | 277 |  | 1 |  | No Match |  |  |  |  | No Match | No Match | [5 empty] | Federally-Regulated Consumer Product | 1991-09-01 |  | 2000-04-13
Advance A Division, Philips Electronics NA | Advance A Division, Philips Electronics NA | REL-1P32-HL-SC | 120 |  | 1 | Other | Instant |  |  |  |  | Non-BallastDimming | Electronic | 0.98 |  |  |  |  | Non Federally-Regulated | 2008-01-30 |  | 2009-06-22
GE Appliances, a Haier company | General Electric | 8G1014W | 277 |  | 2 |  | No Match |  |  |  |  | No Match | No Match | [5 empty] | Non Federally-Regulated | 1983-06-01 |  | 2015-09-03
Valmont Electric | Ultra-Miser | E232PI277G01 | 277 |  | 2 |  | Instant |  |  |  |  | No Match | Electronic | [5 empty] | Federally-Regulated Consumer Product | 1995-04-28 |  | 1997-02-01
Signify North America Corporation | Philips Lighting Electronics North America | R-2E75-S-TP | 120 |  | 2 | Other | Instant |  |  |  |  | Non-BallastDimming | Magnetic | 0.98 |  |  |  |  | Federally-Regulated Consumer Product | 2009-06-22 |  | 2012-09-06
Smallwood Limited, Inc. | Champion | SEB24277 | 277 |  | 2 |  | No Match |  |  |  |  | No Match | No Match | [5 empty] | Federally-Regulated Consumer Product | 1991-09-01 |  | 2000-04-13
Advance Transformer Co. S.A. de C.V. | Advance Transformer | RDC2S40 TP | 120 |  | 2 |  | No Match |  |  |  |  | No Match | No Match | [5 empty] | Federally-Regulated Consumer Product | 1995-04-01 |  | 1997-02-01
Fulham Co., Inc. | Fulham Co., Inc. | FEP 1800 277 296 | 277 |  | 2 |  | No Match |  |  |  |  | No Match | Electronic | [5 empty] | Federally-Regulated Consumer Product | 1995-04-01 |  | 1995-04-28
Signify North America Corporation | Philips Lighting Electronics North America | ICN-4S54-90C-2LS | 120 - 277 (inclusive) |  | 4 | Other | Programmed |  |  |  |  | Stepped | Electronic | 0.98 |  |  |  |  | Non Federally-Regulated | 2009-06-22 |  | 2012-09-06
Advance Transformer Co. S.A. de C.V. | Advance Transformer | VIC140 TP | 277 |  | 1 |  | No Match |  |  |  |  | No Match | Electronic | [5 empty] | Federally-Regulated Consumer Product | 1990-03-29 |  | 1996-03-14
Oasis International | Sylvania | QT2x32T8/347 ISH-SC | 347/480 (either/or) |  | 2 | Other | Instant |  |  |  |  | Non-BallastDimming | Electronic | 0.99 |  |  |  |  | Non Federally-Regulated | 2012-11-14 |  | 2014-08-08
Lutron Electronics Co., Inc. | Eco-10 | ECO-T524-277-1 | 277 |  | 1 | Other | Programmed |  |  |  |  | Continuous | Electronic | 1 |  |  |  |  | Non Federally-Regulated | 2008-01-30 |  | 2009-12-08
Lutron Electronics Co., Inc. | Hi-Lume 3D | H3D T521 C UNV 2 10 | 120 - 277 (inclusive) |  | 2 | Other | Programmed |  |  |  |  | Continuous | Electronic | 1 |  |  |  |  | Non Federally-Regulated | 2009-08-31 |  | 2009-12-08
Aromat Corp. | Nais | EP432I277H2 | 277 |  | 4 |  | Instant |  |  |  |  | No Match | Electronic | [5 empty] | Federally-Regulated Consumer Product | 1994-10-12 |  | 1995-04-01
Lumisistemas | Atlas Electric | E275 TP120 | 120 |  | 2 |  | No Match |  |  |  |  | No Match | No Match | [5 empty] | Federally-Regulated Consumer Product | 1992-12-01 |  | 1995-04-01
Universal Manufacturing Corp. | Genesis | 3250 | 277 |  | 2 |  | No Match |  |  |  |  | No Match | No Match | [5 empty] | Non Federally-Regulated | 1986-08-01 |  | 2000-04-13
Lutron Electronics Co., Inc. | Eco-10 | ECO-T528-120-1 | 120 |  | 1 | Other | Programmed |  |  |  |  | Continuous | Electronic | 1 |  |  |  |  | Non Federally-Regulated | 2008-01-30 |  | 2009-12-08
Advance Transformer Co. S.A. de C.V. | Handyman | ES3000 | 120 |  | 2 |  | No Match |  |  |  |  | No Match | No Match | [5 empty] | Federally-Regulated Consumer Product | 1991-09-01 |  | 1997-02-01
Lutron Electronics Co., Inc. | Ecosystem | EC5 T539 J 277 1 | 277 |  | 1 | Other | Programmed |  |  |  |  | Continuous | Electronic | 0.99 |  |  |  |  | Non Federally-Regulated | 2008-01-30 |  | 2009-12-08
Advance A Division, Philips Electronics NA | Advance A Division, Philips Electronics NA | REZ-132-SC | 120 |  | 1 | Other | Programmed |  |  |  |  | Continuous | Electronic | 0.98 |  |  |  |  | Non Federally-Regulated | 2008-01-30 |  | 2009-06-22
Lumisistemas | C.E.W. Lighting | 8FR240/277ES | 277 |  | 2 |  | Rapid |  |  |  |  | No Match | Magnetic | [5 empty] | Federally-Regulated Consumer Product | 1992-01-17 |  | 1992-12-01
Lumisistemas | Regent Lighting | 1000 | 120 |  | 2 |  | Instant |  |  |  |  | No Match | Magnetic | [5 empty] | Federally-Regulated Consumer Product | 1993-06-08 |  | 1995-04-01
Signify North America Corporation | Philips Advance | IOP-4P32-N | 120 |  | 4 | Other | Instant |  |  |  |  | Non-BallastDimming | Electronic | 0.99 |  |  |  |  | Non Federally-Regulated | 2014-10-01 |  | 2014-10-01
Signify North America Corporation | Philips Lighting Electronics North America | HCN-2S54-90C | 347 - 480 (inclusive) |  | 2 | Other | Programmed |  |  |  |  | Non-BallastDimming | Electronic | 0.98 |  |  |  |  | Non Federally-Regulated | 2009-06-22 |  | 2012-09-06
AAA Electronic Ballast Co. | AAA Electronic Ballast Co. | 120-232 | 120 |  | 2 |  | Instant |  |  |  |  | No Match | Electronic | [5 empty] | Federally-Regulated Consumer Product | 1994-12-19 |  | 1995-04-01
Magnetek Universal Manufacturing | Jefferson | 304-4708-800 | 277 |  | 2 |  | Instant |  |  |  |  | No Match | Magnetic | [5 empty] | Federally-Regulated Consumer Product | 1996-12-02 |  | 1997-02-01
Lumisistemas | TBP & Associates | LL-240-120-TP | 120 |  | 2 |  | Rapid |  |  |  |  | No Match | Magnetic | [5 empty] | Federally-Regulated Consumer Product | 1993-07-08 |  | 1995-04-01
Industrias Solabasic | Osram Sylvania, Inc. | 48001 | 120 |  | 2 |  | Rapid |  |  |  |  | No Match | Magnetic | [5 empty] | Federally-Regulated Consumer Product | 2000-04-14 |  | 2009-03-12
Jefferson Electric | Jefferson | 300-4798-800 | 277 |  | 2 |  | No Match |  |  |  |  | No Match | No Match | [5 empty] | Non Federally-Regulated | 1988-06-01 |  | 2000-04-13
Magnetek Universal Manufacturing | Universal | 410-L-TC-P | 120 |  | 1 |  | No Match |  |  |  |  | No Match | No Match | [5 empty] | Federally-Regulated Consumer Product | 1991-09-11 |  | 1996-12-02
Osram Sylvania, Inc. | Sylvania | QHE2x54T5HO 347-480 PSN HT | 347 - 480 (inclusive) |  | 2 | Other | Programmed |  |  |  |  | Non-BallastDimming | Electronic | 0.98 |  |  |  |  | Non Federally-Regulated | 2011-12-06 |  | 2012-07-03
Valmont Electric | Ultra-Miser | M28-120SES | 120 |  | 2 |  | No Match |  |  |  |  | No Match | No Match | [5 empty] | Federally-Regulated Consumer Product | 1991-09-01 |  | 1997-02-01
Magnetek Universal Manufacturing | Triad | B2110SR120 | 120 |  | 2 |  | No Match |  |  |  |  | No Match | No Match | [5 empty] | Federally-Regulated Consumer Product | 1992-12-29 |  | 1996-12-02
Lutron Electronics Co., Inc. | Ecosystem | EC5 T832 G 277 3L | 277 |  | 3 | Other | Programmed |  |  |  |  | Continuous | Electronic | 0.97 |  |  |  |  | Non Federally-Regulated | 2008-01-30 |  | 2008-02-19
Signify North America Corporation | Philips Advance | IOPA-4P32-N | 277 |  | 4 | Other | Instant |  |  |  |  | Non-BallastDimming | Electronic | 0.98 |  |  |  |  | Non Federally-Regulated | 2014-10-01 |  | 2014-10-01
Advance Transformer Co. S.A. de C.V. | Advance Transformer | R 140-1-TP | 120 |  | 1 |  | No Match |  |  |  |  | No Match | Magnetic | [5 empty] | Federally-Regulated Consumer Product | 1997-02-01 |  | 2000-04-13
Magnetek Universal Manufacturing | Triad | B340R120HP | 120 |  | 2 |  | Rapid |  |  |  |  | No Match | Electronic | [5 empty] | Federally-Regulated Consumer Product | 1995-03-09 |  | 1995-04-01
Lutron Electronics Co., Inc. | Ecosystem | EC5 T832 J 120 1 | 120 |  | 1 | Other | Programmed |  |  |  |  | Continuous | Electronic | 1 |  |  |  |  | Non Federally-Regulated | 2008-01-30 |  | 2009-12-08
Signify North America Corporation | Philips Advance | IOP-3P32-LW-N | 120 |  | 3 | Other | Instant |  |  |  |  | Non-BallastDimming | Electronic | 0.99 |  |  |  |  | Non Federally-Regulated | 2014-10-01 |  | 2014-10-01
Lumisistemas | Energy-F | S-275-277-CP | 277 |  | 2 |  | No Match |  |  |  |  | No Match | Magnetic | [5 empty] | Federally-Regulated Consumer Product | 1995-04-01 |  | 2000-04-13
Advance Transformer Co. S.A. de C.V. | Advance Transformer | VK2S32TP | 277 |  | 2 |  | Rapid |  |  |  |  | No Match | Cathode cut-out | [5 empty] | Federally-Regulated Consumer Product | 1995-02-23 |  | 2009-03-12
Fyrnetics, Inc. | Accutech | 9108 | 277 |  | 1 |  | No Match |  |  |  |  | No Match | No Match | [5 empty] | Non Federally-Regulated | 1987-04-01 |  | 2000-04-13
Lutron Electronics Co., Inc. | Eco-10 | E3 T514 C 277 2 | 277 |  | 2 | Other | Programmed |  |  |  |  | Continuous | Electronic | 1 |  |  |  |  | Non Federally-Regulated | 2008-01-30 |  | 2009-12-08
Valmont Electric | Ultra-Miser | E132PI277G01 | 277 |  | 1 |  | Instant |  |  |  |  | No Match | Electronic | [5 empty] | Federally-Regulated Consumer Product | 1995-04-28 |  | 1997-02-01
Motorola Lighting, Inc. | Motorola | M2-IN-T12-SL-120 | 120 |  | 2 |  | No Match |  |  |  |  | No Match | Electronic | [5 empty] | Federally-Regulated Consumer Product | 1993-06-25 |  | 1996-03-07
Advance Transformer Co. S.A. de C.V. | Globe Lite | CB296ES | 120 |  | 2 |  | No Match |  |  |  |  | No Match | No Match | [5 empty] | Non Federally-Regulated | 1986-08-01 |  | 2000-04-13
Magnetek Universal Manufacturing | Triad | B275I120 | 120 |  | 2 |  | No Match |  |  |  |  | No Match | No Match | [5 empty] | Federally-Regulated Consumer Product | 1991-09-11 |  | 1993-06-08
Lumisistemas | Award Lighting Products | MXE-240 | 120 |  | 2 |  | No Match |  |  |  |  | No Match | Magnetic | [5 empty] | Federally-Regulated Consumer Product | 1995-04-01 |  | 2000-04-13
Toshiba | Toshiba | FMB32IS2-120 | 120 |  | 2 |  | Instant |  |  |  |  | No Match | Electronic | [5 empty] | Federally-Regulated Consumer Product | 1995-04-13 |  | 1997-02-01
Fulham Co., Inc. | Fulham Co., Inc. | FEP 1800 120 296 | 120 |  | 2 |  | No Match |  |  |  |  | No Match | Electronic | [5 empty] | Federally-Regulated Consumer Product | 1997-02-01 |  | 2000-04-13
Toshiba | Toshiba | FMB32IS1-120 | 120 |  | 1 |  | No Match |  |  |  |  | No Match | Electronic | [5 empty] | Non Federally-Regulated | 1995-04-01 |  | 1995-04-13
Signify North America Corporation | Philips Advance | IOP-4PSP32-LW-SC | 120 |  | 4 | Other | Programmed |  |  |  |  | Non-BallastDimming | Electronic | 0.99 |  |  |  |  | Non Federally-Regulated | 2014-10-01 |  | 2014-10-01
Etta Industries | Etta Industries | EC2S-120A2 | 120 |  | 2 |  | No Match |  |  |  |  | No Match | Electronic | [5 empty] | Federally-Regulated Consumer Product | 1998-03-01 |  | 2000-04-13
Signify North America Corporation | Philips Lighting Electronics North America | RC-2E75-S-TP | 120 |  | 2 | Other | Instant |  |  |  |  | Non-BallastDimming | Magnetic | 0.98 |  |  |  |  | Federally-Regulated Consumer Product | 2009-06-22 |  | 2012-09-06
Terralux, Inc. | Terralux, Inc. | TBL40D277 | 277 |  | 2 |  | No Match |  |  |  |  | No Match | No Match | [5 empty] | Federally-Regulated Consumer Product | 1991-05-14 |  | 1992-01-17
Magnetek Universal Manufacturing | Universal | 4V367 | 120 |  | 2 |  | No Match |  |  |  |  | No Match | No Match | [5 empty] | Federally-Regulated Consumer Product | 1995-04-01 |  | 2000-04-13
Toshiba | Toshiba | FMB32RP1-120 | 120 |  | 1 |  | No Match |  |  |  |  | No Match | Electronic | [5 empty] | Non Federally-Regulated | 1997-02-01 |  | 2000-04-13
Lumisistemas | C.E.W. Lighting | 8FR240/277ES | 277 |  | 2 |  | No Match |  |  |  |  | No Match | No Match | [5 empty] | Federally-Regulated Consumer Product | 1992-12-01 |  | 1995-04-01
Advance Transformer Co. S.A. de C.V. | Advance Transformer | RIC140 TP | 120 |  | 1 |  | No Match |  |  |  |  | No Match | Electronic | [5 empty] | Federally-Regulated Consumer Product | 1997-02-01 |  | 2000-04-13
Valmont Electric | Valmont Electric | 296SL-120ES | 120 |  | 2 |  | No Match |  |  |  |  | No Match | No Match | [5 empty] | Federally-Regulated Consumer Product | 1992-12-01 |  | 1997-02-01
Advance A Division, Philips Electronics NA | Advance A Division, Philips Electronics NA | VEL-1P32-SC | 277 |  | 1 | Other | Instant |  |  |  |  | Non-BallastDimming | Electronic | 0.98 |  |  |  |  | Non Federally-Regulated | 2008-01-30 |  | 2009-06-22
Valmont Electric | Val-Miser | 8G1084W | 120 |  | 1 |  | No Match |  |  |  |  | No Match | Magnetic | [5 empty] | Federally-Regulated Consumer Product | 1997-02-01 |  | 2000-04-13
Magnetek Universal Manufacturing | Triad | B332I277HP | 277 |  | 3 |  | Instant |  |  |  |  | No Match | Electronic | [5 empty] | Federally-Regulated Consumer Product | 1995-03-09 |  | 1995-04-01
Lutron Electronics Co., Inc. | Ecosystem | EC5 T832 J 277 1 | 277 |  | 1 | Other | Programmed |  |  |  |  | Continuous | Electronic | 0.97 |  |  |  |  | Non Federally-Regulated | 2008-01-30 |  | 2009-12-08
Advance Transformer Co. S.A. de C.V. | Advance Transformer | VDC140TP | 277 |  | 1 |  | No Match |  |  |  |  | No Match | Electronic | [5 empty] | Federally-Regulated Consumer Product | 1993-07-08 |  | 1996-03-14
Lumisistemas | Energy-F | R-140-277-CP | 277 |  | 1 |  | No Match |  |  |  |  | No Match | No Match | [5 empty] | Non Federally-Regulated | 1989-10-01 |  | 1991-09-01
Earn High Industries, Ltd. | Carroway | 0277A | 277 |  | 2 |  | No Match |  |  |  |  | No Match | No Match | [5 empty] | Federally-Regulated Consumer Product | 1992-12-29 |  | 1995-04-28
Valmont Electric | Ultra-Miser | E232SR277G01 | 277 |  | 2 |  | No Match |  |  |  |  | No Match | Electronic | [5 empty] | Non Federally-Regulated | 1997-02-01 |  | 2000-04-13
Taipei Multipower, Inc. | TMP | FLD32F120-6 | 120 |  | 4 |  | Instant |  |  |  |  | No Match | Electronic | [5 empty] | Federally-Regulated Consumer Product | 1994-09-18 |  | 1995-04-01
Lutron Electronics Co., Inc. | Ecosystem | EC5 T521 J 120 2 | 120 |  | 2 | Other | Programmed |  |  |  |  | Continuous | Electronic | 1 |  |  |  |  | Non Federally-Regulated | 2008-01-30 |  | 2009-12-08
Lumisistemas | TBP & Associates | LL-240-277-TP | 277 |  | 2 |  | Rapid |  |  |  |  | No Match | Magnetic | [5 empty] | Federally-Regulated Consumer Product | 1992-01-17 |  | 1995-04-01
Signify North America Corporation | Philips Lighting Electronics North America | ICN-2S86 | 120 - 277 (inclusive) |  | 2 | Other | Programmed |  |  |  |  | Non-BallastDimming | Electronic | 0.98 |  |  |  |  | Non Federally-Regulated | 2009-06-22 |  | 2012-09-06
Toshiba | Toshiba | FMB32RP1-277 | 120 |  | 1 |  | No Match |  |  |  |  | No Match | Electronic | [5 empty] | Non Federally-Regulated | 1997-02-01 |  | 2000-04-13
Lumisistemas | Atlas Electric | E2110 TP277 | 277 |  | 2 |  | No Match |  |  |  |  | No Match | No Match | [5 empty] | Federally-Regulated Consumer Product | 1992-12-01 |  | 1995-04-01
Advance A Division, Philips Electronics NA | Advance A Division, Philips Electronics NA | VEZ-154 | 277 |  | 1 | Other | Programmed |  |  |  |  | Continuous | Electronic | 0.98 |  |  |  |  | Non Federally-Regulated | 2008-01-30 |  | 2009-06-22
Electronic Ballast Tech. | Electronic Ballast Tech. | SSB1-120-1/40 LH | 120 |  | 1 |  | No Match |  |  |  |  | No Match | No Match | [5 empty] | Federally-Regulated Consumer Product | 1997-02-01 |  | 1998-03-01
Signify North America Corporation | Philips Lighting Electronics North America | ICN-1P32-LW-SC | 120 - 277 (inclusive) |  | 1 | Other | Instant |  |  |  |  | Non-BallastDimming | Electronic | 0.98 |  |  |  |  | Non Federally-Regulated | 2009-06-22 |  | 2012-09-06
Etta Industries | Etta Industries | EC2S-277F96 | 277 |  | 2 |  | Rapid |  |  |  |  | No Match | Electronic | [5 empty] | Federally-Regulated Consumer Product | 1994-10-07 |  | 1995-04-01
Howard Industries, Inc. | Howard Industries | EC4/32IS-277 | 277 |  | 4 |  | No Match |  |  |  |  | No Match | Electronic | [5 empty] | Voluntarily Certified | 1997-02-01 |  | 2000-04-13
Valmont Electric | Ultra-Miser | 296SL120ES | 120 |  | 2 |  | No Match |  |  |  |  | No Match | No Match | [5 empty] | Federally-Regulated Consumer Product | 1991-09-01 |  | 1997-02-01
Fulham Co., Inc. | Fulham Co., Inc. | FEP 400 277 132 | 277 |  | 1 |  | No Match |  |  |  |  | No Match | Electronic | [5 empty] | Non Federally-Regulated | 1997-02-01 |  | 2000-04-13
Osram Sylvania, Inc. | Sylvania | QTP2x28T5/347 PS95-SC | 347/480 (either/or) |  | 2 | Other | Programmed |  |  |  |  | Non-BallastDimming | Electronic | 0.99 |  |  |  |  | Non Federally-Regulated | 2011-12-06 |  | 2012-07-03
Valmont Electric | Electronic | E240SR277G01 | 277 |  | 2 |  | Rapid |  |  |  |  | No Match | Electronic | [5 empty] | Federally-Regulated Consumer Product | 1996-03-14 |  | 1997-02-01
Advance Transformer Co. S.A. de C.V. | Advance Transformer | V 2S40-1-TP | 277 |  | 2 |  | No Match |  |  |  |  | No Match | Magnetic | [5 empty] | Federally-Regulated Consumer Product | 1997-02-01 |  | 2000-04-13
Etta Industries | Etta Industries | EC2S-277A2 | 277 |  | 2 |  | No Match |  |  |  |  | No Match | No Match | [5 empty] | Federally-Regulated Consumer Product | 1997-02-01 |  | 1998-03-01
Signify North America Corporation | Philips Lighting Electronics North America | IOP-1S32-SC | 120 - 277 (inclusive) |  | 1 | Other | Programmed |  |  |  |  | Non-BallastDimming | Electronic | 0.98 |  |  |  |  | Non Federally-Regulated | 2009-06-22 |  | 2012-09-06
Signify North America Corporation | Philips Lighting Electronics North America | IDA-2S54 | 120 - 277 (inclusive) |  | 2 | Other | Programmed |  |  |  |  | Continuous | Electronic | 0.98 |  |  |  |  | Non Federally-Regulated | 2009-06-22 |  | 2012-09-06
Fulham Co., Inc. | Fulham Co., Inc. | FEP 900 120 232LW | 120 |  | 2 |  | No Match |  |  |  |  | No Match | Electronic | [5 empty] | Non Federally-Regulated | 1995-04-01 |  | 1995-04-28
Valmont Electric | Valmont Electric | 8G1004W | 120 |  | 2 |  | No Match |  |  |  |  | No Match | No Match | [5 empty] | Federally-Regulated Consumer Product | 1991-09-01 |  | 1997-02-01
Toshiba | Toshiba | FMB32RP4-277 | 277 |  | 4 |  | Rapid |  |  |  |  | No Match | Electronic | [5 empty] | Federally-Regulated Consumer Product | 1995-04-17 |  | 1997-02-01
Techmedia Lighting, Inc. | Techlite | 232T277 | 277 |  | 2 |  | No Match |  |  |  |  | No Match | Electronic | [5 empty] | Non Federally-Regulated | 1997-02-01 |  | 2000-04-13
Valmont Electric | Valmont Electric | 296SL-120-PM | 120 |  | 2 |  | No Match |  |  |  |  | No Match | No Match | [5 empty] | Non Federally-Regulated | 1989-10-01 |  | 1991-09-01
Valmont Electric | Val-Miser | 8G1034W | 277 |  | 2 |  | Rapid |  |  |  |  | No Match | Magnetic | [5 empty] | Federally-Regulated Consumer Product | 1996-03-14 |  | 1997-02-01
Toshiba | Toshiba | FMB96SL2-277 | 277 |  | 2 |  | Instant |  |  |  |  | No Match | Electronic | [5 empty] | Federally-Regulated Consumer Product | 1995-04-13 |  | 1997-02-01
Magnetek Universal Manufacturing | Universal | 827-SLH-TC-P | 277 |  | 2 |  | No Match |  |  |  |  | No Match | Magnetic | [5 empty] | Federally-Regulated Consumer Product | 1997-02-01 |  | 2000-04-13
Electronic Ballast Tech. | Electronic Ballast Tech. | SSB1-277-2/40 LH | 277 |  | 2 |  | Rapid |  |  |  |  | No Match | Electronic | [5 empty] | Federally-Regulated Consumer Product | 1996-03-07 |  | 1997-02-01
Lumisistemas | Energy-F | R-240-277-CP | 277 |  | 2 |  | No Match |  |  |  |  | No Match | No Match | [5 empty] | Non Federally-Regulated | 1989-10-01 |  | 1991-09-01
Magnetek Universal Manufacturing | Triad | B432I120HP | 120 |  | 4 |  | Instant |  |  |  |  | No Match | Electronic | [5 empty] | Federally-Regulated Consumer Product | 1995-03-09 |  | 1995-04-01
Valmont Electric | Valmont Electric | M28-120 | 120 |  | 2 |  | No Match |  |  |  |  | No Match | No Match | [5 empty] | Federally-Regulated Consumer Product | 1997-02-01 |  | 2000-04-13
Advance A Division, Philips Electronics NA | Advance A Division, Philips Electronics NA | REL-3S40-RH-TP | 120 |  | 3 | Other | Rapid |  |  |  |  | Non-BallastDimming | Electronic | 0.98 |  |  |  |  | Non Federally-Regulated | 2008-01-30 |  | 2009-06-22
Toshiba | Toshiba | FMB32RP2-277 | 277 |  | 2 |  | Rapid |  |  |  |  | No Match | Electronic | [5 empty] | Federally-Regulated Consumer Product | 1995-04-13 |  | 1997-02-01
Lumisistemas | Energy-F | R-240-120-CP | 120 |  | 2 |  | No Match |  |  |  |  | No Match | No Match | [5 empty] | Federally-Regulated Consumer Product | 1991-09-01 |  | 1995-04-01
Magnetek Universal Manufacturing | Magnetek Triad | B211OSR277 | 277 |  | 2 |  | No Match |  |  |  |  | No Match | No Match | [5 empty] | Federally-Regulated Consumer Product | 1992-12-01 |  | 2000-04-13
Lumisistemas | Damar Worldwide, Inc. | 240-SLH-TC-P | 120 |  | 2 |  | No Match |  |  |  |  | No Match | Magnetic | [5 empty] | Federally-Regulated Consumer Product | 1995-04-01 |  | 2000-04-13
Advance Transformer Co. S.A. de C.V. | Advance Transformer | V2P32TP | 277 |  | 2 |  | Rapid |  |  |  |  | No Match | Magnetic | [5 empty] | Federally-Regulated Consumer Product | 1995-02-23 |  | 2009-03-12
Lumisistemas | American Louver Co. | V2110RS120 | 120 |  | 2 |  | Rapid |  |  |  |  | No Match | Magnetic | [5 empty] | Federally-Regulated Consumer Product | 1992-01-17 |  | 1992-12-01
Advance Transformer Co. S.A. de C.V. | Master Electrician | 474809 | 120 |  | 2 |  | No Match |  |  |  |  | No Match | Magnetic | [5 empty] | Federally-Regulated Consumer Product | 1997-02-01 |  | 1998-03-01
Signify North America Corporation | Philips Advance | IOP-3P32-HL-N | 277 |  | 3 | Other | Instant |  |  |  |  | Non-BallastDimming | Electronic | 0.98 |  |  |  |  | Non Federally-Regulated | 2014-10-01 |  | 2014-10-01
Elba Corp. | Elba Electronic Ballast | FLX-40DI | 277 |  | 2 |  | No Match |  |  |  |  | No Match | No Match | [5 empty] | Non Federally-Regulated | 1988-06-01 |  | 2000-04-13
Signify North America Corporation | Philips Advance | ICN-4S54-90C-2LS-G | 120 - 277 (inclusive) |  | 4 | Other | Programmed |  |  |  |  | Non-BallastDimming | Electronic | 0.98 |  |  |  |  | Non Federally-Regulated | 2014-10-01 |  | 2014-10-01
Lutron Electronics Co., Inc. | Hi-Lume | FDB-4827-277-3 | 277 |  | 3 | Other | Programmed |  |  |  |  | Continuous | Electronic | 0.99 |  |  |  |  | Non Federally-Regulated | 2008-01-30 |  | 2009-12-08
Electronic Ballast Tech. | Electronic Ballast Tech. | SSB2-120-2/32ISLH | 120 |  | 2 |  | No Match |  |  |  |  | No Match | No Match | [5 empty] | Federally-Regulated Consumer Product | 1991-09-06 |  | 1991-09-01
Lumisistemas | Atlas Electric | E2110 TP277 | 277 |  | 2 |  | No Match |  |  |  |  | No Match | Magnetic | [5 empty] | Federally-Regulated Consumer Product | 1995-04-01 |  | 2000-04-13
Signify North America Corporation | Philips Advance | ICN-2S54-90C-N | 277 |  | 2 | Other | Programmed |  |  |  |  | Non-BallastDimming | Electronic | 0.99 |  |  |  |  | Non Federally-Regulated | 2014-10-01 |  | 2014-10-01
Advance Transformer Co. S.A. de C.V. | Advance Transformer | VEL2S40TP | 277 |  | 2 |  | No Match |  |  |  |  | No Match | No Match | [5 empty] | Non Federally-Regulated | 1987-04-01 |  | 2000-04-13
Lumisistemas | Lumisistemas | R-2110-277-CP | 277 |  | 2 |  | No Match |  |  |  |  | No Match | Magnetic | [5 empty] | Federally-Regulated Consumer Product | 1995-04-01 |  | 2000-04-13
Energy Technologies Corp. | Cool Temp | S277-2T48-AO | 277 |  | 2 |  | No Match |  |  |  |  | No Match | No Match | [5 empty] | Non Federally-Regulated | 1989-10-01 |  | 2000-04-13
Universal Manufacturing Corp. | Handy Man Electric Co. | ES-1011 U | 120 |  | 2 |  | No Match |  |  |  |  | No Match | No Match | [5 empty] | Non Federally-Regulated | 1987-04-01 |  | 2000-04-13
Signify North America Corporation | Philips Lighting Electronics North America | ICN-4S54-90C-2LS-G | 120 - 277 (inclusive) |  | 4 | Other | Programmed |  |  |  |  | Stepped | Electronic | 0.98 |  |  |  |  | Non Federally-Regulated | 2009-06-22 |  | 2012-09-06
Magnetek Universal Manufacturing | Magnetek Triad | B275I120RH | 120 |  | 2 |  | No Match |  |  |  |  | No Match | No Match | [5 empty] | Federally-Regulated Consumer Product | 1992-12-01 |  | 2000-04-13
Signify North America Corporation | Philips Lighting Electronics North America | VZT-4PSP32-G | 277 |  | 4 | Designed (not labeled) for use | Programmed |  |  |  |  | Continuous | Electronic | 0.98 |  |  |  |  | Non Federally-Regulated | 2010-09-22 |  | 2012-09-06
Valmont Electric | Ultra-Miser | E140SR277G01 | 277 |  | 1 |  | No Match |  |  |  |  | No Match | No Match | [5 empty] | Federally-Regulated Consumer Product | 1992-12-01 |  | 1997-02-01
Advance Transformer Co. S.A. de C.V. | Advance Transformer | VEL1S4OTP | 277 |  | 1 |  | No Match |  |  |  |  | No Match | No Match | [5 empty] | Non Federally-Regulated | 1988-06-01 |  | 2000-04-13
Magnetek Universal Manufacturing | Triad | B332I120L | 120 |  | 3 |  | Instant |  |  |  |  | No Match | Electronic | [5 empty] | Federally-Regulated Consumer Product | 1995-03-09 |  | 1995-04-01
Lumisistemas | C.E.W. Lighting | 8FR140/277ES | 277 |  | 1 |  | No Match |  |  |  |  | No Match | Magnetic | [5 empty] | Federally-Regulated Consumer Product | 1995-04-01 |  | 2000-04-13
Advance A Division, Philips Electronics NA | Advance A Division, Philips Electronics NA | IOP-2P32-SC | 120 - 277 (inclusive) |  | 2 | Other | Instant |  |  |  |  | Non-BallastDimming | Electronic | 0.98 |  |  |  |  | Non Federally-Regulated | 2008-01-30 |  | 2009-06-22
Magnetek Universal Manufacturing | Handyman | ES-3000U | 120 |  | 2 |  | No Match |  |  |  |  | No Match | No Match | [5 empty] | Non Federally-Regulated | 1989-10-01 |  | 1991-09-01
Lutron Electronics Co., Inc. | Eco-10 | ECO-T817-277-1 | 277 |  | 1 | Other | Programmed |  |  |  |  | Continuous | Electronic | 0.95 |  |  |  |  | Non Federally-Regulated | 2008-01-30 |  | 2009-12-08
Magnetek Universal Manufacturing | Triad | B140R120HP | 120 |  | 1 |  | Rapid |  |  |  |  | No Match | Electronic | [5 empty] | Federally-Regulated Consumer Product | 1995-03-09 |  | 1995-04-01
Signify North America Corporation | Philips Lighting Electronics North America | IOP-2P32-HL-SC | 120 - 277 (inclusive) |  | 2 | Other | Instant |  |  |  |  | Non-BallastDimming | Electronic | 0.98 |  |  |  |  | Non Federally-Regulated | 2009-06-22 |  | 2012-09-06
Lutron Electronics Co., Inc. | Ecosystem | EC5 T524 J 120 1 | 120 |  | 1 | Other | Programmed |  |  |  |  | Continuous | Electronic | 1 |  |  |  |  | Non Federally-Regulated | 2008-01-30 |  | 2009-12-08
Lumisistemas | Lumisistemas | R-2110-120-CP | 120 |  | 2 |  | Rapid |  |  |  |  | No Match | Magnetic | [5 empty] | Federally-Regulated Consumer Product | 1991-09-11 |  | 1992-12-01
Valmont Electric | Valmont Electric | 8G1008W | 120 |  | 2 |  | No Match |  |  |  |  | No Match | No Match | [5 empty] | Federally-Regulated Consumer Product | 1991-09-01 |  | 1997-02-01
Etta Industries | Etta Industries | EC2S-120A2-D | 120 |  | 2 |  | No Match |  |  |  |  | No Match | No Match | [5 empty] | Federally-Regulated Consumer Product | 1997-02-01 |  | 1998-03-01
Valmont Electric | Opti-Miser | M28-120SES | 120 |  | 2 |  | Rapid |  |  |  |  | No Match | Cathode cut-out | [5 empty] | Federally-Regulated Consumer Product | 1996-03-14 |  | 1997-02-01
Lumisistemas | Regent Lighting | ES-3000 A | 120 |  | 2 |  | No Match |  |  |  |  | No Match | No Match | [5 empty] | Federally-Regulated Consumer Product | 1991-09-01 |  | 1995-04-01
Magnetek Universal Manufacturing | Triad | B432I120HP | 120 |  | 3 |  | Instant |  |  |  |  | No Match | Electronic | [5 empty] | Federally-Regulated Consumer Product | 1995-03-09 |  | 1995-04-01
Magnetek Universal Manufacturing | Triad | B240R277HP | 277 |  | 2 |  | No Match |  |  |  |  | No Match | No Match | [5 empty] | Federally-Regulated Consumer Product | 1992-12-29 |  | 1996-12-02
Fulham Co., Inc. | Fulham Co., Inc. | FEP 900 120 432 | 120 |  | 4 |  | Rapid |  |  |  |  | No Match | Electronic | [5 empty] | Federally-Regulated Consumer Product | 1995-04-28 |  | 1997-02-01
Advance Transformer Co. S.A. de C.V. | Advance Transformer | R 2E75S-TP | 120 |  | 2 |  | No Match |  |  |  |  | No Match | No Match | [5 empty] | Non Federally-Regulated | 1989-10-01 |  | 1991-09-01
Valmont Electric | Valmont Electric | M28-120-1 | 120 |  | 1 |  | No Match |  |  |  |  | No Match | No Match | [5 empty] | Federally-Regulated Consumer Product | 1991-09-01 |  | 1997-02-01
Advance Transformer Co. S.A. de C.V. | Advance Transformer | VK2S40-TP | 277 |  | 2 |  | No Match |  |  |  |  | No Match | Cathode cut-out | [5 empty] | Federally-Regulated Consumer Product | 1997-02-01 |  | 2000-04-13
Advance A Division, Philips Electronics NA | Advance A Division, Philips Electronics NA | HCN-2S54-90C | 347 - 480 (inclusive) |  | 2 | Other | Programmed |  |  |  |  | Non-BallastDimming | Electronic | 0.98 |  |  |  |  | Non Federally-Regulated | 2008-01-30 |  | 2009-06-22
Terralux, Inc. | Terralux, Inc. | TBL40D277 | 277 |  | 2 |  | No Match |  |  |  |  | No Match | No Match | [5 empty] | Federally-Regulated Consumer Product | 1992-01-17 |  | 1995-04-20
Lumisistemas | Atlas Electric | E240 TP277 | 277 |  | 2 |  | Rapid |  |  |  |  | No Match | Magnetic | [5 empty] | Federally-Regulated Consumer Product | 1992-10-23 |  | 1992-12-01
Lutron Electronics Co., Inc. | Eco-10 | ECO-T554-277-1 | 277 |  | 1 | Other | Programmed |  |  |  |  | Continuous | Electronic | 0.99 |  |  |  |  | Non Federally-Regulated | 2008-01-30 |  | 2009-12-08
Lumisistemas | Regent Lighting | 84012 | 120 |  | 2 |  | No Match |  |  |  |  | No Match | Magnetic | [5 empty] | Federally-Regulated Consumer Product | 1997-02-01 |  | 1998-03-01
Lumisistemas | Atlas Electric | A275 TP120 | 120 |  | 2 |  | Instant |  |  |  |  | No Match | Magnetic | [5 empty] | Federally-Regulated Consumer Product | 1993-01-14 |  | 1995-04-01
Aromat Corp. | Nais | EP432I120H2 | 120 |  | 4 |  | Instant |  |  |  |  | No Match | Electronic | [5 empty] | Federally-Regulated Consumer Product | 1994-10-12 |  | 1995-04-01
GE Appliances, a Haier company | General Electric | M28-120-1 | 120 |  | 1 |  | No Match |  |  |  |  | No Match | No Match | [5 empty] | Non Federally-Regulated | 1986-08-01 |  | 2015-09-03
Signify North America Corporation | Philips Advance | IOPA-2P32-N | 277 |  | 2 | Other | Instant |  |  |  |  | Non-BallastDimming | Electronic | 0.99 |  |  |  |  | Non Federally-Regulated | 2014-10-01 |  | 2014-10-01
Magnetek Universal Manufacturing | Energy-Lok | 304-4791-800 | 120 |  | 2 |  | No Match |  |  |  |  | No Match | No Match | [5 empty] | Non Federally-Regulated | 1989-10-01 |  | 1992-12-01
Signify North America Corporation | Philips Advance | IOP-2PSP32-SC | 120 |  | 2 | Other | Programmed |  |  |  |  | Non-BallastDimming | Electronic | 0.96 |  |  |  |  | Non Federally-Regulated | 2011-11-21 |  | 2011-11-22
Advance Transformer Co. S.A. de C.V. | Advance Transformer | REL1S40RHTP | 120 |  | 1 |  | No Match |  |  |  |  | No Match | Electronic | [5 empty] | Federally-Regulated Consumer Product | 1997-02-01 |  | 2000-04-13
Valmont Electric | Valmont Electric | 8G1074W | 120 |  | 1 |  | No Match |  |  |  |  | No Match | Magnetic | [5 empty] | Federally-Regulated Consumer Product | 1997-02-01 |  | 2000-04-13
Signify North America Corporation | Philips Lighting Electronics North America | R-140-TP | 120 |  | 1 | Other | Rapid |  |  |  |  | Non-BallastDimming | Magnetic | 0.97 |  |  |  |  | Federally-Regulated Consumer Product | 2009-06-22 |  | 2012-09-06
Advance Transformer Co. S.A. de C.V. | Advance Transformer | VK134-TP | 277 |  | 1 |  | No Match |  |  |  |  | No Match | No Match | [5 empty] | Federally-Regulated Consumer Product | 1992-12-01 |  | 1997-02-01
Magnetek Universal Manufacturing | Watt Reducer | 412-L-SLH-TC-P | 120 |  | 1 |  | No Match |  |  |  |  | No Match | No Match | [5 empty] | Non Federally-Regulated | 1989-10-01 |  | 1991-09-01
Howard Industries, Inc. | Howard Industries | EC4/32IS-120 | 120 |  | 4 |  | No Match |  |  |  |  | No Match | Electronic | [5 empty] | Voluntarily Certified | 1997-02-01 |  | 2000-04-13
Electronic Ballast Tech. | Electronic Ballast Tech. | SSB1 277 1/40 LH | 277 |  | 1 |  | No Match |  |  |  |  | No Match | No Match | [5 empty] | Federally-Regulated Consumer Product | 1992-12-01 |  | 2000-04-13
Palindent, Ltd. | Palindent | TS-4012-2PRS-12- | 120 |  | 2 |  | No Match |  |  |  |  | No Match | No Match | [5 empty] | Federally-Regulated Consumer Product | 1992-11-02 |  | 1995-04-28
Magnetek Universal Manufacturing | Universal | 446-L-SLH-TC-P | 120 |  | 2 |  | No Match |  |  |  |  | No Match | No Match | [5 empty] | Non Federally-Regulated | 1989-09-06 |  | 1996-12-02
Howard Industries, Inc. | Howard Industries | EC1/32IS-277 | 277 |  | 1 |  | No Match |  |  |  |  | No Match | Electronic | [5 empty] | Non Federally-Regulated | 1997-02-01 |  | 2000-04-13
Advance Transformer Co. S.A. de C.V. | Advance Transformer | REL2P60RHTP | 120 |  | 2 |  | Instant |  |  |  |  | No Match | Electronic | [5 empty] | Federally-Regulated Consumer Product | 1996-03-14 |  | 2009-03-12
Fulham Co., Inc. | Fulham Co., Inc. | FEP 900 277 432 | 277 |  | 4 |  | Rapid |  |  |  |  | No Match | Electronic | [5 empty] | Federally-Regulated Consumer Product | 1995-04-28 |  | 1997-02-01
Magnetek Universal Manufacturing | Triad | B232R120HP | 120 |  | 2 |  | Rapid |  |  |  |  | No Match | Electronic | [5 empty] | Federally-Regulated Consumer Product | 1995-03-09 |  | 1995-04-01
Techmedia Lighting, Inc. | Techlite | 232T120 | 120 |  | 2 |  | Rapid |  |  |  |  | No Match | Electronic | [5 empty] | Federally-Regulated Consumer Product | 1996-05-15 |  | 1997-02-01
Signify North America Corporation | Philips Lighting Electronics North America | REL-2S40-SC | 120 |  | 2 | Other | Rapid |  |  |  |  | Non-BallastDimming | Electronic | 0.98 | 0.9 |  |  |  | Federally-Regulated Consumer Product | 2009-06-22 |  | 2012-09-06
Lumisistemas | Regent Lighting | 1000 | 120 |  | 2 |  | No Match |  |  |  |  | No Match | Magnetic | [5 empty] | Federally-Regulated Consumer Product | 1995-04-01 |  | 2000-04-13
King Technology, Inc. | Kingtec | 240K-120 | 120 |  | 2 |  | No Match |  |  |  |  | No Match | No Match | [5 empty] | Federally-Regulated Consumer Product | 1997-02-01 |  | 1998-03-01
Advance A Division, Philips Electronics NA | Advance A Division, Philips Electronics NA | IIC-132-SC | 120 - 277 (inclusive) |  | 1 | Other | Programmed |  |  |  |  | Non-BallastDimming | Electronic | 0.98 |  |  |  |  | Non Federally-Regulated | 2008-01-30 |  | 2009-06-22
Fulham Co., Inc. | Fulham Co., Inc. | FEP 900 277 432 | 277 |  | 4 |  | No Match |  |  |  |  | No Match | Electronic | [5 empty] | Voluntarily Certified | 1997-02-01 |  | 2000-04-13
Lutron Electronics Co., Inc. | Ecosystem | EC5 T524 J 120 2 | 120 |  | 2 | Other | Programmed |  |  |  |  | Continuous | Electronic | 1 |  |  |  |  | Non Federally-Regulated | 2008-01-30 |  | 2009-12-08
Toshiba | Toshiba | FMB32IS1-277 | 277 |  | 1 |  | No Match |  |  |  |  | No Match | Electronic | [5 empty] | Non Federally-Regulated | 1995-04-01 |  | 1995-04-13
Lumisistemas | Lumisistemas | R-2110-120-CP | 120 |  | 2 |  | No Match |  |  |  |  | No Match | No Match | [5 empty] | Federally-Regulated Consumer Product | 1992-12-01 |  | 1995-04-01
Valmont Electric | Valmont Electric | M28-120 | 120 |  | 2 |  | No Match |  |  |  |  | No Match | No Match | [5 empty] | Non Federally-Regulated | 1988-10-20 |  | 1991-09-01
Magnetek Universal Manufacturing | Triad | B240R120HP | 120 |  | 2 |  | No Match |  |  |  |  | No Match | Electronic | [5 empty] | Federally-Regulated Consumer Product | 1997-02-01 |  | 2000-04-13
Toshiba | Toshiba | FMB32RP2-277 | 277 |  | 2 |  | No Match |  |  |  |  | No Match | Electronic | [5 empty] | Non Federally-Regulated | 1995-04-01 |  | 1995-04-13
Lumisistemas | American Louver Co. | V240RS120 | 120 |  | 2 |  | No Match |  |  |  |  | No Match | Magnetic | [5 empty] | Federally-Regulated Consumer Product | 1995-04-01 |  | 2000-04-13
MW McWong International | Pacific Ballast | ES-240-TP | 120 |  | 2 |  | No Match |  |  |  |  | No Match | Magnetic | [5 empty] | Federally-Regulated Consumer Product | 1997-02-01 |  | 2000-04-13
Luminoptics | Luminoptics | 241-1-4207 | 120 |  | 2 |  | No Match |  |  |  |  | No Match | No Match | [5 empty] | Non Federally-Regulated | 1985-04-01 |  | 1986-08-01
Etta Industries | Etta Industries | EC1S-277A8 | 277 |  | 1 |  | Rapid |  |  |  |  | No Match | Electronic | [5 empty] | Federally-Regulated Consumer Product | 1994-10-06 |  | 1995-04-01
Smallwood Limited, Inc. | Champion | SEB4H120 | 120 |  | 2 |  | No Match |  |  |  |  | No Match | No Match | [5 empty] | Non Federally-Regulated | 1989-10-01 |  | 1991-09-01
Advance A Division, Philips Electronics NA | Advance A Division, Philips Electronics NA | IZT-4S32 | 120 - 277 (inclusive) |  | 4 | Other | Programmed |  |  |  |  | Continuous | Electronic | 0.98 |  |  |  |  | Non Federally-Regulated | 2008-01-30 |  | 2009-06-22
Magnetek Universal Manufacturing | Triad | B432I277HP | 277 |  | 4 |  | No Match |  |  |  |  | No Match | Electronic | [5 empty] | Voluntarily Certified | 1995-04-01 |  | 2000-04-13
Easylite | Easylite | 3500002 | 277 |  | 2 | Other | Rapid |  |  |  |  | Continuous | Electronic | 0.98 | 0.9 |  |  |  | Voluntarily Certified | 2004-03-11 |  | 2004-03-19
Advance A Division, Philips Electronics NA | Advance A Division, Philips Electronics NA | VCN-1S32-SC | 277 |  | 1 | Other | Programmed |  |  |  |  | Non-BallastDimming | Electronic | 0.98 |  |  |  |  | Non Federally-Regulated | 2008-01-30 |  | 2009-06-22
Advance Transformer Co. S.A. de C.V. | Advance Transformer | REL2S110RHTP | 120 |  | 2 |  | No Match |  |  |  |  | No Match | Electronic | [5 empty] | Federally-Regulated Consumer Product | 1997-02-01 |  | 2000-04-13
Aromat Corp. | Nais | ES340R277H2 | 277 |  | 3 |  | No Match |  |  |  |  | No Match | Electronic | [5 empty] | Voluntarily Certified | 1995-04-01 |  | 2000-04-13
Lumisistemas | C.E.W. Lighting | 8FR275/277ES | 277 |  | 2 |  | No Match |  |  |  |  | No Match | Magnetic | [5 empty] | Federally-Regulated Consumer Product | 1995-04-01 |  | 2000-04-13
Lumisistemas | Lumi-Kon | AST-260-120-CP | 120 |  | 2 |  | Instant |  |  |  |  | No Match | Magnetic | [5 empty] | Federally-Regulated Consumer Product | 1994-10-12 |  | 1995-04-01
Magnetek Universal Manufacturing | Triad | B332I277L | 277 |  | 3 |  | Instant |  |  |  |  | No Match | Electronic | [5 empty] | Federally-Regulated Consumer Product | 1995-03-09 |  | 1995-04-01
Magnetek Universal Manufacturing | Triad | B232I120L | 120 |  | 2 |  | No Match |  |  |  |  | No Match | Electronic | [5 empty] | Non Federally-Regulated | 1995-04-01 |  | 2000-04-13
Signify North America Corporation | Philips Advance | IOP-4PSP32-HL-G | 277 |  | 4 | Other | Programmed |  |  |  |  | Non-BallastDimming | Electronic | 0.98 |  |  |  |  | Non Federally-Regulated | 2012-08-07 |  | 2012-08-07
Lutron Electronics Co., Inc. | Ecosystem | EC5 T825 J 277 1 | 277 |  | 1 | Other | Programmed |  |  |  |  | Continuous | Electronic | 0.97 |  |  |  |  | Non Federally-Regulated | 2008-01-30 |  | 2009-12-08
Lumisistemas | American Louver Co. | V140RS277 | 277 |  | 1 |  | No Match |  |  |  |  | No Match | Magnetic | [5 empty] | Federally-Regulated Consumer Product | 1995-04-01 |  | 2000-04-13
Signify North America Corporation | Philips Lighting Electronics North America | REL-2P32-SC | 120 |  | 2 | Other | Instant |  |  |  |  | Non-BallastDimming | Electronic | 0.98 |  |  |  |  | Non Federally-Regulated | 2009-06-22 |  | 2012-09-06
Fulham Co., Inc. | Fulham Co., Inc. | FEP 900 120 432LW | 120 |  | 4 |  | No Match |  |  |  |  | No Match | Electronic | [5 empty] | Voluntarily Certified | 1995-04-01 |  | 1995-04-28
Taipei Multipower, Inc. | TMP | FLB32D277-6 | 277 |  | 2 |  | No Match |  |  |  |  | No Match | Electronic | [5 empty] | Non Federally-Regulated | 1995-04-01 |  | 2000-04-13
Advance A Division, Philips Electronics NA | Advance A Division, Philips Electronics NA | IOP-2P59-SC | 120 - 277 (inclusive) |  | 2 | Other | Instant |  |  |  |  | Non-BallastDimming | Electronic | 0.98 |  |  |  |  | Non Federally-Regulated | 2008-01-30 |  | 2009-06-22
Advance Transformer Co. S.A. de C.V. | Advance Transformer | V 140-2-TP | 277 |  | 1 |  | No Match |  |  |  |  | No Match | Magnetic | [5 empty] | Non Federally-Regulated | 1988-10-20 |  | 1996-03-14
Toshiba | Toshiba | FMB32RP2-120 | 120 |  | 2 |  | No Match |  |  |  |  | No Match | Electronic | [5 empty] | Non Federally-Regulated | 1995-04-01 |  | 1995-04-13
Fulham Co., Inc. | Fulham Co., Inc. | FEP 1200 277 240 | 277 |  | 2 |  | Rapid |  |  |  |  | No Match | Electronic | [5 empty] | Federally-Regulated Consumer Product | 1995-04-28 |  | 1997-02-01
Advance A Division, Philips Electronics NA | Advance A Division, Philips Electronics NA | REB-4P32-SC | 120 |  | 4 | Designed and labeled for use o | Instant |  |  |  |  | Non-BallastDimming | Electronic | 0.55 |  |  |  |  | Non Federally-Regulated | 2008-01-30 |  | 2009-06-22
Advance A Division, Philips Electronics NA | Advance A Division, Philips Electronics NA | R-2S110-TP | 120 |  | 2 | Other | Rapid |  |  |  |  | Non-BallastDimming | Magnetic | 0.98 | 0.9 |  |  |  | Federally-Regulated Consumer Product | 2008-01-30 |  | 2009-06-22
Lutron Electronics Co., Inc. | Eco-10 | ECO-T528-120-2 | 120 |  | 2 | Other | Programmed |  |  |  |  | Continuous | Electronic | 1 |  |  |  |  | Non Federally-Regulated | 2008-01-30 |  | 2009-12-08
Signify North America Corporation | Philips Lighting Electronics North America | ICN-2M32-MC | 120 - 277 (inclusive) |  | 2 | Other | Instant |  |  |  |  | Non-BallastDimming | Electronic | 0.98 |  |  |  |  | Non Federally-Regulated | 2009-06-22 |  | 2012-09-06
Electronic Ballast Tech. | Electronic Ballast Tech. | SSB2 120 2/96ISLH | 120 |  | 2 |  | No Match |  |  |  |  | No Match | No Match | [5 empty] | Federally-Regulated Consumer Product | 1992-12-01 |  | 2000-04-13
Signify North America Corporation | Philips Lighting Electronics North America | IOP-2S32-LW-SC | 120 - 277 (inclusive) |  | 2 | Other | Programmed |  |  |  |  | Non-BallastDimming | Electronic | 0.98 |  |  |  |  | Non Federally-Regulated | 2009-06-22 |  | 2012-09-06
King Technology, Inc. | Kingtec | 232K-120-75% | 120 |  | 2 |  | Rapid |  |  |  |  | No Match | Electronic | [5 empty] | Federally-Regulated Consumer Product | 1994-10-06 |  | 1995-04-01
Advance Transformer Co. S.A. de C.V. | Advance Transformer | VIV40-TP | 277 |  | 1 |  | No Match |  |  |  |  | No Match | No Match | [5 empty] | Federally-Regulated Consumer Product | 1997-02-01 |  | 2000-04-13
Valmont Electric | Ultra-Miser | E232PI120HG01 | 120 |  | 2 |  | Instant |  |  |  |  | No Match | Electronic | [5 empty] | Federally-Regulated Consumer Product | 1995-04-28 |  | 1997-02-01
Advance Transformer Co. S.A. de C.V. | Advance Transformer | VEL2S40RHTP | 277 |  | 2 |  | No Match |  |  |  |  | No Match | Electronic | [5 empty] | Federally-Regulated Consumer Product | 1992-12-01 |  | 1996-03-14
RTC Marketing Co. | RTC Marketing Co. | GLRS240P-10 | 120 |  | 2 |  | No Match |  |  |  |  | No Match | Magnetic | [5 empty] | Federally-Regulated Consumer Product | 1997-02-01 |  | 2000-04-13
Electronic Ballast Tech. | Electronic Ballast Tech. | SSB2-277-2/96ISLH | 277 |  | 2 |  | No Match |  |  |  |  | No Match | Electronic | [5 empty] | Federally-Regulated Consumer Product | 1992-12-01 |  | 1996-03-07
Signify North America Corporation | Philips Lighting Electronics North America | VEL-3P32-LW-SC | 277 |  | 3 | Other | Instant |  |  |  |  | Non-BallastDimming | Electronic | 0.98 |  |  |  |  | Non Federally-Regulated | 2009-06-22 |  | 2012-09-06
Valmont Electric | Opti-Miser | M28-120 | 120 |  | 2 |  | Rapid |  |  |  |  | No Match | Cathode cut-out | [5 empty] | Federally-Regulated Consumer Product | 1996-03-14 |  | 1997-02-01
Advance Transformer Co. S.A. de C.V. | Advance Transformer | RK2S40-TP | 120 |  | 2 |  | No Match |  |  |  |  | No Match | Cathode cut-out | [5 empty] | Federally-Regulated Consumer Product | 1991-09-23 |  | 1996-03-14
GE Appliances, a Haier company | General Electric | 296SL-120-PM1 | 120 |  | 2 |  | No Match |  |  |  |  | No Match | No Match | [5 empty] | Non Federally-Regulated | 1984-05-01 |  | 2015-09-03
Industrias Solabasic | Osram Sylvania, Inc. | 48018 | 120 |  | 2 |  | Instant |  |  |  |  | No Match | Magnetic | [5 empty] | Federally-Regulated Consumer Product | 2000-04-14 |  | 2009-03-12
Magnetek Universal Manufacturing | Jefferson | 304-4951-800 | 120 |  | 1 |  | No Match |  |  |  |  | No Match | Magnetic | [5 empty] | Federally-Regulated Consumer Product | 1997-02-01 |  | 2000-04-13
Signify North America Corporation | Philips Lighting Electronics North America | VK-2S32-TP | 277 |  | 2 | Other | Rapid |  |  |  |  | Non-BallastDimming | Cathode cut-out | 0.92 |  |  |  |  | Non Federally-Regulated | 2009-06-22 |  | 2012-09-06
Electronic Ballast Tech. | Electronic Ballast Tech. | SSB1-120-2/96HOLH | 120 |  | 2 |  | No Match |  |  |  |  | No Match | Electronic | [5 empty] | Federally-Regulated Consumer Product | 1997-02-01 |  | 2000-04-13
Lumisistemas | Lumi-Kon | AS-260-120-CP | 120 |  | 2 |  | Instant |  |  |  |  | No Match | Magnetic | [5 empty] | Federally-Regulated Consumer Product | 1994-06-27 |  | 1995-04-01
Lumisistemas | Energy-F | R-240-277-CP | 277 |  | 2 |  | No Match |  |  |  |  | No Match | No Match | [5 empty] | Federally-Regulated Consumer Product | 1991-09-01 |  | 1995-04-01
Advance A Division, Philips Electronics NA | Advance A Division, Philips Electronics NA | REZ-2S32-SC | 120 |  | 2 | Other | Programmed |  |  |  |  | Continuous | Electronic | 0.98 |  |  |  |  | Non Federally-Regulated | 2008-01-30 |  | 2009-06-22
Toshiba | Toshiba | FMB32IS4-277 | 277 |  | 4 |  | Instant |  |  |  |  | No Match | Electronic | [5 empty] | Federally-Regulated Consumer Product | 1995-04-17 |  | 1997-02-01
Magnetek Universal Manufacturing | Triad | B240R277HP | 277 |  | 2 |  | Rapid |  |  |  |  | No Match | Electronic | [5 empty] | Federally-Regulated Consumer Product | 1996-12-02 |  | 1997-02-01
MW McWong International | Pacific Ballast | IS-260G | 120 |  | 2 |  | Instant |  |  |  |  | No Match | Magnetic | [5 empty] | Federally-Regulated Consumer Product | 1994-10-06 |  | 1994-10-24
Signify North America Corporation | Philips Advance | IOP-2PSP32-HL-N | 120 |  | 2 | Other | Programmed |  |  |  |  | Non-BallastDimming | Electronic | 0.99 |  |  |  |  | Non Federally-Regulated | 2014-10-01 |  | 2014-10-01
Valmont Electric | Ultra-Miser | E232SR120G01 | 120 |  | 2 |  | No Match |  |  |  |  | No Match | Electronic | [5 empty] | Non Federally-Regulated | 1995-04-01 |  | 1995-04-28
Signify North America Corporation | Philips Lighting Electronics North America | R-2S34-TP | 120 |  | 2 | Other | Rapid |  |  |  |  | Non-BallastDimming | Magnetic | 0.98 |  |  |  |  | Federally-Regulated Consumer Product | 2009-06-22 |  | 2012-09-06
Lumisistemas | TBP & Associates | LL275-120-TP | 120 |  | 2 |  | No Match |  |  |  |  | No Match | No Match | [5 empty] | Federally-Regulated Consumer Product | 1991-09-01 |  | 1995-04-01
Advance A Division, Philips Electronics NA | Advance A Division, Philips Electronics NA | VEZ-132-SC | 277 |  | 1 | Other | Programmed |  |  |  |  | Continuous | Electronic | 0.98 |  |  |  |  | Non Federally-Regulated | 2008-01-30 |  | 2009-06-22
Fulham Co., Inc. | Fulham Co., Inc. | FEP 900 277 332LW | 277 |  | 3 |  | No Match |  |  |  |  | No Match | Electronic | [5 empty] | Voluntarily Certified | 1995-04-01 |  | 1995-04-28
Lutron Electronics Co., Inc. | Hi-Lume 3D | H3D T817 C UNV 1 10 | 120 - 277 (inclusive) |  | 1 | Other | Programmed |  |  |  |  | Continuous | Electronic | 0.99 |  |  |  |  | Non Federally-Regulated | 2009-08-31 |  | 2009-12-08
Signify North America Corporation | Philips Advance | IOP-4P32-HL-90C-SC | 120 |  | 4 | Other | Instant |  |  |  |  | Non-BallastDimming | Electronic | 0.99 |  |  |  |  | Non Federally-Regulated | 2014-10-01 |  | 2014-10-01
Lumisistemas | Lumisistemas | R-2110-120-CP | 120 |  | 2 |  | No Match |  |  |  |  | No Match | Magnetic | [5 empty] | Federally-Regulated Consumer Product | 1995-04-01 |  | 2000-04-13
Valmont Electric | Ultra-Miser | E132PI277G01 | 277 |  | 1 |  | No Match |  |  |  |  | No Match | Electronic | [5 empty] | Non Federally-Regulated | 1997-02-01 |  | 2000-04-13
Toshiba | Toshiba | FMB40RS2-120 | 120 |  | 2 |  | No Match |  |  |  |  | No Match | No Match | [5 empty] | Federally-Regulated Consumer Product | 1993-08-10 |  | 1995-04-13
K Omega Corp. | K Omega | SB 12042 LHD | 120 |  | 2 |  | No Match |  |  |  |  | No Match | No Match | [5 empty] | Federally-Regulated Consumer Product | 1991-09-11 |  | 1991-09-01
Signify North America Corporation | Philips Advance | IOP-1PSP32-LW-N | 277 |  | 1 | Other | Programmed |  |  |  |  | Non-BallastDimming | Electronic | 0.94 |  |  |  |  | Non Federally-Regulated | 2014-10-01 |  | 2014-10-01
Electronic Ballast Tech. | Electronic Ballast Tech. | SSB1-277-2/40 75% | 277 |  | 2 |  | Rapid |  |  |  |  | No Match | Electronic | [5 empty] | Federally-Regulated Consumer Product | 1996-03-07 |  | 2000-12-19
Etta Industries | Etta Industries | EC2S-277F96-D | 277 |  | 2 |  | No Match |  |  |  |  | No Match | No Match | [5 empty] | Federally-Regulated Consumer Product | 1992-12-01 |  | 1992-12-23
Advance A Division, Philips Electronics NA | Advance A Division, Philips Electronics NA | REL-2S110 | 120 |  | 2 | Other | Rapid |  |  |  |  | Non-BallastDimming | Electronic | 0.98 | 0.9 |  |  |  | Federally-Regulated Consumer Product | 2008-01-30 |  | 2009-06-22