## Table
Manufacturer | Brand | Model Number | Lamp Position | Ballast Type | Lamp Rating, Low (Watts) | Lamp Rating, High (Watts) | Tested Input Voltage | Outdoor Luminaire | Compliance Option | Minimum Ballast Efficiency | Lamp Exceptions | Integrated Control Type | Integrated Control Method | Maximum Relamping Rated Wattage | Packaged With Efficient Lamps | Regulatory Status | Add Date | Reference Number | Modified Date
Gardco Lighting | Gardco | EH141VS**175PSMH************** | Vertical - Base Up | Pulse-start - magnetic | 175 |  |  |  |  | 88 | No Exceptions Met |  |  |  |  | Non Federally-Regulated | 12/24/2007 |  | 02/06/2008
PLUSRITE ELECTRIC (CHINA) CO., LTD | PLUSRITE | BAPS320-CWA/V5 | Universal | Pulse-start - magnetic | 320 | 320 |  | True | Relamping Rated Wattage | 89.5 |  |  |  | 290-335 watts | True | Non Federally-Regulated | 11/18/2015 |  | 11/24/2015
GE Lighting, a Savant company | General Electric | CHMX40E*A******** | Horizontal | Pulse-start - magnetic | 400 | 400 |  | True | Relamping Rated Wattage | 88 |  |  |  | 336-500 watts | True | Non Federally-Regulated | 04/02/2013 |  | 02/09/2017
GE Lighting, a Savant company | General Electric | DMA40E*A*********** | Vertical - Base Up | Pulse-start - magnetic | 400 | 400 |  | True | Relamping Rated Wattage | 88 |  |  |  | 336-500 watts | True | Non Federally-Regulated | 12/27/2012 |  | 02/09/2017
GE Lighting, a Savant company | General Electric | DSMT25E*A********** | Horizontal | Pulse-start - magnetic | 250 | 250 |  | True | Ballast Efficiency | 90 |  |  |  | 150-160 watts | True | Non Federally-Regulated | 04/02/2013 |  | 02/09/2017
GE Lighting, a Savant company | General Electric | DSMT40E*A********** | Horizontal | Pulse-start - magnetic | 400 | 400 |  | True | Relamping Rated Wattage | 88 |  |  |  | 336-500 watts | True | Non Federally-Regulated | 12/27/2012 |  | 02/09/2017
GE Lighting, a Savant company | General Electric | FP2W40P*A****** | Vertical - Base Up | Pulse-start - magnetic | 400 | 400 |  | True | Relamping Rated Wattage | 88 |  |  |  | 336-500 watts | True | Non Federally-Regulated | 08/12/2013 |  | 02/09/2017
GE Lighting, a Savant company | General Electric | M2AC25E*A****** | Horizontal | Pulse-start - magnetic | 250 | 250 |  | True | Ballast Efficiency | 90 |  |  |  | 150-160 watts |  | Non Federally-Regulated | 06/12/2013 |  | 02/09/2017
GE Lighting, a Savant company | General Electric | M2RC25E*A****** | Horizontal | Pulse-start - magnetic | 250 | 250 |  | True | Ballast Efficiency | 90 |  |  |  | 150-160 watts |  | Non Federally-Regulated | 06/12/2013 |  | 02/09/2017
GE Lighting, a Savant company | General Electric | M2RE25E*A****** | Horizontal | Pulse-start - magnetic | 250 | 250 |  | True | Ballast Efficiency | 90 |  |  |  | 150-160 watts |  | Non Federally-Regulated | 06/12/2013 |  | 02/09/2017
GE Lighting, a Savant company | General Electric | M2RR25E*A******** | Horizontal | Pulse-start - magnetic | 250 | 250 |  | True | Ballast Efficiency | 90 |  |  |  | 150-160 watts | True | Non Federally-Regulated | 04/02/2013 |  | 02/09/2017
GE Lighting, a Savant company | General Electric | MDCA40E*A******* | Horizontal | Pulse-start - magnetic | 400 | 400 |  | True | Relamping Rated Wattage | 88 |  |  |  | 336-500 watts | True | Non Federally-Regulated | 04/02/2013 |  | 02/09/2017
GE Lighting, a Savant company | General Electric | MDCL25E*A******* | Horizontal | Pulse-start - magnetic | 250 | 250 |  | True | Ballast Efficiency | 90 |  |  |  | 150-160 watts |  | Non Federally-Regulated | 06/12/2013 |  | 02/09/2017
GE Lighting, a Savant company | General Electric | MDCL40E*A********** | Horizontal | Pulse-start - magnetic | 400 | 400 |  | True | Relamping Rated Wattage | 88 |  |  |  | 336-500 watts | True | Non Federally-Regulated | 12/27/2012 |  | 02/09/2017
GE Lighting, a Savant company | General Electric | MDRA40E*A******* | Horizontal | Pulse-start - magnetic | 400 | 400 |  | True | Relamping Rated Wattage | 88 |  |  |  | 336-500 watts | True | Non Federally-Regulated | 04/02/2013 |  | 02/09/2017
GE Lighting, a Savant company | General Electric | MDRL25E*A********** | Horizontal | Pulse-start - magnetic | 250 | 250 |  | True | Ballast Efficiency | 90 |  |  |  | 150-160 watts | True | Non Federally-Regulated | 04/02/2013 |  | 02/09/2017
GE Lighting, a Savant company | General Electric | MDRL40E*A******* | Horizontal | Pulse-start - magnetic | 400 | 400 |  | True | Relamping Rated Wattage | 88 |  |  |  | 336-500 watts | True | Non Federally-Regulated | 06/12/2013 |  | 02/09/2017
GE Lighting, a Savant company | General Electric | MSCL25E*A********* | Horizontal | Pulse-start - magnetic | 250 | 250 |  | True | Ballast Efficiency | 90 |  |  |  | 150-160 watts | True | Non Federally-Regulated | 04/02/2013 |  | 02/09/2017
GE Lighting, a Savant company | General Electric | MSCL40E*A********* | Horizontal | Pulse-start - magnetic | 400 | 400 |  | True | Relamping Rated Wattage | 88 |  |  |  | 336-500 watts | True | Non Federally-Regulated | 12/27/2012 |  | 02/09/2017
GE Lighting, a Savant company | General Electric | MSRA40E*A****** | Horizontal | Pulse-start - magnetic | 400 | 400 |  | True | Relamping Rated Wattage | 88 |  |  |  | 336-500 watts | True | Non Federally-Regulated | 06/12/2013 |  | 02/09/2017
GE Lighting, a Savant company | General Electric | MSRL25E*A****** | Horizontal | Pulse-start - magnetic | 250 | 250 |  | True | Ballast Efficiency | 90 | [5 empty] | Non Federally-Regulated | 06/12/2013 |  | 02/09/2017
GE Lighting, a Savant company | General Electric | MSRL40E*A********* | Horizontal | Pulse-start - magnetic | 400 | 400 |  | True | Relamping Rated Wattage | 88 |  |  |  | 336-500 watts | True | Non Federally-Regulated | 12/27/2012 |  | 02/09/2017
GE Lighting, a Savant company | General Electric | PF1S40E*A****** | Horizontal | Pulse-start - magnetic | 400 | 400 |  | True | Relamping Rated Wattage | 88 |  |  |  | 336-500 watts | True | Non Federally-Regulated | 06/12/2013 |  | 02/09/2017
GE Lighting, a Savant company | General Electric | PF4S25E*A********* | Vertical - Base Down | Pulse-start - magnetic | 250 | 250 |  | True | Ballast Efficiency | 90 |  |  |  |  | False | Non Federally-Regulated | 02/17/2014 |  | 02/09/2017
GE Lighting, a Savant company | General Electric | PF4S40E*A********* | Vertical - Base Down | Pulse-start - magnetic | 400 | 400 |  | True | Relamping Rated Wattage | 88 |  |  |  | 336-500 watts | True | Non Federally-Regulated | 12/27/2012 |  | 02/09/2017
GE Lighting, a Savant company | General Electric | PSFA40E*A***** | Horizontal | Pulse-start - magnetic | 400 | 400 |  | True | Relamping Rated Wattage | 88 |  |  |  | 336-500 watts | True | Non Federally-Regulated | 04/02/2013 |  | 02/09/2017
GE Lighting, a Savant company | General Electric | PSFD40E*A***** | Horizontal | Pulse-start - magnetic | 400 | 400 |  | True | Relamping Rated Wattage | 88 |  |  |  | 336-500 watts | True | Non Federally-Regulated | 04/02/2013 |  | 02/09/2017
GE Lighting, a Savant company | General Electric | W1LR15P*H******** | Horizontal | Pulse-start - magnetic | 150 | 150 |  | True | Ballast Efficiency | 81 | Exception 3 Met |  |  |  |  | Non Federally-Regulated | 02/17/2014 |  | 02/09/2017
GE Lighting, a Savant company | General Electric | W1SG15P*A******** | Vertical - Base Up | Pulse-start - magnetic | 150 | 150 |  | True | Ballast Efficiency | 81 | Exception 3 Met |  |  |  |  | Non Federally-Regulated | 02/17/2014 |  | 02/09/2017
GE Lighting, a Savant company | General Electric | W1SG15P*H******* | Vertical - Base Up | Pulse-start - magnetic | 150 | 150 |  | True | Ballast Efficiency | 81 | Exception 3 Met |  |  |  |  | Non Federally-Regulated | 02/17/2014 |  | 02/09/2017
GE Lighting, a Savant company | General Electric | W1SR15P*H******* | Vertical - Base Up | Pulse-start - magnetic | 150 | 150 |  | True | Ballast Efficiency | 81 | Exception 3 Met |  |  |  |  | Non Federally-Regulated | 02/17/2014 |  | 02/09/2017
GE Lighting, a Savant company | General Electric | W25C15P*H******* | Horizontal | Pulse-start - magnetic | 150 | 150 |  | True | Ballast Efficiency | 81 | Exception 3 Met |  |  |  |  | Non Federally-Regulated | 02/17/2014 |  | 02/09/2017
GE Lighting, a Savant company | General Electric | WM7M15P*H****** | Horizontal | Pulse-start - magnetic | 150 | 150 |  | True | Ballast Efficiency | 81 | Exception 3 Met |  |  |  |  | Non Federally-Regulated | 02/17/2014 |  | 02/09/2017
GE Lighting, a Savant company | General Electric | WM7S15M*H****** | Horizontal | Pulse-start - magnetic | 150 | 150 |  | True | Ballast Efficiency | 81 | Exception 3 Met |  |  |  |  | Non Federally-Regulated | 02/17/2014 |  | 02/09/2017
The Lighting Quotient | elliptipar | M154-315C-*-**-2/U-** | Universal | Pulse-start - electronic | 315 | 315 |  | True | Ballast Efficiency | 92 | [5 empty] | Non Federally-Regulated | 03/08/2017 |  | 03/08/2017
The Lighting Quotient | elliptipar | M103-150G-*-**-1/2-** | Universal | Pulse-start - electronic | 150 | 150 |  | False | Ballast Efficiency | 90 | [5 empty] | Non Federally-Regulated | 03/08/2017 |  | 03/08/2017
The Lighting Quotient | elliptipar | M404-240P-*-**-2/U-** | Universal | Pulse-start - electronic | 400 | 400 |  | False | Ballast Efficiency | 92 | [5 empty] | Non Federally-Regulated | 03/08/2017 |  | 03/08/2017
The Lighting Quotient | elliptipar | M154-2350-*-**-2/U-** | Universal | Pulse-start - electronic | 350 | 350 |  | True | Ballast Efficiency | 92 | [5 empty] | Non Federally-Regulated | 03/08/2017 |  | 03/08/2017
The Lighting Quotient | elliptipar | M454-150G-*-**-1/2-** | Universal | Pulse-start - electronic | 150 | 150 |  | True | Ballast Efficiency | 90 | [5 empty] | Non Federally-Regulated | 03/08/2017 |  | 03/08/2017
The Lighting Quotient | elliptipar | M409-400P-*-**-2/U-** | Universal | Pulse-start - electronic | 400 | 400 |  | False | Ballast Efficiency | 92 | [5 empty] | Non Federally-Regulated | 03/08/2017 |  | 03/08/2017
The Lighting Quotient | elliptipar | M156-315C-*-**-2/U-** | Universal | Pulse-start - electronic | 315 | 315 |  | False | Ballast Efficiency | 92 | [5 empty] | Non Federally-Regulated | 03/08/2017 |  | 03/08/2017
The Lighting Quotient | elliptipar | M153-400P-*-**-2/U-** | Universal | Pulse-start - electronic | 400 | 400 |  | True | Ballast Efficiency | 92 | [5 empty] | Non Federally-Regulated | 03/08/2017 |  | 03/08/2017
The Lighting Quotient | elliptipar | M103-350P-*-**-2/U-** | Universal | Pulse-start - electronic | 350 | 350 |  | False | Ballast Efficiency | 92 | [5 empty] | Non Federally-Regulated | 03/08/2017 |  | 03/08/2017
The Lighting Quotient | elliptipar | M401-150G-*-**-1/2-** | Universal | Pulse-start - electronic | 150 | 150 |  | False | Ballast Efficiency | 90 | [5 empty] | Non Federally-Regulated | 03/08/2017 |  | 03/08/2017
The Lighting Quotient | elliptipar | M108-320P-*-**-2/U-** | Universal | Pulse-start - electronic | 320 | 320 |  | False | Ballast Efficiency | 92 | [5 empty] | Non Federally-Regulated | 03/08/2017 |  | 03/08/2017
The Lighting Quotient | elliptipar | M408-400P-*-**-2/U-** | Universal | Pulse-start - electronic | 400 | 400 |  | False | Ballast Efficiency | 92 | [5 empty] | Non Federally-Regulated | 03/08/2017 |  | 03/08/2017
The Lighting Quotient | elliptipar | M204-250P-*-**-1/2/U-** | Universal | Pulse-start - electronic | 250 | 250 |  | False | Ballast Efficiency | 92 | [5 empty] | Non Federally-Regulated | 03/08/2017 |  | 03/08/2017
The Lighting Quotient | elliptipar | M409-2350-*-**-2/U-** | Universal | Pulse-start - electronic | 350 | 350 |  | False | Ballast Efficiency | 92 | [5 empty] | Non Federally-Regulated | 03/08/2017 |  | 03/08/2017
The Lighting Quotient | elliptipar | M154-250P-*-**-1/2/U-** | Universal | Pulse-start - electronic | 250 | 250 |  | True | Ballast Efficiency | 92 | [5 empty] | Non Federally-Regulated | 03/08/2017 |  | 03/08/2017
The Lighting Quotient | elliptipar | M104-240P-*-**-2/U-** | Universal | Pulse-start - electronic | 400 | 400 |  | False | Ballast Efficiency | 92 | [5 empty] | Non Federally-Regulated | 03/08/2017 |  | 03/08/2017
The Lighting Quotient | elliptipar | M127-250P-*-**-1/2/U-** | Universal | Pulse-start - electronic | 250 | 250 |  | False | Ballast Efficiency | 92 | [5 empty] | Non Federally-Regulated | 03/08/2017 |  | 03/08/2017
The Lighting Quotient | elliptipar | M456-400P-*-**-2/U-** | Universal | Pulse-start - electronic | 400 | 400 |  | True | Ballast Efficiency | 92 | [5 empty] | Non Federally-Regulated | 03/08/2017 |  | 03/08/2017
The Lighting Quotient | elliptipar | M156-320P-*-**-2/U-** | Universal | Pulse-start - electronic | 320 | 320 |  | False | Ballast Efficiency | 92 | [5 empty] | Non Federally-Regulated | 03/08/2017 |  | 03/08/2017
The Lighting Quotient | elliptipar | M153-210C-*-**-2/U-** | Universal | Pulse-start - electronic | 210 | 210 |  | True | Ballast Efficiency | 92 | [5 empty] | Non Federally-Regulated | 03/08/2017 |  | 03/08/2017
The Lighting Quotient | elliptipar | M108-2315-*-**-2/U-** | Universal | Pulse-start - electronic | 315 | 315 |  | False | Ballast Efficiency | 92 | [5 empty] | Non Federally-Regulated | 03/08/2017 |  | 03/08/2017
The Lighting Quotient | elliptipar | M404-250P-*-**-1/2/U-** | Universal | Pulse-start - electronic | 250 | 250 |  | False | Ballast Efficiency | 92 | [5 empty] | Non Federally-Regulated | 03/08/2017 |  | 03/08/2017
The Lighting Quotient | elliptipar | M152-320P-*-**-2/U-** | Universal | Pulse-start - electronic | 320 | 320 |  | True | Ballast Efficiency | 92 | [5 empty] | Non Federally-Regulated | 03/08/2017 |  | 03/08/2017
The Lighting Quotient | elliptipar | M116-400P-*-**-2/U-** | Universal | Pulse-start - electronic | 400 | 400 |  | False | Ballast Efficiency | 92 | [5 empty] | Non Federally-Regulated | 03/08/2017 |  | 03/08/2017
The Lighting Quotient | elliptipar | M454-315C-*-**-2/U-** | Universal | Pulse-start - electronic | 315 | 315 |  | True | Ballast Efficiency | 92 | [5 empty] | Non Federally-Regulated | 03/08/2017 |  | 03/08/2017
The Lighting Quotient | elliptipar | M406-250P-*-**-1/2/U-** | Universal | Pulse-start - electronic | 250 | 250 |  | False | Ballast Efficiency | 92 | [5 empty] | Non Federally-Regulated | 03/08/2017 |  | 03/08/2017
The Lighting Quotient | elliptipar | M127-2350-*-**-2/U-** | Universal | Pulse-start - electronic | 350 | 350 |  | False | Ballast Efficiency | 92 | [5 empty] | Non Federally-Regulated | 03/08/2017 |  | 03/08/2017
The Lighting Quotient | elliptipar | M103-2315-*-**-2/U-** | Universal | Pulse-start - electronic | 315 | 315 |  | False | Ballast Efficiency | 92 | [5 empty] | Non Federally-Regulated | 03/08/2017 |  | 03/08/2017
The Lighting Quotient | elliptipar | M409-350P-*-**-2/U-** | Universal | Pulse-start - electronic | 350 | 350 |  | False | Ballast Efficiency | 92 | [5 empty] | Non Federally-Regulated | 03/08/2017 |  | 03/08/2017
The Lighting Quotient | elliptipar | M154-150G-*-**-1/2-** | Universal | Pulse-start - electronic | 150 | 150 |  | True | Ballast Efficiency | 90 | [5 empty] | Non Federally-Regulated | 03/08/2017 |  | 03/08/2017
The Lighting Quotient | elliptipar | M152-210C-*-**-2/U-** | Universal | Pulse-start - electronic | 210 | 210 |  | True | Ballast Efficiency | 92 | [5 empty] | Non Federally-Regulated | 03/08/2017 |  | 03/08/2017
The Lighting Quotient | elliptipar | M108-315C-*-**-2/U-** | Universal | Pulse-start - electronic | 315 | 315 |  | False | Ballast Efficiency | 92 | [5 empty] | Non Federally-Regulated | 03/08/2017 |  | 03/08/2017
The Lighting Quotient | elliptipar | M107-150G-*-**-1/2-** | Universal | Pulse-start - electronic | 150 | 150 |  | False | Ballast Efficiency | 90 | [5 empty] | Non Federally-Regulated | 03/08/2017 |  | 03/08/2017
The Lighting Quotient | elliptipar | M108-150G-*-**-1/2-** | Universal | Pulse-start - electronic | 150 | 150 |  | False | Ballast Efficiency | 90 | [5 empty] | Non Federally-Regulated | 03/08/2017 |  | 03/08/2017
The Lighting Quotient | elliptipar | M152-150G-*-**-1/2-** | Universal | Pulse-start - electronic | 150 | 150 |  | True | Ballast Efficiency | 90 | [5 empty] | Non Federally-Regulated | 03/08/2017 |  | 03/08/2017
The Lighting Quotient | elliptipar | M408-250P-*-**-1/2/U-** | Universal | Pulse-start - electronic | 250 | 250 |  | False | Ballast Efficiency | 92 | [5 empty] | Non Federally-Regulated | 03/08/2017 |  | 03/08/2017
The Lighting Quotient | elliptipar | M154-2315-*-**-2/U-** | Universal | Pulse-start - electronic | 315 | 315 |  | True | Ballast Efficiency | 92 | [5 empty] | Non Federally-Regulated | 03/08/2017 |  | 03/08/2017
The Lighting Quotient | elliptipar | M429-400P-*-**-2/U-** | Universal | Pulse-start - electronic | 400 | 400 |  | False | Ballast Efficiency | 92 | [5 empty] | Non Federally-Regulated | 03/08/2017 |  | 03/08/2017
The Lighting Quotient | elliptipar | M409-210C-*-**-2/U-** | Universal | Pulse-start - electronic | 210 | 210 |  | False | Ballast Efficiency | 92 | [5 empty] | Non Federally-Regulated | 03/08/2017 |  | 03/08/2017
The Lighting Quotient | elliptipar | M425-150G-*-**-1/2-** | Universal | Pulse-start - electronic | 150 | 150 |  | False | Ballast Efficiency | 90 | [5 empty] | Non Federally-Regulated | 03/08/2017 |  | 03/08/2017
The Lighting Quotient | elliptipar | M160-150G-*-**-1/2-** | Universal | Pulse-start - electronic | 150 | 150 |  | True | Ballast Efficiency | 90 | [5 empty] | Non Federally-Regulated | 03/08/2017 |  | 03/08/2017
The Lighting Quotient | elliptipar | M204-210C-*-**-2/U-** | Universal | Pulse-start - electronic | 210 | 210 |  | False | Ballast Efficiency | 92 | [5 empty] | Non Federally-Regulated | 03/08/2017 |  | 03/08/2017
The Lighting Quotient | elliptipar | M429-210C-*-**-2/U-** | Universal | Pulse-start - electronic | 210 | 210 |  | False | Ballast Efficiency | 92 | [5 empty] | Non Federally-Regulated | 03/08/2017 |  | 03/08/2017
The Lighting Quotient | elliptipar | M204-320P-*-**-2/U-** | Universal | Pulse-start - electronic | 320 | 320 |  | False | Ballast Efficiency | 92 | [5 empty] | Non Federally-Regulated | 03/08/2017 |  | 03/08/2017
The Lighting Quotient | elliptipar | M108-210C-*-**-2/U-** | Universal | Pulse-start - electronic | 210 | 210 |  | False | Ballast Efficiency | 92 | [5 empty] | Non Federally-Regulated | 03/08/2017 |  | 03/08/2017
The Lighting Quotient | elliptipar | M156-2350-*-**-2/U-** | Universal | Pulse-start - electronic | 350 | 350 |  | False | Ballast Efficiency | 92 | [5 empty] | Non Federally-Regulated | 03/08/2017 |  | 03/08/2017
The Lighting Quotient | elliptipar | M454-210C-*-**-2/U-** | Universal | Pulse-start - electronic | 210 | 210 |  | True | Ballast Efficiency | 92 | [5 empty] | Non Federally-Regulated | 03/08/2017 |  | 03/08/2017
The Lighting Quotient | elliptipar | M133-150G-*-**-1/2-** | Universal | Pulse-start - electronic | 150 | 150 |  | False | Ballast Efficiency | 90 | [5 empty] | Non Federally-Regulated | 03/08/2017 |  | 03/08/2017
The Lighting Quotient | elliptipar | M116-210C-*-**-2/U-** | Universal | Pulse-start - electronic | 210 | 210 |  | False | Ballast Efficiency | 92 | [5 empty] | Non Federally-Regulated | 03/08/2017 |  | 03/08/2017
The Lighting Quotient | elliptipar | M127-350P-*-**-2/U-** | Universal | Pulse-start - electronic | 350 | 350 |  | False | Ballast Efficiency | 92 | [5 empty] | Non Federally-Regulated | 03/08/2017 |  | 03/08/2017
The Lighting Quotient | elliptipar | M429-315C-*-**-2/U-** | Universal | Pulse-start - electronic | 315 | 315 |  | False | Ballast Efficiency | 92 | [5 empty] | Non Federally-Regulated | 03/08/2017 |  | 03/08/2017
The Lighting Quotient | elliptipar | M412-250P-*-**-1/2/U-** | Universal | Pulse-start - electronic | 250 | 250 |  | False | Ballast Efficiency | 92 | [5 empty] | Non Federally-Regulated | 03/08/2017 |  | 03/08/2017
The Lighting Quotient | elliptipar | M116-240P-*-**-2/U-** | Universal | Pulse-start - electronic | 400 | 400 |  | False | Ballast Efficiency | 92 | [5 empty] | Non Federally-Regulated | 03/08/2017 |  | 03/08/2017
The Lighting Quotient | elliptipar | M127-240P-*-**-2/U-** | Universal | Pulse-start - electronic | 400 | 400 |  | False | Ballast Efficiency | 92 | [5 empty] | Non Federally-Regulated | 03/08/2017 |  | 03/08/2017
The Lighting Quotient | elliptipar | M456-250P-*-**-1/2/U-** | Universal | Pulse-start - electronic | 250 | 250 |  | True | Ballast Efficiency | 92 | [5 empty] | Non Federally-Regulated | 03/08/2017 |  | 03/08/2017
The Lighting Quotient | elliptipar | M116-250P-*-**-1/2/U-** | Universal | Pulse-start - electronic | 250 | 250 |  | False | Ballast Efficiency | 92 | [5 empty] | Non Federally-Regulated | 03/08/2017 |  | 03/08/2017
The Lighting Quotient | elliptipar | M154-240P-*-**-2/U-** | Universal | Pulse-start - electronic | 400 | 400 |  | True | Ballast Efficiency | 92 | [5 empty] | Non Federally-Regulated | 03/08/2017 |  | 03/08/2017
The Lighting Quotient | elliptipar | M406-2315-*-**-2/U-** | Universal | Pulse-start - electronic | 315 | 315 |  | False | Ballast Efficiency | 92 | [5 empty] | Non Federally-Regulated | 03/08/2017 |  | 03/08/2017
The Lighting Quotient | elliptipar | M153-150G-*-**-1/2-** | Universal | Pulse-start - electronic | 150 | 150 |  | True | Ballast Efficiency | 90 | [5 empty] | Non Federally-Regulated | 03/08/2017 |  | 03/08/2017
The Lighting Quotient | elliptipar | M116-2315-*-**-2/U-** | Universal | Pulse-start - electronic | 315 | 315 |  | False | Ballast Efficiency | 92 | [5 empty] | Non Federally-Regulated | 03/08/2017 |  | 03/08/2017
The Lighting Quotient | elliptipar | M156-400P-*-**-2/U-** | Universal | Pulse-start - electronic | 400 | 400 |  | False | Ballast Efficiency | 92 | [5 empty] | Non Federally-Regulated | 03/08/2017 |  | 03/08/2017
The Lighting Quotient | elliptipar | M412-2350-*-**-2/U-** | Universal | Pulse-start - electronic | 350 | 350 |  | False | Ballast Efficiency | 92 | [5 empty] | Non Federally-Regulated | 03/08/2017 |  | 03/08/2017
The Lighting Quotient | elliptipar | M204-240P-*-**-2/U-** | Universal | Pulse-start - electronic | 400 | 400 |  | False | Ballast Efficiency | 92 | [5 empty] | Non Federally-Regulated | 03/08/2017 |  | 03/08/2017
The Lighting Quotient | elliptipar | M456-240P-*-**-2/U-** | Universal | Pulse-start - electronic | 400 | 400 |  | True | Ballast Efficiency | 92 | [5 empty] | Non Federally-Regulated | 03/08/2017 |  | 03/08/2017
The Lighting Quotient | elliptipar | M152-400P-*-**-2/U-** | Universal | Pulse-start - electronic | 400 | 400 |  | True | Ballast Efficiency | 92 | [5 empty] | Non Federally-Regulated | 03/08/2017 |  | 03/08/2017
The Lighting Quotient | elliptipar | M156-250P-*-**-1/2/U-** | Universal | Pulse-start - electronic | 250 | 250 |  | False | Ballast Efficiency | 92 | [5 empty] | Non Federally-Regulated | 03/08/2017 |  | 03/08/2017
The Lighting Quotient | elliptipar | M123-150G-*-**-1/2-** | Universal | Pulse-start - electronic | 150 | 150 |  | False | Ballast Efficiency | 90 | [5 empty] | Non Federally-Regulated | 03/08/2017 |  | 03/08/2017
The Lighting Quotient | elliptipar | M204-2350-*-**-2/U-** | Universal | Pulse-start - electronic | 350 | 350 |  | False | Ballast Efficiency | 92 | [5 empty] | Non Federally-Regulated | 03/08/2017 |  | 03/08/2017
The Lighting Quotient | elliptipar | M104-2350-*-**-2/U-** | Universal | Pulse-start - electronic | 350 | 350 |  | False | Ballast Efficiency | 92 | [5 empty] | Non Federally-Regulated | 03/08/2017 |  | 03/08/2017
The Lighting Quotient | elliptipar | M130-150G-*-**-1/2-** | Universal | Pulse-start - electronic | 150 | 150 |  | False | Ballast Efficiency | 90 | [5 empty] | Non Federally-Regulated | 03/08/2017 |  | 03/08/2017
The Lighting Quotient | elliptipar | M103-320P-*-**-2/U-** | Universal | Pulse-start - electronic | 320 | 320 |  | False | Ballast Efficiency | 92 | [5 empty] | Non Federally-Regulated | 03/08/2017 |  | 03/08/2017
The Lighting Quotient | elliptipar | M103-400P-*-**-2/U-** | Universal | Pulse-start - electronic | 400 | 400 |  | False | Ballast Efficiency | 92 | [5 empty] | Non Federally-Regulated | 03/08/2017 |  | 03/08/2017
The Lighting Quotient | elliptipar | M104-250P-*-**-1/2/U-** | Universal | Pulse-start - electronic | 250 | 250 |  | False | Ballast Efficiency | 92 | [5 empty] | Non Federally-Regulated | 03/08/2017 |  | 03/08/2017
The Lighting Quotient | elliptipar | M406-320P-*-**-2/U-** | Universal | Pulse-start - electronic | 320 | 320 |  | False | Ballast Efficiency | 92 | [5 empty] | Non Federally-Regulated | 03/08/2017 |  | 03/08/2017
The Lighting Quotient | elliptipar | M104-315C-*-**-2/U-** | Universal | Pulse-start - electronic | 315 | 315 |  | False | Ballast Efficiency | 92 | [5 empty] | Non Federally-Regulated | 03/08/2017 |  | 03/08/2017
The Lighting Quotient | elliptipar | M153-350P-*-**-2/U-** | Universal | Pulse-start - electronic | 350 | 350 |  | True | Ballast Efficiency | 92 | [5 empty] | Non Federally-Regulated | 03/08/2017 |  | 03/08/2017
The Lighting Quotient | elliptipar | M404-2315-*-**-2/U-** | Universal | Pulse-start - electronic | 315 | 315 |  | False | Ballast Efficiency | 92 | [5 empty] | Non Federally-Regulated | 03/08/2017 |  | 03/08/2017
The Lighting Quotient | elliptipar | M412-2315-*-**-2/U-** | Universal | Pulse-start - electronic | 315 | 315 |  | False | Ballast Efficiency | 92 | [5 empty] | Non Federally-Regulated | 03/08/2017 |  | 03/08/2017
The Lighting Quotient | elliptipar | M107-250P-*-**-1/2/U-** | Universal | Pulse-start - electronic | 250 | 250 |  | False | Ballast Efficiency | 92 | [5 empty] | Non Federally-Regulated | 03/08/2017 |  | 03/08/2017
The Lighting Quotient | elliptipar | M127-210C-*-**-2/U-** | Universal | Pulse-start - electronic | 210 | 210 |  | False | Ballast Efficiency | 92 | [5 empty] | Non Federally-Regulated | 03/08/2017 |  | 03/08/2017
The Lighting Quotient | elliptipar | M107-240P-*-**-2/U-** | Universal | Pulse-start - electronic | 400 | 400 |  | False | Ballast Efficiency | 92 | [5 empty] | Non Federally-Regulated | 03/08/2017 |  | 03/08/2017
The Lighting Quotient | elliptipar | M203-150G-*-**-1/2-** | Universal | Pulse-start - electronic | 150 | 150 |  | False | Ballast Efficiency | 90 | [5 empty] | Non Federally-Regulated | 03/08/2017 |  | 03/08/2017
The Lighting Quotient | elliptipar | M454-2315-*-**-2/U-** | Universal | Pulse-start - electronic | 315 | 315 |  | True | Ballast Efficiency | 92 | [5 empty] | Non Federally-Regulated | 03/08/2017 |  | 03/08/2017
The Lighting Quotient | elliptipar | M408-240P-*-**-2/U-** | Universal | Pulse-start - electronic | 400 | 400 |  | False | Ballast Efficiency | 92 | [5 empty] | Non Federally-Regulated | 03/08/2017 |  | 03/08/2017
The Lighting Quotient | elliptipar | M404-320P-*-**-2/U-** | Universal | Pulse-start - electronic | 320 | 320 |  | False | Ballast Efficiency | 92 | [5 empty] | Non Federally-Regulated | 03/08/2017 |  | 03/08/2017
The Lighting Quotient | elliptipar | M406-400P-*-**-2/U-** | Universal | Pulse-start - electronic | 400 | 400 |  | False | Ballast Efficiency | 92 | [5 empty] | Non Federally-Regulated | 03/08/2017 |  | 03/08/2017
The Lighting Quotient | elliptipar | M127-315C-*-**-2/U-** | Universal | Pulse-start - electronic | 315 | 315 |  | False | Ballast Efficiency | 92 | [5 empty] | Non Federally-Regulated | 03/08/2017 |  | 03/08/2017
The Lighting Quotient | elliptipar | M103-210C-*-**-2/U-** | Universal | Pulse-start - electronic | 210 | 210 |  | False | Ballast Efficiency | 92 | [5 empty] | Non Federally-Regulated | 03/08/2017 |  | 03/08/2017
The Lighting Quotient | elliptipar | M104-350P-*-**-2/U-** | Universal | Pulse-start - electronic | 350 | 350 |  | False | Ballast Efficiency | 92 | [5 empty] | Non Federally-Regulated | 03/08/2017 |  | 03/08/2017
The Lighting Quotient | elliptipar | M107-2350-*-**-2/U-** | Universal | Pulse-start - electronic | 350 | 350 |  | False | Ballast Efficiency | 92 | [5 empty] | Non Federally-Regulated | 03/08/2017 |  | 03/08/2017
The Lighting Quotient | elliptipar | M156-350P-*-**-2/U-** | Universal | Pulse-start - electronic | 350 | 350 |  | False | Ballast Efficiency | 92 | [5 empty] | Non Federally-Regulated | 03/08/2017 |  | 03/08/2017
The Lighting Quotient | elliptipar | M429-320P-*-**-2/U-** | Universal | Pulse-start - electronic | 320 | 320 |  | False | Ballast Efficiency | 92 | [5 empty] | Non Federally-Regulated | 03/08/2017 |  | 03/08/2017
The Lighting Quotient | elliptipar | M152-250P-*-**-1/2/U-** | Universal | Pulse-start - electronic | 250 | 250 |  | True | Ballast Efficiency | 92 | [5 empty] | Non Federally-Regulated | 03/08/2017 |  | 03/08/2017
The Lighting Quotient | elliptipar | M403-150G-*-**-1/2-** | Universal | Pulse-start - electronic | 150 | 150 |  | False | Ballast Efficiency | 90 | [5 empty] | Non Federally-Regulated | 03/08/2017 |  | 03/08/2017
The Lighting Quotient | elliptipar | M412-315C-*-**-2/U-** | Universal | Pulse-start - electronic | 315 | 315 |  | False | Ballast Efficiency | 92 | [5 empty] | Non Federally-Regulated | 03/08/2017 |  | 03/08/2017
The Lighting Quotient | elliptipar | M456-2350-*-**-2/U-** | Universal | Pulse-start - electronic | 350 | 350 |  | True | Ballast Efficiency | 92 | [5 empty] | Non Federally-Regulated | 03/08/2017 |  | 03/08/2017
The Lighting Quotient | elliptipar | M204-350P-*-**-2/U-** | Universal | Pulse-start - electronic | 350 | 350 |  | False | Ballast Efficiency | 92 | [5 empty] | Non Federally-Regulated | 03/08/2017 |  | 03/08/2017
The Lighting Quotient | elliptipar | M103-240P-*-**-2/U-** | Universal | Pulse-start - electronic | 400 | 400 |  | False | Ballast Efficiency | 92 | [5 empty] | Non Federally-Regulated | 03/08/2017 |  | 03/08/2017
The Lighting Quotient | elliptipar | M127-400P-*-**-2/U-** | Universal | Pulse-start - electronic | 400 | 400 |  | False | Ballast Efficiency | 92 | [5 empty] | Non Federally-Regulated | 03/08/2017 |  | 03/08/2017
The Lighting Quotient | elliptipar | M409-315C-*-**-2/U-** | Universal | Pulse-start - electronic | 315 | 315 |  | False | Ballast Efficiency | 92 | [5 empty] | Non Federally-Regulated | 03/08/2017 |  | 03/08/2017
The Lighting Quotient | elliptipar | M404-400P-*-**-2/U-** | Universal | Pulse-start - electronic | 400 | 400 |  | False | Ballast Efficiency | 92 | [5 empty] | Non Federally-Regulated | 03/08/2017 |  | 03/08/2017
The Lighting Quotient | elliptipar | M153-320P-*-**-2/U-** | Universal | Pulse-start - electronic | 320 | 320 |  | True | Ballast Efficiency | 92 | [5 empty] | Non Federally-Regulated | 03/08/2017 |  | 03/08/2017
The Lighting Quotient | elliptipar | M154-210C-*-**-2/U-** | Universal | Pulse-start - electronic | 210 | 210 |  | True | Ballast Efficiency | 92 | [5 empty] | Non Federally-Regulated | 03/08/2017 |  | 03/08/2017
The Lighting Quotient | elliptipar | M452-150G-*-**-1/2-** | Universal | Pulse-start - electronic | 150 | 150 |  | True | Ballast Efficiency | 90 | [5 empty] | Non Federally-Regulated | 03/08/2017 |  | 03/08/2017
The Lighting Quotient | elliptipar | M456-210C-*-**-2/U-** | Universal | Pulse-start - electronic | 210 | 210 |  | True | Ballast Efficiency | 92 | [5 empty] | Non Federally-Regulated | 03/08/2017 |  | 03/08/2017
The Lighting Quotient | elliptipar | M152-350P-*-**-2/U-** | Universal | Pulse-start - electronic | 350 | 350 |  | True | Ballast Efficiency | 92 | [5 empty] | Non Federally-Regulated | 03/08/2017 |  | 03/08/2017
The Lighting Quotient | elliptipar | M404-315C-*-**-2/U-** | Universal | Pulse-start - electronic | 315 | 315 |  | False | Ballast Efficiency | 92 | [5 empty] | Non Federally-Regulated | 03/08/2017 |  | 03/08/2017
The Lighting Quotient | elliptipar | M115-150G-*-**-1/2-** | Universal | Pulse-start - electronic | 150 | 150 |  | False | Ballast Efficiency | 90 | [5 empty] | Non Federally-Regulated | 03/08/2017 |  | 03/08/2017
The Lighting Quotient | elliptipar | M153-250P-*-**-1/2/U-** | Universal | Pulse-start - electronic | 250 | 250 |  | True | Ballast Efficiency | 92 | [5 empty] | Non Federally-Regulated | 03/08/2017 |  | 03/08/2017
The Lighting Quotient | elliptipar | M108-2350-*-**-2/U-** | Universal | Pulse-start - electronic | 350 | 350 |  | False | Ballast Efficiency | 92 | [5 empty] | Non Federally-Regulated | 03/08/2017 |  | 03/08/2017
The Lighting Quotient | elliptipar | M412-150G-*-**-1/2-** | Universal | Pulse-start - electronic | 150 | 150 |  | False | Ballast Efficiency | 90 | [5 empty] | Non Federally-Regulated | 03/08/2017 |  | 03/08/2017
The Lighting Quotient | elliptipar | M406-210C-*-**-2/U-** | Universal | Pulse-start - electronic | 210 | 210 |  | False | Ballast Efficiency | 92 | [5 empty] | Non Federally-Regulated | 03/08/2017 |  | 03/08/2017
The Lighting Quotient | elliptipar | M407-150G-*-**-1/2-** | Universal | Pulse-start - electronic | 150 | 150 |  | False | Ballast Efficiency | 90 | [5 empty] | Non Federally-Regulated | 03/08/2017 |  | 03/08/2017
The Lighting Quotient | elliptipar | M456-315C-*-**-2/U-** | Universal | Pulse-start - electronic | 315 | 315 |  | True | Ballast Efficiency | 92 | [5 empty] | Non Federally-Regulated | 03/08/2017 |  | 03/08/2017
The Lighting Quotient | elliptipar | M102-150G-*-**-1/2-** | Universal | Pulse-start - electronic | 150 | 150 |  | False | Ballast Efficiency | 90 | [5 empty] | Non Federally-Regulated | 03/08/2017 |  | 03/08/2017
The Lighting Quotient | elliptipar | M404-150G-*-**-1/2-** | Universal | Pulse-start - electronic | 150 | 150 |  | False | Ballast Efficiency | 90 | [5 empty] | Non Federally-Regulated | 03/08/2017 |  | 03/08/2017
The Lighting Quotient | elliptipar | M153-315C-*-**-2/U-** | Universal | Pulse-start - electronic | 315 | 315 |  | True | Ballast Efficiency | 92 | [5 empty] | Non Federally-Regulated | 03/08/2017 |  | 03/08/2017
The Lighting Quotient | elliptipar | M152-2350-*-**-2/U-** | Universal | Pulse-start - electronic | 350 | 350 |  | True | Ballast Efficiency | 92 | [5 empty] | Non Federally-Regulated | 03/08/2017 |  | 03/08/2017
The Lighting Quotient | elliptipar | M104-150G-*-**-1/2-** | Universal | Pulse-start - electronic | 150 | 150 |  | False | Ballast Efficiency | 90 | [5 empty] | Non Federally-Regulated | 03/08/2017 |  | 03/08/2017
The Lighting Quotient | elliptipar | M429-350P-*-**-2/U-** | Universal | Pulse-start - electronic | 350 | 350 |  | False | Ballast Efficiency | 92 | [5 empty] | Non Federally-Regulated | 03/08/2017 |  | 03/08/2017
The Lighting Quotient | elliptipar | M409-240P-*-**-2/U-** | Universal | Pulse-start - electronic | 400 | 400 |  | False | Ballast Efficiency | 92 | [5 empty] | Non Federally-Regulated | 03/08/2017 |  | 03/08/2017
The Lighting Quotient | elliptipar | M127-2315-*-**-2/U-** | Universal | Pulse-start - electronic | 315 | 315 |  | False | Ballast Efficiency | 92 | [5 empty] | Non Federally-Regulated | 03/08/2017 |  | 03/08/2017
The Lighting Quotient | elliptipar | M107-315C-*-**-2/U-** | Universal | Pulse-start - electronic | 315 | 315 |  | False | Ballast Efficiency | 92 | [5 empty] | Non Federally-Regulated | 03/08/2017 |  | 03/08/2017
The Lighting Quotient | elliptipar | M408-2350-*-**-2/U-** | Universal | Pulse-start - electronic | 350 | 350 |  | False | Ballast Efficiency | 92 | [5 empty] | Non Federally-Regulated | 03/08/2017 |  | 03/08/2017
The Lighting Quotient | elliptipar | M154-350P-*-**-2/U-** | Universal | Pulse-start - electronic | 350 | 350 |  | True | Ballast Efficiency | 92 | [5 empty] | Non Federally-Regulated | 03/08/2017 |  | 03/08/2017
The Lighting Quotient | elliptipar | M108-240P-*-**-2/U-** | Universal | Pulse-start - electronic | 400 | 400 |  | False | Ballast Efficiency | 92 | [5 empty] | Non Federally-Regulated | 03/08/2017 |  | 03/08/2017
The Lighting Quotient | elliptipar | M107-210C-*-**-2/U-** | Universal | Pulse-start - electronic | 210 | 210 |  | False | Ballast Efficiency | 92 | [5 empty] | Non Federally-Regulated | 03/08/2017 |  | 03/08/2017
The Lighting Quotient | elliptipar | M156-240P-*-**-2/U-** | Universal | Pulse-start - electronic | 400 | 400 |  | False | Ballast Efficiency | 92 | [5 empty] | Non Federally-Regulated | 03/08/2017 |  | 03/08/2017
The Lighting Quotient | elliptipar | M412-240P-*-**-2/U-** | Universal | Pulse-start - electronic | 400 | 400 |  | False | Ballast Efficiency | 92 | [5 empty] | Non Federally-Regulated | 03/08/2017 |  | 03/08/2017
The Lighting Quotient | elliptipar | M454-320P-*-**-2/U-** | Universal | Pulse-start - electronic | 320 | 320 |  | True | Ballast Efficiency | 92 | [5 empty] | Non Federally-Regulated | 03/08/2017 |  | 03/08/2017
The Lighting Quotient | elliptipar | M412-320P-*-**-2/U-** | Universal | Pulse-start - electronic | 320 | 320 |  | False | Ballast Efficiency | 92 | [5 empty] | Non Federally-Regulated | 03/08/2017 |  | 03/08/2017
The Lighting Quotient | elliptipar | M103-2350-*-**-2/U-** | Universal | Pulse-start - electronic | 350 | 350 |  | False | Ballast Efficiency | 92 | [5 empty] | Non Federally-Regulated | 03/08/2017 |  | 03/08/2017
The Lighting Quotient | elliptipar | M104-210C-*-**-2/U-** | Universal | Pulse-start - electronic | 210 | 210 |  | False | Ballast Efficiency | 92 | [5 empty] | Non Federally-Regulated | 03/08/2017 |  | 03/08/2017
The Lighting Quotient | elliptipar | M456-350P-*-**-2/U-** | Universal | Pulse-start - electronic | 350 | 350 |  | True | Ballast Efficiency | 92 | [5 empty] | Non Federally-Regulated | 03/08/2017 |  | 03/08/2017
The Lighting Quotient | elliptipar | M406-2350-*-**-2/U-** | Universal | Pulse-start - electronic | 350 | 350 |  | False | Ballast Efficiency | 92 | [5 empty] | Non Federally-Regulated | 03/08/2017 |  | 03/08/2017
The Lighting Quotient | elliptipar | M116-315C-*-**-2/U-** | Universal | Pulse-start - electronic | 315 | 315 |  | False | Ballast Efficiency | 92 | [5 empty] | Non Federally-Regulated | 03/08/2017 |  | 03/08/2017
The Lighting Quotient | elliptipar | M408-320P-*-**-2/U-** | Universal | Pulse-start - electronic | 320 | 320 |  | False | Ballast Efficiency | 92 | [5 empty] | Non Federally-Regulated | 03/08/2017 |  | 03/08/2017
The Lighting Quotient | elliptipar | M408-210C-*-**-2/U-** | Universal | Pulse-start - electronic | 210 | 210 |  | False | Ballast Efficiency | 92 | [5 empty] | Non Federally-Regulated | 03/08/2017 |  | 03/08/2017
The Lighting Quotient | elliptipar | M127-150G-*-**-1/2-** | Universal | Pulse-start - electronic | 150 | 150 |  | False | Ballast Efficiency | 90 | [5 empty] | Non Federally-Regulated | 03/08/2017 |  | 03/08/2017
The Lighting Quotient | elliptipar | M456-320P-*-**-2/U-** | Universal | Pulse-start - electronic | 320 | 320 |  | True | Ballast Efficiency | 92 | [5 empty] | Non Federally-Regulated | 03/08/2017 |  | 03/08/2017
The Lighting Quotient | elliptipar | M116-350P-*-**-2/U-** | Universal | Pulse-start - electronic | 350 | 350 |  | False | Ballast Efficiency | 92 | [5 empty] | Non Federally-Regulated | 03/08/2017 |  | 03/08/2017
The Lighting Quotient | elliptipar | M152-315C-*-**-2/U-** | Universal | Pulse-start - electronic | 315 | 315 |  | True | Ballast Efficiency | 92 | [5 empty] | Non Federally-Regulated | 03/08/2017 |  | 03/08/2017
The Lighting Quotient | elliptipar | M108-250P-*-**-1/2/U-** | Universal | Pulse-start - electronic | 250 | 250 |  | False | Ballast Efficiency | 92 | [5 empty] | Non Federally-Regulated | 03/08/2017 |  | 03/08/2017
The Lighting Quotient | elliptipar | M103-315C-*-**-2/U-** | Universal | Pulse-start - electronic | 315 | 315 |  | False | Ballast Efficiency | 92 | [5 empty] | Non Federally-Regulated | 03/08/2017 |  | 03/08/2017
The Lighting Quotient | elliptipar | M104-2315-*-**-2/U-** | Universal | Pulse-start - electronic | 315 | 315 |  | False | Ballast Efficiency | 92 | [5 empty] | Non Federally-Regulated | 03/08/2017 |  | 03/08/2017
The Lighting Quotient | elliptipar | M116-150G-*-**-1/2-** | Universal | Pulse-start - electronic | 150 | 150 |  | False | Ballast Efficiency | 90 | [5 empty] | Non Federally-Regulated | 03/08/2017 |  | 03/08/2017
The Lighting Quotient | elliptipar | M454-240P-*-**-2/U-** | Universal | Pulse-start - electronic | 400 | 400 |  | True | Ballast Efficiency | 92 | [5 empty] | Non Federally-Regulated | 03/08/2017 |  | 03/08/2017
The Lighting Quotient | elliptipar | M404-210C-*-**-2/U-** | Universal | Pulse-start - electronic | 210 | 210 |  | False | Ballast Efficiency | 92 | [5 empty] | Non Federally-Regulated | 03/08/2017 |  | 03/08/2017
The Lighting Quotient | elliptipar | M406-240P-*-**-2/U-** | Universal | Pulse-start - electronic | 400 | 400 |  | False | Ballast Efficiency | 92 | [5 empty] | Non Federally-Regulated | 03/08/2017 |  | 03/08/2017
The Lighting Quotient | elliptipar | M408-150G-*-**-1/2-** | Universal | Pulse-start - electronic | 150 | 150 |  | False | Ballast Efficiency | 90 | [5 empty] | Non Federally-Regulated | 03/08/2017 |  | 03/08/2017
The Lighting Quotient | elliptipar | M204-150G-*-**-1/2-** | Universal | Pulse-start - electronic | 150 | 150 |  | False | Ballast Efficiency | 90 | [5 empty] | Non Federally-Regulated | 03/08/2017 |  | 03/08/2017
The Lighting Quotient | elliptipar | M101-150G-*-**-1/2-** | Universal | Pulse-start - electronic | 150 | 150 |  | False | Ballast Efficiency | 90 | [5 empty] | Non Federally-Regulated | 03/08/2017 |  | 03/08/2017
The Lighting Quotient | elliptipar | M456-2315-*-**-2/U-** | Universal | Pulse-start - electronic | 315 | 315 |  | True | Ballast Efficiency | 92 | [5 empty] | Non Federally-Regulated | 03/08/2017 |  | 03/08/2017
The Lighting Quotient | elliptipar | M405-150G-*-**-1/2-** | Universal | Pulse-start - electronic | 150 | 150 |  | False | Ballast Efficiency | 90 | [5 empty] | Non Federally-Regulated | 03/08/2017 |  | 03/08/2017
The Lighting Quotient | elliptipar | M429-150G-*-**-1/2-** | Universal | Pulse-start - electronic | 150 | 150 |  | False | Ballast Efficiency | 90 | [5 empty] | Non Federally-Regulated | 03/08/2017 |  | 03/08/2017
The Lighting Quotient | elliptipar | M409-250P-*-**-1/2/U-** | Universal | Pulse-start - electronic | 250 | 250 |  | False | Ballast Efficiency | 92 | [5 empty] | Non Federally-Regulated | 03/08/2017 |  | 03/08/2017
The Lighting Quotient | elliptipar | M409-2315-*-**-2/U-** | Universal | Pulse-start - electronic | 315 | 315 |  | False | Ballast Efficiency | 92 | [5 empty] | Non Federally-Regulated | 03/08/2017 |  | 03/08/2017
The Lighting Quotient | elliptipar | M156-210C-*-**-2/U-** | Universal | Pulse-start - electronic | 210 | 210 |  | False | Ballast Efficiency | 92 | [5 empty] | Non Federally-Regulated | 03/08/2017 |  | 03/08/2017
The Lighting Quotient | elliptipar | M127-320P-*-**-2/U-** | Universal | Pulse-start - electronic | 320 | 320 |  | False | Ballast Efficiency | 92 | [5 empty] | Non Federally-Regulated | 03/08/2017 |  | 03/08/2017
The Lighting Quotient | elliptipar | M116-2350-*-**-2/U-** | Universal | Pulse-start - electronic | 350 | 350 |  | False | Ballast Efficiency | 92 | [5 empty] | Non Federally-Regulated | 03/08/2017 |  | 03/08/2017
The Lighting Quotient | elliptipar | M107-2315-*-**-2/U-** | Universal | Pulse-start - electronic | 315 | 315 |  | False | Ballast Efficiency | 92 | [5 empty] | Non Federally-Regulated | 03/08/2017 |  | 03/08/2017
The Lighting Quotient | elliptipar | M152-2315-*-**-2/U-** | Universal | Pulse-start - electronic | 315 | 315 |  | True | Ballast Efficiency | 92 | [5 empty] | Non Federally-Regulated | 03/08/2017 |  | 03/08/2017
The Lighting Quotient | elliptipar | M108-400P-*-**-2/U-** | Universal | Pulse-start - electronic | 400 | 400 |  | False | Ballast Efficiency | 92 | [5 empty] | Non Federally-Regulated | 03/08/2017 |  | 03/08/2017
The Lighting Quotient | elliptipar | M107-350P-*-**-2/U-** | Universal | Pulse-start - electronic | 350 | 350 |  | False | Ballast Efficiency | 92 | [5 empty] | Non Federally-Regulated | 03/08/2017 |  | 03/08/2017
The Lighting Quotient | elliptipar | M116-320P-*-**-2/U-** | Universal | Pulse-start - electronic | 320 | 320 |  | False | Ballast Efficiency | 92 | [5 empty] | Non Federally-Regulated | 03/08/2017 |  | 03/08/2017
The Lighting Quotient | elliptipar | M404-2350-*-**-2/U-** | Universal | Pulse-start - electronic | 350 | 350 |  | False | Ballast Efficiency | 92 | [5 empty] | Non Federally-Regulated | 03/08/2017 |  | 03/08/2017
The Lighting Quotient | elliptipar | M454-350P-*-**-2/U-** | Universal | Pulse-start - electronic | 350 | 350 |  | True | Ballast Efficiency | 92 | [5 empty] | Non Federally-Regulated | 03/08/2017 |  | 03/08/2017
The Lighting Quotient | elliptipar | M156-150G-*-**-1/2-** | Universal | Pulse-start - electronic | 150 | 150 |  | False | Ballast Efficiency | 90 | [5 empty] | Non Federally-Regulated | 03/08/2017 |  | 03/08/2017
The Lighting Quotient | elliptipar | M201-150G-*-**-1/2-** | Universal | Pulse-start - electronic | 150 | 150 |  | False | Ballast Efficiency | 90 | [5 empty] | Non Federally-Regulated | 03/08/2017 |  | 03/08/2017
The Lighting Quotient | elliptipar | M204-315C-*-**-2/U-** | Universal | Pulse-start - electronic | 315 | 315 |  | False | Ballast Efficiency | 92 | [5 empty] | Non Federally-Regulated | 03/08/2017 |  | 03/08/2017
The Lighting Quotient | elliptipar | M454-400P-*-**-2/U-** | Universal | Pulse-start - electronic | 400 | 400 |  | True | Ballast Efficiency | 92 | [5 empty] | Non Federally-Regulated | 03/08/2017 |  | 03/08/2017
The Lighting Quotient | elliptipar | M408-2315-*-**-2/U-** | Universal | Pulse-start - electronic | 315 | 315 |  | False | Ballast Efficiency | 92 | [5 empty] | Non Federally-Regulated | 03/08/2017 |  | 03/08/2017
The Lighting Quotient | elliptipar | M104-320P-*-**-2/U-** | Universal | Pulse-start - electronic | 320 | 320 |  | False | Ballast Efficiency | 92 | [5 empty] | Non Federally-Regulated | 03/08/2017 |  | 03/08/2017
The Lighting Quotient | elliptipar | M154-320P-*-**-2/U-** | Universal | Pulse-start - electronic | 320 | 320 |  | True | Ballast Efficiency | 92 | [5 empty] | Non Federally-Regulated | 03/08/2017 |  | 03/08/2017
The Lighting Quotient | elliptipar | M404-350P-*-**-2/U-** | Universal | Pulse-start - electronic | 350 | 350 |  | False | Ballast Efficiency | 92 | [5 empty] | Non Federally-Regulated | 03/08/2017 |  | 03/08/2017
The Lighting Quotient | elliptipar | M409-320P-*-**-2/U-** | Universal | Pulse-start - electronic | 320 | 320 |  | False | Ballast Efficiency | 92 | [5 empty] | Non Federally-Regulated | 03/08/2017 |  | 03/08/2017
The Lighting Quotient | elliptipar | M412-400P-*-**-2/U-** | Universal | Pulse-start - electronic | 400 | 400 |  | False | Ballast Efficiency | 92 | [5 empty] | Non Federally-Regulated | 03/08/2017 |  | 03/08/2017
The Lighting Quotient | elliptipar | M120-150G-*-**-1/2-** | Universal | Pulse-start - electronic | 150 | 150 |  | False | Ballast Efficiency | 90 | [5 empty] | Non Federally-Regulated | 03/08/2017 |  | 03/08/2017
The Lighting Quotient | elliptipar | M412-210C-*-**-2/U-** | Universal | Pulse-start - electronic | 210 | 210 |  | False | Ballast Efficiency | 92 | [5 empty] | Non Federally-Regulated | 03/08/2017 |  | 03/08/2017
The Lighting Quotient | elliptipar | M402-150G-*-**-1/2-** | Universal | Pulse-start - electronic | 150 | 150 |  | False | Ballast Efficiency | 90 | [5 empty] | Non Federally-Regulated | 03/08/2017 |  | 03/08/2017
The Lighting Quotient | elliptipar | M156-2315-*-**-2/U-** | Universal | Pulse-start - electronic | 315 | 315 |  | False | Ballast Efficiency | 92 | [5 empty] | Non Federally-Regulated | 03/08/2017 |  | 03/08/2017
The Lighting Quotient | elliptipar | M153-240P-*-**-2/U-** | Universal | Pulse-start - electronic | 400 | 400 |  | True | Ballast Efficiency | 92 | [5 empty] | Non Federally-Regulated | 03/08/2017 |  | 03/08/2017
The Lighting Quotient | elliptipar | M412-350P-*-**-2/U-** | Universal | Pulse-start - electronic | 350 | 350 |  | False | Ballast Efficiency | 92 | [5 empty] | Non Federally-Regulated | 03/08/2017 |  | 03/08/2017
The Lighting Quotient | elliptipar | M409-150G-*-**-1/2-** | Universal | Pulse-start - electronic | 150 | 150 |  | False | Ballast Efficiency | 90 | [5 empty] | Non Federally-Regulated | 03/08/2017 |  | 03/08/2017
The Lighting Quotient | elliptipar | M151-150G-*-**-1/2-** | Universal | Pulse-start - electronic | 150 | 150 |  | True | Ballast Efficiency | 90 | [5 empty] | Non Federally-Regulated | 03/08/2017 |  | 03/08/2017
The Lighting Quotient | elliptipar | M406-350P-*-**-2/U-** | Universal | Pulse-start - electronic | 350 | 350 |  | False | Ballast Efficiency | 92 | [5 empty] | Non Federally-Regulated | 03/08/2017 |  | 03/08/2017
The Lighting Quotient | elliptipar | M104-400P-*-**-2/U-** | Universal | Pulse-start - electronic | 400 | 400 |  | False | Ballast Efficiency | 92 | [5 empty] | Non Federally-Regulated | 03/08/2017 |  | 03/08/2017
The Lighting Quotient | elliptipar | M107-320P-*-**-2/U-** | Universal | Pulse-start - electronic | 320 | 320 |  | False | Ballast Efficiency | 92 | [5 empty] | Non Federally-Regulated | 03/08/2017 |  | 03/08/2017
The Lighting Quotient | elliptipar | M153-2350-*-**-2/U-** | Universal | Pulse-start - electronic | 350 | 350 |  | True | Ballast Efficiency | 92 | [5 empty] | Non Federally-Regulated | 03/08/2017 |  | 03/08/2017
The Lighting Quotient | elliptipar | M153-2315-*-**-2/U-** | Universal | Pulse-start - electronic | 315 | 315 |  | True | Ballast Efficiency | 92 | [5 empty] | Non Federally-Regulated | 03/08/2017 |  | 03/08/2017
The Lighting Quotient | elliptipar | M408-315C-*-**-2/U-** | Universal | Pulse-start - electronic | 315 | 315 |  | False | Ballast Efficiency | 92 | [5 empty] | Non Federally-Regulated | 03/08/2017 |  | 03/08/2017
The Lighting Quotient | elliptipar | M154-400P-*-**-2/U-** | Universal | Pulse-start - electronic | 400 | 400 |  | True | Ballast Efficiency | 92 | [5 empty] | Non Federally-Regulated | 03/08/2017 |  | 03/08/2017
The Lighting Quotient | elliptipar | M454-250P-*-**-1/2/U-** | Universal | Pulse-start - electronic | 250 | 250 |  | True | Ballast Efficiency | 92 | [5 empty] | Non Federally-Regulated | 03/08/2017 |  | 03/08/2017
The Lighting Quotient | elliptipar | M454-2350-*-**-2/U-** | Universal | Pulse-start - electronic | 350 | 350 |  | True | Ballast Efficiency | 92 | [5 empty] | Non Federally-Regulated | 03/08/2017 |  | 03/08/2017
The Lighting Quotient | elliptipar | M152-240P-*-**-2/U-** | Universal | Pulse-start - electronic | 400 | 400 |  | True | Ballast Efficiency | 92 | [5 empty] | Non Federally-Regulated | 03/08/2017 |  | 03/08/2017
The Lighting Quotient | elliptipar | M108-350P-*-**-2/U-** | Universal | Pulse-start - electronic | 350 | 350 |  | False | Ballast Efficiency | 92 | [5 empty] | Non Federally-Regulated | 03/08/2017 |  | 03/08/2017
The Lighting Quotient | elliptipar | M408-350P-*-**-2/U-** | Universal | Pulse-start - electronic | 350 | 350 |  | False | Ballast Efficiency | 92 | [5 empty] | Non Federally-Regulated | 03/08/2017 |  | 03/08/2017
The Lighting Quotient | elliptipar | M456-150G-*-**-1/2-** | Universal | Pulse-start - electronic | 150 | 150 |  | True | Ballast Efficiency | 90 | [5 empty] | Non Federally-Regulated | 03/08/2017 |  | 03/08/2017
The Lighting Quotient | elliptipar | M204-2315-*-**-2/U-** | Universal | Pulse-start - electronic | 315 | 315 |  | False | Ballast Efficiency | 92 | [5 empty] | Non Federally-Regulated | 03/08/2017 |  | 03/08/2017
The Lighting Quotient | elliptipar | M406-315C-*-**-2/U-** | Universal | Pulse-start - electronic | 315 | 315 |  | False | Ballast Efficiency | 92 | [5 empty] | Non Federally-Regulated | 03/08/2017 |  | 03/08/2017
The Lighting Quotient | elliptipar | M103-250P-*-**-1/2/U-** | Universal | Pulse-start - electronic | 250 | 250 |  | False | Ballast Efficiency | 92 | [5 empty] | Non Federally-Regulated | 03/08/2017 |  | 03/08/2017
The Lighting Quotient | elliptipar | M204-400P-*-**-2/U-** | Universal | Pulse-start - electronic | 400 | 400 |  | False | Ballast Efficiency | 92 | [5 empty] | Non Federally-Regulated | 03/08/2017 |  | 03/08/2017
The Lighting Quotient | elliptipar | M107-400P-*-**-2/U-** | Universal | Pulse-start - electronic | 400 | 400 |  | False | Ballast Efficiency | 92 | [5 empty] | Non Federally-Regulated | 03/08/2017 |  | 03/08/2017
Shenzhen General Technology Co., Ltd. | General | GTZM8200A | Vertical - Base Up | Pulse-start - magnetic | 400 |  |  |  |  | 88.2 | No Exceptions Met |  |  |  |  | Non Federally-Regulated | 02/27/2009 |  | 12/12/2018
Philips Lighting Electromagnetics S.A. de C.V. | Philips Advance | 71A5642-TEE | Vertical - Base Up | Pulse-start - magnetic | 200 | 215 |  | True | Relamping Rated Wattage | 88.2 |  |  |  | 336-500 watts | False | Non Federally-Regulated | 09/02/2010 |  | 02/25/2019
Philips Lighting Electromagnetics S.A. de C.V. | Philips Advance | 71A6092EE | Vertical - Base Up | Pulse-start - magnetic | 380 | 420 |  | True | Relamping Rated Wattage | 88.4 |  |  |  | 336-500 watts | False | Non Federally-Regulated | 06/21/2010 |  | 02/25/2019
Philips Lighting Electromagnetics S.A. de C.V. | Philips Advance | 71A5993EE | Vertical - Base Up | Pulse-start - magnetic | 336 | 368 |  | True | Relamping Rated Wattage | 88.4 |  |  |  | 336-500 watts | False | Non Federally-Regulated | 09/02/2010 |  | 02/25/2019
Philips Lighting Electromagnetics S.A. de C.V. | Philips Advance | 71A5852AEE | Vertical - Base Up | Pulse-start - magnetic | 290 | 335 |  | True | Relamping Rated Wattage | 88.2 |  |  |  | 290-335 watts |  | Non Federally-Regulated | 06/21/2010 |  | 02/25/2019
Philips Lighting Electromagnetics S.A. de C.V. | Philips Advance | 71A5993AEE | Vertical - Base Up | Pulse-start - magnetic | 336 | 368 |  | True | Relamping Rated Wattage | 88.4 |  |  |  | 336-500 watts | False | Non Federally-Regulated | 09/02/2010 |  | 02/25/2019
Philips Lighting Electromagnetics S.A. de C.V. | Philips Advance | 71A5792XEE | Vertical - Base Up | Pulse-start - magnetic | 238 | 263 |  | True | Ballast Efficiency | 90.5 | [5 empty] | Non Federally-Regulated | 05/20/2010 |  | 02/25/2019
Philips Lighting Electromagnetics S.A. de C.V. | Philips Advance | 71A5692EE | Vertical - Base Up | Pulse-start - magnetic | 200 | 215 |  | True | Relamping Rated Wattage | 88.3 |  |  |  | 336-500 watts | False | Non Federally-Regulated | 09/02/2010 |  | 02/25/2019
Philips Lighting Electromagnetics S.A. de C.V. | Philips Advance | 71A6042-AEE | Vertical - Base Up | Pulse-start - magnetic | 380 | 420 |  | True | Relamping Rated Wattage | 88.3 |  |  |  | 336-500 watts | False | Non Federally-Regulated | 09/02/2010 |  | 02/25/2019
Philips Lighting Electromagnetics S.A. de C.V. | Philips Advance | 71A5693EE | Vertical - Base Up | Pulse-start - magnetic | 200 | 215 |  | True | Relamping Rated Wattage | 88.9 |  |  |  | 200-215 watts | False | Non Federally-Regulated | 07/19/2010 |  | 02/25/2019
Philips Lighting Electromagnetics S.A. de C.V. | Philips Advance | AS205W480T-EE | Vertical - Base Up | Pulse-start - magnetic | 200 | 215 |  | True | Relamping Rated Wattage | 88.6 |  |  |  | 336-500 watts | False | Non Federally-Regulated | 09/02/2010 |  | 02/25/2019
Philips Lighting Electromagnetics S.A. de C.V. | Philips Advance | 71A5892AEE | Vertical - Base Up | Pulse-start - magnetic | 290 | 335 |  | True | Relamping Rated Wattage | 88.3 |  |  |  | 336-500 watts | False | Non Federally-Regulated | 09/02/2010 |  | 02/25/2019
Philips Lighting Electromagnetics S.A. de C.V. | Philips Advance | 71A6092AEE | Vertical - Base Up | Pulse-start - magnetic | 380 | 420 |  | True | Relamping Rated Wattage | 88.8 |  |  |  | 336-500 watts | False | Non Federally-Regulated | 09/02/2010 |  | 02/25/2019
Philips Lighting Electromagnetics S.A. de C.V. | Philips Advance | AS205WQUAD-EE | Vertical - Base Up | Pulse-start - magnetic | 200 | 215 |  | True | Relamping Rated Wattage | 88.6 |  |  |  | 200-215 watts | False | Non Federally-Regulated | 07/19/2010 |  | 02/25/2019
Philips Lighting Electromagnetics S.A. de C.V. | Philips Advance | 716042TAEE | Vertical - Base Up | Pulse-start - magnetic | 380 | 420 |  | True | Relamping Rated Wattage | 88.1 |  |  |  | 336-500 watts | False | Non Federally-Regulated | 09/02/2010 |  | 02/25/2019
Philips Lighting Electromagnetics S.A. de C.V. | Philips Advance | 71A5953-AEE | Vertical - Base Up | Pulse-start - magnetic | 336 | 368 |  | True | Relamping Rated Wattage | 88.7 |  |  |  | 336-500 watts | False | Non Federally-Regulated | 09/02/2010 |  | 02/25/2019
Philips Lighting Electromagnetics S.A. de C.V. | Philips Advance | 71A5943TAEE | Vertical - Base Up | Pulse-start - magnetic | 336 | 368 |  | True | Relamping Rated Wattage | 88.4 |  |  |  | 336-500 watts | False | Non Federally-Regulated | 09/02/2010 |  | 02/25/2019
Philips Lighting Electromagnetics S.A. de C.V. | Philips Advance | 71A5842TAEE | Vertical - Base Up | Pulse-start - magnetic | 290 | 335 |  | True | Relamping Rated Wattage | 88.2 |  |  |  | 336-500 watts | False | Non Federally-Regulated | 09/02/2010 |  | 02/25/2019
Philips Lighting Electromagnetics S.A. de C.V. | Philips Advance | 71A6052AEE | Vertical - Base Up | Pulse-start - magnetic | 380 | 420 |  | True | Relamping Rated Wattage | 88.3 |  |  |  | 336-500 watts | False | Non Federally-Regulated | 06/25/2010 |  | 02/25/2019
Eaton/Cooper Lighting | Streetworks | CLB25PW*-55*CEC-* | Vertical - Base Down | Pulse-start - magnetic | 250 | 250 |  | True | Ballast Efficiency | 90 | [5 empty] | Non Federally-Regulated | 08/26/2013 |  | 02/28/2019
Eaton/Cooper Lighting | Invue | EML-320-MP-***-SL* | Horizontal | Pulse-start - magnetic | 320 | 320 |  | True | Relamping Rated Wattage | 88 |  |  |  | 290-335 watts |  | Non Federally-Regulated | 08/26/2013 |  | 02/28/2019
Eaton/Cooper Lighting | Invue | VXM-400-MP-***-CEC* | Horizontal | Pulse-start - magnetic | 400 | 400 |  | True | Ballast Efficiency | 92 | [5 empty] | Non Federally-Regulated | 08/26/2013 |  | 02/28/2019
Eaton/Cooper Lighting | Streetworks | MEL15P**5R* | Vertical - Base Up | Pulse-start - magnetic | 150 | 150 |  | True | Ballast Efficiency | 81 | Exception 3 Met |  |  |  |  | Non Federally-Regulated | 08/26/2013 |  | 02/28/2019
Eaton/Cooper Lighting | McGraw | GLC-175-MP-*33*CEC* | Vertical - Base Down | Pulse-start - magnetic | 175 | 175 |  | True | Ballast Efficiency | 90 | [5 empty] | Non Federally-Regulated | 08/26/2013 |  | 02/28/2019
Eaton/Cooper Lighting | Ametrix | R*-LI-*1-E-210* | Horizontal | Pulse-start - electronic | 210 | 210 |  | False | Ballast Efficiency | 90 | [5 empty] | Non Federally-Regulated | 08/26/2013 |  | 02/28/2019
Eaton/Cooper Lighting | Streetworks | TMU32P**3V* | Vertical - Base Up | Pulse-start - magnetic | 320 | 320 |  | True | Relamping Rated Wattage | 88 |  |  |  | 290-335 watts |  | Non Federally-Regulated | 08/26/2013 |  | 02/28/2019
Eaton/Cooper Lighting | McGraw | TLL-250-MP-***-AR-CEC-* | Vertical - Base Up | Pulse-start - magnetic | 250 | 250 |  | True | Ballast Efficiency | 90 | [5 empty] | Non Federally-Regulated | 08/26/2013 |  | 02/28/2019
Eaton/Cooper Lighting | McGraw | GLC-400-MP-*5C*CEC* | Vertical - Base Down | Pulse-start - magnetic | 400 | 400 |  | True | Ballast Efficiency | 92 | [5 empty] | Non Federally-Regulated | 08/26/2013 |  | 02/28/2019
Eaton/Cooper Lighting | McGraw | GLC-320-MP-*55* | Vertical - Base Down | Pulse-start - magnetic | 320 | 320 |  | True | Relamping Rated Wattage | 88 |  |  |  | 290-335 watts |  | Non Federally-Regulated | 08/26/2013 |  | 02/28/2019
Eaton/Cooper Lighting | McGraw | CIM-**-250-MP-*CEC-* | Horizontal | Pulse-start - magnetic | 250 | 250 |  | True | Ballast Efficiency | 90 | [5 empty] | Non Federally-Regulated | 08/26/2013 |  | 02/28/2019
Eaton/Cooper Lighting | Streetworks | CML25P**SL*CEC* | Horizontal | Pulse-start - magnetic | 250 | 250 |  | True | Ballast Efficiency | 90 | [5 empty] | Non Federally-Regulated | 08/26/2013 |  | 02/28/2019
Eaton/Cooper Lighting | Streetworks | ATM32P** | Horizontal | Pulse-start - magnetic | 320 | 320 |  | True | Relamping Rated Wattage | 88 |  |  |  | 290-335 watts |  | Non Federally-Regulated | 08/26/2013 |  | 02/28/2019
Eaton/Cooper Lighting | Invue | ECL-150-MP-***-5S* | Horizontal | Pulse-start - magnetic | 150 | 150 |  | True | Ballast Efficiency | 81 | Exception 3 Met |  |  |  |  | Non Federally-Regulated | 08/26/2013 |  | 02/28/2019
Eaton/Cooper Lighting | Streetworks | MEL40P**5F*CEC-* | Horizontal | Pulse-start - magnetic | 400 | 400 |  | True | Ballast Efficiency | 92 | [5 empty] | Non Federally-Regulated | 08/26/2013 |  | 02/28/2019
Eaton/Cooper Lighting | McGraw | CLM-***-250-MP-***-2F*CEC-* | Horizontal | Pulse-start - magnetic | 250 | 250 |  | True | Ballast Efficiency | 90 | [5 empty] | Non Federally-Regulated | 08/26/2013 |  | 02/28/2019
Eaton/Cooper Lighting | Streetworks | CFB40P****CEC* | Horizontal | Pulse-start - magnetic | 400 | 400 |  | True | Ballast Efficiency | 92 | [5 empty] | Non Federally-Regulated | 08/26/2013 |  | 02/28/2019
Eaton/Cooper Lighting | Lumark | MPNKS32* | Vertical - Base Down | Pulse-start - magnetic | 320 | 320 |  | True | Relamping Rated Wattage | 88 |  |  |  | 290-335 watts |  | Non Federally-Regulated | 08/26/2013 |  | 02/28/2019
Eaton/Cooper Lighting | Streetworks | TMU25P**3V*CEC-* | Vertical - Base Up | Pulse-start - magnetic | 250 | 250 |  | True | Ballast Efficiency | 90 | [5 empty] | Non Federally-Regulated | 08/26/2013 |  | 02/28/2019
Eaton/Cooper Lighting | Streetworks | UTR17P****CEC* | Vertical - Base Down | Pulse-start - magnetic | 175 | 175 |  | True | Ballast Efficiency | 90 | [5 empty] | Non Federally-Regulated | 08/26/2013 |  | 02/28/2019
Eaton/Cooper Lighting | Streetworks | CML40P**5F*CEC* | Horizontal | Pulse-start - magnetic | 400 | 400 |  | True | Ballast Efficiency | 92 | [5 empty] | Non Federally-Regulated | 08/26/2013 |  | 02/28/2019
Eaton/Cooper Lighting | Streetworks | AVM32P** | Horizontal | Pulse-start - magnetic | 320 | 320 |  | True | Relamping Rated Wattage | 88 |  |  |  | 290-335 watts |  | Non Federally-Regulated | 08/26/2013 |  | 02/28/2019
Eaton/Cooper Lighting | Streetworks | MEL25P**2F*CEC-* | Horizontal | Pulse-start - magnetic | 250 | 250 |  | True | Ballast Efficiency | 90 | [5 empty] | Non Federally-Regulated | 08/26/2013 |  | 02/28/2019
Eaton/Cooper Lighting | Streetworks | ZSD17P****-CEC-* | Horizontal | Pulse-start - magnetic | 175 | 175 |  | True | Ballast Efficiency | 90 | [5 empty] | Non Federally-Regulated | 08/26/2013 |  | 02/28/2019
Eaton/Cooper Lighting | Lumark | MPTR-**-250-*-CEC-* | Horizontal | Pulse-start - magnetic | 250 | 250 |  | True | Ballast Efficiency | 90 | [5 empty] | Non Federally-Regulated | 08/26/2013 |  | 02/28/2019
Eaton/Cooper Lighting | Streetworks | GM*25P**AS*CEC* | Vertical - Base Up | Pulse-start - magnetic | 250 | 250 |  | True | Ballast Efficiency | 90 | [5 empty] | Non Federally-Regulated | 08/26/2013 |  | 02/28/2019
Eaton/Cooper Lighting | McGraw | ZDS-**-320-MP-* | Horizontal | Pulse-start - magnetic | 320 | 320 |  | True | Relamping Rated Wattage | 88 |  |  |  | 290-335 watts |  | Non Federally-Regulated | 08/26/2013 |  | 02/28/2019
Eaton/Cooper Lighting | Lumark | MPRY-**-*-150-* | Horizontal | Pulse-start - magnetic | 150 | 150 |  | True | Ballast Efficiency | 81 | Exception 3 Met |  |  |  |  | Non Federally-Regulated | 08/26/2013 |  | 02/28/2019
Eaton/Cooper Lighting | McGraw | TLM-150-MP-***-2F | Horizontal | Pulse-start - magnetic | 150 | 150 |  | True | Ballast Efficiency | 81 | Exception 3 Met |  |  |  |  | Non Federally-Regulated | 08/26/2013 |  | 02/28/2019
Eaton/Cooper Lighting | Invue | ICM-200-MP-* | Horizontal | Pulse-start - magnetic | 200 | 200 |  | True | Relamping Rated Wattage | 88 |  |  |  | 200-215 watts |  | Non Federally-Regulated | 08/26/2013 |  | 02/28/2019
Eaton/Cooper Lighting | McGraw | GLC-320-MP-*3C* | Vertical - Base Down | Pulse-start - magnetic | 320 | 320 |  | True | Relamping Rated Wattage | 88 |  |  |  | 290-335 watts |  | Non Federally-Regulated | 08/26/2013 |  | 02/28/2019
Eaton/Cooper Lighting | McGraw | GS*-***-320-MP-***-5F* | Horizontal | Pulse-start - magnetic | 320 | 320 |  | True | Relamping Rated Wattage | 88 |  |  |  | 290-335 watts |  | Non Federally-Regulated | 08/26/2013 |  | 02/28/2019
Eaton/Cooper Lighting | Lumark | MPQD-GO/GAS***-200* | Horizontal | Pulse-start - magnetic | 200 | 200 |  | False | Relamping Rated Wattage | 88 |  |  |  | 200-215 watts |  | Non Federally-Regulated | 08/26/2013 |  | 02/28/2019
Eaton/Cooper Lighting | Streetworks | ARC15P**55* | Vertical - Base Down | Pulse-start - magnetic | 150 | 150 |  | True | Ballast Efficiency | 81 | Exception 3 Met |  |  |  |  | Non Federally-Regulated | 08/26/2013 |  | 02/28/2019
Eaton/Cooper Lighting | Streetworks | TMU15P**AF* | Vertical - Base Up | Pulse-start - magnetic | 150 | 150 |  | True | Ballast Efficiency | 81 | Exception 3 Met |  |  |  |  | Non Federally-Regulated | 08/26/2013 |  | 02/28/2019
Eaton/Cooper Lighting | Ametrix | V*-LI-*1-P-175*-CEC* | Horizontal | Pulse-start - magnetic | 175 | 175 |  | False | Ballast Efficiency | 90 | [5 empty] | Non Federally-Regulated | 08/26/2013 |  | 02/28/2019
Eaton/Cooper Lighting | Streetworks | MEL25P**2S*CEC-* | Horizontal | Pulse-start - magnetic | 250 | 250 |  | True | Ballast Efficiency | 90 | [5 empty] | Non Federally-Regulated | 08/26/2013 |  | 02/28/2019
Eaton/Cooper Lighting | McGraw | GS*-***-175-MP-***-3S*CEC-* | Horizontal | Pulse-start - magnetic | 175 | 175 |  | True | Ballast Efficiency | 90 | [5 empty] | Non Federally-Regulated | 08/26/2013 |  | 02/28/2019
Eaton/Cooper Lighting | McGraw | TLM-250-MP-***-2F-CEC-* | Horizontal | Pulse-start - magnetic | 250 | 250 |  | True | Ballast Efficiency | 90 | [5 empty] | Non Federally-Regulated | 08/26/2013 |  | 02/28/2019
Eaton/Cooper Lighting | McGraw | AMF-*-250-MP-*62*-CEC-* | Horizontal | Pulse-start - magnetic | 250 | 250 |  | True | Ballast Efficiency | 90 | [5 empty] | Non Federally-Regulated | 08/26/2013 |  | 02/28/2019
Eaton/Cooper Lighting | McGraw | GAR-150-MP-*33* | Vertical - Base Down | Pulse-start - magnetic | 150 | 150 |  | True | Ballast Efficiency | 81 | Exception 3 Met |  |  |  |  | Non Federally-Regulated | 08/26/2013 |  | 02/28/2019
Eaton/Cooper Lighting | McGraw | ISC-150-MP* | Horizontal | Pulse-start - magnetic | 150 | 150 |  | True | Ballast Efficiency | 81 | Exception 3 Met |  |  |  |  | Non Federally-Regulated | 08/26/2013 |  | 02/28/2019
Eaton/Cooper Lighting | Invue | ECL-400-MP-***-3S*CEC-* | Horizontal | Pulse-start - magnetic | 400 | 400 |  | True | Ballast Efficiency | 92 | [5 empty] | Non Federally-Regulated | 08/26/2013 |  | 02/28/2019
Eaton/Cooper Lighting | Streetworks | TMU15P**AR* | Vertical - Base Up | Pulse-start - magnetic | 150 | 150 |  | True | Ballast Efficiency | 81 | Exception 3 Met |  |  |  |  | Non Federally-Regulated | 08/26/2013 |  | 02/28/2019
Eaton/Cooper Lighting | Streetworks | CML32P**AR* | Vertical - Base Up | Pulse-start - magnetic | 320 | 320 |  | True | Relamping Rated Wattage | 88 |  |  |  | 290-335 watts |  | Non Federally-Regulated | 08/26/2013 |  | 02/28/2019
Eaton/Cooper Lighting | Streetworks | ZAD15P** | Horizontal | Pulse-start - magnetic | 150 | 150 |  | True | Ballast Efficiency | 81 | Exception 3 Met |  |  |  |  | Non Federally-Regulated | 08/26/2013 |  | 02/28/2019
Eaton/Cooper Lighting | McGraw | TLL-400-MP-***-5S-CEC-* | Horizontal | Pulse-start - magnetic | 400 | 400 |  | True | Ballast Efficiency | 92 | [5 empty] | Non Federally-Regulated | 08/26/2013 |  | 02/28/2019
Eaton/Cooper Lighting | McGraw | AMF-*-320-MP-*62* | Horizontal | Pulse-start - magnetic | 320 | 320 |  | True | Relamping Rated Wattage | 88 |  |  |  | 290-335 watts |  | Non Federally-Regulated | 08/26/2013 |  | 02/28/2019
Eaton/Cooper Lighting | Streetworks | AVM17P****CEC-* | Horizontal | Pulse-start - magnetic | 175 | 175 |  | True | Ballast Efficiency | 90 | [5 empty] | Non Federally-Regulated | 08/26/2013 |  | 02/28/2019
Eaton/Cooper Lighting | Invue | EML-175-MP-***-2S*CEC-* | Horizontal | Pulse-start - magnetic | 175 | 175 |  | True | Ballast Efficiency | 90 | [5 empty] | Non Federally-Regulated | 08/26/2013 |  | 02/28/2019
Eaton/Cooper Lighting | McGraw | AMF-*-400-MP-*55*-CEC-* | Horizontal | Pulse-start - magnetic | 400 | 400 |  | True | Ballast Efficiency | 92 | [5 empty] | Non Federally-Regulated | 08/26/2013 |  | 02/28/2019
Eaton/Cooper Lighting | Streetworks | ADM125P**-CEC-* | Horizontal | Pulse-start - magnetic | 250 | 250 |  | True | Ballast Efficiency | 90 | [5 empty] | Non Federally-Regulated | 08/26/2013 |  | 02/28/2019
Eaton/Cooper Lighting | Lumark | MPEP**-400-*-CEC-* | Vertical - Base Up | Pulse-start - magnetic | 400 | 400 |  | False | Ballast Efficiency | 92 | [5 empty] | Non Federally-Regulated | 08/26/2013 |  | 02/28/2019
Eaton/Cooper Lighting | Streetworks | OVX17P****-CEC-* | Horizontal | Pulse-start - magnetic | 175 | 175 |  | True | Ballast Efficiency | 90 | [5 empty] | Non Federally-Regulated | 08/26/2013 |  | 02/28/2019
Eaton/Cooper Lighting | Streetworks | TLU32P**3F*CEC-* | Horizontal | Pulse-start - magnetic | 320 | 320 |  | True | Relamping Rated Wattage | 88 |  |  |  | 290-335 watts |  | Non Federally-Regulated | 08/26/2013 |  | 02/28/2019
Eaton/Cooper Lighting | McGraw | TLL-400-MP-***-3S-CEC-* | Horizontal | Pulse-start - magnetic | 400 | 400 |  | True | Ballast Efficiency | 92 | [5 empty] | Non Federally-Regulated | 08/26/2013 |  | 02/28/2019
Eaton/Cooper Lighting | Streetworks | TMU20P**AR* | Vertical - Base Up | Pulse-start - magnetic | 200 | 200 |  | True | Relamping Rated Wattage | 88 |  |  |  | 200-215 watts |  | Non Federally-Regulated | 08/26/2013 |  | 02/28/2019
Eaton/Cooper Lighting | McGraw | ARN-175-MP-*33*CEC* | Vertical - Base Down | Pulse-start - magnetic | 175 | 175 |  | True | Ballast Efficiency | 90 | [5 empty] | Non Federally-Regulated | 08/26/2013 |  | 02/28/2019
Eaton/Cooper Lighting | Streetworks | MEL17P**SL*CEC-* | Horizontal | Pulse-start - magnetic | 175 | 175 |  | True | Ballast Efficiency | 90 | [5 empty] | Non Federally-Regulated | 08/26/2013 |  | 02/28/2019
Eaton/Cooper Lighting | Streetworks | ACN25PW*-5C*CEC-* | Vertical - Base Down | Pulse-start - magnetic | 250 | 250 |  | True | Ballast Efficiency | 90 | [5 empty] | Non Federally-Regulated | 08/26/2013 |  | 02/28/2019
Eaton/Cooper Lighting | McGraw | GS*-***-250-MP-***-3F*CEC-* | Horizontal | Pulse-start - magnetic | 250 | 250 |  | True | Ballast Efficiency | 90 | [5 empty] | Non Federally-Regulated | 08/26/2013 |  | 02/28/2019
Eaton/Cooper Lighting | Streetworks | GR*32P**3D* | Horizontal | Pulse-start - magnetic | 320 | 320 |  | True | Relamping Rated Wattage | 88 |  |  |  | 290-335 watts |  | Non Federally-Regulated | 08/26/2013 |  | 02/28/2019
Eaton/Cooper Lighting | Streetworks | CEL15P**3S* | Horizontal | Pulse-start - magnetic | 150 | 150 |  | True | Ballast Efficiency | 81 | Exception 3 Met |  |  |  |  | Non Federally-Regulated | 08/26/2013 |  | 02/28/2019
Eaton/Cooper Lighting | Streetworks | CEL25P**5R*CEC-* | Vertical - Base Up | Pulse-start - magnetic | 250 | 250 |  | True | Ballast Efficiency | 90 | [5 empty] | Non Federally-Regulated | 08/26/2013 |  | 02/28/2019
Eaton/Cooper Lighting | Streetworks | GM*25P**2F*CEC-* | Horizontal | Pulse-start - magnetic | 250 | 250 |  | True | Ballast Efficiency | 90 | [5 empty] | Non Federally-Regulated | 08/26/2013 |  | 02/28/2019
Eaton/Cooper Lighting | Lumark | MPMS-*-VF-150* | Vertical - Base Down | Pulse-start - magnetic | 150 | 150 |  | True | Ballast Efficiency | 81 | Exception 3 Met |  |  |  |  | Non Federally-Regulated | 08/26/2013 |  | 02/28/2019
Eaton/Cooper Lighting | Streetworks | OVX15P*** | Horizontal | Pulse-start - magnetic | 150 | 150 |  | True | Ballast Efficiency | 81 | Exception 3 Met |  |  |  |  | Non Federally-Regulated | 08/26/2013 |  | 02/28/2019
Eaton/Cooper Lighting | Ametrix | V*-LO-*1-P-175*-CEC* | Horizontal | Pulse-start - magnetic | 175 | 175 |  | True | Ballast Efficiency | 90 | [5 empty] | Non Federally-Regulated | 08/26/2013 |  | 02/28/2019
Eaton/Cooper Lighting | McGraw | CAA-250-MP-*3C*CEC* | Vertical - Base Down | Pulse-start - magnetic | 250 | 250 |  | True | Ballast Efficiency | 90 | [5 empty] | Non Federally-Regulated | 08/26/2013 |  | 02/28/2019
Eaton/Cooper Lighting | Streetworks | AVM15P** | Horizontal | Pulse-start - magnetic | 150 | 150 |  | True | Ballast Efficiency | 81 | Exception 3 Met |  |  |  |  | Non Federally-Regulated | 08/26/2013 |  | 02/28/2019
Eaton/Cooper Lighting | McGraw | TLL-400-MP-***-AR-CEC-* | Vertical - Base Up | Pulse-start - magnetic | 400 | 400 |  | True | Ballast Efficiency | 92 | [5 empty] | Non Federally-Regulated | 08/26/2013 |  | 02/28/2019
Eaton/Cooper Lighting | McGraw | AMF-*-250-MP-*76*-CEC-* | Vertical - Base Down | Pulse-start - magnetic | 250 | 250 |  | True | Ballast Efficiency | 90 | [5 empty] | Non Federally-Regulated | 08/26/2013 |  | 02/28/2019
Eaton/Cooper Lighting | McGraw | TLL-250-MP-***-3F-CEC-* | Horizontal | Pulse-start - magnetic | 250 | 250 |  | True | Ballast Efficiency | 90 | [5 empty] | Non Federally-Regulated | 08/26/2013 |  | 02/28/2019
Eaton/Cooper Lighting | Streetworks | CML32P**AS* | Vertical - Base Up | Pulse-start - magnetic | 320 | 320 |  | True | Relamping Rated Wattage | 88 |  |  |  | 290-335 watts |  | Non Federally-Regulated | 08/26/2013 |  | 02/28/2019
Eaton/Cooper Lighting | Failsafe | MPFP-****-200* | Vertical - Base Up | Pulse-start - magnetic | 200 | 200 |  | False | Relamping Rated Wattage | 88 |  |  |  | 200-215 watts |  | Non Federally-Regulated | 08/26/2013 |  | 02/28/2019
Eaton/Cooper Lighting | McGraw | TLL-320-MP-***-AS* | Vertical - Base Up | Pulse-start - magnetic | 320 | 320 |  | True | Relamping Rated Wattage | 88 |  |  |  | 290-335 watts |  | Non Federally-Regulated | 08/26/2013 |  | 02/28/2019
Eaton/Cooper Lighting | Streetworks | MEL32P**3R* | Vertical - Base Up | Pulse-start - magnetic | 320 | 320 |  | True | Relamping Rated Wattage | 88 |  |  |  | 290-335 watts |  | Non Federally-Regulated | 08/26/2013 |  | 02/28/2019
Eaton/Cooper Lighting | McGraw | AMF-*-150-MP-*55*-CEC-* | Horizontal | Pulse-start - magnetic | 150 | 150 |  | True | Ballast Efficiency | 81 | Exception 3 Met |  |  |  |  | Non Federally-Regulated | 08/26/2013 |  | 02/28/2019
Eaton/Cooper Lighting | Streetworks | ADM117P**-CEC-* | Horizontal | Pulse-start - magnetic | 175 | 175 |  | True | Ballast Efficiency | 90 | [5 empty] | Non Federally-Regulated | 08/26/2013 |  | 02/28/2019
Eaton/Cooper Lighting | Lumark | MPEP-**250-*-CEC-* | Vertical - Base Up | Pulse-start - magnetic | 250 | 250 |  | False | Ballast Efficiency | 90 | [5 empty] | Non Federally-Regulated | 08/26/2013 |  | 02/28/2019
Eaton/Cooper Lighting | Streetworks | GPF20P***44* | Vertical - Base Down | Pulse-start - magnetic | 200 | 200 |  | True | Relamping Rated Wattage | 88 |  |  |  | 200-215 watts |  | Non Federally-Regulated | 08/26/2013 |  | 02/28/2019
Eaton/Cooper Lighting | Streetworks | CAP20P* | Horizontal | Pulse-start - magnetic | 200 | 200 |  | True | Relamping Rated Wattage | 88 |  |  |  | 200-215 watts |  | Non Federally-Regulated | 08/26/2013 |  | 02/28/2019
Eaton/Cooper Lighting | Streetworks | MEL40P**MA*CEC-* | Vertical - Base Up | Pulse-start - magnetic | 400 | 400 |  | True | Ballast Efficiency | 92 | [5 empty] | Non Federally-Regulated | 08/26/2013 |  | 02/28/2019
Eaton/Cooper Lighting | Streetworks | ARS32P*5C* | Vertical - Base Down | Pulse-start - magnetic | 320 | 320 |  | True | Relamping Rated Wattage | 88 |  |  |  | 290-335 watts |  | Non Federally-Regulated | 08/26/2013 |  | 02/28/2019
Eaton/Cooper Lighting | Streetworks | ZYD32P** | Horizontal | Pulse-start - magnetic | 320 | 320 |  | True | Relamping Rated Wattage | 88 |  |  |  | 290-335 watts |  | Non Federally-Regulated | 08/26/2013 |  | 02/28/2019
Eaton/Cooper Lighting | McGraw | CLM-***-320-MP-***-3V* | Vertical - Base Up | Pulse-start - magnetic | 320 | 320 |  | True | Relamping Rated Wattage | 88 |  |  |  | 290-335 watts |  | Non Federally-Regulated | 08/26/2013 |  | 02/28/2019
Eaton/Cooper Lighting | McGraw | ARN-200-MP-*55* | Vertical - Base Down | Pulse-start - magnetic | 200 | 200 |  | True | Relamping Rated Wattage | 88 |  |  |  | 200-215 watts |  | Non Federally-Regulated | 08/26/2013 |  | 02/28/2019
Eaton/Cooper Lighting | Streetworks | MEL32P**2F* | Horizontal | Pulse-start - magnetic | 320 | 320 |  | True | Relamping Rated Wattage | 88 |  |  |  | 290-335 watts |  | Non Federally-Regulated | 08/26/2013 |  | 02/28/2019
Eaton/Cooper Lighting | Invue | AEM-250-MP-*-CEC-* | Horizontal | Pulse-start - magnetic | 250 | 250 |  | True | Ballast Efficiency | 90 | [5 empty] | Non Federally-Regulated | 08/26/2013 |  | 02/28/2019
Eaton/Cooper Lighting | Streetworks | ZYD25P****-CEC-* | Horizontal | Pulse-start - magnetic | 250 | 250 |  | True | Ballast Efficiency | 90 | [5 empty] | Non Federally-Regulated | 08/26/2013 |  | 02/28/2019
Eaton/Cooper Lighting | Invue | EMM-150-MP-***-SL* | Horizontal | Pulse-start - magnetic | 150 | 150 |  | True | Ballast Efficiency | 81 | Exception 3 Met |  |  |  |  | Non Federally-Regulated | 08/26/2013 |  | 02/28/2019
Eaton/Cooper Lighting | Streetworks | CEM17P**2F*CEC-* | Horizontal | Pulse-start - magnetic | 175 | 175 |  | True | Ballast Efficiency | 90 | [5 empty] | Non Federally-Regulated | 08/26/2013 |  | 02/28/2019
Eaton/Cooper Lighting | Streetworks | TMU40P**3F*CEC-* | Horizontal | Pulse-start - magnetic | 400 | 400 |  | True | Ballast Efficiency | 92 | [5 empty] | Non Federally-Regulated | 08/26/2013 |  | 02/28/2019
Eaton/Cooper Lighting | McGraw | ARN-150-MP-*55* | Vertical - Base Down | Pulse-start - magnetic | 150 | 150 |  | True | Ballast Efficiency | 81 | Exception 3 Met |  |  |  |  | Non Federally-Regulated | 08/26/2013 |  | 02/28/2019
Eaton/Cooper Lighting | Streetworks | TLU32P**AR*CEC-* | Vertical - Base Up | Pulse-start - magnetic | 320 | 320 |  | True | Relamping Rated Wattage | 88 |  |  |  | 290-335 watts |  | Non Federally-Regulated | 08/26/2013 |  | 02/28/2019
Eaton/Cooper Lighting | Streetworks | GPF15P***43* | Vertical - Base Down | Pulse-start - magnetic | 150 | 150 |  | True | Ballast Efficiency | 81 | Exception 3 Met |  |  |  |  | Non Federally-Regulated | 08/26/2013 |  | 02/28/2019
Eaton/Cooper Lighting | Streetworks | TLU32P**3S*CEC-* | Horizontal | Pulse-start - magnetic | 320 | 320 |  | True | Relamping Rated Wattage | 88 |  |  |  | 290-335 watts |  | Non Federally-Regulated | 08/26/2013 |  | 02/28/2019
Eaton/Cooper Lighting | McGraw | TLM-400-MP-***-2F-CEC-* | Horizontal | Pulse-start - magnetic | 400 | 400 |  | True | Ballast Efficiency | 92 | [5 empty] | Non Federally-Regulated | 08/26/2013 |  | 02/28/2019
Eaton/Cooper Lighting | Streetworks | GPF15P***62* | Horizontal | Pulse-start - magnetic | 150 | 150 |  | True | Ballast Efficiency | 81 | Exception 3 Met |  |  |  |  | Non Federally-Regulated | 08/26/2013 |  | 02/28/2019
Eaton/Cooper Lighting | Streetworks | TMU17P**3F*CEC-* | Horizontal | Pulse-start - magnetic | 175 | 175 |  | True | Ballast Efficiency | 90 | [5 empty] | Non Federally-Regulated | 08/26/2013 |  | 02/28/2019
Eaton/Cooper Lighting | McGraw | AMF-*-250-MP-*23*-CEC-* | Vertical - Base Down | Pulse-start - magnetic | 250 | 250 |  | True | Ballast Efficiency | 90 | [5 empty] | Non Federally-Regulated | 08/26/2013 |  | 02/28/2019
Eaton/Cooper Lighting | Lumark | MPWR-***-200-* | Horizontal | Pulse-start - magnetic | 200 | 200 |  | True | Relamping Rated Wattage | 88 |  |  |  | 200-215 watts |  | Non Federally-Regulated | 08/26/2013 |  | 02/28/2019
Eaton/Cooper Lighting | McGraw | ZDG-**-175-MP-*****-CEC-* | Horizontal | Pulse-start - magnetic | 175 | 175 |  | True | Ballast Efficiency | 90 | [5 empty] | Non Federally-Regulated | 08/26/2013 |  | 02/28/2019
Eaton/Cooper Lighting | Invue | ECL-200-MP-***-SL* | Horizontal | Pulse-start - magnetic | 200 | 200 |  | True | Relamping Rated Wattage | 88 |  |  |  | 200-215 watts |  | Non Federally-Regulated | 08/26/2013 |  | 02/28/2019
Eaton/Cooper Lighting | McGraw | CAR-320-MP-*3C* | Vertical - Base Down | Pulse-start - magnetic | 320 | 320 |  | True | Relamping Rated Wattage | 88 |  |  |  | 290-335 watts |  | Non Federally-Regulated | 08/26/2013 |  | 02/28/2019
Eaton/Cooper Lighting | Streetworks | ACN17P**3C*CEC-* | Vertical - Base Down | Pulse-start - magnetic | 175 | 175 |  | True | Ballast Efficiency | 90 | [5 empty] | Non Federally-Regulated | 08/26/2013 |  | 02/28/2019
Eaton/Cooper Lighting | Streetworks | ACN32PW*3C*CEC-* | Vertical - Base Down | Pulse-start - magnetic | 320 | 320 |  | True | Relamping Rated Wattage | 88 |  |  |  | 290-335 watts |  | Non Federally-Regulated | 08/26/2013 |  | 02/28/2019
Eaton/Cooper Lighting | Invue | STM-250-MP-***-CEC-* | Horizontal | Pulse-start - magnetic | 250 | 250 |  | True | Ballast Efficiency | 90 | [5 empty] | Non Federally-Regulated | 08/26/2013 |  | 02/28/2019
Eaton/Cooper Lighting | Invue | VWM-400-MP-***-CEC* | Horizontal | Pulse-start - magnetic | 400 | 400 |  | True | Ballast Efficiency | 92 | [5 empty] | Non Federally-Regulated | 08/26/2013 |  | 02/28/2019
Eaton/Cooper Lighting | Invue | EMM-150-MP-***-3R* | Vertical - Base Up | Pulse-start - magnetic | 150 | 150 |  | True | Ballast Efficiency | 81 | Exception 3 Met |  |  |  |  | Non Federally-Regulated | 08/26/2013 |  | 02/28/2019
Eaton/Cooper Lighting | Streetworks | GM*25P**4S*CEC* | Horizontal | Pulse-start - magnetic | 250 | 250 |  | True | Ballast Efficiency | 90 | [5 empty] | Non Federally-Regulated | 08/26/2013 |  | 02/28/2019
Eaton/Cooper Lighting | Streetworks | CLB32PW*3C*CEC-* | Vertical - Base Down | Pulse-start - magnetic | 320 | 320 |  | True | Relamping Rated Wattage | 88 |  |  |  | 290-335 watts |  | Non Federally-Regulated | 08/26/2013 |  | 02/28/2019
Eaton/Cooper Lighting | Invue | VFM-K-320-MP-***-VF*CEC-* | Horizontal | Pulse-start - magnetic | 320 | 320 |  | True | Relamping Rated Wattage | 88 |  |  |  | 290-335 watts |  | Non Federally-Regulated | 08/26/2013 |  | 02/28/2019
Eaton/Cooper Lighting | Lumark | MPMC-400-***CEC* | Horizontal | Pulse-start - magnetic | 400 | 400 |  | True | Ballast Efficiency | 92 | [5 empty] | Non Federally-Regulated | 08/26/2013 |  | 02/28/2019
Eaton/Cooper Lighting | McGraw | GLC-150-MP-*3C* | Vertical - Base Down | Pulse-start - magnetic | 150 | 150 |  | True | Ballast Efficiency | 81 | Exception 3 Met |  |  |  |  | Non Federally-Regulated | 08/26/2013 |  | 02/28/2019
Eaton/Cooper Lighting | McGraw | TLM-320-MP-***-AF* | Horizontal | Pulse-start - magnetic | 320 | 320 |  | True | Relamping Rated Wattage | 88 |  |  |  | 290-335 watts |  | Non Federally-Regulated | 08/26/2013 |  | 02/28/2019
Eaton/Cooper Lighting | Lumark | MPXB-****-250-*-CEC-* | Vertical - Base Up | Pulse-start - magnetic | 250 | 250 |  | False | Ballast Efficiency | 90 | [5 empty] | Non Federally-Regulated | 08/26/2013 |  | 02/28/2019
Eaton/Cooper Lighting | McGraw | ZDL-**-200-MP-* | Horizontal | Pulse-start - magnetic | 200 | 200 |  | True | Relamping Rated Wattage | 88 |  |  |  | 200-215 watts |  | Non Federally-Regulated | 08/26/2013 |  | 02/28/2019
Eaton/Cooper Lighting | Lumark | MPTR2340-*-CEC-* | Horizontal | Pulse-start - magnetic | 400 | 400 |  | True | Ballast Efficiency | 92 | [5 empty] | Non Federally-Regulated | 08/26/2013 |  | 02/28/2019
Eaton/Cooper Lighting | Invue | ECL-400-MP-***-5S*CEC-* | Horizontal | Pulse-start - magnetic | 400 | 400 |  | True | Ballast Efficiency | 92 | [5 empty] | Non Federally-Regulated | 08/26/2013 |  | 02/28/2019
Eaton/Cooper Lighting | Failsafe | MPFP-****-250*CEC* | Vertical - Base Up | Pulse-start - magnetic | 250 | 250 |  | False | Ballast Efficiency | 90 | [5 empty] | Non Federally-Regulated | 08/26/2013 |  | 02/28/2019
Eaton/Cooper Lighting | Ametrix | V*-SI-*1-E-150* | Horizontal | Pulse-start - electronic | 150 | 150 |  | False | Ballast Efficiency | 90 | [5 empty] | Non Federally-Regulated | 08/26/2013 |  | 02/28/2019
Eaton/Cooper Lighting | Streetworks | OVF17P****-CEC-* | Horizontal | Pulse-start - magnetic | 175 | 175 |  | True | Ballast Efficiency | 90 | [5 empty] | Non Federally-Regulated | 08/26/2013 |  | 02/28/2019
Eaton/Cooper Lighting | Streetworks | CFB15P* | Horizontal | Pulse-start - magnetic | 150 | 150 |  | True | Ballast Efficiency | 81 | Exception 3 Met |  |  |  |  | Non Federally-Regulated | 08/26/2013 |  | 02/28/2019
Eaton/Cooper Lighting | Streetworks | OVF32P*** | Horizontal | Pulse-start - magnetic | 320 | 320 |  | True | Relamping Rated Wattage | 88 |  |  |  | 290-335 watts |  | Non Federally-Regulated | 08/26/2013 |  | 02/28/2019
Eaton/Cooper Lighting | Invue | VWM-175-MP-***-CEC-* | Horizontal | Pulse-start - magnetic | 175 | 175 |  | True | Ballast Efficiency | 90 | [5 empty] | Non Federally-Regulated | 08/26/2013 |  | 02/28/2019
Eaton/Cooper Lighting | Invue | ECM-150-MP-***-4S* | Horizontal | Pulse-start - magnetic | 150 | 150 |  | True | Ballast Efficiency | 81 | Exception 3 Met |  |  |  |  | Non Federally-Regulated | 08/26/2013 |  | 02/28/2019
Eaton/Cooper Lighting | Invue | EML-400-MP-***-4S*CEC-* | Horizontal | Pulse-start - magnetic | 400 | 400 |  | True | Ballast Efficiency | 92 | [5 empty] | Non Federally-Regulated | 08/26/2013 |  | 02/28/2019
Eaton/Cooper Lighting | Streetworks | CEL25P**2S*CEC-* | Horizontal | Pulse-start - magnetic | 250 | 250 |  | True | Ballast Efficiency | 90 | [5 empty] | Non Federally-Regulated | 08/26/2013 |  | 02/28/2019
Eaton/Cooper Lighting | Streetworks | CML40P**SL*CEC* | Horizontal | Pulse-start - magnetic | 400 | 400 |  | True | Ballast Efficiency | 92 | [5 empty] | Non Federally-Regulated | 08/26/2013 |  | 02/28/2019
Eaton/Cooper Lighting | McGraw | CSP-**200-MP* | Horizontal | Pulse-start - magnetic | 200 | 200 |  | True | Relamping Rated Wattage | 88 |  |  |  | 200-215 watts |  | Non Federally-Regulated | 08/26/2013 |  | 02/28/2019
Eaton/Cooper Lighting | Streetworks | CML32P**3V* | Vertical - Base Up | Pulse-start - magnetic | 320 | 320 |  | True | Relamping Rated Wattage | 88 |  |  |  | 290-335 watts |  | Non Federally-Regulated | 08/26/2013 |  | 02/28/2019
Eaton/Cooper Lighting | Streetworks | MEL15P**3F* | Horizontal | Pulse-start - magnetic | 150 | 150 |  | True | Ballast Efficiency | 81 | Exception 3 Met |  |  |  |  | Non Federally-Regulated | 08/26/2013 |  | 02/28/2019
Eaton/Cooper Lighting | McGraw | TLL-320-MP-***-5F* | Horizontal | Pulse-start - magnetic | 320 | 320 |  | True | Relamping Rated Wattage | 88 |  |  |  | 290-335 watts |  | Non Federally-Regulated | 08/26/2013 |  | 02/28/2019
Eaton/Cooper Lighting | Invue | ECL-400-MP-***-MA*CEC-* | Vertical - Base Up | Pulse-start - magnetic | 400 | 400 |  | True | Ballast Efficiency | 92 | [5 empty] | Non Federally-Regulated | 08/26/2013 |  | 02/28/2019
Eaton/Cooper Lighting | Invue | EML-200-MP-***-MA* | Vertical - Base Up | Pulse-start - magnetic | 200 | 200 |  | True | Relamping Rated Wattage | 88 |  |  |  | 200-215 watts |  | Non Federally-Regulated | 08/26/2013 |  | 02/28/2019
Eaton/Cooper Lighting | Streetworks | GS*15P**3F*CEC* | Horizontal | Pulse-start - magnetic | 150 | 150 |  | True | Ballast Efficiency | 81 | Exception 3 Met |  |  |  |  | Non Federally-Regulated | 08/26/2013 |  | 02/28/2019
Eaton/Cooper Lighting | Streetworks | CEL15P**MA* | Vertical - Base Up | Pulse-start - magnetic | 150 | 150 |  | True | Ballast Efficiency | 81 | Exception 3 Met |  |  |  |  | Non Federally-Regulated | 08/26/2013 |  | 02/28/2019
Eaton/Cooper Lighting | Invue | VXM-175-MP-***-CEC-* | Horizontal | Pulse-start - magnetic | 175 | 175 |  | True | Ballast Efficiency | 90 | [5 empty] | Non Federally-Regulated | 08/26/2013 |  | 02/28/2019
Eaton/Cooper Lighting | Invue | ENC-150-MP-***-EB* | Horizontal | Pulse-start - electronic | 150 | 150 |  | True | Ballast Efficiency | 90 | [5 empty] | Non Federally-Regulated | 08/26/2013 |  | 02/28/2019
Eaton/Cooper Lighting | Streetworks | MEL32P**3S* | Horizontal | Pulse-start - magnetic | 320 | 320 |  | True | Relamping Rated Wattage | 88 |  |  |  | 290-335 watts |  | Non Federally-Regulated | 08/26/2013 |  | 02/28/2019
Eaton/Cooper Lighting | McGraw | GLC-250-MP-*5C*CEC* | Vertical - Base Down | Pulse-start - magnetic | 250 | 250 |  | True | Ballast Efficiency | 90 | [5 empty] | Non Federally-Regulated | 08/26/2013 |  | 02/28/2019
Eaton/Cooper Lighting | McGraw | CLM-***-250-MP-***-RW*CEC-* | Vertical - Base Up | Pulse-start - magnetic | 250 | 250 |  | True | Ballast Efficiency | 90 | [5 empty] | Non Federally-Regulated | 08/26/2013 |  | 02/28/2019
Eaton/Cooper Lighting | McGraw | CIM**175-MP-*CEC-* | Horizontal | Pulse-start - magnetic | 175 | 175 |  | True | Ballast Efficiency | 90 | [5 empty] | Non Federally-Regulated | 08/26/2013 |  | 02/28/2019
Eaton/Cooper Lighting | Streetworks | TLU32P**2S*CEC-* | Horizontal | Pulse-start - magnetic | 320 | 320 |  | True | Relamping Rated Wattage | 88 |  |  |  | 290-335 watts |  | Non Federally-Regulated | 08/26/2013 |  | 02/28/2019
Eaton/Cooper Lighting | Streetworks | CLB40PW*3C-*CEC-* | Vertical - Base Down | Pulse-start - magnetic | 400 | 400 |  | True | Ballast Efficiency | 92 | [5 empty] | Non Federally-Regulated | 08/26/2013 |  | 02/28/2019
Eaton/Cooper Lighting | Invue | EML-320-MP-***-2S* | Horizontal | Pulse-start - magnetic | 320 | 320 |  | True | Relamping Rated Wattage | 88 |  |  |  | 290-335 watts |  | Non Federally-Regulated | 08/26/2013 |  | 02/28/2019
Eaton/Cooper Lighting | Streetworks | GM*40P**SL*CEC* | Horizontal | Pulse-start - magnetic | 400 | 400 |  | True | Ballast Efficiency | 92 | [5 empty] | Non Federally-Regulated | 08/26/2013 |  | 02/28/2019
Eaton/Cooper Lighting | Streetworks | VAN32P** | Vertical - Base Up | Pulse-start - magnetic | 320 | 320 |  | True | Relamping Rated Wattage | 88 |  |  |  | 290-335 watts |  | Non Federally-Regulated | 08/26/2013 |  | 02/28/2019
Eaton/Cooper Lighting | McGraw | TLL-320-MP-***-3F | Horizontal | Pulse-start - magnetic | 320 | 320 |  | True | Relamping Rated Wattage | 88 |  |  |  | 290-335 watts |  | Non Federally-Regulated | 08/26/2013 |  | 02/28/2019
Eaton/Cooper Lighting | Invue | EML-250-MP-***-SL*CEC-* | Horizontal | Pulse-start - magnetic | 250 | 250 |  | True | Ballast Efficiency | 90 | [5 empty] | Non Federally-Regulated | 08/26/2013 |  | 02/28/2019
Eaton/Cooper Lighting | Streetworks | VAN15P** | Vertical - Base Up | Pulse-start - magnetic | 150 | 150 |  | True | Ballast Efficiency | 81 | Exception 3 Met |  |  |  |  | Non Federally-Regulated | 08/26/2013 |  | 02/28/2019
Eaton/Cooper Lighting | Streetworks | TMU32P**2S* | Horizontal | Pulse-start - magnetic | 320 | 320 |  | True | Relamping Rated Wattage | 88 |  |  |  | 290-335 watts |  | Non Federally-Regulated | 08/26/2013 |  | 02/28/2019
Eaton/Cooper Lighting | McGraw | EPL-200-MP-MB* | Vertical - Base Up | Pulse-start - magnetic | 200 | 200 |  | False | Relamping Rated Wattage | 88 |  |  |  | 200-215 watts |  | Non Federally-Regulated | 08/26/2013 |  | 02/28/2019
Eaton/Cooper Lighting | Streetworks | TLU32P**AS*CEC-* | Vertical - Base Up | Pulse-start - magnetic | 320 | 320 |  | True | Relamping Rated Wattage | 88 |  |  |  | 290-335 watts |  | Non Federally-Regulated | 08/26/2013 |  | 02/28/2019
Eaton/Cooper Lighting | McGraw | TLM-175-MP-***-AF-CEC-* | Horizontal | Pulse-start - magnetic | 175 | 175 |  | True | Ballast Efficiency | 90 | [5 empty] | Non Federally-Regulated | 08/26/2013 |  | 02/28/2019
Eaton/Cooper Lighting | McGraw | AMF-*-200-MP-*65* | Horizontal | Pulse-start - magnetic | 200 | 200 |  | True | Relamping Rated Wattage | 88 |  |  |  | 200-215 watts |  | Non Federally-Regulated | 08/26/2013 |  | 02/28/2019
Eaton/Cooper Lighting | Streetworks | MPW15P** | Vertical - Base Down | Pulse-start - magnetic | 150 | 150 |  | True | Ballast Efficiency | 81 | Exception 3 Met |  |  |  |  | Non Federally-Regulated | 08/26/2013 |  | 02/28/2019
Eaton/Cooper Lighting | Streetworks | ACS25P**3C*CEC* | Vertical - Base Down | Pulse-start - magnetic | 250 | 250 |  | True | Ballast Efficiency | 90 | [5 empty] | Non Federally-Regulated | 08/26/2013 |  | 02/28/2019
Eaton/Cooper Lighting | Streetworks | CEL32P**3R* | Vertical - Base Up | Pulse-start - magnetic | 320 | 320 |  | True | Relamping Rated Wattage | 88 |  |  |  | 290-335 watts |  | Non Federally-Regulated | 08/26/2013 |  | 02/28/2019
Eaton/Cooper Lighting | Streetworks | GM*25P**2S*CEC-* | Horizontal | Pulse-start - magnetic | 250 | 250 |  | True | Ballast Efficiency | 90 | [5 empty] | Non Federally-Regulated | 08/26/2013 |  | 02/28/2019
Eaton/Cooper Lighting | Invue | EML-320-MP-***-4S* | Horizontal | Pulse-start - magnetic | 320 | 320 |  | True | Relamping Rated Wattage | 88 |  |  |  | 290-335 watts |  | Non Federally-Regulated | 08/26/2013 |  | 02/28/2019
Eaton/Cooper Lighting | Streetworks | GM*17P**RW*CEC* | Vertical - Base Up | Pulse-start - magnetic | 250 | 250 |  | True | Ballast Efficiency | 90 | [5 empty] | Non Federally-Regulated | 08/26/2013 |  | 02/28/2019
Eaton/Cooper Lighting | Streetworks | CEL17P**MA*CEC-* | Vertical - Base Up | Pulse-start - magnetic | 175 | 175 |  | True | Ballast Efficiency | 90 | [5 empty] | Non Federally-Regulated | 08/26/2013 |  | 02/28/2019
Eaton/Cooper Lighting | Invue | VFM-K-400-MP-***-WF*CEC-* | Vertical - Base Down | Pulse-start - magnetic | 400 | 400 |  | True | Ballast Efficiency | 92 | [5 empty] | Non Federally-Regulated | 08/26/2013 |  | 02/28/2019
Eaton/Cooper Lighting | Streetworks | TMU20P**3S* | Horizontal | Pulse-start - magnetic | 200 | 200 |  | True | Relamping Rated Wattage | 88 |  |  |  | 200-215 watts |  | Non Federally-Regulated | 08/26/2013 |  | 02/28/2019
Eaton/Cooper Lighting | McGraw | GAT-250-MP-*55*CEC* | Vertical - Base Down | Pulse-start - magnetic | 250 | 250 |  | True | Ballast Efficiency | 90 | [5 empty] | Non Federally-Regulated | 08/26/2013 |  | 02/28/2019
Eaton/Cooper Lighting | Streetworks | GS*15P**AS*CEC* | Vertical - Base Up | Pulse-start - magnetic | 150 | 150 |  | True | Ballast Efficiency | 81 | Exception 3 Met |  |  |  |  | Non Federally-Regulated | 08/26/2013 |  | 02/28/2019
Eaton/Cooper Lighting | Lumark | MPEP-**-320-* | Vertical - Base Up | Pulse-start - magnetic | 320 | 320 |  | False | Relamping Rated Wattage | 88 |  |  |  | 290-335 watts |  | Non Federally-Regulated | 08/26/2013 |  | 02/28/2019
Eaton/Cooper Lighting | Lumark | MPLX-****-400-*-CEC-* | Vertical - Base Up | Pulse-start - magnetic | 400 | 400 |  | False | Ballast Efficiency | 92 | [5 empty] | Non Federally-Regulated | 08/26/2013 |  | 02/28/2019
Eaton/Cooper Lighting | Streetworks | ARC40PW*55-*CEC-* | Vertical - Base Down | Pulse-start - magnetic | 400 | 400 |  | True | Ballast Efficiency | 92 | [5 empty] | Non Federally-Regulated | 08/26/2013 |  | 02/28/2019
Eaton/Cooper Lighting | Lumark | MPTR2332-* | Horizontal | Pulse-start - magnetic | 320 | 320 |  | True | Relamping Rated Wattage | 88 |  |  |  | 290-335 watts |  | Non Federally-Regulated | 08/26/2013 |  | 02/28/2019
Eaton/Cooper Lighting | Streetworks | OVY17P****-CEC-* | Horizontal | Pulse-start - magnetic | 175 | 175 |  | True | Ballast Efficiency | 90 | [5 empty] | Non Federally-Regulated | 08/26/2013 |  | 02/28/2019
Eaton/Cooper Lighting | Lumark | MPSE-****-**-250-*-CEC-* | Vertical - Base Up | Pulse-start - magnetic | 250 | 250 |  | False | Ballast Efficiency | 90 | [5 empty] | Non Federally-Regulated | 08/26/2013 |  | 02/28/2019
Eaton/Cooper Lighting | Invue | VFM-K-200-MP-XX-VF* | Horizontal | Pulse-start - magnetic | 200 | 200 |  | True | Relamping Rated Wattage | 88 |  |  |  | 200-215 watts |  | Non Federally-Regulated | 08/26/2013 |  | 02/28/2019
Eaton/Cooper Lighting | Lumark | MPWR-***-400-*-CEC-* | Horizontal | Pulse-start - magnetic | 400 | 400 |  | True | Ballast Efficiency | 92 | [5 empty] | Non Federally-Regulated | 08/26/2013 |  | 02/28/2019
Eaton/Cooper Lighting | McGraw | GS*-***-250-MP-***-2S*CEC-* | Horizontal | Pulse-start - magnetic | 250 | 250 |  | True | Ballast Efficiency | 90 | [5 empty] | Non Federally-Regulated | 08/26/2013 |  | 02/28/2019
Eaton/Cooper Lighting | Streetworks | CLB15P**33* | Vertical - Base Down | Pulse-start - magnetic | 150 | 150 |  | True | Ballast Efficiency | 81 | Exception 3 Met |  |  |  |  | Non Federally-Regulated | 08/26/2013 |  | 02/28/2019
Eaton/Cooper Lighting | Streetworks | ARC40PW*3C-*CEC-* | Vertical - Base Down | Pulse-start - magnetic | 400 | 400 |  | True | Ballast Efficiency | 92 | [5 empty] | Non Federally-Regulated | 08/26/2013 |  | 02/28/2019
Eaton/Cooper Lighting | Lumark | MPAH-*-25-***-CEC-* | Horizontal | Pulse-start - magnetic | 250 | 250 |  | True | Ballast Efficiency | 90 | [5 empty] | Non Federally-Regulated | 08/26/2013 |  | 02/28/2019
Eaton/Cooper Lighting | McGraw | CAR-150-MP-*3C* | Vertical - Base Down | Pulse-start - magnetic | 150 | 150 |  | True | Ballast Efficiency | 81 | Exception 3 Met |  |  |  |  | Non Federally-Regulated | 08/26/2013 |  | 02/28/2019
Eaton/Cooper Lighting | McGraw | GLC-175-MP-*5C*CEC* | Vertical - Base Down | Pulse-start - magnetic | 175 | 175 |  | True | Ballast Efficiency | 90 | [5 empty] | Non Federally-Regulated | 08/26/2013 |  | 02/28/2019
Eaton/Cooper Lighting | McGraw | TLL-400-MP-***-AF-CEC-* | Vertical - Base Up | Pulse-start - magnetic | 400 | 400 |  | True | Ballast Efficiency | 92 | [5 empty] | Non Federally-Regulated | 08/26/2013 |  | 02/28/2019
Eaton/Cooper Lighting | McGraw | CIL-**320-MP-* | Horizontal | Pulse-start - magnetic | 320 | 320 |  | True | Relamping Rated Wattage | 88 |  |  |  | 290-335 watts |  | Non Federally-Regulated | 08/26/2013 |  | 02/28/2019
Eaton/Cooper Lighting | Streetworks | GM*17P**2S*CEC-* | Horizontal | Pulse-start - magnetic | 250 | 250 |  | True | Ballast Efficiency | 90 | [5 empty] | Non Federally-Regulated | 08/26/2013 |  | 02/28/2019
Eaton/Cooper Lighting | McGraw | GS*-***-400-MP-***-CA*CEC-* | Horizontal | Pulse-start - magnetic | 400 | 400 |  | True | Ballast Efficiency | 92 | [5 empty] | Non Federally-Regulated | 08/26/2013 |  | 02/28/2019
Eaton/Cooper Lighting | Streetworks | CEL32P**3S* | Horizontal | Pulse-start - magnetic | 320 | 320 |  | True | Relamping Rated Wattage | 88 |  |  |  | 290-335 watts |  | Non Federally-Regulated | 08/26/2013 |  | 02/28/2019
Eaton/Cooper Lighting | Streetworks | CEL40P**5S*CEC-* | Horizontal | Pulse-start - magnetic | 400 | 400 |  | True | Ballast Efficiency | 92 | [5 empty] | Non Federally-Regulated | 08/26/2013 |  | 02/28/2019
Eaton/Cooper Lighting | Invue | VWM-250-MP-***-CEC* | Horizontal | Pulse-start - magnetic | 250 | 250 |  | True | Ballast Efficiency | 90 | [5 empty] | Non Federally-Regulated | 08/26/2013 |  | 02/28/2019
Eaton/Cooper Lighting | Lumark | MPSE-****-**-175*CEC* | Vertical - Base Up | Pulse-start - magnetic | 175 | 175 |  | False | Ballast Efficiency | 90 | [5 empty] | Non Federally-Regulated | 08/26/2013 |  | 02/28/2019
Eaton/Cooper Lighting | Streetworks | TMU20P**3V* | Vertical - Base Up | Pulse-start - magnetic | 200 | 200 |  | True | Relamping Rated Wattage | 88 |  |  |  | 200-215 watts |  | Non Federally-Regulated | 08/26/2013 |  | 02/28/2019
Eaton/Cooper Lighting | McGraw | TLM-150-MP-***-5S* | Horizontal | Pulse-start - magnetic | 150 | 150 |  | True | Ballast Efficiency | 81 | Exception 3 Met |  |  |  |  | Non Federally-Regulated | 08/26/2013 |  | 02/28/2019
Eaton/Cooper Lighting | Streetworks | TMU32P**4S* | Horizontal | Pulse-start - magnetic | 320 | 320 |  | True | Relamping Rated Wattage | 88 |  |  |  | 290-335 watts |  | Non Federally-Regulated | 08/26/2013 |  | 02/28/2019
Eaton/Cooper Lighting | Streetworks | CML32P**RW* | Vertical - Base Up | Pulse-start - magnetic | 320 | 320 |  | True | Relamping Rated Wattage | 88 |  |  |  | 290-335 watts |  | Non Federally-Regulated | 08/26/2013 |  | 02/28/2019
Eaton/Cooper Lighting | Streetworks | MEM15P**5F* | Horizontal | Pulse-start - magnetic | 150 | 150 |  | True | Ballast Efficiency | 81 | Exception 3 Met |  |  |  |  | Non Federally-Regulated | 08/26/2013 |  | 02/28/2019
Eaton/Cooper Lighting | McGraw | ZDM-**-200-MP-* | Horizontal | Pulse-start - magnetic | 200 | 200 |  | True | Relamping Rated Wattage | 88 |  |  |  | 200-215 watts |  | Non Federally-Regulated | 08/26/2013 |  | 02/28/2019
Eaton/Cooper Lighting | Streetworks | ACN15P**55* | Vertical - Base Down | Pulse-start - magnetic | 150 | 150 |  | True | Ballast Efficiency | 81 | Exception 3 Met |  |  |  |  | Non Federally-Regulated | 08/26/2013 |  | 02/28/2019
Eaton/Cooper Lighting | Streetworks | ARC32PW*3C*CEC-* | Vertical - Base Down | Pulse-start - magnetic | 320 | 320 |  | True | Relamping Rated Wattage | 88 |  |  |  | 290-335 watts |  | Non Federally-Regulated | 08/26/2013 |  | 02/28/2019
Eaton/Cooper Lighting | Streetworks | TMU15P**5F* | Horizontal | Pulse-start - magnetic | 150 | 150 |  | True | Ballast Efficiency | 81 | Exception 3 Met |  |  |  |  | Non Federally-Regulated | 08/26/2013 |  | 02/28/2019
Eaton/Cooper Lighting | McGraw | CLM-***-250-MP-***-3V*CEC-* | Vertical - Base Up | Pulse-start - magnetic | 250 | 250 |  | True | Ballast Efficiency | 90 | [5 empty] | Non Federally-Regulated | 08/26/2013 |  | 02/28/2019
Eaton/Cooper Lighting | McGraw | AMF-*-320-MP-*44* | Vertical - Base Down | Pulse-start - magnetic | 320 | 320 |  | True | Relamping Rated Wattage | 88 |  |  |  | 290-335 watts |  | Non Federally-Regulated | 08/26/2013 |  | 02/28/2019
Eaton/Cooper Lighting | Lumark | MPWR-***-175-*-CEC-* | Horizontal | Pulse-start - magnetic | 175 | 175 |  | True | Ballast Efficiency | 90 | [5 empty] | Non Federally-Regulated | 08/26/2013 |  | 02/28/2019
Eaton/Cooper Lighting | McGraw | CLM-***-400-MP-***-AR*CEC-* | Vertical - Base Up | Pulse-start - magnetic | 400 | 400 |  | True | Ballast Efficiency | 92 | [5 empty] | Non Federally-Regulated | 08/26/2013 |  | 02/28/2019
Eaton/Cooper Lighting | Streetworks | ADM240P**-CEC-* | Horizontal | Pulse-start - magnetic | 400 | 400 |  | True | Ballast Efficiency | 92 | [5 empty] | Non Federally-Regulated | 08/26/2013 |  | 02/28/2019
Eaton/Cooper Lighting | Invue | EML-150-MP-***-SL* | Horizontal | Pulse-start - magnetic | 150 | 150 |  | True | Ballast Efficiency | 81 | Exception 3 Met |  |  |  |  | Non Federally-Regulated | 08/26/2013 |  | 02/28/2019
Eaton/Cooper Lighting | Lumark | MPWR-***-250-*-CEC-* | Horizontal | Pulse-start - magnetic | 250 | 250 |  | True | Ballast Efficiency | 90 | [5 empty] | Non Federally-Regulated | 08/26/2013 |  | 02/28/2019
Eaton/Cooper Lighting | Streetworks | ZSG15P** | Horizontal | Pulse-start - magnetic | 150 | 150 |  | True | Ballast Efficiency | 81 | Exception 3 Met |  |  |  |  | Non Federally-Regulated | 08/26/2013 |  | 02/28/2019
Eaton/Cooper Lighting | Streetworks | ARC15P**5C* | Vertical - Base Down | Pulse-start - magnetic | 150 | 150 |  | True | Ballast Efficiency | 81 | Exception 3 Met |  |  |  |  | Non Federally-Regulated | 08/26/2013 |  | 02/28/2019
Eaton/Cooper Lighting | Invue | EML-150-MP-***-5S* | Horizontal | Pulse-start - magnetic | 150 | 150 |  | True | Ballast Efficiency | 81 | Exception 3 Met |  |  |  |  | Non Federally-Regulated | 08/26/2013 |  | 02/28/2019
Eaton/Cooper Lighting | Streetworks | CLB40PW*5C-*CEC-* | Vertical - Base Down | Pulse-start - magnetic | 400 | 400 |  | True | Ballast Efficiency | 92 | [5 empty] | Non Federally-Regulated | 08/26/2013 |  | 02/28/2019
Eaton/Cooper Lighting | Streetworks | CBS25P**5C*CEC-* | Vertical - Base Down | Pulse-start - magnetic | 250 | 250 |  | True | Ballast Efficiency | 90 | [5 empty] | Non Federally-Regulated | 08/26/2013 |  | 02/28/2019
Eaton/Cooper Lighting | Invue | STS-150-MP* | Horizontal | Pulse-start - magnetic | 150 | 150 |  | True | Ballast Efficiency | 81 | Exception 3 Met |  |  |  |  | Non Federally-Regulated | 08/26/2013 |  | 02/28/2019
Eaton/Cooper Lighting | McGraw | CLM-***-250-MP-***-SL*CEC-* | Horizontal | Pulse-start - magnetic | 250 | 250 |  | True | Ballast Efficiency | 90 | [5 empty] | Non Federally-Regulated | 08/26/2013 |  | 02/28/2019
Eaton/Cooper Lighting | Lumark | MPRY-**-*-250-*-CEC-* | Horizontal | Pulse-start - magnetic | 250 | 250 |  | True | Ballast Efficiency | 90 | [5 empty] | Non Federally-Regulated | 08/26/2013 |  | 02/28/2019
Eaton/Cooper Lighting | McGraw | CSP-**-250-MP-*CEC-* | Horizontal | Pulse-start - magnetic | 250 | 250 |  | True | Ballast Efficiency | 90 | [5 empty] | Non Federally-Regulated | 08/26/2013 |  | 02/28/2019
Eaton/Cooper Lighting | Invue | ICM-250-MP-*-CEC-* | Horizontal | Pulse-start - magnetic | 250 | 250 |  | True | Ballast Efficiency | 90 | [5 empty] | Non Federally-Regulated | 08/26/2013 |  | 02/28/2019
Eaton/Cooper Lighting | Streetworks | ARS17P**5C*CEC-* | Vertical - Base Down | Pulse-start - magnetic | 175 | 175 |  | True | Ballast Efficiency | 90 | [5 empty] | Non Federally-Regulated | 08/26/2013 |  | 02/28/2019
Eaton/Cooper Lighting | Invue | VFM-K-175-MP-***-HS*CEC-* | Horizontal | Pulse-start - magnetic | 175 | 175 |  | True | Ballast Efficiency | 90 | [5 empty] | Non Federally-Regulated | 08/26/2013 |  | 02/28/2019
Eaton/Cooper Lighting | Streetworks | CEL17P**3F*CEC-* | Horizontal | Pulse-start - magnetic | 175 | 175 |  | True | Ballast Efficiency | 90 | [5 empty] | Non Federally-Regulated | 08/26/2013 |  | 02/28/2019
Eaton/Cooper Lighting | McGraw | IMC-250-MP-***-CEC* | Horizontal | Pulse-start - magnetic | 250 | 250 |  | True | Ballast Efficiency | 90 | [5 empty] | Non Federally-Regulated | 08/26/2013 |  | 02/28/2019
Eaton/Cooper Lighting | Streetworks | GR*40P**SL*CEC* | Horizontal | Pulse-start - magnetic | 400 | 400 |  | True | Ballast Efficiency | 92 | [5 empty] | Non Federally-Regulated | 08/26/2013 |  | 02/28/2019
Eaton/Cooper Lighting | McGraw | TLL-400-MP-***-4F-CEC-* | Horizontal | Pulse-start - magnetic | 400 | 400 |  | True | Ballast Efficiency | 92 | [5 empty] | Non Federally-Regulated | 08/26/2013 |  | 02/28/2019
Eaton/Cooper Lighting | McGraw | GLC-400-MP-*3C*CEC* | Vertical - Base Down | Pulse-start - magnetic | 400 | 400 |  | True | Ballast Efficiency | 92 | [5 empty] | Non Federally-Regulated | 08/26/2013 |  | 02/28/2019
Eaton/Cooper Lighting | Lumark | MPRL-**-*-400-*-CEC-* | Horizontal | Pulse-start - magnetic | 400 | 400 |  | True | Ballast Efficiency | 92 | [5 empty] | Non Federally-Regulated | 08/26/2013 |  | 02/28/2019
Eaton/Cooper Lighting | Streetworks | OVY25P****-CEC-* | Horizontal | Pulse-start - magnetic | 250 | 250 |  | True | Ballast Efficiency | 90 | [5 empty] | Non Federally-Regulated | 08/26/2013 |  | 02/28/2019
Eaton/Cooper Lighting | Lumark | MPRL-**-*-250-*-CEC-* | Horizontal | Pulse-start - magnetic | 250 | 250 |  | True | Ballast Efficiency | 90 | [5 empty] | Non Federally-Regulated | 08/26/2013 |  | 02/28/2019
Eaton/Cooper Lighting | McGraw | WTM-200-MP** | Vertical - Base Down | Pulse-start - magnetic | 200 | 200 |  | True | Relamping Rated Wattage | 88 |  |  |  | 200-215 watts |  | Non Federally-Regulated | 08/26/2013 |  | 02/28/2019
Eaton/Cooper Lighting | Invue | VXM-250-MP-***-CEC* | Horizontal | Pulse-start - magnetic | 250 | 250 |  | True | Ballast Efficiency | 90 | [5 empty] | Non Federally-Regulated | 08/26/2013 |  | 02/28/2019
Eaton/Cooper Lighting | Streetworks | ARC20PW*55* | Vertical - Base Down | Pulse-start - magnetic | 200 | 200 |  | True | Relamping Rated Wattage | 88 |  |  |  | 200-215 watts |  | Non Federally-Regulated | 08/26/2013 |  | 02/28/2019
Eaton/Cooper Lighting | McGraw | GAT-250-MP-*33*CEC* | Vertical - Base Down | Pulse-start - magnetic | 250 | 250 |  | True | Ballast Efficiency | 90 | [5 empty] | Non Federally-Regulated | 08/26/2013 |  | 02/28/2019
Eaton/Cooper Lighting | McGraw | TLL-320-MP-***-5S* | Horizontal | Pulse-start - magnetic | 320 | 320 |  | True | Relamping Rated Wattage | 88 |  |  |  | 290-335 watts |  | Non Federally-Regulated | 08/26/2013 |  | 02/28/2019
Eaton/Cooper Lighting | Streetworks | CEM17P**SL*CEC-* | Horizontal | Pulse-start - magnetic | 175 | 175 |  | True | Ballast Efficiency | 90 | [5 empty] | Non Federally-Regulated | 08/26/2013 |  | 02/28/2019
Eaton/Cooper Lighting | Lumark | MPQF-********-200* | Horizontal | Pulse-start - magnetic | 200 | 200 |  | False | Relamping Rated Wattage | 88 |  |  |  | 200-215 watts |  | Non Federally-Regulated | 08/26/2013 |  | 02/28/2019
Eaton/Cooper Lighting | Streetworks | GM*17P**-1F*CEC-* | Horizontal | Pulse-start - magnetic | 250 | 250 |  | True | Ballast Efficiency | 90 | [5 empty] | Non Federally-Regulated | 08/26/2013 |  | 02/28/2019
Eaton/Cooper Lighting | Ametrix | R*-XO-*-P-320-*-CEC* | Horizontal | Pulse-start - magnetic | 320 | 320 |  | True | Ballast Efficiency | 92 | [5 empty] | Non Federally-Regulated | 08/26/2013 |  | 02/28/2019
Eaton/Cooper Lighting | Streetworks | ACN40PW*5C-*CEC-* | Vertical - Base Down | Pulse-start - magnetic | 400 | 400 |  | True | Ballast Efficiency | 92 | [5 empty] | Non Federally-Regulated | 08/26/2013 |  | 02/28/2019
Eaton/Cooper Lighting | McGraw | CAC-175-MP-*3C*CEC* | Vertical - Base Down | Pulse-start - magnetic | 175 | 175 |  | True | Ballast Efficiency | 90 | [5 empty] | Non Federally-Regulated | 08/26/2013 |  | 02/28/2019
Eaton/Cooper Lighting | McGraw | CSS**175-MP-*CEC-* | Horizontal | Pulse-start - magnetic | 175 | 175 |  | True | Ballast Efficiency | 90 | [5 empty] | Non Federally-Regulated | 08/26/2013 |  | 02/28/2019
Eaton/Cooper Lighting | Streetworks | OVD25P****-CEC-* | Horizontal | Pulse-start - magnetic | 250 | 250 |  | True | Ballast Efficiency | 90 | [5 empty] | Non Federally-Regulated | 08/26/2013 |  | 02/28/2019
Eaton/Cooper Lighting | Streetworks | ARC25PW*-5C*CEC-* | Vertical - Base Down | Pulse-start - magnetic | 250 | 250 |  | True | Ballast Efficiency | 90 | [5 empty] | Non Federally-Regulated | 08/26/2013 |  | 02/28/2019
Eaton/Cooper Lighting | Streetworks | AVM25P****CEC-* | Horizontal | Pulse-start - magnetic | 250 | 250 |  | True | Ballast Efficiency | 90 | [5 empty] | Non Federally-Regulated | 08/26/2013 |  | 02/28/2019
Eaton/Cooper Lighting | Streetworks | CFB25P****CEC* | Horizontal | Pulse-start - magnetic | 250 | 250 |  | True | Ballast Efficiency | 90 | [5 empty] | Non Federally-Regulated | 08/26/2013 |  | 02/28/2019
Eaton/Cooper Lighting | Invue | EML-200-MP-***-4S* | Horizontal | Pulse-start - magnetic | 200 | 200 |  | True | Relamping Rated Wattage | 88 |  |  |  | 200-215 watts |  | Non Federally-Regulated | 08/26/2013 |  | 02/28/2019
Eaton/Cooper Lighting | Streetworks | PMM40P** | Horizontal | Pulse-start - magnetic | 400 | 400 |  | True | Ballast Efficiency | 92 | [5 empty] | Non Federally-Regulated | 08/26/2013 |  | 02/28/2019
Eaton/Cooper Lighting | Streetworks | GR*15P**2D*CEC-* | Horizontal | Pulse-start - magnetic | 150 | 150 |  | True | Ballast Efficiency | 81 | Exception 3 Met |  |  |  |  | Non Federally-Regulated | 08/26/2013 |  | 02/28/2019
Eaton/Cooper Lighting | McGraw | GAR-320-MP-*33* | Vertical - Base Down | Pulse-start - magnetic | 320 | 320 |  | True | Relamping Rated Wattage | 88 |  |  |  | 290-335 watts |  | Non Federally-Regulated | 08/26/2013 |  | 02/28/2019
Eaton/Cooper Lighting | Ametrix | V*-LI-*1-P-200* | Horizontal | Pulse-start - magnetic | 200 | 200 |  | False | Relamping Rated Wattage | 88 |  |  |  | 200-215 watts |  | Non Federally-Regulated | 08/26/2013 |  | 02/28/2019
Eaton/Cooper Lighting | Invue | MSA-150-MP-* | Horizontal | Pulse-start - magnetic | 150 | 150 |  | True | Ballast Efficiency | 81 | Exception 3 Met |  |  |  |  | Non Federally-Regulated | 08/26/2013 |  | 02/28/2019
Eaton/Cooper Lighting | Streetworks | GR*32P**RW* | Vertical - Base Up | Pulse-start - magnetic | 320 | 320 |  | True | Relamping Rated Wattage | 88 |  |  |  | 290-335 watts |  | Non Federally-Regulated | 08/26/2013 |  | 02/28/2019
Eaton/Cooper Lighting | McGraw | CAC-250-MP-*5C*CEC* | Vertical - Base Down | Pulse-start - magnetic | 250 | 250 |  | True | Ballast Efficiency | 90 | [5 empty] | Non Federally-Regulated | 08/26/2013 |  | 02/28/2019
Eaton/Cooper Lighting | Streetworks | GR*32P**FT* | Horizontal | Pulse-start - magnetic | 320 | 320 |  | True | Relamping Rated Wattage | 88 |  |  |  | 290-335 watts |  | Non Federally-Regulated | 08/26/2013 |  | 02/28/2019
Eaton/Cooper Lighting | Invue | EML-250-MP-***-MA*CEC-* | Vertical - Base Up | Pulse-start - magnetic | 250 | 250 |  | True | Ballast Efficiency | 90 | [5 empty] | Non Federally-Regulated | 08/26/2013 |  | 02/28/2019
Eaton/Cooper Lighting | McGraw | GAR-175-MP-*3C*CEC* | Vertical - Base Down | Pulse-start - magnetic | 175 | 175 |  | True | Ballast Efficiency | 90 | [5 empty] | Non Federally-Regulated | 08/26/2013 |  | 02/28/2019
Eaton/Cooper Lighting | Invue | ENT-150-MP-***-MB* | Horizontal | Pulse-start - magnetic | 150 | 150 |  | True | Ballast Efficiency | 81 | Exception 3 Met |  |  |  |  | Non Federally-Regulated | 08/26/2013 |  | 02/28/2019
Eaton/Cooper Lighting | McGraw | CLM-***-250-MP-***-5F*CEC-* | Horizontal | Pulse-start - magnetic | 250 | 250 |  | True | Ballast Efficiency | 90 | [5 empty] | Non Federally-Regulated | 08/26/2013 |  | 02/28/2019
Eaton/Cooper Lighting | Ametrix | S*-LO-*1-E-315* | Horizontal | Pulse-start - electronic | 315 | 315 |  | True | Ballast Efficiency | 92 | [5 empty] | Non Federally-Regulated | 08/26/2013 |  | 02/28/2019
Eaton/Cooper Lighting | McGraw | TLM-150-MP-***-4V* | Vertical - Base Up | Pulse-start - magnetic | 150 | 150 |  | True | Ballast Efficiency | 81 | Exception 3 Met |  |  |  |  | Non Federally-Regulated | 08/26/2013 |  | 02/28/2019
Eaton/Cooper Lighting | Invue | ECL-175-MP-***-SL*CEC-* | Horizontal | Pulse-start - magnetic | 175 | 175 |  | True | Ballast Efficiency | 90 | [5 empty] | Non Federally-Regulated | 08/26/2013 |  | 02/28/2019
Eaton/Cooper Lighting | McGraw | CIL-**250-MP-*CEC-* | Horizontal | Pulse-start - magnetic | 250 | 250 |  | True | Ballast Efficiency | 90 | [5 empty] | Non Federally-Regulated | 08/26/2013 |  | 02/28/2019
Eaton/Cooper Lighting | Streetworks | ZSG40P****-CEC-* | Horizontal | Pulse-start - magnetic | 400 | 400 |  | True | Ballast Efficiency | 92 | [5 empty] | Non Federally-Regulated | 08/26/2013 |  | 02/28/2019
Eaton/Cooper Lighting | Streetworks | HMC40P****CEC* | Horizontal | Pulse-start - magnetic | 400 | 400 |  | True | Ballast Efficiency | 92 | [5 empty] | Non Federally-Regulated | 08/26/2013 |  | 02/28/2019
Eaton/Cooper Lighting | McGraw | GS*-***-175-MP-***-RW*CEC-* | Vertical - Base Up | Pulse-start - magnetic | 175 | 175 |  | True | Ballast Efficiency | 90 | [5 empty] | Non Federally-Regulated | 08/26/2013 |  | 02/28/2019
Eaton/Cooper Lighting | Invue | EML-250-MP-***-5S*CEC-* | Horizontal | Pulse-start - magnetic | 250 | 250 |  | True | Ballast Efficiency | 90 | [5 empty] | Non Federally-Regulated | 08/26/2013 |  | 02/28/2019
Eaton/Cooper Lighting | Streetworks | GM*32P**4S* | Horizontal | Pulse-start - magnetic | 320 | 320 |  | True | Relamping Rated Wattage | 88 |  |  |  | 290-335 watts |  | Non Federally-Regulated | 08/26/2013 |  | 02/28/2019
Eaton/Cooper Lighting | Ametrix | S*-LI-*1-P-400*-CEC* | Horizontal | Pulse-start - magnetic | 400 | 400 |  | False | Ballast Efficiency | 92 | [5 empty] | Non Federally-Regulated | 08/26/2013 |  | 02/28/2019
Eaton/Cooper Lighting | Streetworks | GR*25P**RW*CEC* | Vertical - Base Up | Pulse-start - magnetic | 250 | 250 |  | True | Ballast Efficiency | 90 | [5 empty] | Non Federally-Regulated | 08/26/2013 |  | 02/28/2019
Eaton/Cooper Lighting | Streetworks | CEL25P**4S*CEC-* | Horizontal | Pulse-start - magnetic | 250 | 250 |  | True | Ballast Efficiency | 90 | [5 empty] | Non Federally-Regulated | 08/26/2013 |  | 02/28/2019
Eaton/Cooper Lighting | Invue | AEM-320-MP-* | Horizontal | Pulse-start - magnetic | 320 | 320 |  | True | Relamping Rated Wattage | 88 |  |  |  | 290-335 watts |  | Non Federally-Regulated | 08/26/2013 |  | 02/28/2019
Eaton/Cooper Lighting | Lumark | MPQP-********-400-*-CEC-* | Horizontal | Pulse-start - magnetic | 400 | 400 |  | False | Ballast Efficiency | 92 | [5 empty] | Non Federally-Regulated | 08/26/2013 |  | 02/28/2019
Eaton/Cooper Lighting | McGraw | TLL-250-MP-***-2S-CEC-* | Horizontal | Pulse-start - magnetic | 250 | 250 |  | True | Ballast Efficiency | 90 | [5 empty] | Non Federally-Regulated | 08/26/2013 |  | 02/28/2019
Eaton/Cooper Lighting | McGraw | CYS-**-400-MP-*CEC-* | Horizontal | Pulse-start - magnetic | 400 | 400 |  | True | Ballast Efficiency | 92 | [5 empty] | Non Federally-Regulated | 08/26/2013 |  | 02/28/2019
Eaton/Cooper Lighting | Streetworks | MEL17P**5S*CEC-* | Horizontal | Pulse-start - magnetic | 175 | 175 |  | True | Ballast Efficiency | 90 | [5 empty] | Non Federally-Regulated | 08/26/2013 |  | 02/28/2019
Eaton/Cooper Lighting | McGraw | CAR-250-MP-*3C*CEC* | Vertical - Base Down | Pulse-start - magnetic | 250 | 250 |  | True | Ballast Efficiency | 90 | [5 empty] | Non Federally-Regulated | 08/26/2013 |  | 02/28/2019
Eaton/Cooper Lighting | Invue | ENC-150-MP-***-MB* | Horizontal | Pulse-start - magnetic | 150 | 150 |  | True | Ballast Efficiency | 81 | Exception 3 Met |  |  |  |  | Non Federally-Regulated | 08/26/2013 |  | 02/28/2019
Eaton/Cooper Lighting | McGraw | GS*-***-400-MP-***-1F*CEC-* | Horizontal | Pulse-start - magnetic | 400 | 400 |  | True | Ballast Efficiency | 92 | [5 empty] | Non Federally-Regulated | 08/26/2013 |  | 02/28/2019
Eaton/Cooper Lighting | McGraw | TLM-400-MP-***-2S-CEC-* | Horizontal | Pulse-start - magnetic | 400 | 400 |  | True | Ballast Efficiency | 92 | [5 empty] | Non Federally-Regulated | 08/26/2013 |  | 02/28/2019
Eaton/Cooper Lighting | McGraw | CIM-**150-MP* | Horizontal | Pulse-start - magnetic | 150 | 150 |  | True | Ballast Efficiency | 81 | Exception 3 Met |  |  |  |  | Non Federally-Regulated | 08/26/2013 |  | 02/28/2019
Eaton/Cooper Lighting | Invue | ECM-150-MP-***-3R* | Vertical - Base Up | Pulse-start - magnetic | 150 | 150 |  | True | Ballast Efficiency | 81 | Exception 3 Met |  |  |  |  | Non Federally-Regulated | 08/26/2013 |  | 02/28/2019
Eaton/Cooper Lighting | McGraw | CYS-**-250-MP-*CEC-* | Horizontal | Pulse-start - magnetic | 250 | 250 |  | True | Ballast Efficiency | 90 | [5 empty] | Non Federally-Regulated | 08/26/2013 |  | 02/28/2019
Eaton/Cooper Lighting | McGraw | TRD-150-MP* | Horizontal | Pulse-start - magnetic | 150 | 150 |  | True | Ballast Efficiency | 81 | Exception 3 Met |  |  |  |  | Non Federally-Regulated | 08/26/2013 |  | 02/28/2019
Eaton/Cooper Lighting | McGraw | CLM-***-320-MP-***-5F* | Horizontal | Pulse-start - magnetic | 320 | 320 |  | True | Relamping Rated Wattage | 88 |  |  |  | 290-335 watts |  | Non Federally-Regulated | 08/26/2013 |  | 02/28/2019
Eaton/Cooper Lighting | McGraw | TLM-250-MP-***-4F-CEC-* | Horizontal | Pulse-start - magnetic | 250 | 250 |  | True | Ballast Efficiency | 90 | [5 empty] | Non Federally-Regulated | 08/26/2013 |  | 02/28/2019
Eaton/Cooper Lighting | McGraw | AMF-*-320-MP-*23* | Vertical - Base Down | Pulse-start - magnetic | 320 | 320 |  | True | Relamping Rated Wattage | 88 |  |  |  | 290-335 watts |  | Non Federally-Regulated | 08/26/2013 |  | 02/28/2019
Eaton/Cooper Lighting | Invue | ECL-200-MP-***-2S* | Horizontal | Pulse-start - magnetic | 200 | 200 |  | True | Relamping Rated Wattage | 88 |  |  |  | 200-215 watts |  | Non Federally-Regulated | 08/26/2013 |  | 02/28/2019
Eaton/Cooper Lighting | Failsafe | MPFP-****-400*CEC | Vertical - Base Up | Pulse-start - magnetic | 400 | 400 |  | False | Ballast Efficiency | 92 | [5 empty] | Non Federally-Regulated | 08/26/2013 |  | 02/28/2019
Eaton/Cooper Lighting | Streetworks | MEL25P**3S*CEC-* | Horizontal | Pulse-start - magnetic | 250 | 250 |  | True | Ballast Efficiency | 90 | [5 empty] | Non Federally-Regulated | 08/26/2013 |  | 02/28/2019
Eaton/Cooper Lighting | Streetworks | TRU40P****-CEC-* | Horizontal | Pulse-start - magnetic | 400 | 400 |  | True | Ballast Efficiency | 92 | [5 empty] | Non Federally-Regulated | 08/26/2013 |  | 02/28/2019
Eaton/Cooper Lighting | McGraw | ARN-200-MP-*33* | Vertical - Base Down | Pulse-start - magnetic | 200 | 200 |  | True | Relamping Rated Wattage | 88 |  |  |  | 200-215 watts |  | Non Federally-Regulated | 08/26/2013 |  | 02/28/2019
Eaton/Cooper Lighting | Ametrix | R*-LO-*1-P-250*-CEC* | Horizontal | Pulse-start - magnetic | 250 | 250 |  | True | Ballast Efficiency | 90 | [5 empty] | Non Federally-Regulated | 08/26/2013 |  | 02/28/2019
Eaton/Cooper Lighting | Streetworks | CEL40P**5F*CEC-* | Horizontal | Pulse-start - magnetic | 400 | 400 |  | True | Ballast Efficiency | 92 | [5 empty] | Non Federally-Regulated | 08/26/2013 |  | 02/28/2019
Eaton/Cooper Lighting | Streetworks | TLU40P**3V*CEC-* | Vertical - Base Up | Pulse-start - magnetic | 400 | 400 |  | True | Ballast Efficiency | 92 | [5 empty] | Non Federally-Regulated | 08/26/2013 |  | 02/28/2019
Eaton/Cooper Lighting | Streetworks | GR*32P**AR* | Vertical - Base Up | Pulse-start - magnetic | 320 | 320 |  | True | Relamping Rated Wattage | 88 |  |  |  | 290-335 watts |  | Non Federally-Regulated | 08/26/2013 |  | 02/28/2019
Eaton/Cooper Lighting | Streetworks | CML40P**3S*CEC* | Horizontal | Pulse-start - magnetic | 400 | 400 |  | True | Ballast Efficiency | 92 | [5 empty] | Non Federally-Regulated | 08/26/2013 |  | 02/28/2019
Eaton/Cooper Lighting | McGraw | CLM-***-400-MP-***-CA*CEC-* | Horizontal | Pulse-start - magnetic | 400 | 400 |  | True | Ballast Efficiency | 92 | [5 empty] | Non Federally-Regulated | 08/26/2013 |  | 02/28/2019
Eaton/Cooper Lighting | McGraw | TLM-175-MP-***-4F-CEC-* | Horizontal | Pulse-start - magnetic | 175 | 175 |  | True | Ballast Efficiency | 90 | [5 empty] | Non Federally-Regulated | 08/26/2013 |  | 02/28/2019
Eaton/Cooper Lighting | Lumark | MPVF-AL-320-* | Vertical - Base Up | Pulse-start - magnetic | 320 | 320 |  | False | Relamping Rated Wattage | 88 |  |  |  | 290-335 watts |  | Non Federally-Regulated | 08/26/2013 |  | 02/28/2019
Eaton/Cooper Lighting | Streetworks | CAP25P*****CEC* | Horizontal | Pulse-start - magnetic | 250 | 250 |  | True | Ballast Efficiency | 90 | [5 empty] | Non Federally-Regulated | 08/26/2013 |  | 02/28/2019
Eaton/Cooper Lighting | Streetworks | GR*15P**3V*CEC* | Vertical - Base Up | Pulse-start - magnetic | 150 | 150 |  | True | Ballast Efficiency | 81 | Exception 3 Met |  |  |  |  | Non Federally-Regulated | 08/26/2013 |  | 02/28/2019
Eaton/Cooper Lighting | Streetworks | MEM17P**3S*CEC-* | Horizontal | Pulse-start - magnetic | 175 | 175 |  | True | Ballast Efficiency | 90 | [5 empty] | Non Federally-Regulated | 08/26/2013 |  | 02/28/2019
Eaton/Cooper Lighting | Streetworks | GM*17P**AS*CEC* | Vertical - Base Up | Pulse-start - magnetic | 250 | 250 |  | True | Ballast Efficiency | 90 | [5 empty] | Non Federally-Regulated | 08/26/2013 |  | 02/28/2019
Eaton/Cooper Lighting | McGraw | GAT-400-MP-*33*CEC* | Vertical - Base Down | Pulse-start - magnetic | 400 | 400 |  | True | Ballast Efficiency | 92 | [5 empty] | Non Federally-Regulated | 08/26/2013 |  | 02/28/2019
Eaton/Cooper Lighting | Streetworks | OVD40P****-CEC-* | Horizontal | Pulse-start - magnetic | 400 | 400 |  | True | Ballast Efficiency | 92 | [5 empty] | Non Federally-Regulated | 08/26/2013 |  | 02/28/2019
Eaton/Cooper Lighting | Streetworks | GR*17P**SL*CEC* | Horizontal | Pulse-start - magnetic | 175 | 175 |  | True | Ballast Efficiency | 90 | [5 empty] | Non Federally-Regulated | 08/26/2013 |  | 02/28/2019
Eaton/Cooper Lighting | Lumark | MPWR-***-320-* | Horizontal | Pulse-start - magnetic | 320 | 320 |  | True | Relamping Rated Wattage | 88 |  |  |  | 290-335 watts |  | Non Federally-Regulated | 08/26/2013 |  | 02/28/2019
Eaton/Cooper Lighting | McGraw | TLL-400-MP-***-AS-CEC-* | Vertical - Base Up | Pulse-start - magnetic | 400 | 400 |  | True | Ballast Efficiency | 92 | [5 empty] | Non Federally-Regulated | 08/26/2013 |  | 02/28/2019
Eaton/Cooper Lighting | Lumark | MPNK-*76-400-*CEC-* | Vertical - Base Down | Pulse-start - magnetic | 400 | 400 |  | True | Ballast Efficiency | 92 | [5 empty] | Non Federally-Regulated | 08/26/2013 |  | 02/28/2019
Eaton/Cooper Lighting | McGraw | CIG-**-250-MP-*CEC-* | Horizontal | Pulse-start - magnetic | 250 | 250 |  | True | Ballast Efficiency | 90 | [5 empty] | Non Federally-Regulated | 08/26/2013 |  | 02/28/2019
Eaton/Cooper Lighting | Streetworks | CML25P**3F*CEC* | Horizontal | Pulse-start - magnetic | 250 | 250 |  | True | Ballast Efficiency | 90 | [5 empty] | Non Federally-Regulated | 08/26/2013 |  | 02/28/2019
Eaton/Cooper Lighting | McGraw | AMF-*-150-MP-*44*-CEC-* | Vertical - Base Down | Pulse-start - magnetic | 150 | 150 |  | True | Ballast Efficiency | 81 | Exception 3 Met |  |  |  |  | Non Federally-Regulated | 08/26/2013 |  | 02/28/2019
Eaton/Cooper Lighting | Streetworks | CEM17P**4S*CEC-* | Horizontal | Pulse-start - magnetic | 175 | 175 |  | True | Ballast Efficiency | 90 | [5 empty] | Non Federally-Regulated | 08/26/2013 |  | 02/28/2019
Eaton/Cooper Lighting | McGraw | CYS-**200-MP* | Horizontal | Pulse-start - magnetic | 200 | 200 |  | True | Relamping Rated Wattage | 88 |  |  |  | 200-215 watts |  | Non Federally-Regulated | 08/26/2013 |  | 02/28/2019
Eaton/Cooper Lighting | Streetworks | GPF32P***62* | Horizontal | Pulse-start - magnetic | 320 | 320 |  | True | Relamping Rated Wattage | 88 |  |  |  | 290-335 watts |  | Non Federally-Regulated | 08/26/2013 |  | 02/28/2019
Eaton/Cooper Lighting | Streetworks | GR*40P**3D*CEC* | Horizontal | Pulse-start - magnetic | 400 | 400 |  | True | Ballast Efficiency | 92 | [5 empty] | Non Federally-Regulated | 08/26/2013 |  | 02/28/2019
Eaton/Cooper Lighting | McGraw | GAR-250-MP-*33*CEC* | Vertical - Base Down | Pulse-start - magnetic | 250 | 250 |  | True | Ballast Efficiency | 90 | [5 empty] | Non Federally-Regulated | 08/26/2013 |  | 02/28/2019
Eaton/Cooper Lighting | McGraw | GS*-***-400-MP-***-AS*CEC-* | Vertical - Base Up | Pulse-start - magnetic | 400 | 400 |  | True | Ballast Efficiency | 92 | [5 empty] | Non Federally-Regulated | 08/26/2013 |  | 02/28/2019
Eaton/Cooper Lighting | Streetworks | GR*32P**-1D* | Horizontal | Pulse-start - magnetic | 320 | 320 |  | True | Relamping Rated Wattage | 88 |  |  |  | 290-335 watts |  | Non Federally-Regulated | 08/26/2013 |  | 02/28/2019
Eaton/Cooper Lighting | Streetworks | GPF40P***76*-CEC* | Vertical - Base Down | Pulse-start - magnetic | 400 | 400 |  | True | Ballast Efficiency | 92 | [5 empty] | Non Federally-Regulated | 08/26/2013 |  | 02/28/2019
Eaton/Cooper Lighting | Streetworks | MEL25P**4F*CEC-* | Horizontal | Pulse-start - magnetic | 250 | 250 |  | True | Ballast Efficiency | 90 | [5 empty] | Non Federally-Regulated | 08/26/2013 |  | 02/28/2019
Eaton/Cooper Lighting | Streetworks | TRU17P****-CEC-* | Horizontal | Pulse-start - magnetic | 175 | 175 |  | True | Ballast Efficiency | 90 | [5 empty] | Non Federally-Regulated | 08/26/2013 |  | 02/28/2019
Eaton/Cooper Lighting | Streetworks | CLB32PW*3C*CEC-* | Vertical - Base Down | Pulse-start - magnetic | 320 | 320 |  | True | Relamping Rated Wattage | 88 |  |  |  | 290-335 watts |  | Non Federally-Regulated | 08/26/2013 |  | 02/28/2019
Eaton/Cooper Lighting | Ametrix | R*-LI-*1-P-175*-CEC* | Horizontal | Pulse-start - magnetic | 175 | 175 |  | False | Ballast Efficiency | 90 | [5 empty] | Non Federally-Regulated | 08/26/2013 |  | 02/28/2019
Eaton/Cooper Lighting | Streetworks | TMU20P**3F* | Horizontal | Pulse-start - magnetic | 200 | 200 |  | True | Relamping Rated Wattage | 88 |  |  |  | 200-215 watts |  | Non Federally-Regulated | 08/26/2013 |  | 02/28/2019
Eaton/Cooper Lighting | Streetworks | CML32P**FT* | Horizontal | Pulse-start - magnetic | 320 | 320 |  | True | Relamping Rated Wattage | 88 |  |  |  | 290-335 watts |  | Non Federally-Regulated | 08/26/2013 |  | 02/28/2019
Eaton/Cooper Lighting | Lumark | MPRB-****-320-*-CEC-* | Vertical - Base Up | Pulse-start - magnetic | 320 | 320 |  | False | Relamping Rated Wattage | 88 |  |  |  | 290-335 watts |  | Non Federally-Regulated | 08/26/2013 |  | 02/28/2019
Eaton/Cooper Lighting | Streetworks | TLU25P**2S*CEC-* | Horizontal | Pulse-start - magnetic | 250 | 250 |  | True | Ballast Efficiency | 90 | [5 empty] | Non Federally-Regulated | 08/26/2013 |  | 02/28/2019
Eaton/Cooper Lighting | Streetworks | GM*32P**5F* | Horizontal | Pulse-start - magnetic | 320 | 320 |  | True | Relamping Rated Wattage | 88 |  |  |  | 290-335 watts |  | Non Federally-Regulated | 08/26/2013 |  | 02/28/2019
Eaton/Cooper Lighting | Streetworks | CML25P**FT*CEC* | Horizontal | Pulse-start - magnetic | 250 | 250 |  | True | Ballast Efficiency | 90 | [5 empty] | Non Federally-Regulated | 08/26/2013 |  | 02/28/2019
Eaton/Cooper Lighting | Invue | VXM-320-MP-* | Horizontal | Pulse-start - magnetic | 320 | 320 |  | True | Relamping Rated Wattage | 88 |  |  |  | 290-335 watts |  | Non Federally-Regulated | 08/26/2013 |  | 02/28/2019
Eaton/Cooper Lighting | Lumark | MPAH-*-15-* | Horizontal | Pulse-start - magnetic | 150 | 150 |  | True | Ballast Efficiency | 81 | Exception 3 Met |  |  |  |  | Non Federally-Regulated | 08/26/2013 |  | 02/28/2019
Eaton/Cooper Lighting | Lumark | MPNK-*76-320-* | Vertical - Base Down | Pulse-start - magnetic | 320 | 320 |  | True | Relamping Rated Wattage | 88 |  |  |  | 290-335 watts |  | Non Federally-Regulated | 08/26/2013 |  | 02/28/2019
Eaton/Cooper Lighting | Lumark | MPXB-****-320-* | Vertical - Base Up | Pulse-start - magnetic | 320 | 320 |  | False | Relamping Rated Wattage | 88 |  |  |  | 290-335 watts |  | Non Federally-Regulated | 08/26/2013 |  | 02/28/2019
Eaton/Cooper Lighting | McGraw | TLM-175-MP-***-4S-CEC-* | Horizontal | Pulse-start - magnetic | 175 | 175 |  | True | Ballast Efficiency | 90 | [5 empty] | Non Federally-Regulated | 08/26/2013 |  | 02/28/2019
Eaton/Cooper Lighting | Streetworks | ADM120P** | Horizontal | Pulse-start - magnetic | 200 | 200 |  | True | Relamping Rated Wattage | 88 |  |  |  | 200-215 watts |  | Non Federally-Regulated | 08/26/2013 |  | 02/28/2019
Eaton/Cooper Lighting | Invue | VFM-K-200-MP-XX-NF* | Vertical - Base Down | Pulse-start - magnetic | 200 | 200 |  | True | Relamping Rated Wattage | 88 |  |  |  | 200-215 watts |  | Non Federally-Regulated | 08/26/2013 |  | 02/28/2019
Eaton/Cooper Lighting | Streetworks | CLB32PW*3C*CEC-* | Vertical - Base Down | Pulse-start - magnetic | 320 | 320 |  | True | Relamping Rated Wattage | 88 |  |  |  | 290-335 watts |  | Non Federally-Regulated | 08/26/2013 |  | 02/28/2019
Eaton/Cooper Lighting | Invue | VFM-K-400-MP-***-NS*CEC-* | Vertical - Base Down | Pulse-start - magnetic | 400 | 400 |  | True | Ballast Efficiency | 92 | [5 empty] | Non Federally-Regulated | 08/26/2013 |  | 02/28/2019
Eaton/Cooper Lighting | Lumark | MPNK*40*CEC | Horizontal | Pulse-start - magnetic | 400 | 400 |  | True | Ballast Efficiency | 92 | [5 empty] | Non Federally-Regulated | 08/26/2013 |  | 02/28/2019
Eaton/Cooper Lighting | Streetworks | MEM15P**SL* | Horizontal | Pulse-start - magnetic | 150 | 150 |  | True | Ballast Efficiency | 81 | Exception 3 Met |  |  |  |  | Non Federally-Regulated | 08/26/2013 |  | 02/28/2019
Eaton/Cooper Lighting | Invue | ECM-150-MP-***-5R* | Vertical - Base Up | Pulse-start - magnetic | 150 | 150 |  | True | Ballast Efficiency | 81 | Exception 3 Met |  |  |  |  | Non Federally-Regulated | 08/26/2013 |  | 02/28/2019
Eaton/Cooper Lighting | Streetworks | PMM25P****CEC* | Horizontal | Pulse-start - magnetic | 250 | 250 |  | True | Ballast Efficiency | 90 | [5 empty] | Non Federally-Regulated | 08/26/2013 |  | 02/28/2019
Eaton/Cooper Lighting | Streetworks | CEM15P**4F* | Horizontal | Pulse-start - magnetic | 150 | 150 |  | True | Ballast Efficiency | 81 | Exception 3 Met |  |  |  |  | Non Federally-Regulated | 08/26/2013 |  | 02/28/2019
Eaton/Cooper Lighting | Streetworks | TMU40P**4F*CEC-* | Horizontal | Pulse-start - magnetic | 400 | 400 |  | True | Ballast Efficiency | 92 | [5 empty] | Non Federally-Regulated | 08/26/2013 |  | 02/28/2019
Eaton/Cooper Lighting | McGraw | GS*-***-250-MP-***-FT*CEC-* | Horizontal | Pulse-start - magnetic | 250 | 250 |  | True | Ballast Efficiency | 90 | [5 empty] | Non Federally-Regulated | 08/26/2013 |  | 02/28/2019
Eaton/Cooper Lighting | Lumark | MPFZ15* | Horizontal | Pulse-start - magnetic | 150 | 150 |  | True | Ballast Efficiency | 81 | Exception 3 Met |  |  |  |  | Non Federally-Regulated | 08/26/2013 |  | 02/28/2019
Eaton/Cooper Lighting | Lumark | MPRC-**-*-250-*-CEC-* | Horizontal | Pulse-start - magnetic | 250 | 250 |  | True | Ballast Efficiency | 90 | [5 empty] | Non Federally-Regulated | 08/26/2013 |  | 02/28/2019
Eaton/Cooper Lighting | Streetworks | ZAD17P****-CEC-* | Horizontal | Pulse-start - magnetic | 175 | 175 |  | True | Ballast Efficiency | 90 | [5 empty] | Non Federally-Regulated | 08/26/2013 |  | 02/28/2019
Eaton/Cooper Lighting | McGraw | AMF-*-320-MP-*76* | Vertical - Base Down | Pulse-start - magnetic | 320 | 320 |  | True | Relamping Rated Wattage | 88 |  |  |  | 290-335 watts |  | Non Federally-Regulated | 08/26/2013 |  | 02/28/2019
Eaton/Cooper Lighting | McGraw | CLM-***-250-MP-***-3F*CEC-* | Horizontal | Pulse-start - magnetic | 250 | 250 |  | True | Ballast Efficiency | 90 | [5 empty] | Non Federally-Regulated | 08/26/2013 |  | 02/28/2019
Eaton/Cooper Lighting | Streetworks | CEL32P**2F* | Horizontal | Pulse-start - magnetic | 320 | 320 |  | True | Relamping Rated Wattage | 88 |  |  |  | 290-335 watts |  | Non Federally-Regulated | 08/26/2013 |  | 02/28/2019
Eaton/Cooper Lighting | Streetworks | PMM17P****CEC* | Horizontal | Pulse-start - magnetic | 175 | 175 |  | True | Ballast Efficiency | 90 | [5 empty] | Non Federally-Regulated | 08/26/2013 |  | 02/28/2019
Eaton/Cooper Lighting | Streetworks | CEL32P**MA* | Vertical - Base Up | Pulse-start - magnetic | 320 | 320 |  | True | Relamping Rated Wattage | 88 |  |  |  | 290-335 watts |  | Non Federally-Regulated | 08/26/2013 |  | 02/28/2019
Eaton/Cooper Lighting | Lumark | MPQC-QCSA18-*-250-*-CEC | Vertical - Base Up | Pulse-start - magnetic | 250 | 250 |  | False | Ballast Efficiency | 90 | [5 empty] | Non Federally-Regulated | 08/26/2013 |  | 02/28/2019
Eaton/Cooper Lighting | Streetworks | ORL40P**XX-CEC* | Vertical - Base Down | Pulse-start - magnetic | 400 | 400 |  | True | Ballast Efficiency | 92 | [5 empty] | Non Federally-Regulated | 08/26/2013 |  | 02/28/2019
Eaton/Cooper Lighting | Streetworks | OVD32P*** | Horizontal | Pulse-start - magnetic | 320 | 320 |  | True | Relamping Rated Wattage | 88 |  |  |  | 290-335 watts |  | Non Federally-Regulated | 08/26/2013 |  | 02/28/2019
Eaton/Cooper Lighting | Ametrix | S*-LO-*1-P-320*-CEC* | Horizontal | Pulse-start - magnetic | 320 | 320 |  | True | Ballast Efficiency | 92 | [5 empty] | Non Federally-Regulated | 08/26/2013 |  | 02/28/2019
Eaton/Cooper Lighting | McGraw | GAR-175-MP-*5C*CEC* | Vertical - Base Down | Pulse-start - magnetic | 175 | 175 |  | True | Ballast Efficiency | 90 | [5 empty] | Non Federally-Regulated | 08/26/2013 |  | 02/28/2019
Eaton/Cooper Lighting | Ametrix | S*-LO-*1-P-200* | Horizontal | Pulse-start - magnetic | 200 | 200 |  | True | Relamping Rated Wattage | 88 |  |  |  | 200-215 watts |  | Non Federally-Regulated | 08/26/2013 |  | 02/28/2019
Eaton/Cooper Lighting | Lumark | MPCS-250-*-CEC-* | Horizontal | Pulse-start - magnetic | 250 | 250 |  | False | Ballast Efficiency | 90 | [5 empty] | Non Federally-Regulated | 08/26/2013 |  | 02/28/2019
Eaton/Cooper Lighting | Streetworks | CLB15P**5C* | Vertical - Base Down | Pulse-start - magnetic | 150 | 150 |  | True | Ballast Efficiency | 81 | Exception 3 Met |  |  |  |  | Non Federally-Regulated | 08/26/2013 |  | 02/28/2019
Eaton/Cooper Lighting | McGraw | CLM-***-400-MP-***-SL*CEC-* | Horizontal | Pulse-start - magnetic | 400 | 400 |  | True | Ballast Efficiency | 92 | [5 empty] | Non Federally-Regulated | 08/26/2013 |  | 02/28/2019
Eaton/Cooper Lighting | Streetworks | MEL15P**4S* | Horizontal | Pulse-start - magnetic | 150 | 150 |  | True | Ballast Efficiency | 81 | Exception 3 Met |  |  |  |  | Non Federally-Regulated | 08/26/2013 |  | 02/28/2019
Eaton/Cooper Lighting | Invue | VFM-K-320-MP-***-NS*CEC-* | Vertical - Base Down | Pulse-start - magnetic | 320 | 320 |  | True | Relamping Rated Wattage | 88 |  |  |  | 290-335 watts |  | Non Federally-Regulated | 08/26/2013 |  | 02/28/2019
Eaton/Cooper Lighting | McGraw | TLM-150-MP-***-AR* | Vertical - Base Up | Pulse-start - magnetic | 150 | 150 |  | True | Ballast Efficiency | 81 | Exception 3 Met |  |  |  |  | Non Federally-Regulated | 08/26/2013 |  | 02/28/2019
Eaton/Cooper Lighting | Streetworks | CML40P**2F*CEC-* | Horizontal | Pulse-start - magnetic | 400 | 400 |  | True | Ballast Efficiency | 92 | [5 empty] | Non Federally-Regulated | 08/26/2013 |  | 02/28/2019
Eaton/Cooper Lighting | Streetworks | GPF40P***44*-CEC* | Vertical - Base Down | Pulse-start - magnetic | 400 | 400 |  | True | Ballast Efficiency | 92 | [5 empty] | Non Federally-Regulated | 08/26/2013 |  | 02/28/2019
Eaton/Cooper Lighting | Streetworks | OVH17P****-CEC-* | Horizontal | Pulse-start - magnetic | 175 | 175 |  | True | Ballast Efficiency | 90 | [5 empty] | Non Federally-Regulated | 08/26/2013 |  | 02/28/2019
Eaton/Cooper Lighting | Streetworks | GM*32P**AR* | Vertical - Base Up | Pulse-start - magnetic | 320 | 320 |  | True | Relamping Rated Wattage | 88 |  |  |  | 290-335 watts |  | Non Federally-Regulated | 08/26/2013 |  | 02/28/2019
Eaton/Cooper Lighting | McGraw | GS*-***-175-MP-***-CA*CEC-* | Horizontal | Pulse-start - magnetic | 175 | 175 |  | True | Ballast Efficiency | 90 | [5 empty] | Non Federally-Regulated | 08/26/2013 |  | 02/28/2019
Eaton/Cooper Lighting | Lumark | MPAH-*-40-***-CEC-* | Horizontal | Pulse-start - magnetic | 400 | 400 |  | True | Ballast Efficiency | 92 | [5 empty] | Non Federally-Regulated | 08/26/2013 |  | 02/28/2019
Eaton/Cooper Lighting | Invue | VWM-200-MP-* | Horizontal | Pulse-start - magnetic | 200 | 200 |  | True | Relamping Rated Wattage | 88 |  |  |  | 200-215 watts |  | Non Federally-Regulated | 08/26/2013 |  | 02/28/2019
Eaton/Cooper Lighting | Lumark | MPSG-****-**-250-*-CEC-* | Vertical - Base Up | Pulse-start - magnetic | 250 | 250 |  | False | Ballast Efficiency | 90 | [5 empty] | Non Federally-Regulated | 08/26/2013 |  | 02/28/2019
Eaton/Cooper Lighting | McGraw | GAT-400-MP-*3C*CEC* | Vertical - Base Down | Pulse-start - magnetic | 400 | 400 |  | True | Ballast Efficiency | 92 | [5 empty] | Non Federally-Regulated | 08/26/2013 |  | 02/28/2019
Eaton/Cooper Lighting | Streetworks | GR*25P**FT*CEC* | Horizontal | Pulse-start - magnetic | 250 | 250 |  | True | Ballast Efficiency | 90 | [5 empty] | Non Federally-Regulated | 08/26/2013 |  | 02/28/2019
Eaton/Cooper Lighting | McGraw | TLM-250-MP-***-3F-CEC-* | Horizontal | Pulse-start - magnetic | 250 | 250 |  | True | Ballast Efficiency | 90 | [5 empty] | Non Federally-Regulated | 08/26/2013 |  | 02/28/2019
Eaton/Cooper Lighting | Streetworks | GPF*-200-MP-*76* | Vertical - Base Down | Pulse-start - magnetic | 200 | 200 |  | True | Relamping Rated Wattage | 88 |  |  |  | 200-215 watts |  | Non Federally-Regulated | 08/26/2013 |  | 02/28/2019
Eaton/Cooper Lighting | Streetworks | ARC25PW*-3C*CEC-* | Vertical - Base Down | Pulse-start - magnetic | 250 | 250 |  | True | Ballast Efficiency | 90 | [5 empty] | Non Federally-Regulated | 08/26/2013 |  | 02/28/2019
Eaton/Cooper Lighting | McGraw | IST-150-MP* | Horizontal | Pulse-start - magnetic | 150 | 150 |  | True | Ballast Efficiency | 81 | Exception 3 Met |  |  |  |  | Non Federally-Regulated | 08/26/2013 |  | 02/28/2019
Eaton/Cooper Lighting | Streetworks | TMU17P**5S*CEC-* | Horizontal | Pulse-start - magnetic | 175 | 175 |  | True | Ballast Efficiency | 90 | [5 empty] | Non Federally-Regulated | 08/26/2013 |  | 02/28/2019
Eaton/Cooper Lighting | McGraw | GS*-***-150-MP-***-3S* | Horizontal | Pulse-start - magnetic | 150 | 150 |  | True | Ballast Efficiency | 81 | Exception 3 Met |  |  |  |  | Non Federally-Regulated | 08/26/2013 |  | 02/28/2019
Eaton/Cooper Lighting | Streetworks | GR*17P**3D*CEC* | Horizontal | Pulse-start - magnetic | 175 | 175 |  | True | Ballast Efficiency | 90 | [5 empty] | Non Federally-Regulated | 08/26/2013 |  | 02/28/2019
Eaton/Cooper Lighting | Streetworks | TMU17P**AF*CEC-* | Horizontal | Pulse-start - magnetic | 175 | 175 |  | True | Ballast Efficiency | 90 | [5 empty] | Non Federally-Regulated | 08/26/2013 |  | 02/28/2019
Eaton/Cooper Lighting | McGraw | CLM-***-320-MP-***-CA* | Horizontal | Pulse-start - magnetic | 320 | 320 |  | True | Relamping Rated Wattage | 88 |  |  |  | 290-335 watts |  | Non Federally-Regulated | 08/26/2013 |  | 02/28/2019
Eaton/Cooper Lighting | Lumark | MPBE**-175*CEC | Vertical - Base Up | Pulse-start - magnetic | 175 | 175 |  | False | Ballast Efficiency | 90 | [5 empty] | Non Federally-Regulated | 08/26/2013 |  | 02/28/2019
Eaton/Cooper Lighting | McGraw | IMC-400-MP-***-CEC* | Horizontal | Pulse-start - magnetic | 400 | 400 |  | True | Ballast Efficiency | 92 | [5 empty] | Non Federally-Regulated | 08/26/2013 |  | 02/28/2019
Eaton/Cooper Lighting | Streetworks | GM*40P**AR*CEC* | Vertical - Base Up | Pulse-start - magnetic | 400 | 400 |  | True | Ballast Efficiency | 92 | [5 empty] | Non Federally-Regulated | 08/26/2013 |  | 02/28/2019
Eaton/Cooper Lighting | Streetworks | MEL40P**4S*CEC-* | Horizontal | Pulse-start - magnetic | 400 | 400 |  | True | Ballast Efficiency | 92 | [5 empty] | Non Federally-Regulated | 08/26/2013 |  | 02/28/2019
Eaton/Cooper Lighting | Streetworks | CEL15P**3R* | Vertical - Base Up | Pulse-start - magnetic | 150 | 150 |  | True | Ballast Efficiency | 81 | Exception 3 Met |  |  |  |  | Non Federally-Regulated | 08/26/2013 |  | 02/28/2019
Eaton/Cooper Lighting | McGraw | CLM-***-320-MP-***-3S* | Horizontal | Pulse-start - magnetic | 320 | 320 |  | True | Relamping Rated Wattage | 88 |  |  |  | 290-335 watts |  | Non Federally-Regulated | 08/26/2013 |  | 02/28/2019
Eaton/Cooper Lighting | Streetworks | MEL15P**SL* | Horizontal | Pulse-start - magnetic | 150 | 150 |  | True | Ballast Efficiency | 81 | Exception 3 Met |  |  |  |  | Non Federally-Regulated | 08/26/2013 |  | 02/28/2019
Eaton/Cooper Lighting | McGraw | GAR-400-MP-*33*CEC* | Vertical - Base Down | Pulse-start - magnetic | 400 | 400 |  | True | Ballast Efficiency | 92 | [5 empty] | Non Federally-Regulated | 08/26/2013 |  | 02/28/2019
Eaton/Cooper Lighting | Lumark | MPEB-****-**-*-400-*-CEC-* | Vertical - Base Up | Pulse-start - magnetic | 400 | 400 |  | False | Ballast Efficiency | 92 | [5 empty] | Non Federally-Regulated | 08/26/2013 |  | 02/28/2019
Eaton/Cooper Lighting | Streetworks | GR*17P**3V*CEC* | Vertical - Base Up | Pulse-start - magnetic | 175 | 175 |  | True | Ballast Efficiency | 90 | [5 empty] | Non Federally-Regulated | 08/26/2013 |  | 02/28/2019
Eaton/Cooper Lighting | Lumark | MPWP-**-320-* | Horizontal | Pulse-start - magnetic | 320 | 320 |  | True | Relamping Rated Wattage | 88 |  |  |  | 290-335 watts |  | Non Federally-Regulated | 08/26/2013 |  | 02/28/2019
Eaton/Cooper Lighting | McGraw | EPL-175-MP-MB* | Vertical - Base Up | Pulse-start - magnetic | 175 | 175 |  | False | Ballast Efficiency | 90 | [5 empty] | Non Federally-Regulated | 08/26/2013 |  | 02/28/2019
Eaton/Cooper Lighting | Streetworks | GR*40P**RW*CEC* | Vertical - Base Up | Pulse-start - magnetic | 400 | 400 |  | True | Ballast Efficiency | 92 | [5 empty] | Non Federally-Regulated | 08/26/2013 |  | 02/28/2019
Eaton/Cooper Lighting | McGraw | CYP-**200-MP* | Horizontal | Pulse-start - magnetic | 200 | 200 |  | True | Relamping Rated Wattage | 88 |  |  |  | 200-215 watts |  | Non Federally-Regulated | 08/26/2013 |  | 02/28/2019
Eaton/Cooper Lighting | Streetworks | CBS17P**3C*CEC-* | Vertical - Base Down | Pulse-start - magnetic | 175 | 175 |  | True | Ballast Efficiency | 90 | [5 empty] | Non Federally-Regulated | 08/26/2013 |  | 02/28/2019
Eaton/Cooper Lighting | McGraw | GS*-***-400-MP-***-2S*CEC-* | Horizontal | Pulse-start - magnetic | 400 | 400 |  | True | Ballast Efficiency | 92 | [5 empty] | Non Federally-Regulated | 08/26/2013 |  | 02/28/2019
Eaton/Cooper Lighting | Invue | ECL-250-MP-***-MA*CEC-* | Vertical - Base Up | Pulse-start - magnetic | 250 | 250 |  | True | Ballast Efficiency | 90 | [5 empty] | Non Federally-Regulated | 08/26/2013 |  | 02/28/2019
Eaton/Cooper Lighting | Streetworks | VAN20P** | Vertical - Base Up | Pulse-start - magnetic | 200 | 200 |  | True | Relamping Rated Wattage | 88 |  |  |  | 200-215 watts |  | Non Federally-Regulated | 08/26/2013 |  | 02/28/2019
Eaton/Cooper Lighting | Streetworks | GR*32P**2D* | Horizontal | Pulse-start - magnetic | 320 | 320 |  | True | Relamping Rated Wattage | 88 |  |  |  | 290-335 watts |  | Non Federally-Regulated | 08/26/2013 |  | 02/28/2019
Eaton/Cooper Lighting | Lumark | MPAH-*-32-* | Horizontal | Pulse-start - magnetic | 320 | 320 |  | True | Relamping Rated Wattage | 88 |  |  |  | 290-335 watts |  | Non Federally-Regulated | 08/26/2013 |  | 02/28/2019
Eaton/Cooper Lighting | Streetworks | LXF15P* | Vertical - Base Up | Pulse-start - magnetic | 150 | 150 |  | True | Ballast Efficiency | 81 | Exception 3 Met |  |  |  |  | Non Federally-Regulated | 08/26/2013 |  | 02/28/2019
Eaton/Cooper Lighting | McGraw | ZDG-**-250-MP-*****-CEC-* | Horizontal | Pulse-start - magnetic | 250 | 250 |  | True | Ballast Efficiency | 90 | [5 empty] | Non Federally-Regulated | 08/26/2013 |  | 02/28/2019
Eaton/Cooper Lighting | McGraw | TLM-320-MP-***-2F | Horizontal | Pulse-start - magnetic | 320 | 320 |  | True | Relamping Rated Wattage | 88 |  |  |  | 290-335 watts |  | Non Federally-Regulated | 08/26/2013 |  | 02/28/2019
Eaton/Cooper Lighting | Streetworks | GM*25P**AR*CEC* | Vertical - Base Up | Pulse-start - magnetic | 250 | 250 |  | True | Ballast Efficiency | 90 | [5 empty] | Non Federally-Regulated | 08/26/2013 |  | 02/28/2019
Eaton/Cooper Lighting | Streetworks | CML40P**AR*CEC* | Vertical - Base Up | Pulse-start - magnetic | 400 | 400 |  | True | Ballast Efficiency | 92 | [5 empty] | Non Federally-Regulated | 08/26/2013 |  | 02/28/2019
Eaton/Cooper Lighting | Streetworks | MEM15P**4S* | Horizontal | Pulse-start - magnetic | 150 | 150 |  | True | Ballast Efficiency | 81 | Exception 3 Met |  |  |  |  | Non Federally-Regulated | 08/26/2013 |  | 02/28/2019
Eaton/Cooper Lighting | Streetworks | CAS40P****CEC* | Horizontal | Pulse-start - magnetic | 400 | 400 |  | True | Ballast Efficiency | 92 | [5 empty] | Non Federally-Regulated | 08/26/2013 |  | 02/28/2019
Eaton/Cooper Lighting | Streetworks | GPF15P***12* | Vertical - Base Down | Pulse-start - magnetic | 150 | 150 |  | True | Ballast Efficiency | 81 | Exception 3 Met |  |  |  |  | Non Federally-Regulated | 08/26/2013 |  | 02/28/2019
Eaton/Cooper Lighting | Invue | FLS-150-MP* | Horizontal | Pulse-start - magnetic | 150 | 150 |  | True | Ballast Efficiency | 81 | Exception 3 Met |  |  |  |  | Non Federally-Regulated | 08/26/2013 |  | 02/28/2019
Eaton/Cooper Lighting | Streetworks | TLU32P**2F*CEC-* | Horizontal | Pulse-start - magnetic | 320 | 320 |  | True | Relamping Rated Wattage | 88 |  |  |  | 290-335 watts |  | Non Federally-Regulated | 08/26/2013 |  | 02/28/2019
Eaton/Cooper Lighting | Invue | EMM-150-MP-***-2S* | Horizontal | Pulse-start - magnetic | 150 | 150 |  | True | Ballast Efficiency | 81 | Exception 3 Met |  |  |  |  | Non Federally-Regulated | 08/26/2013 |  | 02/28/2019
Eaton/Cooper Lighting | McGraw | IMC-150-MP* | Horizontal | Pulse-start - magnetic | 150 | 150 |  | True | Ballast Efficiency | 81 | Exception 3 Met |  |  |  |  | Non Federally-Regulated | 08/26/2013 |  | 02/28/2019
Eaton/Cooper Lighting | Streetworks | ZSD25P****-CEC-* | Horizontal | Pulse-start - magnetic | 250 | 250 |  | True | Ballast Efficiency | 90 | [5 empty] | Non Federally-Regulated | 08/26/2013 |  | 02/28/2019
Eaton/Cooper Lighting | Lumark | MPCL-400-*-CEC-* | Horizontal | Pulse-start - magnetic | 400 | 400 |  | False | Ballast Efficiency | 92 | [5 empty] | Non Federally-Regulated | 08/26/2013 |  | 02/28/2019
Eaton/Cooper Lighting | Streetworks | MEL25P**5S*CEC-* | Horizontal | Pulse-start - magnetic | 250 | 250 |  | True | Ballast Efficiency | 90 | [5 empty] | Non Federally-Regulated | 08/26/2013 |  | 02/28/2019
Eaton/Cooper Lighting | Streetworks | ARS25P**5C*CEC-* | Vertical - Base Down | Pulse-start - magnetic | 250 | 250 |  | True | Ballast Efficiency | 90 | [5 empty] | Non Federally-Regulated | 08/26/2013 |  | 02/28/2019
Eaton/Cooper Lighting | McGraw | GAT-320-MP-*55* | Vertical - Base Down | Pulse-start - magnetic | 320 | 320 |  | True | Relamping Rated Wattage | 88 |  |  |  | 290-335 watts |  | Non Federally-Regulated | 08/26/2013 |  | 02/28/2019
Eaton/Cooper Lighting | Streetworks | ACN20PW*3C* | Vertical - Base Down | Pulse-start - magnetic | 200 | 200 |  | True | Relamping Rated Wattage | 88 |  |  |  | 200-215 watts |  | Non Federally-Regulated | 08/26/2013 |  | 02/28/2019
Eaton/Cooper Lighting | Streetworks | ARC20PW*5C* | Vertical - Base Down | Pulse-start - magnetic | 200 | 200 |  | True | Relamping Rated Wattage | 88 |  |  |  | 200-215 watts |  | Non Federally-Regulated | 08/26/2013 |  | 02/28/2019
Eaton/Cooper Lighting | Streetworks | ZYG15P** | Horizontal | Pulse-start - magnetic | 150 | 150 |  | True | Ballast Efficiency | 81 | Exception 3 Met |  |  |  |  | Non Federally-Regulated | 08/26/2013 |  | 02/28/2019
Eaton/Cooper Lighting | Streetworks | ARC25PW*-55*CEC-* | Vertical - Base Down | Pulse-start - magnetic | 250 | 250 |  | True | Ballast Efficiency | 90 | [5 empty] | Non Federally-Regulated | 08/26/2013 |  | 02/28/2019
Eaton/Cooper Lighting | Invue | ECM-150-MP-***-SL* | Horizontal | Pulse-start - magnetic | 150 | 150 |  | True | Ballast Efficiency | 81 | Exception 3 Met |  |  |  |  | Non Federally-Regulated | 08/26/2013 |  | 02/28/2019
Eaton/Cooper Lighting | Streetworks | CEL17P**5R*CEC-* | Vertical - Base Up | Pulse-start - magnetic | 175 | 175 |  | True | Ballast Efficiency | 90 | [5 empty] | Non Federally-Regulated | 08/26/2013 |  | 02/28/2019
Eaton/Cooper Lighting | McGraw | TRR-150-MP* | Vertical - Base Down | Pulse-start - magnetic | 150 | 150 |  | True | Ballast Efficiency | 81 | Exception 3 Met |  |  |  |  | Non Federally-Regulated | 08/26/2013 |  | 02/28/2019
Eaton/Cooper Lighting | Streetworks | ZAG25P****-CEC-* | Horizontal | Pulse-start - magnetic | 250 | 250 |  | True | Ballast Efficiency | 90 | [5 empty] | Non Federally-Regulated | 08/26/2013 |  | 02/28/2019
Eaton/Cooper Lighting | Invue | ECL-150-MP-***-3S* | Horizontal | Pulse-start - magnetic | 150 | 150 |  | True | Ballast Efficiency | 81 | Exception 3 Met |  |  |  |  | Non Federally-Regulated | 08/26/2013 |  | 02/28/2019
Eaton/Cooper Lighting | Streetworks | TMU25P**2S*CEC-* | Horizontal | Pulse-start - magnetic | 250 | 250 |  | True | Ballast Efficiency | 90 | [5 empty] | Non Federally-Regulated | 08/26/2013 |  | 02/28/2019
Eaton/Cooper Lighting | McGraw | GS*-***-400-MP-***-3S*CEC-* | Horizontal | Pulse-start - magnetic | 400 | 400 |  | True | Ballast Efficiency | 92 | [5 empty] | Non Federally-Regulated | 08/26/2013 |  | 02/28/2019
Eaton/Cooper Lighting | Streetworks | MEM15P**MA* | Vertical - Base Up | Pulse-start - magnetic | 150 | 150 |  | True | Ballast Efficiency | 81 | Exception 3 Met |  |  |  |  | Non Federally-Regulated | 08/26/2013 |  | 02/28/2019
Eaton/Cooper Lighting | Lumark | MPVF-AL-400-*-CEC-* | Vertical - Base Up | Pulse-start - magnetic | 400 | 400 |  | False | Ballast Efficiency | 92 | [5 empty] | Non Federally-Regulated | 08/26/2013 |  | 02/28/2019
Eaton/Cooper Lighting | Streetworks | MEM15P**5S* | Horizontal | Pulse-start - magnetic | 150 | 150 |  | True | Ballast Efficiency | 81 | Exception 3 Met |  |  |  |  | Non Federally-Regulated | 08/26/2013 |  | 02/28/2019
Eaton/Cooper Lighting | Streetworks | CEL15P**4F* | Horizontal | Pulse-start - magnetic | 150 | 150 |  | True | Ballast Efficiency | 81 | Exception 3 Met |  |  |  |  | Non Federally-Regulated | 08/26/2013 |  | 02/28/2019
Eaton/Cooper Lighting | McGraw | TLM-150-MP-***-3V* | Vertical - Base Up | Pulse-start - magnetic | 150 | 150 |  | True | Ballast Efficiency | 81 | Exception 3 Met |  |  |  |  | Non Federally-Regulated | 08/26/2013 |  | 02/28/2019
Eaton/Cooper Lighting | McGraw | CSS-**-250-MP-*CEC-* | Horizontal | Pulse-start - magnetic | 250 | 250 |  | True | Ballast Efficiency | 90 | [5 empty] | Non Federally-Regulated | 08/26/2013 |  | 02/28/2019
Eaton/Cooper Lighting | McGraw | GAT-250-MP-*5C*CEC* | Vertical - Base Down | Pulse-start - magnetic | 250 | 250 |  | True | Ballast Efficiency | 90 | [5 empty] | Non Federally-Regulated | 08/26/2013 |  | 02/28/2019
Eaton/Cooper Lighting | Streetworks | CBS17P**5C*CEC-* | Vertical - Base Down | Pulse-start - magnetic | 175 | 175 |  | True | Ballast Efficiency | 90 | [5 empty] | Non Federally-Regulated | 08/26/2013 |  | 02/28/2019
Eaton/Cooper Lighting | Streetworks | TLU40P**4V*CEC-* | Vertical - Base Up | Pulse-start - magnetic | 400 | 400 |  | True | Ballast Efficiency | 92 | [5 empty] | Non Federally-Regulated | 08/26/2013 |  | 02/28/2019
Eaton/Cooper Lighting | Streetworks | CEL25P**2F*CEC-* | Horizontal | Pulse-start - magnetic | 250 | 250 |  | True | Ballast Efficiency | 90 | [5 empty] | Non Federally-Regulated | 08/26/2013 |  | 02/28/2019
Eaton/Cooper Lighting | Streetworks | GM*40P**2F*CEC-* | Horizontal | Pulse-start - magnetic | 400 | 400 |  | True | Ballast Efficiency | 92 | [5 empty] | Non Federally-Regulated | 08/26/2013 |  | 02/28/2019
Eaton/Cooper Lighting | Streetworks | VAN25P****-CEC-* | Vertical - Base Up | Pulse-start - magnetic | 250 | 250 |  | True | Ballast Efficiency | 90 | [5 empty] | Non Federally-Regulated | 08/26/2013 |  | 02/28/2019
Eaton/Cooper Lighting | Streetworks | OVZ15P*** | Horizontal | Pulse-start - magnetic | 150 | 150 |  | True | Ballast Efficiency | 81 | Exception 3 Met |  |  |  |  | Non Federally-Regulated | 08/26/2013 |  | 02/28/2019
Eaton/Cooper Lighting | McGraw | AMF-*-250-MP-*12*-CEC-* | Vertical - Base Down | Pulse-start - magnetic | 250 | 250 |  | True | Ballast Efficiency | 90 | [5 empty] | Non Federally-Regulated | 08/26/2013 |  | 02/28/2019
Eaton/Cooper Lighting | McGraw | GAR-250-MP-*3C*CEC* | Vertical - Base Down | Pulse-start - magnetic | 250 | 250 |  | True | Ballast Efficiency | 90 | [5 empty] | Non Federally-Regulated | 08/26/2013 |  | 02/28/2019
Eaton/Cooper Lighting | Streetworks | ANM25P****CEC-* | Horizontal | Pulse-start - magnetic | 250 | 250 |  | True | Ballast Efficiency | 90 | [5 empty] | Non Federally-Regulated | 08/26/2013 |  | 02/28/2019
Eaton/Cooper Lighting | Streetworks | ANM15P* | Horizontal | Pulse-start - magnetic | 150 | 150 |  | True | Ballast Efficiency | 81 | Exception 3 Met |  |  |  |  | Non Federally-Regulated | 08/26/2013 |  | 02/28/2019
Eaton/Cooper Lighting | Streetworks | MEM15P**3F* | Horizontal | Pulse-start - magnetic | 150 | 150 |  | True | Ballast Efficiency | 81 | Exception 3 Met |  |  |  |  | Non Federally-Regulated | 08/26/2013 |  | 02/28/2019
Eaton/Cooper Lighting | McGraw | GS*-***-320-MP-***-3V* | Vertical - Base Up | Pulse-start - magnetic | 320 | 320 |  | True | Relamping Rated Wattage | 88 |  |  |  | 290-335 watts |  | Non Federally-Regulated | 08/26/2013 |  | 02/28/2019
Eaton/Cooper Lighting | Streetworks | MEL32P**4S* | Horizontal | Pulse-start - magnetic | 320 | 320 |  | True | Relamping Rated Wattage | 88 |  |  |  | 290-335 watts |  | Non Federally-Regulated | 08/26/2013 |  | 02/28/2019
Eaton/Cooper Lighting | Streetworks | ZAG40P****-CEC-* | Horizontal | Pulse-start - magnetic | 400 | 400 |  | True | Ballast Efficiency | 92 | [5 empty] | Non Federally-Regulated | 08/26/2013 |  | 02/28/2019
Eaton/Cooper Lighting | McGraw | AMF-*-150-MP-*23*-CEC-* | Vertical - Base Down | Pulse-start - magnetic | 150 | 150 |  | True | Ballast Efficiency | 81 | Exception 3 Met |  |  |  |  | Non Federally-Regulated | 08/26/2013 |  | 02/28/2019
Eaton/Cooper Lighting | McGraw | TLM-250-MP-***-3V-CEC-* | Vertical - Base Up | Pulse-start - magnetic | 250 | 250 |  | True | Ballast Efficiency | 90 | [5 empty] | Non Federally-Regulated | 08/26/2013 |  | 02/28/2019
Eaton/Cooper Lighting | Ametrix | V*-LI-*1-E-210* | Horizontal | Pulse-start - electronic | 210 | 210 |  | False | Ballast Efficiency | 90 | [5 empty] | Non Federally-Regulated | 08/26/2013 |  | 02/28/2019
Eaton/Cooper Lighting | Streetworks | TMU25P**5S*CEC-* | Horizontal | Pulse-start - magnetic | 250 | 250 |  | True | Ballast Efficiency | 90 | [5 empty] | Non Federally-Regulated | 08/26/2013 |  | 02/28/2019
Eaton/Cooper Lighting | Streetworks | ZYG40P****-CEC-* | Horizontal | Pulse-start - magnetic | 400 | 400 |  | True | Ballast Efficiency | 92 | [5 empty] | Non Federally-Regulated | 08/26/2013 |  | 02/28/2019
Eaton/Cooper Lighting | McGraw | CAA-150-MP-*3C* | Vertical - Base Down | Pulse-start - magnetic | 150 | 150 |  | True | Ballast Efficiency | 81 | Exception 3 Met |  |  |  |  | Non Federally-Regulated | 08/26/2013 |  | 02/28/2019
Eaton/Cooper Lighting | McGraw | ZDL-**-150-MP-* | Horizontal | Pulse-start - magnetic | 150 | 150 |  | True | Ballast Efficiency | 81 | Exception 3 Met |  |  |  |  | Non Federally-Regulated | 08/26/2013 |  | 02/28/2019
Eaton/Cooper Lighting | Streetworks | CLB17P**3C*CEC-* | Vertical - Base Down | Pulse-start - magnetic | 175 | 175 |  | True | Ballast Efficiency | 90 | [5 empty] | Non Federally-Regulated | 08/26/2013 |  | 02/28/2019
Eaton/Cooper Lighting | Lumark | MPXB-****-175*CEC* | Vertical - Base Up | Pulse-start - magnetic | 175 | 175 |  | False | Ballast Efficiency | 90 | [5 empty] | Non Federally-Regulated | 08/26/2013 |  | 02/28/2019
Eaton/Cooper Lighting | Invue | ECL-250-MP-***-5S*CEC-* | Horizontal | Pulse-start - magnetic | 250 | 250 |  | True | Ballast Efficiency | 90 | [5 empty] | Non Federally-Regulated | 08/26/2013 |  | 02/28/2019
Eaton/Cooper Lighting | Invue | EML-250-MP-***-4S*CEC-* | Horizontal | Pulse-start - magnetic | 250 | 250 |  | True | Ballast Efficiency | 90 | [5 empty] | Non Federally-Regulated | 08/26/2013 |  | 02/28/2019
Eaton/Cooper Lighting | McGraw | GS*-***-150-MP-***-3V* | Vertical - Base Up | Pulse-start - magnetic | 150 | 150 |  | True | Ballast Efficiency | 81 | Exception 3 Met |  |  |  |  | Non Federally-Regulated | 08/26/2013 |  | 02/28/2019
Eaton/Cooper Lighting | Streetworks | TMU15P**5S* | Horizontal | Pulse-start - magnetic | 150 | 150 |  | True | Ballast Efficiency | 81 | Exception 3 Met |  |  |  |  | Non Federally-Regulated | 08/26/2013 |  | 02/28/2019
Eaton/Cooper Lighting | McGraw | TLM-175-MP-***-AS-CEC-* | Vertical - Base Up | Pulse-start - magnetic | 175 | 175 |  | True | Ballast Efficiency | 90 | [5 empty] | Non Federally-Regulated | 08/26/2013 |  | 02/28/2019
Eaton/Cooper Lighting | McGraw | GS*-***-175-MP-***-5F*CEC-* | Horizontal | Pulse-start - magnetic | 175 | 175 |  | True | Ballast Efficiency | 90 | [5 empty] | Non Federally-Regulated | 08/26/2013 |  | 02/28/2019
Eaton/Cooper Lighting | McGraw | TLM-250-MP-***-AR-CEC-* | Vertical - Base Up | Pulse-start - magnetic | 250 | 250 |  | True | Ballast Efficiency | 90 | [5 empty] | Non Federally-Regulated | 08/26/2013 |  | 02/28/2019
Eaton/Cooper Lighting | Invue | VFS-150-MP-***-VF | Horizontal | Pulse-start - magnetic | 150 | 150 |  | True | Ballast Efficiency | 81 | Exception 3 Met |  |  |  |  | Non Federally-Regulated | 08/26/2013 |  | 02/28/2019
Eaton/Cooper Lighting | Streetworks | CLB15P**3C* | Vertical - Base Down | Pulse-start - magnetic | 150 | 150 |  | True | Ballast Efficiency | 81 | Exception 3 Met |  |  |  |  | Non Federally-Regulated | 08/26/2013 |  | 02/28/2019
Eaton/Cooper Lighting | Streetworks | OVX20P*** | Horizontal | Pulse-start - magnetic | 200 | 200 |  | True | Relamping Rated Wattage | 88 |  |  |  | 200-215 watts |  | Non Federally-Regulated | 08/26/2013 |  | 02/28/2019
Eaton/Cooper Lighting | Streetworks | ATM25P****CEC-* | Horizontal | Pulse-start - magnetic | 250 | 250 |  | True | Ballast Efficiency | 90 | [5 empty] | Non Federally-Regulated | 08/26/2013 |  | 02/28/2019
Eaton/Cooper Lighting | Streetworks | CEL32P**4S* | Horizontal | Pulse-start - magnetic | 320 | 320 |  | True | Relamping Rated Wattage | 88 |  |  |  | 290-335 watts |  | Non Federally-Regulated | 08/26/2013 |  | 02/28/2019
Eaton/Cooper Lighting | McGraw | GLC-175-MP-*55*CEC* | Vertical - Base Down | Pulse-start - magnetic | 175 | 175 |  | True | Ballast Efficiency | 90 | [5 empty] | Non Federally-Regulated | 08/26/2013 |  | 02/28/2019
Eaton/Cooper Lighting | McGraw | CAC-175-MP-*3C*CEC* | Vertical - Base Down | Pulse-start - magnetic | 175 | 175 |  | True | Ballast Efficiency | 90 | [5 empty] | Non Federally-Regulated | 08/26/2013 |  | 02/28/2019
Eaton/Cooper Lighting | Ametrix | S*-LO-*1-E-210* | Horizontal | Pulse-start - electronic | 210 | 210 |  | True | Ballast Efficiency | 90 | [5 empty] | Non Federally-Regulated | 08/26/2013 |  | 02/28/2019
Eaton/Cooper Lighting | Streetworks | GR*15P**RW*CEC* | Vertical - Base Up | Pulse-start - magnetic | 150 | 150 |  | True | Ballast Efficiency | 81 | Exception 3 Met |  |  |  |  | Non Federally-Regulated | 08/26/2013 |  | 02/28/2019
Eaton/Cooper Lighting | Invue | ICS-150-MP* | Horizontal | Pulse-start - magnetic | 150 | 150 |  | True | Ballast Efficiency | 81 | Exception 3 Met |  |  |  |  | Non Federally-Regulated | 08/26/2013 |  | 02/28/2019
Eaton/Cooper Lighting | McGraw | GAT-150-MP-*5C* | Vertical - Base Down | Pulse-start - magnetic | 150 | 150 |  | True | Ballast Efficiency | 81 | Exception 3 Met |  |  |  |  | Non Federally-Regulated | 08/26/2013 |  | 02/28/2019
Eaton/Cooper Lighting | Streetworks | TRU25P****-CEC-* | Horizontal | Pulse-start - magnetic | 250 | 250 |  | True | Ballast Efficiency | 90 | [5 empty] | Non Federally-Regulated | 08/26/2013 |  | 02/28/2019
Eaton/Cooper Lighting | Invue | VFM-K-150-MP-***-MF*CEC-* | Vertical - Base Down | Pulse-start - magnetic | 150 | 150 |  | True | Ballast Efficiency | 81 | Exception 3 Met |  |  |  |  | Non Federally-Regulated | 08/26/2013 |  | 02/28/2019
Eaton/Cooper Lighting | McGraw | GLC-150-MP-*55* | Vertical - Base Down | Pulse-start - magnetic | 150 | 150 |  | True | Ballast Efficiency | 81 | Exception 3 Met |  |  |  |  | Non Federally-Regulated | 08/26/2013 |  | 02/28/2019
Eaton/Cooper Lighting | McGraw | GAR-250-MP-*55*CEC* | Vertical - Base Down | Pulse-start - magnetic | 250 | 250 |  | True | Ballast Efficiency | 90 | [5 empty] | Non Federally-Regulated | 08/26/2013 |  | 02/28/2019
Eaton/Cooper Lighting | Streetworks | TMU40P**AR*CEC-* | Vertical - Base Up | Pulse-start - magnetic | 400 | 400 |  | True | Ballast Efficiency | 92 | [5 empty] | Non Federally-Regulated | 08/26/2013 |  | 02/28/2019
Eaton/Cooper Lighting | Streetworks | GS*15P**AR*CEC* | Vertical - Base Up | Pulse-start - magnetic | 150 | 150 |  | True | Ballast Efficiency | 81 | Exception 3 Met |  |  |  |  | Non Federally-Regulated | 08/26/2013 |  | 02/28/2019
Eaton/Cooper Lighting | McGraw | TLM-250-MP-***-4S-CEC-* | Horizontal | Pulse-start - magnetic | 250 | 250 |  | True | Ballast Efficiency | 90 | [5 empty] | Non Federally-Regulated | 08/26/2013 |  | 02/28/2019
Eaton/Cooper Lighting | Invue | VFM-K-200-MP-XX-WF* | Vertical - Base Down | Pulse-start - magnetic | 200 | 200 |  | True | Relamping Rated Wattage | 88 |  |  |  | 200-215 watts |  | Non Federally-Regulated | 08/26/2013 |  | 02/28/2019
Eaton/Cooper Lighting | Streetworks | TLU32P**3V*CEC-* | Vertical - Base Up | Pulse-start - magnetic | 320 | 320 |  | True | Relamping Rated Wattage | 88 |  |  |  | 290-335 watts |  | Non Federally-Regulated | 08/26/2013 |  | 02/28/2019
Eaton/Cooper Lighting | Invue | ECL-320-MP-***-SL* | Horizontal | Pulse-start - magnetic | 320 | 320 |  | True | Relamping Rated Wattage | 88 |  |  |  | 290-335 watts |  | Non Federally-Regulated | 08/26/2013 |  | 02/28/2019
Eaton/Cooper Lighting | Streetworks | MEL40P**2S*CEC-* | Horizontal | Pulse-start - magnetic | 400 | 400 |  | True | Ballast Efficiency | 92 | [5 empty] | Non Federally-Regulated | 08/26/2013 |  | 02/28/2019
Eaton/Cooper Lighting | Streetworks | CEM15P**3R* | Vertical - Base Up | Pulse-start - magnetic | 150 | 150 |  | True | Ballast Efficiency | 81 | Exception 3 Met |  |  |  |  | Non Federally-Regulated | 08/26/2013 |  | 02/28/2019
Eaton/Cooper Lighting | McGraw | CLM-***-320-MP-***-AR* | Vertical - Base Up | Pulse-start - magnetic | 320 | 320 |  | True | Relamping Rated Wattage | 88 |  |  |  | 290-335 watts |  | Non Federally-Regulated | 08/26/2013 |  | 02/28/2019
Eaton/Cooper Lighting | McGraw | TLL-320-MP-***-AF* | Vertical - Base Up | Pulse-start - magnetic | 320 | 320 |  | True | Relamping Rated Wattage | 88 |  |  |  | 290-335 watts |  | Non Federally-Regulated | 08/26/2013 |  | 02/28/2019
Eaton/Cooper Lighting | Streetworks | GR*25P**3D*CEC* | Horizontal | Pulse-start - magnetic | 250 | 250 |  | True | Ballast Efficiency | 90 | [5 empty] | Non Federally-Regulated | 08/26/2013 |  | 02/28/2019
Eaton/Cooper Lighting | Streetworks | WST17P****-*-CEC-* | Vertical - Base Down | Pulse-start - magnetic | 175 | 175 |  | True | Ballast Efficiency | 90 | [5 empty] | Non Federally-Regulated | 08/26/2013 |  | 02/28/2019
Eaton/Cooper Lighting | Streetworks | MEL25P**3F*CEC-* | Horizontal | Pulse-start - magnetic | 250 | 250 |  | True | Ballast Efficiency | 90 | [5 empty] | Non Federally-Regulated | 08/26/2013 |  | 02/28/2019
Eaton/Cooper Lighting | Ametrix | S*-LI-*1-E-315* | Horizontal | Pulse-start - electronic | 315 | 315 |  | False | Ballast Efficiency | 92 | [5 empty] | Non Federally-Regulated | 08/26/2013 |  | 02/28/2019
Eaton/Cooper Lighting | McGraw | GS*-***-250-MP-***-4S*CEC-* | Horizontal | Pulse-start - magnetic | 250 | 250 |  | True | Ballast Efficiency | 90 | [5 empty] | Non Federally-Regulated | 08/26/2013 |  | 02/28/2019
Eaton/Cooper Lighting | Streetworks | TMU25P**AR*CEC-* | Vertical - Base Up | Pulse-start - magnetic | 250 | 250 |  | True | Ballast Efficiency | 90 | [5 empty] | Non Federally-Regulated | 08/26/2013 |  | 02/28/2019
Eaton/Cooper Lighting | McGraw | ZDL-**-175-MP-*****-CEC-* | Horizontal | Pulse-start - magnetic | 175 | 175 |  | True | Ballast Efficiency | 90 | [5 empty] | Non Federally-Regulated | 08/26/2013 |  | 02/28/2019
Eaton/Cooper Lighting | Streetworks | OVG17P****-CEC-* | Horizontal | Pulse-start - magnetic | 175 | 175 |  | True | Ballast Efficiency | 90 | [5 empty] | Non Federally-Regulated | 08/26/2013 |  | 02/28/2019
Eaton/Cooper Lighting | McGraw | GAR-400-MP-*5C*CEC* | Vertical - Base Down | Pulse-start - magnetic | 400 | 400 |  | True | Ballast Efficiency | 92 | [5 empty] | Non Federally-Regulated | 08/26/2013 |  | 02/28/2019
Eaton/Cooper Lighting | Lumark | MPCS-320-* | Horizontal | Pulse-start - magnetic | 320 | 320 |  | False | Relamping Rated Wattage | 88 |  |  |  | 290-335 watts |  | Non Federally-Regulated | 08/26/2013 |  | 02/28/2019
Eaton/Cooper Lighting | McGraw | TLL-320-MP-***-3S | Horizontal | Pulse-start - magnetic | 320 | 320 |  | True | Relamping Rated Wattage | 88 |  |  |  | 290-335 watts |  | Non Federally-Regulated | 08/26/2013 |  | 02/28/2019
Eaton/Cooper Lighting | Streetworks | ZYG32P** | Horizontal | Pulse-start - magnetic | 320 | 320 |  | True | Relamping Rated Wattage | 88 |  |  |  | 290-335 watts |  | Non Federally-Regulated | 08/26/2013 |  | 02/28/2019
Eaton/Cooper Lighting | Invue | EML-250-MP-***-3S*CEC-* | Horizontal | Pulse-start - magnetic | 250 | 250 |  | True | Ballast Efficiency | 90 | [5 empty] | Non Federally-Regulated | 08/26/2013 |  | 02/28/2019
Eaton/Cooper Lighting | Streetworks | GM*25P**3F*CEC* | Horizontal | Pulse-start - magnetic | 250 | 250 |  | True | Ballast Efficiency | 90 | [5 empty] | Non Federally-Regulated | 08/26/2013 |  | 02/28/2019
Eaton/Cooper Lighting | Streetworks | CBS15P**3C* | Vertical - Base Down | Pulse-start - magnetic | 150 | 150 |  | True | Ballast Efficiency | 81 | Exception 3 Met |  |  |  |  | Non Federally-Regulated | 08/26/2013 |  | 02/28/2019
Eaton/Cooper Lighting | Streetworks | CEM15P**2S* | Horizontal | Pulse-start - magnetic | 150 | 150 |  | True | Ballast Efficiency | 81 | Exception 3 Met |  |  |  |  | Non Federally-Regulated | 08/26/2013 |  | 02/28/2019
Eaton/Cooper Lighting | Streetworks | TMU32P**4F* | Horizontal | Pulse-start - magnetic | 320 | 320 |  | True | Relamping Rated Wattage | 88 |  |  |  | 290-335 watts |  | Non Federally-Regulated | 08/26/2013 |  | 02/28/2019
Eaton/Cooper Lighting | McGraw | CAC-250-MP-*5C*CEC* | Vertical - Base Down | Pulse-start - magnetic | 250 | 250 |  | True | Ballast Efficiency | 90 | [5 empty] | Non Federally-Regulated | 08/26/2013 |  | 02/28/2019
Eaton/Cooper Lighting | Streetworks | HMX40P****-CEC* | Vertical - Base Up | Pulse-start - magnetic | 400 | 400 |  | True | Ballast Efficiency | 92 | [5 empty] | Non Federally-Regulated | 08/26/2013 |  | 02/28/2019
Eaton/Cooper Lighting | Streetworks | TMU25P**4F*CEC-* | Horizontal | Pulse-start - magnetic | 250 | 250 |  | True | Ballast Efficiency | 90 | [5 empty] | Non Federally-Regulated | 08/26/2013 |  | 02/28/2019
Eaton/Cooper Lighting | Streetworks | GM*25P**FT*CEC* | Horizontal | Pulse-start - magnetic | 250 | 250 |  | True | Ballast Efficiency | 90 | [5 empty] | Non Federally-Regulated | 08/26/2013 |  | 02/28/2019
Eaton/Cooper Lighting | Streetworks | CEM17P**2S*CEC-* | Horizontal | Pulse-start - magnetic | 175 | 175 |  | True | Ballast Efficiency | 90 | [5 empty] | Non Federally-Regulated | 08/26/2013 |  | 02/28/2019
Eaton/Cooper Lighting | McGraw | CLM-***-320-MP-***-3F* | Horizontal | Pulse-start - magnetic | 320 | 320 |  | True | Relamping Rated Wattage | 88 |  |  |  | 290-335 watts |  | Non Federally-Regulated | 08/26/2013 |  | 02/28/2019
Eaton/Cooper Lighting | McGraw | CAC-150-MP-*3C* | Vertical - Base Down | Pulse-start - magnetic | 150 | 150 |  | True | Ballast Efficiency | 81 | Exception 3 Met |  |  |  |  | Non Federally-Regulated | 08/26/2013 |  | 02/28/2019
Eaton/Cooper Lighting | McGraw | CAA-175-MP-*3C*CEC* | Vertical - Base Down | Pulse-start - magnetic | 175 | 175 |  | True | Ballast Efficiency | 90 | [5 empty] | Non Federally-Regulated | 08/26/2013 |  | 02/28/2019
Eaton/Cooper Lighting | Streetworks | GM*17P**4S*CEC* | Horizontal | Pulse-start - magnetic | 250 | 250 |  | True | Ballast Efficiency | 90 | [5 empty] | Non Federally-Regulated | 08/26/2013 |  | 02/28/2019
Eaton/Cooper Lighting | Invue | STM-200-MP* | Horizontal | Pulse-start - magnetic | 200 | 200 |  | True | Relamping Rated Wattage | 88 |  |  |  | 200-215 watts |  | Non Federally-Regulated | 08/26/2013 |  | 02/28/2019
Eaton/Cooper Lighting | McGraw | AMF-*-250-MP-*43*-CEC-* | Vertical - Base Down | Pulse-start - magnetic | 250 | 250 |  | True | Ballast Efficiency | 90 | [5 empty] | Non Federally-Regulated | 08/26/2013 |  | 02/28/2019
Eaton/Cooper Lighting | Streetworks | GM*32P**2F* | Horizontal | Pulse-start - magnetic | 320 | 320 |  | True | Relamping Rated Wattage | 88 |  |  |  | 290-335 watts |  | Non Federally-Regulated | 08/26/2013 |  | 02/28/2019
Eaton/Cooper Lighting | Invue | ECL-200-MP-***-5S* | Horizontal | Pulse-start - magnetic | 200 | 200 |  | True | Relamping Rated Wattage | 88 |  |  |  | 200-215 watts |  | Non Federally-Regulated | 08/26/2013 |  | 02/28/2019
Eaton/Cooper Lighting | Streetworks | MEL17P**2S*CEC-* | Horizontal | Pulse-start - magnetic | 175 | 175 |  | True | Ballast Efficiency | 90 | [5 empty] | Non Federally-Regulated | 08/26/2013 |  | 02/28/2019
Eaton/Cooper Lighting | Streetworks | CEL40P**3F*CEC-* | Horizontal | Pulse-start - magnetic | 400 | 400 |  | True | Ballast Efficiency | 92 | [5 empty] | Non Federally-Regulated | 08/26/2013 |  | 02/28/2019
Eaton/Cooper Lighting | Invue | ECL-200-MP-***-3S* | Horizontal | Pulse-start - magnetic | 200 | 200 |  | True | Relamping Rated Wattage | 88 |  |  |  | 200-215 watts |  | Non Federally-Regulated | 08/26/2013 |  | 02/28/2019
Eaton/Cooper Lighting | Streetworks | CEM15P**2F* | Horizontal | Pulse-start - magnetic | 150 | 150 |  | True | Ballast Efficiency | 81 | Exception 3 Met |  |  |  |  | Non Federally-Regulated | 08/26/2013 |  | 02/28/2019
Eaton/Cooper Lighting | McGraw | GAR-150-MP-*3C* | Vertical - Base Down | Pulse-start - magnetic | 150 | 150 |  | True | Ballast Efficiency | 81 | Exception 3 Met |  |  |  |  | Non Federally-Regulated | 08/26/2013 |  | 02/28/2019
Eaton/Cooper Lighting | McGraw | CAC-150-MP-*5C* | Vertical - Base Down | Pulse-start - magnetic | 150 | 150 |  | True | Ballast Efficiency | 81 | Exception 3 Met |  |  |  |  | Non Federally-Regulated | 08/26/2013 |  | 02/28/2019
Eaton/Cooper Lighting | McGraw | CLM-***-320-MP-***-RW* | Vertical - Base Up | Pulse-start - magnetic | 320 | 320 |  | True | Relamping Rated Wattage | 88 |  |  |  | 290-335 watts |  | Non Federally-Regulated | 08/26/2013 |  | 02/28/2019
Eaton/Cooper Lighting | McGraw | AMF-*-400-MP-*62*-CEC-* | Horizontal | Pulse-start - magnetic | 400 | 400 |  | True | Ballast Efficiency | 92 | [5 empty] | Non Federally-Regulated | 08/26/2013 |  | 02/28/2019
Eaton/Cooper Lighting | Streetworks | MEM15P**5R* | Vertical - Base Up | Pulse-start - magnetic | 150 | 150 |  | True | Ballast Efficiency | 81 | Exception 3 Met |  |  |  |  | Non Federally-Regulated | 08/26/2013 |  | 02/28/2019
Eaton/Cooper Lighting | McGraw | GLC-250-MP-*33*CEC* | Vertical - Base Down | Pulse-start - magnetic | 250 | 250 |  | True | Ballast Efficiency | 90 | [5 empty] | Non Federally-Regulated | 08/26/2013 |  | 02/28/2019
Eaton/Cooper Lighting | McGraw | AMF-*-200-MP-*43* | Vertical - Base Down | Pulse-start - magnetic | 200 | 200 |  | True | Relamping Rated Wattage | 88 |  |  |  | 200-215 watts |  | Non Federally-Regulated | 08/26/2013 |  | 02/28/2019
Eaton/Cooper Lighting | Streetworks | TMU20P**AS* | Vertical - Base Up | Pulse-start - magnetic | 200 | 200 |  | True | Relamping Rated Wattage | 88 |  |  |  | 200-215 watts |  | Non Federally-Regulated | 08/26/2013 |  | 02/28/2019
Eaton/Cooper Lighting | McGraw | ARN-250-MP-*33*CEC* | Vertical - Base Down | Pulse-start - magnetic | 250 | 250 |  | True | Ballast Efficiency | 90 | [5 empty] | Non Federally-Regulated | 08/26/2013 |  | 02/28/2019
Eaton/Cooper Lighting | Invue | EML-175-MP-***-3S*CEC-* | Horizontal | Pulse-start - magnetic | 175 | 175 |  | True | Ballast Efficiency | 90 | [5 empty] | Non Federally-Regulated | 08/26/2013 |  | 02/28/2019
Eaton/Cooper Lighting | Lumark | MPQP-*******-250-*-CEC-* | Horizontal | Pulse-start - magnetic | 250 | 250 |  | False | Ballast Efficiency | 90 | [5 empty] | Non Federally-Regulated | 08/26/2013 |  | 02/28/2019
Eaton/Cooper Lighting | Lumark | MPLX-****-250-*-CEC-* | Vertical - Base Up | Pulse-start - magnetic | 250 | 250 |  | False | Ballast Efficiency | 90 | [5 empty] | Non Federally-Regulated | 08/26/2013 |  | 02/28/2019
Eaton/Cooper Lighting | Invue | SDMX1-320-MP-* | Horizontal | Pulse-start - magnetic | 320 | 320 |  | True | Relamping Rated Wattage | 88 |  |  |  | 290-335 watts |  | Non Federally-Regulated | 08/26/2013 |  | 02/28/2019
Eaton/Cooper Lighting | McGraw | CAC-250-MP-*3C*CEC* | Vertical - Base Down | Pulse-start - magnetic | 250 | 250 |  | True | Ballast Efficiency | 90 | [5 empty] | Non Federally-Regulated | 08/26/2013 |  | 02/28/2019
Eaton/Cooper Lighting | Invue | ECL-175-MP-***-4S*CEC-* | Horizontal | Pulse-start - magnetic | 175 | 175 |  | True | Ballast Efficiency | 90 | [5 empty] | Non Federally-Regulated | 08/26/2013 |  | 02/28/2019
Eaton/Cooper Lighting | Invue | EML-150-MP-***-3S* | Horizontal | Pulse-start - magnetic | 150 | 150 |  | True | Ballast Efficiency | 81 | Exception 3 Met |  |  |  |  | Non Federally-Regulated | 08/26/2013 |  | 02/28/2019
Eaton/Cooper Lighting | McGraw | TLM-320-MP-***-4F* | Horizontal | Pulse-start - magnetic | 320 | 320 |  | True | Relamping Rated Wattage | 88 |  |  |  | 290-335 watts |  | Non Federally-Regulated | 08/26/2013 |  | 02/28/2019
Eaton/Cooper Lighting | Streetworks | GPF40P***23*-CEC* | Vertical - Base Down | Pulse-start - magnetic | 400 | 400 |  | True | Ballast Efficiency | 92 | [5 empty] | Non Federally-Regulated | 08/26/2013 |  | 02/28/2019
Eaton/Cooper Lighting | Streetworks | ARC32PW*3C*CEC-* | Vertical - Base Down | Pulse-start - magnetic | 320 | 320 |  | True | Relamping Rated Wattage | 88 |  |  |  | 290-335 watts |  | Non Federally-Regulated | 08/26/2013 |  | 02/28/2019
Eaton/Cooper Lighting | Invue | MSA-250-MP-****-CEC-* | Horizontal | Pulse-start - magnetic | 250 | 250 |  | True | Ballast Efficiency | 90 | [5 empty] | Non Federally-Regulated | 08/26/2013 |  | 02/28/2019
Eaton/Cooper Lighting | McGraw | GS*-***-250-MP-***-RW*CEC-* | Vertical - Base Up | Pulse-start - magnetic | 250 | 250 |  | True | Ballast Efficiency | 90 | [5 empty] | Non Federally-Regulated | 08/26/2013 |  | 02/28/2019
Eaton/Cooper Lighting | Streetworks | CML32P**-1F* | Horizontal | Pulse-start - magnetic | 320 | 320 |  | True | Relamping Rated Wattage | 88 |  |  |  | 290-335 watts |  | Non Federally-Regulated | 08/26/2013 |  | 02/28/2019
Eaton/Cooper Lighting | Streetworks | GM*25P**5F*CEC* | Horizontal | Pulse-start - magnetic | 250 | 250 |  | True | Ballast Efficiency | 90 | [5 empty] | Non Federally-Regulated | 08/26/2013 |  | 02/28/2019
Eaton/Cooper Lighting | Lumark | MPNK-*76-250-*CEC-* | Vertical - Base Down | Pulse-start - magnetic | 250 | 250 |  | True | Ballast Efficiency | 90 | [5 empty] | Non Federally-Regulated | 08/26/2013 |  | 02/28/2019
Eaton/Cooper Lighting | Streetworks | TMU17P**5F*CEC-* | Horizontal | Pulse-start - magnetic | 175 | 175 |  | True | Ballast Efficiency | 90 | [5 empty] | Non Federally-Regulated | 08/26/2013 |  | 02/28/2019
Eaton/Cooper Lighting | Streetworks | CEL15P**5S* | Horizontal | Pulse-start - magnetic | 150 | 150 |  | True | Ballast Efficiency | 81 | Exception 3 Met |  |  |  |  | Non Federally-Regulated | 08/26/2013 |  | 02/28/2019
Eaton/Cooper Lighting | Streetworks | CBS25P**3C*CEC-* | Vertical - Base Down | Pulse-start - magnetic | 250 | 250 |  | True | Ballast Efficiency | 90 | [5 empty] | Non Federally-Regulated | 08/26/2013 |  | 02/28/2019
Eaton/Cooper Lighting | Streetworks | ARS15P**5C* | Vertical - Base Down | Pulse-start - magnetic | 150 | 150 |  | True | Ballast Efficiency | 81 | Exception 3 Met |  |  |  |  | Non Federally-Regulated | 08/26/2013 |  | 02/28/2019
Eaton/Cooper Lighting | Streetworks | CML25P**AR*CEC* | Vertical - Base Up | Pulse-start - magnetic | 250 | 250 |  | True | Ballast Efficiency | 90 | [5 empty] | Non Federally-Regulated | 08/26/2013 |  | 02/28/2019
Eaton/Cooper Lighting | McGraw | CLM-***-250-MP-***-2S*CEC-* | Horizontal | Pulse-start - magnetic | 250 | 250 |  | True | Ballast Efficiency | 90 | [5 empty] | Non Federally-Regulated | 08/26/2013 |  | 02/28/2019
Eaton/Cooper Lighting | Streetworks | MEL17P**2F*CEC-* | Horizontal | Pulse-start - magnetic | 175 | 175 |  | True | Ballast Efficiency | 90 | [5 empty] | Non Federally-Regulated | 08/26/2013 |  | 02/28/2019
Eaton/Cooper Lighting | McGraw | NHN-150-MP* | Vertical - Base Down | Pulse-start - magnetic | 150 | 150 |  | True | Ballast Efficiency | 81 | Exception 3 Met |  |  |  |  | Non Federally-Regulated | 08/26/2013 |  | 02/28/2019
Eaton/Cooper Lighting | Streetworks | VAN40P****-CEC-* | Vertical - Base Up | Pulse-start - magnetic | 400 | 400 |  | True | Ballast Efficiency | 92 | [5 empty] | Non Federally-Regulated | 08/26/2013 |  | 02/28/2019
Eaton/Cooper Lighting | Lumark | MPMM-K-*-VF-250-*-CEC-* | Vertical - Base Down | Pulse-start - magnetic | 250 | 250 |  | True | Ballast Efficiency | 90 | [5 empty] | Non Federally-Regulated | 08/26/2013 |  | 02/28/2019
Eaton/Cooper Lighting | McGraw | TLM-400-MP-***-4S-CEC-* | Horizontal | Pulse-start - magnetic | 400 | 400 |  | True | Ballast Efficiency | 92 | [5 empty] | Non Federally-Regulated | 08/26/2013 |  | 02/28/2019
Eaton/Cooper Lighting | Streetworks | CML32P**SL* | Horizontal | Pulse-start - magnetic | 320 | 320 |  | True | Relamping Rated Wattage | 88 |  |  |  | 290-335 watts |  | Non Federally-Regulated | 08/26/2013 |  | 02/28/2019
Eaton/Cooper Lighting | McGraw | TLM-150-MP-***-4S* | Horizontal | Pulse-start - magnetic | 150 | 150 |  | True | Ballast Efficiency | 81 | Exception 3 Met |  |  |  |  | Non Federally-Regulated | 08/26/2013 |  | 02/28/2019
Eaton/Cooper Lighting | McGraw | GS*-***-320-MP-***-CA* | Horizontal | Pulse-start - magnetic | 320 | 320 |  | True | Relamping Rated Wattage | 88 |  |  |  | 290-335 watts |  | Non Federally-Regulated | 08/26/2013 |  | 02/28/2019
Eaton/Cooper Lighting | Streetworks | TMU20P**AF* | Horizontal | Pulse-start - magnetic | 200 | 200 |  | True | Relamping Rated Wattage | 88 |  |  |  | 200-215 watts |  | Non Federally-Regulated | 08/26/2013 |  | 02/28/2019
Eaton/Cooper Lighting | McGraw | TLL-320-MP-***-4S* | Horizontal | Pulse-start - magnetic | 320 | 320 |  | True | Relamping Rated Wattage | 88 |  |  |  | 290-335 watts |  | Non Federally-Regulated | 08/26/2013 |  | 02/28/2019
Eaton/Cooper Lighting | Invue | ECL-200-MP-***-MA* | Vertical - Base Up | Pulse-start - magnetic | 200 | 200 |  | True | Relamping Rated Wattage | 88 |  |  |  | 200-215 watts |  | Non Federally-Regulated | 08/26/2013 |  | 02/28/2019
Eaton/Cooper Lighting | McGraw | TLM-250-MP-***-AS-CEC-* | Vertical - Base Up | Pulse-start - magnetic | 250 | 250 |  | True | Ballast Efficiency | 90 | [5 empty] | Non Federally-Regulated | 08/26/2013 |  | 02/28/2019
Eaton/Cooper Lighting | McGraw | EPL-150-MP-MB* | Vertical - Base Up | Pulse-start - magnetic | 150 | 150 |  | False | Ballast Efficiency | 81 | Exception 3 Met |  |  |  |  | Non Federally-Regulated | 08/26/2013 |  | 02/28/2019
Eaton/Cooper Lighting | McGraw | TLM-175-MP-***-5S-CEC-* | Horizontal | Pulse-start - magnetic | 175 | 175 |  | True | Ballast Efficiency | 90 | [5 empty] | Non Federally-Regulated | 08/26/2013 |  | 02/28/2019
Eaton/Cooper Lighting | Streetworks | TMU32P**AF* | Horizontal | Pulse-start - magnetic | 320 | 320 |  | True | Relamping Rated Wattage | 88 |  |  |  | 290-335 watts |  | Non Federally-Regulated | 08/26/2013 |  | 02/28/2019
Eaton/Cooper Lighting | McGraw | AMF-*-200-MP-*12* | Vertical - Base Down | Pulse-start - magnetic | 200 | 200 |  | True | Relamping Rated Wattage | 88 |  |  |  | 200-215 watts |  | Non Federally-Regulated | 08/26/2013 |  | 02/28/2019
Eaton/Cooper Lighting | McGraw | GS*-***-250-MP-***-CA*CEC-* | Horizontal | Pulse-start - magnetic | 250 | 250 |  | True | Ballast Efficiency | 90 | [5 empty] | Non Federally-Regulated | 08/26/2013 |  | 02/28/2019
Eaton/Cooper Lighting | Invue | EML-320-MP-***-5S* | Horizontal | Pulse-start - magnetic | 320 | 320 |  | True | Relamping Rated Wattage | 88 |  |  |  | 290-335 watts |  | Non Federally-Regulated | 08/26/2013 |  | 02/28/2019
Eaton/Cooper Lighting | McGraw | CAC-320-MP-*5C* | Vertical - Base Down | Pulse-start - magnetic | 320 | 320 |  | True | Relamping Rated Wattage | 88 |  |  |  | 290-335 watts |  | Non Federally-Regulated | 08/26/2013 |  | 02/28/2019
Eaton/Cooper Lighting | Streetworks | CML25P**5F*CEC* | Horizontal | Pulse-start - magnetic | 250 | 250 |  | True | Ballast Efficiency | 90 | [5 empty] | Non Federally-Regulated | 08/26/2013 |  | 02/28/2019
Eaton/Cooper Lighting | Lumark | MPQP-********-200* | Horizontal | Pulse-start - magnetic | 200 | 200 |  | False | Relamping Rated Wattage | 88 |  |  |  | 200-215 watts |  | Non Federally-Regulated | 08/26/2013 |  | 02/28/2019
Eaton/Cooper Lighting | McGraw | GAR-150-MP-*5C* | Vertical - Base Down | Pulse-start - magnetic | 150 | 150 |  | True | Ballast Efficiency | 81 | Exception 3 Met |  |  |  |  | Non Federally-Regulated | 08/26/2013 |  | 02/28/2019
Eaton/Cooper Lighting | McGraw | GLC-150-MP-*33* | Vertical - Base Down | Pulse-start - magnetic | 150 | 150 |  | True | Ballast Efficiency | 81 | Exception 3 Met |  |  |  |  | Non Federally-Regulated | 08/26/2013 |  | 02/28/2019
Eaton/Cooper Lighting | Streetworks | MEM15P**3R* | Vertical - Base Up | Pulse-start - magnetic | 150 | 150 |  | True | Ballast Efficiency | 81 | Exception 3 Met |  |  |  |  | Non Federally-Regulated | 08/26/2013 |  | 02/28/2019
Eaton/Cooper Lighting | McGraw | AMF-*-400-MP-*12*-CEC-* | Vertical - Base Down | Pulse-start - magnetic | 400 | 400 |  | True | Ballast Efficiency | 92 | [5 empty] | Non Federally-Regulated | 08/26/2013 |  | 02/28/2019
Eaton/Cooper Lighting | McGraw | GS*-***-400-MP-***-3F*CEC-* | Horizontal | Pulse-start - magnetic | 400 | 400 |  | True | Ballast Efficiency | 92 | [5 empty] | Non Federally-Regulated | 08/26/2013 |  | 02/28/2019
Eaton/Cooper Lighting | McGraw | GS*-***-320-MP-***-SL* | Horizontal | Pulse-start - magnetic | 320 | 320 |  | True | Relamping Rated Wattage | 88 |  |  |  | 290-335 watts |  | Non Federally-Regulated | 08/26/2013 |  | 02/28/2019
Eaton/Cooper Lighting | McGraw | AMF-*-250-MP-*65*-CEC-* | Horizontal | Pulse-start - magnetic | 250 | 250 |  | True | Ballast Efficiency | 90 | [5 empty] | Non Federally-Regulated | 08/26/2013 |  | 02/28/2019
Eaton/Cooper Lighting | Streetworks | GR*40P**-1D*CEC-* | Horizontal | Pulse-start - magnetic | 400 | 400 |  | True | Ballast Efficiency | 92 | [5 empty] | Non Federally-Regulated | 08/26/2013 |  | 02/28/2019
Eaton/Cooper Lighting | McGraw | TLL-400-MP-***-2F-CEC-* | Horizontal | Pulse-start - magnetic | 400 | 400 |  | True | Ballast Efficiency | 92 | [5 empty] | Non Federally-Regulated | 08/26/2013 |  | 02/28/2019
Eaton/Cooper Lighting | McGraw | AMF-*-320-MP-*43* | Vertical - Base Down | Pulse-start - magnetic | 320 | 320 |  | True | Relamping Rated Wattage | 88 |  |  |  | 290-335 watts |  | Non Federally-Regulated | 08/26/2013 |  | 02/28/2019
Eaton/Cooper Lighting | McGraw | GAT-150-MP-*33* | Vertical - Base Down | Pulse-start - magnetic | 150 | 150 |  | True | Ballast Efficiency | 81 | Exception 3 Met |  |  |  |  | Non Federally-Regulated | 08/26/2013 |  | 02/28/2019
Eaton/Cooper Lighting | Streetworks | GPF40P***62*-CEC* | Horizontal | Pulse-start - magnetic | 400 | 400 |  | True | Ballast Efficiency | 92 | [5 empty] | Non Federally-Regulated | 08/26/2013 |  | 02/28/2019
Eaton/Cooper Lighting | Lumark | MPSG-****-**-320-* | Vertical - Base Up | Pulse-start - magnetic | 320 | 320 |  | False | Relamping Rated Wattage | 88 |  |  |  | 290-335 watts |  | Non Federally-Regulated | 08/26/2013 |  | 02/28/2019
Eaton/Cooper Lighting | McGraw | CIL-**175-MP-*CEC-* | Horizontal | Pulse-start - magnetic | 175 | 175 |  | True | Ballast Efficiency | 90 | [5 empty] | Non Federally-Regulated | 08/26/2013 |  | 02/28/2019
Eaton/Cooper Lighting | Invue | ENT-150-MP-***-EB* | Horizontal | Pulse-start - electronic | 150 | 150 |  | True | Ballast Efficiency | 90 | [5 empty] | Non Federally-Regulated | 08/26/2013 |  | 02/28/2019
Eaton/Cooper Lighting | Streetworks | ATM17P****CEC-* | Horizontal | Pulse-start - magnetic | 175 | 175 |  | True | Ballast Efficiency | 90 | [5 empty] | Non Federally-Regulated | 08/26/2013 |  | 02/28/2019
Eaton/Cooper Lighting | Ametrix | S*-LI-*1-P-250*-CEC* | Horizontal | Pulse-start - magnetic | 250 | 250 |  | False | Ballast Efficiency | 90 | [5 empty] | Non Federally-Regulated | 08/26/2013 |  | 02/28/2019
Eaton/Cooper Lighting | Streetworks | TMU32P**AS* | Vertical - Base Up | Pulse-start - magnetic | 320 | 320 |  | True | Relamping Rated Wattage | 88 |  |  |  | 290-335 watts |  | Non Federally-Regulated | 08/26/2013 |  | 02/28/2019
Eaton/Cooper Lighting | Streetworks | CAS32P* | Horizontal | Pulse-start - magnetic | 320 | 320 |  | True | Relamping Rated Wattage | 88 |  |  |  | 290-335 watts |  | Non Federally-Regulated | 08/26/2013 |  | 02/28/2019
Eaton/Cooper Lighting | McGraw | GLC-320-MP-*33* | Vertical - Base Down | Pulse-start - magnetic | 320 | 320 |  | True | Relamping Rated Wattage | 88 |  |  |  | 290-335 watts |  | Non Federally-Regulated | 08/26/2013 |  | 02/28/2019
Eaton/Cooper Lighting | Ametrix | R*-XI-*-P-250-*-CEC* | Horizontal | Pulse-start - magnetic | 250 | 250 |  | False | Ballast Efficiency | 90 | [5 empty] | Non Federally-Regulated | 08/26/2013 |  | 02/28/2019
Eaton/Cooper Lighting | Streetworks | ZYG17P****-CEC-* | Horizontal | Pulse-start - magnetic | 175 | 175 |  | True | Ballast Efficiency | 90 | [5 empty] | Non Federally-Regulated | 08/26/2013 |  | 02/28/2019
Eaton/Cooper Lighting | McGraw | TLL-320-MP-***-4F* | Horizontal | Pulse-start - magnetic | 320 | 320 |  | True | Relamping Rated Wattage | 88 |  |  |  | 290-335 watts |  | Non Federally-Regulated | 08/26/2013 |  | 02/28/2019
Eaton/Cooper Lighting | Streetworks | PMM32P** | Horizontal | Pulse-start - magnetic | 320 | 320 |  | True | Relamping Rated Wattage | 88 |  |  |  | 290-335 watts |  | Non Federally-Regulated | 08/26/2013 |  | 02/28/2019
Eaton/Cooper Lighting | Lumark | MPEB-****-**-*-320-*-CEC-* | Vertical - Base Up | Pulse-start - magnetic | 320 | 320 |  | False | Relamping Rated Wattage | 88 |  |  |  | 290-335 watts |  | Non Federally-Regulated | 08/26/2013 |  | 02/28/2019
Eaton/Cooper Lighting | Streetworks | GPF40P***12*-CEC* | Vertical - Base Down | Pulse-start - magnetic | 400 | 400 |  | True | Ballast Efficiency | 92 | [5 empty] | Non Federally-Regulated | 08/26/2013 |  | 02/28/2019
Eaton/Cooper Lighting | Streetworks | ADM225P**-CEC-* | Horizontal | Pulse-start - magnetic | 250 | 250 |  | True | Ballast Efficiency | 90 | [5 empty] | Non Federally-Regulated | 08/26/2013 |  | 02/28/2019
Eaton/Cooper Lighting | Streetworks | TMU40P**2F*CEC-* | Horizontal | Pulse-start - magnetic | 400 | 400 |  | True | Ballast Efficiency | 92 | [5 empty] | Non Federally-Regulated | 08/26/2013 |  | 02/28/2019
Eaton/Cooper Lighting | Streetworks | ARC32PW*3C*CEC-* | Vertical - Base Down | Pulse-start - magnetic | 320 | 320 |  | True | Relamping Rated Wattage | 88 |  |  |  | 290-335 watts |  | Non Federally-Regulated | 08/26/2013 |  | 02/28/2019
Eaton/Cooper Lighting | Invue | ECL-320-MP-***-5S* | Horizontal | Pulse-start - magnetic | 320 | 320 |  | True | Relamping Rated Wattage | 88 |  |  |  | 290-335 watts |  | Non Federally-Regulated | 08/26/2013 |  | 02/28/2019
Eaton/Cooper Lighting | Streetworks | TMU25P**SL*CEC-* | Horizontal | Pulse-start - magnetic | 250 | 250 |  | True | Ballast Efficiency | 90 | [5 empty] | Non Federally-Regulated | 08/26/2013 |  | 02/28/2019
Eaton/Cooper Lighting | Streetworks | GR*15P**FT*CEC* | Horizontal | Pulse-start - magnetic | 150 | 150 |  | True | Ballast Efficiency | 81 | Exception 3 Met |  |  |  |  | Non Federally-Regulated | 08/26/2013 |  | 02/28/2019
Eaton/Cooper Lighting | Invue | VFM-K-400-MP-***-VF*CEC-* | Horizontal | Pulse-start - magnetic | 400 | 400 |  | True | Ballast Efficiency | 92 | [5 empty] | Non Federally-Regulated | 08/26/2013 |  | 02/28/2019
Eaton/Cooper Lighting | Streetworks | TMU20P**2S* | Horizontal | Pulse-start - magnetic | 200 | 200 |  | True | Relamping Rated Wattage | 88 |  |  |  | 200-215 watts |  | Non Federally-Regulated | 08/26/2013 |  | 02/28/2019
Eaton/Cooper Lighting | Streetworks | OVY32P*** | Horizontal | Pulse-start - magnetic | 320 | 320 |  | True | Relamping Rated Wattage | 88 |  |  |  | 290-335 watts |  | Non Federally-Regulated | 08/26/2013 |  | 02/28/2019
Eaton/Cooper Lighting | Invue | ECL-150-MP-***-4S* | Horizontal | Pulse-start - magnetic | 150 | 150 |  | True | Ballast Efficiency | 81 | Exception 3 Met |  |  |  |  | Non Federally-Regulated | 08/26/2013 |  | 02/28/2019
Eaton/Cooper Lighting | McGraw | TLM-320-MP-***-5S* | Horizontal | Pulse-start - magnetic | 320 | 320 |  | True | Relamping Rated Wattage | 88 |  |  |  | 290-335 watts |  | Non Federally-Regulated | 08/26/2013 |  | 02/28/2019
Eaton/Cooper Lighting | Streetworks | ACN32PW*3C*CEC-* | Vertical - Base Down | Pulse-start - magnetic | 320 | 320 |  | True | Relamping Rated Wattage | 88 |  |  |  | 290-335 watts |  | Non Federally-Regulated | 08/26/2013 |  | 02/28/2019
Eaton/Cooper Lighting | Streetworks | ADM140P**-CEC-* | Horizontal | Pulse-start - magnetic | 400 | 400 |  | True | Ballast Efficiency | 92 | [5 empty] | Non Federally-Regulated | 08/26/2013 |  | 02/28/2019
Eaton/Cooper Lighting | Streetworks | TMU15P**2S* | Horizontal | Pulse-start - magnetic | 150 | 150 |  | True | Ballast Efficiency | 81 | Exception 3 Met |  |  |  |  | Non Federally-Regulated | 08/26/2013 |  | 02/28/2019
Eaton/Cooper Lighting | Streetworks | TMU15P**4F* | Horizontal | Pulse-start - magnetic | 150 | 150 |  | True | Ballast Efficiency | 81 | Exception 3 Met |  |  |  |  | Non Federally-Regulated | 08/26/2013 |  | 02/28/2019
Eaton/Cooper Lighting | Streetworks | CFB17P****CEC-* | Horizontal | Pulse-start - magnetic | 175 | 175 |  | True | Ballast Efficiency | 90 | [5 empty] | Non Federally-Regulated | 08/26/2013 |  | 02/28/2019
Eaton/Cooper Lighting | Streetworks | MEL25P**4S*CEC-* | Horizontal | Pulse-start - magnetic | 250 | 250 |  | True | Ballast Efficiency | 90 | [5 empty] | Non Federally-Regulated | 08/26/2013 |  | 02/28/2019
Eaton/Cooper Lighting | Lumark | MPMM-K-*-HF-320-* | Horizontal | Pulse-start - magnetic | 320 | 320 |  | True | Relamping Rated Wattage | 88 |  |  |  | 290-335 watts |  | Non Federally-Regulated | 08/26/2013 |  | 02/28/2019
Eaton/Cooper Lighting | Invue | EML-320-MP-***-3S* | Horizontal | Pulse-start - magnetic | 320 | 320 |  | True | Relamping Rated Wattage | 88 |  |  |  | 290-335 watts |  | Non Federally-Regulated | 08/26/2013 |  | 02/28/2019
Eaton/Cooper Lighting | Streetworks | MEL15P**5F* | Horizontal | Pulse-start - magnetic | 150 | 150 |  | True | Ballast Efficiency | 81 | Exception 3 Met |  |  |  |  | Non Federally-Regulated | 08/26/2013 |  | 02/28/2019
Eaton/Cooper Lighting | Streetworks | TMU25P**3F*CEC-* | Horizontal | Pulse-start - magnetic | 250 | 250 |  | True | Ballast Efficiency | 90 | [5 empty] | Non Federally-Regulated | 08/26/2013 |  | 02/28/2019
Eaton/Cooper Lighting | Ametrix | S*-LO-*1-P-175*-CEC* | Horizontal | Pulse-start - magnetic | 175 | 175 |  | True | Ballast Efficiency | 90 | [5 empty] | Non Federally-Regulated | 08/26/2013 |  | 02/28/2019
Eaton/Cooper Lighting | Streetworks | CML40P**3F*CEC* | Horizontal | Pulse-start - magnetic | 400 | 400 |  | True | Ballast Efficiency | 92 | [5 empty] | Non Federally-Regulated | 08/26/2013 |  | 02/28/2019
Eaton/Cooper Lighting | Streetworks | TMU20P**2F* | Horizontal | Pulse-start - magnetic | 200 | 200 |  | True | Relamping Rated Wattage | 88 |  |  |  | 200-215 watts |  | Non Federally-Regulated | 08/26/2013 |  | 02/28/2019
Eaton/Cooper Lighting | Streetworks | GM*40P**3F*CEC* | Horizontal | Pulse-start - magnetic | 400 | 400 |  | True | Ballast Efficiency | 92 | [5 empty] | Non Federally-Regulated | 08/26/2013 |  | 02/28/2019
Eaton/Cooper Lighting | Invue | VWM-320-MP-* | Horizontal | Pulse-start - magnetic | 320 | 320 |  | True | Relamping Rated Wattage | 88 |  |  |  | 290-335 watts |  | Non Federally-Regulated | 08/26/2013 |  | 02/28/2019
Eaton/Cooper Lighting | Streetworks | MEM17P**3F*CEC-* | Horizontal | Pulse-start - magnetic | 175 | 175 |  | True | Ballast Efficiency | 90 | [5 empty] | Non Federally-Regulated | 08/26/2013 |  | 02/28/2019
Eaton/Cooper Lighting | Streetworks | TLU25P**AR*CEC-* | Vertical - Base Up | Pulse-start - magnetic | 250 | 250 |  | True | Ballast Efficiency | 90 | [5 empty] | Non Federally-Regulated | 08/26/2013 |  | 02/28/2019
Eaton/Cooper Lighting | Streetworks | TMU15P**3S* | Horizontal | Pulse-start - magnetic | 150 | 150 |  | True | Ballast Efficiency | 81 | Exception 3 Met |  |  |  |  | Non Federally-Regulated | 08/26/2013 |  | 02/28/2019
Eaton/Cooper Lighting | McGraw | CSP**175-MP-*CEC-* | Horizontal | Pulse-start - magnetic | 175 | 175 |  | True | Ballast Efficiency | 90 | [5 empty] | Non Federally-Regulated | 08/26/2013 |  | 02/28/2019
Eaton/Cooper Lighting | Streetworks | TMU15P**3V* | Vertical - Base Up | Pulse-start - magnetic | 150 | 150 |  | True | Ballast Efficiency | 81 | Exception 3 Met |  |  |  |  | Non Federally-Regulated | 08/26/2013 |  | 02/28/2019
Eaton/Cooper Lighting | Streetworks | OVG15P*** | Horizontal | Pulse-start - magnetic | 150 | 150 |  | True | Ballast Efficiency | 81 | Exception 3 Met |  |  |  |  | Non Federally-Regulated | 08/26/2013 |  | 02/28/2019
Eaton/Cooper Lighting | McGraw | GS*-***-175-MP-***-AR*CEC-* | Vertical - Base Up | Pulse-start - magnetic | 175 | 175 |  | True | Ballast Efficiency | 90 | [5 empty] | Non Federally-Regulated | 08/26/2013 |  | 02/28/2019
Eaton/Cooper Lighting | Streetworks | CEL17P**SL*CEC-* | Horizontal | Pulse-start - magnetic | 175 | 175 |  | True | Ballast Efficiency | 90 | [5 empty] | Non Federally-Regulated | 08/26/2013 |  | 02/28/2019
Eaton/Cooper Lighting | Streetworks | ORL15P-* | Vertical - Base Down | Pulse-start - magnetic | 150 | 150 |  | True | Ballast Efficiency | 81 | Exception 3 Met |  |  |  |  | Non Federally-Regulated | 08/26/2013 |  | 02/28/2019
Eaton/Cooper Lighting | Ametrix | S*-LI-*1-E-150* | Horizontal | Pulse-start - electronic | 150 | 150 |  | False | Ballast Efficiency | 90 | [5 empty] | Non Federally-Regulated | 08/26/2013 |  | 02/28/2019
Eaton/Cooper Lighting | McGraw | GAR-400-MP-*55*CEC* | Vertical - Base Down | Pulse-start - magnetic | 400 | 400 |  | True | Ballast Efficiency | 92 | [5 empty] | Non Federally-Regulated | 08/26/2013 |  | 02/28/2019
Eaton/Cooper Lighting | Streetworks | GM*25P**3V*CEC* | Vertical - Base Up | Pulse-start - magnetic | 250 | 250 |  | True | Ballast Efficiency | 90 | [5 empty] | Non Federally-Regulated | 08/26/2013 |  | 02/28/2019
Eaton/Cooper Lighting | Invue | VFM-K-250-MP-***-NS*CEC-* | Vertical - Base Down | Pulse-start - magnetic | 250 | 250 |  | True | Ballast Efficiency | 90 | [5 empty] | Non Federally-Regulated | 08/26/2013 |  | 02/28/2019
Eaton/Cooper Lighting | Streetworks | CEM17P**5S*CEC-* | Horizontal | Pulse-start - magnetic | 175 | 175 |  | True | Ballast Efficiency | 90 | [5 empty] | Non Federally-Regulated | 08/26/2013 |  | 02/28/2019
Eaton/Cooper Lighting | Streetworks | MEL32P**4F* | Horizontal | Pulse-start - magnetic | 320 | 320 |  | True | Relamping Rated Wattage | 88 |  |  |  | 290-335 watts |  | Non Federally-Regulated | 08/26/2013 |  | 02/28/2019
Eaton/Cooper Lighting | McGraw | TLL-250-MP-***-SL-CEC-* | Horizontal | Pulse-start - magnetic | 250 | 250 |  | True | Ballast Efficiency | 90 | [5 empty] | Non Federally-Regulated | 08/26/2013 |  | 02/28/2019
Eaton/Cooper Lighting | Streetworks | CEL15P**4S* | Horizontal | Pulse-start - magnetic | 150 | 150 |  | True | Ballast Efficiency | 81 | Exception 3 Met |  |  |  |  | Non Federally-Regulated | 08/26/2013 |  | 02/28/2019
Eaton/Cooper Lighting | Streetworks | GPF32P***12* | Vertical - Base Down | Pulse-start - magnetic | 320 | 320 |  | True | Relamping Rated Wattage | 88 |  |  |  | 290-335 watts |  | Non Federally-Regulated | 08/26/2013 |  | 02/28/2019
Eaton/Cooper Lighting | McGraw | TLM-150-MP-***-3S | Horizontal | Pulse-start - magnetic | 150 | 150 |  | True | Ballast Efficiency | 81 | Exception 3 Met |  |  |  |  | Non Federally-Regulated | 08/26/2013 |  | 02/28/2019
Eaton/Cooper Lighting | Invue | VFM-K-320-MP-***-HS*CEC-* | Horizontal | Pulse-start - magnetic | 320 | 320 |  | True | Relamping Rated Wattage | 88 |  |  |  | 290-335 watts |  | Non Federally-Regulated | 08/26/2013 |  | 02/28/2019
Eaton/Cooper Lighting | Streetworks | TMU17P**SL*CEC-* | Horizontal | Pulse-start - magnetic | 175 | 175 |  | True | Ballast Efficiency | 90 | [5 empty] | Non Federally-Regulated | 08/26/2013 |  | 02/28/2019
Eaton/Cooper Lighting | Invue | VFS-150-MP-***-WF | Horizontal | Pulse-start - magnetic | 150 | 150 |  | True | Ballast Efficiency | 81 | Exception 3 Met |  |  |  |  | Non Federally-Regulated | 08/26/2013 |  | 02/28/2019
Eaton/Cooper Lighting | Streetworks | CAP40P****CEC* | Horizontal | Pulse-start - magnetic | 400 | 400 |  | True | Ballast Efficiency | 92 | [5 empty] | Non Federally-Regulated | 08/26/2013 |  | 02/28/2019
Eaton/Cooper Lighting | McGraw | ZDM-**-400-MP-*****-CEC-* | Horizontal | Pulse-start - magnetic | 400 | 400 |  | True | Ballast Efficiency | 92 | [5 empty] | Non Federally-Regulated | 08/26/2013 |  | 02/28/2019
Eaton/Cooper Lighting | Invue | ENV-150-MP-***-MB* | Horizontal | Pulse-start - magnetic | 150 | 150 |  | True | Ballast Efficiency | 81 | Exception 3 Met |  |  |  |  | Non Federally-Regulated | 08/26/2013 |  | 02/28/2019
Eaton/Cooper Lighting | Streetworks | GPF32P***65* | Horizontal | Pulse-start - magnetic | 320 | 320 |  | True | Relamping Rated Wattage | 88 |  |  |  | 290-335 watts |  | Non Federally-Regulated | 08/26/2013 |  | 02/28/2019
Eaton/Cooper Lighting | Streetworks | TLU40P**AR*CEC-* | Vertical - Base Up | Pulse-start - magnetic | 400 | 400 |  | True | Ballast Efficiency | 92 | [5 empty] | Non Federally-Regulated | 08/26/2013 |  | 02/28/2019
Eaton/Cooper Lighting | Streetworks | ARC17P**3C*CEC-* | Vertical - Base Down | Pulse-start - magnetic | 175 | 175 |  | True | Ballast Efficiency | 90 | [5 empty] | Non Federally-Regulated | 08/26/2013 |  | 02/28/2019
Eaton/Cooper Lighting | Streetworks | GPF32P***23* | Vertical - Base Down | Pulse-start - magnetic | 320 | 320 |  | True | Relamping Rated Wattage | 88 |  |  |  | 290-335 watts |  | Non Federally-Regulated | 08/26/2013 |  | 02/28/2019
Eaton/Cooper Lighting | Invue | VFM-K-400-MP-***-HS*CEC-* | Horizontal | Pulse-start - magnetic | 400 | 400 |  | True | Ballast Efficiency | 92 | [5 empty] | Non Federally-Regulated | 08/26/2013 |  | 02/28/2019
Eaton/Cooper Lighting | Streetworks | TMU17P**4V*CEC-* | Vertical - Base Up | Pulse-start - magnetic | 175 | 175 |  | True | Ballast Efficiency | 90 | [5 empty] | Non Federally-Regulated | 08/26/2013 |  | 02/28/2019
Eaton/Cooper Lighting | Streetworks | CEM15P**SL* | Horizontal | Pulse-start - magnetic | 150 | 150 |  | True | Ballast Efficiency | 81 | Exception 3 Met |  |  |  |  | Non Federally-Regulated | 08/26/2013 |  | 02/28/2019
Eaton/Cooper Lighting | Streetworks | ZAD25P****-CEC-* | Horizontal | Pulse-start - magnetic | 250 | 250 |  | True | Ballast Efficiency | 90 | [5 empty] | Non Federally-Regulated | 08/26/2013 |  | 02/28/2019
Eaton/Cooper Lighting | McGraw | TRR-175-MP***CEC* | Vertical - Base Down | Pulse-start - magnetic | 175 | 175 |  | True | Ballast Efficiency | 90 | [5 empty] | Non Federally-Regulated | 08/26/2013 |  | 02/28/2019
Eaton/Cooper Lighting | Streetworks | MEL15P**4F* | Horizontal | Pulse-start - magnetic | 150 | 150 |  | True | Ballast Efficiency | 81 | Exception 3 Met |  |  |  |  | Non Federally-Regulated | 08/26/2013 |  | 02/28/2019
Eaton/Cooper Lighting | McGraw | TLM-320-MP-***-2S | Horizontal | Pulse-start - magnetic | 320 | 320 |  | True | Relamping Rated Wattage | 88 |  |  |  | 290-335 watts |  | Non Federally-Regulated | 08/26/2013 |  | 02/28/2019
Eaton/Cooper Lighting | Streetworks | GM*32P**3V* | Vertical - Base Up | Pulse-start - magnetic | 320 | 320 |  | True | Relamping Rated Wattage | 88 |  |  |  | 290-335 watts |  | Non Federally-Regulated | 08/26/2013 |  | 02/28/2019
Eaton/Cooper Lighting | Lumark | MPMS-*-HF-150* | Horizontal | Pulse-start - magnetic | 150 | 150 |  | True | Ballast Efficiency | 81 | Exception 3 Met |  |  |  |  | Non Federally-Regulated | 08/26/2013 |  | 02/28/2019
Eaton/Cooper Lighting | Invue | EML-175-MP-***-SL*CEC-* | Horizontal | Pulse-start - magnetic | 175 | 175 |  | True | Ballast Efficiency | 90 | [5 empty] | Non Federally-Regulated | 08/26/2013 |  | 02/28/2019
Eaton/Cooper Lighting | Ametrix | R*-LO-*1-P-320*-CEC* | Horizontal | Pulse-start - magnetic | 320 | 320 |  | True | Ballast Efficiency | 92 | [5 empty] | Non Federally-Regulated | 08/26/2013 |  | 02/28/2019
Eaton/Cooper Lighting | Streetworks | MEL17P**4S*CEC-* | Horizontal | Pulse-start - magnetic | 175 | 175 |  | True | Ballast Efficiency | 90 | [5 empty] | Non Federally-Regulated | 08/26/2013 |  | 02/28/2019
Eaton/Cooper Lighting | Streetworks | GM*32P**RW* | Vertical - Base Up | Pulse-start - magnetic | 320 | 320 |  | True | Relamping Rated Wattage | 88 |  |  |  | 290-335 watts |  | Non Federally-Regulated | 08/26/2013 |  | 02/28/2019
Eaton/Cooper Lighting | Ametrix | V*-SO-*1-E-150* | Horizontal | Pulse-start - electronic | 150 | 150 |  | True | Ballast Efficiency | 90 | [5 empty] | Non Federally-Regulated | 08/26/2013 |  | 02/28/2019
Eaton/Cooper Lighting | Invue | VFM-K-150-MP-***-WF*CEC-* | Vertical - Base Down | Pulse-start - magnetic | 150 | 150 |  | True | Ballast Efficiency | 81 | Exception 3 Met |  |  |  |  | Non Federally-Regulated | 08/26/2013 |  | 02/28/2019
Eaton/Cooper Lighting | Streetworks | GM*40P**2S*CEC-* | Horizontal | Pulse-start - magnetic | 400 | 400 |  | True | Ballast Efficiency | 92 | [5 empty] | Non Federally-Regulated | 08/26/2013 |  | 02/28/2019
Eaton/Cooper Lighting | Streetworks | ARC17P**3C*CEC-* | Vertical - Base Down | Pulse-start - magnetic | 175 | 175 |  | True | Ballast Efficiency | 90 | [5 empty] | Non Federally-Regulated | 08/26/2013 |  | 02/28/2019
Eaton/Cooper Lighting | McGraw | WBG-150-MP* | Vertical - Base Down | Pulse-start - magnetic | 150 | 150 |  | True | Ballast Efficiency | 81 | Exception 3 Met |  |  |  |  | Non Federally-Regulated | 08/26/2013 |  | 02/28/2019
Eaton/Cooper Lighting | Streetworks | ORL25P-**XX-CEC* | Vertical - Base Down | Pulse-start - magnetic | 250 | 250 |  | True | Ballast Efficiency | 90 | [5 empty] | Non Federally-Regulated | 08/26/2013 |  | 02/28/2019
Eaton/Cooper Lighting | Lumark | MPTR2315* | Horizontal | Pulse-start - magnetic | 150 | 150 |  | True | Ballast Efficiency | 81 | Exception 3 Met |  |  |  |  | Non Federally-Regulated | 08/26/2013 |  | 02/28/2019
Eaton/Cooper Lighting | Streetworks | GS*15P**SL*CEC* | Horizontal | Pulse-start - magnetic | 150 | 150 |  | True | Ballast Efficiency | 81 | Exception 3 Met |  |  |  |  | Non Federally-Regulated | 08/26/2013 |  | 02/28/2019
Eaton/Cooper Lighting | Streetworks | GM*25P**RW*CEC* | Vertical - Base Up | Pulse-start - magnetic | 250 | 250 |  | True | Ballast Efficiency | 90 | [5 empty] | Non Federally-Regulated | 08/26/2013 |  | 02/28/2019
Eaton/Cooper Lighting | Ametrix | S*-SO-*1-E-150* | Horizontal | Pulse-start - electronic | 150 | 150 |  | True | Ballast Efficiency | 90 | [5 empty] | Non Federally-Regulated | 08/26/2013 |  | 02/28/2019
Eaton/Cooper Lighting | Streetworks | CML32P**2F* | Horizontal | Pulse-start - magnetic | 320 | 320 |  | True | Relamping Rated Wattage | 88 |  |  |  | 290-335 watts |  | Non Federally-Regulated | 08/26/2013 |  | 02/28/2019
Eaton/Cooper Lighting | Streetworks | MEL17P**3R*CEC-* | Vertical - Base Up | Pulse-start - magnetic | 175 | 175 |  | True | Ballast Efficiency | 90 | [5 empty] | Non Federally-Regulated | 08/26/2013 |  | 02/28/2019
Eaton/Cooper Lighting | Streetworks | CEL25P**SL*CEC-* | Horizontal | Pulse-start - magnetic | 250 | 250 |  | True | Ballast Efficiency | 90 | [5 empty] | Non Federally-Regulated | 08/26/2013 |  | 02/28/2019
Eaton/Cooper Lighting | Ametrix | V*-LI-*1-E-150* | Horizontal | Pulse-start - electronic | 150 | 150 |  | False | Ballast Efficiency | 90 | [5 empty] | Non Federally-Regulated | 08/26/2013 |  | 02/28/2019
Eaton/Cooper Lighting | McGraw | TLL-320-MP-***-SL* | Horizontal | Pulse-start - magnetic | 320 | 320 |  | True | Relamping Rated Wattage | 88 |  |  |  | 290-335 watts |  | Non Federally-Regulated | 08/26/2013 |  | 02/28/2019
Eaton/Cooper Lighting | Ametrix | S*-LO-*1-P-250*-CEC* | Horizontal | Pulse-start - magnetic | 250 | 250 |  | True | Ballast Efficiency | 90 | [5 empty] | Non Federally-Regulated | 08/26/2013 |  | 02/28/2019
Eaton/Cooper Lighting | Streetworks | GPF40P***55*-CEC* | Horizontal | Pulse-start - magnetic | 400 | 400 |  | True | Ballast Efficiency | 92 | [5 empty] | Non Federally-Regulated | 08/26/2013 |  | 02/28/2019
Eaton/Cooper Lighting | Streetworks | GM*40P**AS*CEC* | Vertical - Base Up | Pulse-start - magnetic | 400 | 400 |  | True | Ballast Efficiency | 92 | [5 empty] | Non Federally-Regulated | 08/26/2013 |  | 02/28/2019
Eaton/Cooper Lighting | Streetworks | MEM17P**2S*CEC-* | Horizontal | Pulse-start - magnetic | 175 | 175 |  | True | Ballast Efficiency | 90 | [5 empty] | Non Federally-Regulated | 08/26/2013 |  | 02/28/2019
Eaton/Cooper Lighting | Lumark | MPGB-****-250-*-CEC-* | Vertical - Base Up | Pulse-start - magnetic | 250 | 250 |  | False | Ballast Efficiency | 90 | [5 empty] | Non Federally-Regulated | 08/26/2013 |  | 02/28/2019
Eaton/Cooper Lighting | Streetworks | MEL25P**5R*CEC-* | Vertical - Base Up | Pulse-start - magnetic | 250 | 250 |  | True | Ballast Efficiency | 90 | [5 empty] | Non Federally-Regulated | 08/26/2013 |  | 02/28/2019
Eaton/Cooper Lighting | Streetworks | CEM15P**5S* | Horizontal | Pulse-start - magnetic | 150 | 150 |  | True | Ballast Efficiency | 81 | Exception 3 Met |  |  |  |  | Non Federally-Regulated | 08/26/2013 |  | 02/28/2019
Eaton/Cooper Lighting | Streetworks | ACN20PW*55* | Vertical - Base Down | Pulse-start - magnetic | 200 | 200 |  | True | Relamping Rated Wattage | 88 |  |  |  | 200-215 watts |  | Non Federally-Regulated | 08/26/2013 |  | 02/28/2019
Eaton/Cooper Lighting | Streetworks | MEM17P**5S*CEC-* | Horizontal | Pulse-start - magnetic | 175 | 175 |  | True | Ballast Efficiency | 90 | [5 empty] | Non Federally-Regulated | 08/26/2013 |  | 02/28/2019
Eaton/Cooper Lighting | Lumark | MPQC-QCSA18-*-400-*-CEC | Vertical - Base Up | Pulse-start - magnetic | 400 | 400 |  | False | Ballast Efficiency | 92 | [5 empty] | Non Federally-Regulated | 08/26/2013 |  | 02/28/2019
Eaton/Cooper Lighting | McGraw | TLM-250-MP-***-5F-CEC-* | Horizontal | Pulse-start - magnetic | 250 | 250 |  | True | Ballast Efficiency | 90 | [5 empty] | Non Federally-Regulated | 08/26/2013 |  | 02/28/2019
Eaton/Cooper Lighting | Lumark | MPMM-*-HF-*-200-* | Horizontal | Pulse-start - magnetic | 200 | 200 |  | True | Relamping Rated Wattage | 88 |  |  |  | 200-215 watts |  | Non Federally-Regulated | 08/26/2013 |  | 02/28/2019
Eaton/Cooper Lighting | Streetworks | CEM17P**3S*CEC-* | Horizontal | Pulse-start - magnetic | 175 | 175 |  | True | Ballast Efficiency | 90 | [5 empty] | Non Federally-Regulated | 08/26/2013 |  | 02/28/2019
Eaton/Cooper Lighting | Invue | EML-200-MP-***-2S* | Horizontal | Pulse-start - magnetic | 200 | 200 |  | True | Relamping Rated Wattage | 88 |  |  |  | 200-215 watts |  | Non Federally-Regulated | 08/26/2013 |  | 02/28/2019
Eaton/Cooper Lighting | McGraw | TLM-175-MP-***-5F-CEC-* | Horizontal | Pulse-start - magnetic | 175 | 175 |  | True | Ballast Efficiency | 90 | [5 empty] | Non Federally-Regulated | 08/26/2013 |  | 02/28/2019
Eaton/Cooper Lighting | McGraw | CAC-320-MP-*3C* | Vertical - Base Down | Pulse-start - magnetic | 320 | 320 |  | True | Relamping Rated Wattage | 88 |  |  |  | 290-335 watts |  | Non Federally-Regulated | 08/26/2013 |  | 02/28/2019
Eaton/Cooper Lighting | Streetworks | TMU40P**3V*CEC-* | Vertical - Base Up | Pulse-start - magnetic | 400 | 400 |  | True | Ballast Efficiency | 92 | [5 empty] | Non Federally-Regulated | 08/26/2013 |  | 02/28/2019
Eaton/Cooper Lighting | Streetworks | GM*17P**2F*CEC-* | Horizontal | Pulse-start - magnetic | 250 | 250 |  | True | Ballast Efficiency | 90 | [5 empty] | Non Federally-Regulated | 08/26/2013 |  | 02/28/2019
Eaton/Cooper Lighting | Streetworks | CML40P**RW*CEC* | Vertical - Base Up | Pulse-start - magnetic | 400 | 400 |  | True | Ballast Efficiency | 92 | [5 empty] | Non Federally-Regulated | 08/26/2013 |  | 02/28/2019
Eaton/Cooper Lighting | McGraw | CLM-***-400-MP-***-2F*CEC-* | Horizontal | Pulse-start - magnetic | 400 | 400 |  | True | Ballast Efficiency | 92 | [5 empty] | Non Federally-Regulated | 08/26/2013 |  | 02/28/2019
Eaton/Cooper Lighting | Invue | ECL-200-MP-***-4S* | Horizontal | Pulse-start - magnetic | 200 | 200 |  | True | Relamping Rated Wattage | 88 |  |  |  | 200-215 watts |  | Non Federally-Regulated | 08/26/2013 |  | 02/28/2019
Eaton/Cooper Lighting | Invue | VFM-K-200-MP-XX-HS | Horizontal | Pulse-start - magnetic | 200 | 200 |  | True | Relamping Rated Wattage | 88 |  |  |  | 200-215 watts |  | Non Federally-Regulated | 08/26/2013 |  | 02/28/2019
Eaton/Cooper Lighting | Streetworks | ARC25PW*-33*CEC-* | Vertical - Base Down | Pulse-start - magnetic | 250 | 250 |  | True | Ballast Efficiency | 90 | [5 empty] | Non Federally-Regulated | 08/26/2013 |  | 02/28/2019
Eaton/Cooper Lighting | Streetworks | TMU15P**AF* | Horizontal | Pulse-start - magnetic | 150 | 150 |  | True | Ballast Efficiency | 81 | Exception 3 Met |  |  |  |  | Non Federally-Regulated | 08/26/2013 |  | 02/28/2019
Eaton/Cooper Lighting | Streetworks | TMU40P**AS*CEC-* | Vertical - Base Up | Pulse-start - magnetic | 400 | 400 |  | True | Ballast Efficiency | 92 | [5 empty] | Non Federally-Regulated | 08/26/2013 |  | 02/28/2019
Eaton/Cooper Lighting | Streetworks | ACS32P**5C*CEC-* | Vertical - Base Down | Pulse-start - magnetic | 320 | 320 |  | True | Relamping Rated Wattage | 88 |  |  |  | 290-335 watts |  | Non Federally-Regulated | 08/26/2013 |  | 02/28/2019
Eaton/Cooper Lighting | Ametrix | R*-LO-*1-E-315* | Horizontal | Pulse-start - electronic | 315 | 315 |  | True | Ballast Efficiency | 92 | [5 empty] | Non Federally-Regulated | 08/26/2013 |  | 02/28/2019
Eaton/Cooper Lighting | Invue | EML-400-MP-***-MA*CEC-* | Vertical - Base Up | Pulse-start - magnetic | 400 | 400 |  | True | Ballast Efficiency | 92 | [5 empty] | Non Federally-Regulated | 08/26/2013 |  | 02/28/2019
Eaton/Cooper Lighting | Invue | VFS-150-MP-***-NS | Horizontal | Pulse-start - magnetic | 150 | 150 |  | True | Ballast Efficiency | 81 | Exception 3 Met |  |  |  |  | Non Federally-Regulated | 08/26/2013 |  | 02/28/2019
Eaton/Cooper Lighting | McGraw | IMT-320-MP* | Horizontal | Pulse-start - magnetic | 320 | 320 |  | True | Relamping Rated Wattage | 88 |  |  |  | 290-335 watts |  | Non Federally-Regulated | 08/26/2013 |  | 02/28/2019
Eaton/Cooper Lighting | Streetworks | TLU32P**4S*CEC-* | Horizontal | Pulse-start - magnetic | 320 | 320 |  | True | Relamping Rated Wattage | 88 |  |  |  | 290-335 watts |  | Non Federally-Regulated | 08/26/2013 |  | 02/28/2019
Eaton/Cooper Lighting | McGraw | TLL-250-MP-***-AF-CEC-* | Vertical - Base Up | Pulse-start - magnetic | 250 | 250 |  | True | Ballast Efficiency | 90 | [5 empty] | Non Federally-Regulated | 08/26/2013 |  | 02/28/2019
Eaton/Cooper Lighting | Lumark | MPQF-*******-320-* | Horizontal | Pulse-start - magnetic | 320 | 320 |  | False | Relamping Rated Wattage | 88 |  |  |  | 290-335 watts |  | Non Federally-Regulated | 08/26/2013 |  | 02/28/2019
Eaton/Cooper Lighting | McGraw | GS*-***-320-MP-***-2S* | Horizontal | Pulse-start - magnetic | 320 | 320 |  | True | Relamping Rated Wattage | 88 |  |  |  | 290-335 watts |  | Non Federally-Regulated | 08/26/2013 |  | 02/28/2019
Eaton/Cooper Lighting | McGraw | ZDL-**-320-MP-* | Horizontal | Pulse-start - magnetic | 320 | 320 |  | True | Relamping Rated Wattage | 88 |  |  |  | 290-335 watts |  | Non Federally-Regulated | 08/26/2013 |  | 02/28/2019
Eaton/Cooper Lighting | McGraw | IMT-150-MP* | Horizontal | Pulse-start - magnetic | 150 | 150 |  | True | Ballast Efficiency | 81 | Exception 3 Met |  |  |  |  | Non Federally-Regulated | 08/26/2013 |  | 02/28/2019
Eaton/Cooper Lighting | McGraw | TLM-250-MP-***-4V-CEC-* | Vertical - Base Up | Pulse-start - magnetic | 250 | 250 |  | True | Ballast Efficiency | 90 | [5 empty] | Non Federally-Regulated | 08/26/2013 |  | 02/28/2019
Eaton/Cooper Lighting | Lumark | MPSS-****-**-200-* | Vertical - Base Up | Pulse-start - magnetic | 200 | 200 |  | False | Relamping Rated Wattage | 88 |  |  |  | 200-215 watts |  | Non Federally-Regulated | 08/26/2013 |  | 02/28/2019
Eaton/Cooper Lighting | McGraw | TLM-250-MP-***-2S-CEC-* | Horizontal | Pulse-start - magnetic | 250 | 250 |  | True | Ballast Efficiency | 90 | [5 empty] | Non Federally-Regulated | 08/26/2013 |  | 02/28/2019
Eaton/Cooper Lighting | Streetworks | CEL40P**MA*CEC-* | Vertical - Base Up | Pulse-start - magnetic | 400 | 400 |  | True | Ballast Efficiency | 92 | [5 empty] | Non Federally-Regulated | 08/26/2013 |  | 02/28/2019
Eaton/Cooper Lighting | Invue | VFS-150-MP-***-NF | Horizontal | Pulse-start - magnetic | 150 | 150 |  | True | Ballast Efficiency | 81 | Exception 3 Met |  |  |  |  | Non Federally-Regulated | 08/26/2013 |  | 02/28/2019
Eaton/Cooper Lighting | McGraw | CAC-175-MP-*5C*CEC* | Vertical - Base Down | Pulse-start - magnetic | 175 | 175 |  | True | Ballast Efficiency | 90 | [5 empty] | Non Federally-Regulated | 08/26/2013 |  | 02/28/2019
Eaton/Cooper Lighting | Streetworks | CEM15P**MA* | Vertical - Base Up | Pulse-start - magnetic | 150 | 150 |  | True | Ballast Efficiency | 81 | Exception 3 Met |  |  |  |  | Non Federally-Regulated | 08/26/2013 |  | 02/28/2019
Eaton/Cooper Lighting | Lumark | MPSS-****-**-250-*-CEC-* | Vertical - Base Up | Pulse-start - magnetic | 250 | 250 |  | False | Ballast Efficiency | 90 | [5 empty] | Non Federally-Regulated | 08/26/2013 |  | 02/28/2019
Eaton/Cooper Lighting | Streetworks | TLU25P**4V*CEC-* | Vertical - Base Up | Pulse-start - magnetic | 250 | 250 |  | True | Ballast Efficiency | 90 | [5 empty] | Non Federally-Regulated | 08/26/2013 |  | 02/28/2019
Eaton/Cooper Lighting | McGraw | ZDS-**-250-MP-*****-CEC-* | Horizontal | Pulse-start - magnetic | 250 | 250 |  | True | Ballast Efficiency | 90 | [5 empty] | Non Federally-Regulated | 08/26/2013 |  | 02/28/2019
Eaton/Cooper Lighting | Streetworks | CEL17P**2F*CEC-* | Horizontal | Pulse-start - magnetic | 175 | 175 |  | True | Ballast Efficiency | 90 | [5 empty] | Non Federally-Regulated | 08/26/2013 |  | 02/28/2019
Eaton/Cooper Lighting | Lumark | MPWP-**-400-*-CEC-* | Horizontal | Pulse-start - magnetic | 400 | 400 |  | True | Ballast Efficiency | 92 | [5 empty] | Non Federally-Regulated | 08/26/2013 |  | 02/28/2019
Eaton/Cooper Lighting | Streetworks | ACN32PW*3C*CEC-* | Vertical - Base Down | Pulse-start - magnetic | 320 | 320 |  | True | Relamping Rated Wattage | 88 |  |  |  | 290-335 watts |  | Non Federally-Regulated | 08/26/2013 |  | 02/28/2019
Eaton/Cooper Lighting | McGraw | TLM-175-MP-***-SL-CEC-* | Horizontal | Pulse-start - magnetic | 175 | 175 |  | True | Ballast Efficiency | 90 | [5 empty] | Non Federally-Regulated | 08/26/2013 |  | 02/28/2019
Eaton/Cooper Lighting | Invue | ECL-250-MP-***-3S*CEC-* | Horizontal | Pulse-start - magnetic | 250 | 250 |  | True | Ballast Efficiency | 90 | [5 empty] | Non Federally-Regulated | 08/26/2013 |  | 02/28/2019
Eaton/Cooper Lighting | Lumark | MPEB-****-**-*-175-*-CEC-* | Vertical - Base Up | Pulse-start - magnetic | 175 | 175 |  | False | Ballast Efficiency | 90 | [5 empty] | Non Federally-Regulated | 08/26/2013 |  | 02/28/2019
Eaton/Cooper Lighting | Streetworks | CAS17P****CEC-* | Horizontal | Pulse-start - magnetic | 175 | 175 |  | True | Ballast Efficiency | 90 | [5 empty] | Non Federally-Regulated | 08/26/2013 |  | 02/28/2019
Eaton/Cooper Lighting | Streetworks | MEL40P**3F*CEC-* | Horizontal | Pulse-start - magnetic | 400 | 400 |  | True | Ballast Efficiency | 92 | [5 empty] | Non Federally-Regulated | 08/26/2013 |  | 02/28/2019
Eaton/Cooper Lighting | Invue | EMM-150-MP-***-5R* | Vertical - Base Up | Pulse-start - magnetic | 150 | 150 |  | True | Ballast Efficiency | 81 | Exception 3 Met |  |  |  |  | Non Federally-Regulated | 08/26/2013 |  | 02/28/2019
Eaton/Cooper Lighting | Streetworks | MEL32P**MA* | Vertical - Base Up | Pulse-start - magnetic | 320 | 320 |  | True | Relamping Rated Wattage | 88 |  |  |  | 290-335 watts |  | Non Federally-Regulated | 08/26/2013 |  | 02/28/2019
Eaton/Cooper Lighting | Ametrix | R*-SI-*1-E-150* | Horizontal | Pulse-start - electronic | 150 | 150 |  | False | Ballast Efficiency | 90 | [5 empty] | Non Federally-Regulated | 08/26/2013 |  | 02/28/2019
Eaton/Cooper Lighting | Lumark | MPSG-****-**-175*CEC* | Vertical - Base Up | Pulse-start - magnetic | 175 | 175 |  | False | Ballast Efficiency | 90 | [5 empty] | Non Federally-Regulated | 08/26/2013 |  | 02/28/2019
Eaton/Cooper Lighting | Streetworks | GS*15P**2F*CEC-* | Horizontal | Pulse-start - magnetic | 150 | 150 |  | True | Ballast Efficiency | 81 | Exception 3 Met |  |  |  |  | Non Federally-Regulated | 08/26/2013 |  | 02/28/2019
Eaton/Cooper Lighting | McGraw | GS*-***-150-MP-***-RW* | Vertical - Base Up | Pulse-start - magnetic | 150 | 150 |  | True | Ballast Efficiency | 81 | Exception 3 Met |  |  |  |  | Non Federally-Regulated | 08/26/2013 |  | 02/28/2019
Eaton/Cooper Lighting | Lumark | MPRL-**-*-320-*-CEC-* | Horizontal | Pulse-start - magnetic | 320 | 320 |  | True | Relamping Rated Wattage | 88 |  |  |  | 290-335 watts |  | Non Federally-Regulated | 08/26/2013 |  | 02/28/2019
Eaton/Cooper Lighting | McGraw | GAR-150-MP-*55* | Vertical - Base Down | Pulse-start - magnetic | 150 | 150 |  | True | Ballast Efficiency | 81 | Exception 3 Met |  |  |  |  | Non Federally-Regulated | 08/26/2013 |  | 02/28/2019
Eaton/Cooper Lighting | Streetworks | CML25P**RW*CEC* | Vertical - Base Up | Pulse-start - magnetic | 250 | 250 |  | True | Ballast Efficiency | 90 | [5 empty] | Non Federally-Regulated | 08/26/2013 |  | 02/28/2019
Eaton/Cooper Lighting | McGraw | AMF-*-150-MP-*62*-CEC-* | Horizontal | Pulse-start - magnetic | 150 | 150 |  | True | Ballast Efficiency | 81 | Exception 3 Met |  |  |  |  | Non Federally-Regulated | 08/26/2013 |  | 02/28/2019
Eaton/Cooper Lighting | McGraw | AMF-*-200-MP-*55* | Horizontal | Pulse-start - magnetic | 200 | 200 |  | True | Relamping Rated Wattage | 88 |  |  |  | 200-215 watts |  | Non Federally-Regulated | 08/26/2013 |  | 02/28/2019
Eaton/Cooper Lighting | Streetworks | CML25P**-1F*CEC-* | Horizontal | Pulse-start - magnetic | 250 | 250 |  | True | Ballast Efficiency | 90 | [5 empty] | Non Federally-Regulated | 08/26/2013 |  | 02/28/2019
Eaton/Cooper Lighting | Lumark | MPQF-********-175*CEC* | Horizontal | Pulse-start - magnetic | 175 | 175 |  | False | Ballast Efficiency | 90 | [5 empty] | Non Federally-Regulated | 08/26/2013 |  | 02/28/2019
Eaton/Cooper Lighting | Streetworks | TLU40P**4F*CEC-* | Horizontal | Pulse-start - magnetic | 400 | 400 |  | True | Ballast Efficiency | 92 | [5 empty] | Non Federally-Regulated | 08/26/2013 |  | 02/28/2019
Eaton/Cooper Lighting | Streetworks | MEM17P**3R*CEC-* | Vertical - Base Up | Pulse-start - magnetic | 175 | 175 |  | True | Ballast Efficiency | 90 | [5 empty] | Non Federally-Regulated | 08/26/2013 |  | 02/28/2019
Eaton/Cooper Lighting | Streetworks | PMM15P** | Horizontal | Pulse-start - magnetic | 150 | 150 |  | True | Ballast Efficiency | 81 | Exception 3 Met |  |  |  |  | Non Federally-Regulated | 08/26/2013 |  | 02/28/2019
Eaton/Cooper Lighting | Streetworks | ARS32P*3C* | Vertical - Base Down | Pulse-start - magnetic | 320 | 320 |  | True | Relamping Rated Wattage | 88 |  |  |  | 290-335 watts |  | Non Federally-Regulated | 08/26/2013 |  | 02/28/2019
Eaton/Cooper Lighting | McGraw | ZDM-**-175-MP-*****-CEC-* | Horizontal | Pulse-start - magnetic | 175 | 175 |  | True | Ballast Efficiency | 90 | [5 empty] | Non Federally-Regulated | 08/26/2013 |  | 02/28/2019
Eaton/Cooper Lighting | Streetworks | ACN17P**3C*CEC-* | Vertical - Base Down | Pulse-start - magnetic | 175 | 175 |  | True | Ballast Efficiency | 90 | [5 empty] | Non Federally-Regulated | 08/26/2013 |  | 02/28/2019
Eaton/Cooper Lighting | Ametrix | R*-LO-*1-P-200* | Horizontal | Pulse-start - magnetic | 200 | 200 |  | True | Relamping Rated Wattage | 88 |  |  |  | 200-215 watts |  | Non Federally-Regulated | 08/26/2013 |  | 02/28/2019
Eaton/Cooper Lighting | McGraw | GS*-***-150-MP-***-5F* | Horizontal | Pulse-start - magnetic | 150 | 150 |  | True | Ballast Efficiency | 81 | Exception 3 Met |  |  |  |  | Non Federally-Regulated | 08/26/2013 |  | 02/28/2019
Eaton/Cooper Lighting | Streetworks | CLB25PW*-3C*CEC-* | Vertical - Base Down | Pulse-start - magnetic | 250 | 250 |  | True | Ballast Efficiency | 90 | [5 empty] | Non Federally-Regulated | 08/26/2013 |  | 02/28/2019
Eaton/Cooper Lighting | Invue | ICM-320-MP-* | Horizontal | Pulse-start - magnetic | 320 | 320 |  | True | Relamping Rated Wattage | 88 |  |  |  | 290-335 watts |  | Non Federally-Regulated | 08/26/2013 |  | 02/28/2019
Eaton/Cooper Lighting | Lumark | MPTR-**-150-* | Horizontal | Pulse-start - magnetic | 150 | 150 |  | True | Ballast Efficiency | 81 | Exception 3 Met |  |  |  |  | Non Federally-Regulated | 08/26/2013 |  | 02/28/2019
Eaton/Cooper Lighting | Streetworks | OVG20P*** | Horizontal | Pulse-start - magnetic | 200 | 200 |  | True | Relamping Rated Wattage | 88 |  |  |  | 200-215 watts |  | Non Federally-Regulated | 08/26/2013 |  | 02/28/2019
Eaton/Cooper Lighting | Streetworks | ZYD40P****-CEC-* | Horizontal | Pulse-start - magnetic | 400 | 400 |  | True | Ballast Efficiency | 92 | [5 empty] | Non Federally-Regulated | 08/26/2013 |  | 02/28/2019
Eaton/Cooper Lighting | McGraw | AMF-*-320-MP-*55* | Horizontal | Pulse-start - magnetic | 320 | 320 |  | True | Relamping Rated Wattage | 88 |  |  |  | 290-335 watts |  | Non Federally-Regulated | 08/26/2013 |  | 02/28/2019
Eaton/Cooper Lighting | Streetworks | MEL25P**3R*CEC-* | Vertical - Base Up | Pulse-start - magnetic | 250 | 250 |  | True | Ballast Efficiency | 90 | [5 empty] | Non Federally-Regulated | 08/26/2013 |  | 02/28/2019
Eaton/Cooper Lighting | McGraw | GLC-150-MP-*5C* | Vertical - Base Down | Pulse-start - magnetic | 150 | 150 |  | True | Ballast Efficiency | 81 | Exception 3 Met |  |  |  |  | Non Federally-Regulated | 08/26/2013 |  | 02/28/2019
Eaton/Cooper Lighting | Lumark | MPNK-*76-150-* | Vertical - Base Down | Pulse-start - magnetic | 150 | 150 |  | True | Ballast Efficiency | 81 | Exception 3 Met |  |  |  |  | Non Federally-Regulated | 08/26/2013 |  | 02/28/2019
Eaton/Cooper Lighting | Streetworks | GR*15P**AS*CEC* | Vertical - Base Up | Pulse-start - magnetic | 150 | 150 |  | True | Ballast Efficiency | 81 | Exception 3 Met |  |  |  |  | Non Federally-Regulated | 08/26/2013 |  | 02/28/2019
Eaton/Cooper Lighting | Streetworks | MEL17P**3S*CEC-* | Horizontal | Pulse-start - magnetic | 175 | 175 |  | True | Ballast Efficiency | 90 | [5 empty] | Non Federally-Regulated | 08/26/2013 |  | 02/28/2019
Eaton/Cooper Lighting | Lumark | MPSS-****-**-320-* | Vertical - Base Up | Pulse-start - magnetic | 320 | 320 |  | False | Relamping Rated Wattage | 88 |  |  |  | 290-335 watts |  | Non Federally-Regulated | 08/26/2013 |  | 02/28/2019
Eaton/Cooper Lighting | Streetworks | TMU32P**2F* | Horizontal | Pulse-start - magnetic | 320 | 320 |  | True | Relamping Rated Wattage | 88 |  |  |  | 290-335 watts |  | Non Federally-Regulated | 08/26/2013 |  | 02/28/2019
Eaton/Cooper Lighting | Lumark | MPVF-AL-250-*-CEC-* | Vertical - Base Up | Pulse-start - magnetic | 250 | 250 |  | False | Ballast Efficiency | 90 | [5 empty] | Non Federally-Regulated | 08/26/2013 |  | 02/28/2019
Eaton/Cooper Lighting | Streetworks | CEM15P**4S* | Horizontal | Pulse-start - magnetic | 150 | 150 |  | True | Ballast Efficiency | 81 | Exception 3 Met |  |  |  |  | Non Federally-Regulated | 08/26/2013 |  | 02/28/2019
Eaton/Cooper Lighting | Streetworks | OVH25P****-CEC-* | Horizontal | Pulse-start - magnetic | 250 | 250 |  | True | Ballast Efficiency | 90 | [5 empty] | Non Federally-Regulated | 08/26/2013 |  | 02/28/2019
Eaton/Cooper Lighting | Streetworks | TMU17P**3S*CEC-* | Horizontal | Pulse-start - magnetic | 175 | 175 |  | True | Ballast Efficiency | 90 | [5 empty] | Non Federally-Regulated | 08/26/2013 |  | 02/28/2019
Eaton/Cooper Lighting | Streetworks | OVY15P*** | Horizontal | Pulse-start - magnetic | 150 | 150 |  | True | Ballast Efficiency | 81 | Exception 3 Met |  |  |  |  | Non Federally-Regulated | 08/26/2013 |  | 02/28/2019
Eaton/Cooper Lighting | Ametrix | S*-LO-*1-P-400*-CEC* | Horizontal | Pulse-start - magnetic | 400 | 400 |  | True | Ballast Efficiency | 92 | [5 empty] | Non Federally-Regulated | 08/26/2013 |  | 02/28/2019
Eaton/Cooper Lighting | McGraw | CAC-175-MP-*5C*CEC* | Vertical - Base Down | Pulse-start - magnetic | 175 | 175 |  | True | Ballast Efficiency | 90 | [5 empty] | Non Federally-Regulated | 08/26/2013 |  | 02/28/2019
Eaton/Cooper Lighting | Invue | EML-175-MP-***-4S*CEC-* | Horizontal | Pulse-start - magnetic | 175 | 175 |  | True | Ballast Efficiency | 90 | [5 empty] | Non Federally-Regulated | 08/26/2013 |  | 02/28/2019
Eaton/Cooper Lighting | Streetworks | AVM40P****CEC* | Horizontal | Pulse-start - magnetic | 400 | 400 |  | True | Ballast Efficiency | 92 | [5 empty] | Non Federally-Regulated | 08/26/2013 |  | 02/28/2019
Eaton/Cooper Lighting | Lumark | MPCL-200-*-CEC-* | Horizontal | Pulse-start - magnetic | 200 | 200 |  | False | Relamping Rated Wattage | 88 |  |  |  | 200-215 watts |  | Non Federally-Regulated | 08/26/2013 |  | 02/28/2019
Eaton/Cooper Lighting | McGraw | CIS-**200-MP* | Horizontal | Pulse-start - magnetic | 200 | 200 |  | True | Relamping Rated Wattage | 88 |  |  |  | 200-215 watts |  | Non Federally-Regulated | 08/26/2013 |  | 02/28/2019
Eaton/Cooper Lighting | McGraw | CLM-***-400-MP-***-RW*CEC-* | Vertical - Base Up | Pulse-start - magnetic | 400 | 400 |  | True | Ballast Efficiency | 92 | [5 empty] | Non Federally-Regulated | 08/26/2013 |  | 02/28/2019
Eaton/Cooper Lighting | Invue | SDMX1-250-MP-***-CEC-* | Horizontal | Pulse-start - magnetic | 250 | 250 |  | True | Ballast Efficiency | 90 | [5 empty] | Non Federally-Regulated | 08/26/2013 |  | 02/28/2019
Eaton/Cooper Lighting | McGraw | GAT-250-MP-*3C*CEC* | Vertical - Base Down | Pulse-start - magnetic | 250 | 250 |  | True | Ballast Efficiency | 90 | [5 empty] | Non Federally-Regulated | 08/26/2013 |  | 02/28/2019
Eaton/Cooper Lighting | McGraw | CLM-***-400-MP-***-4S*CEC-* | Horizontal | Pulse-start - magnetic | 400 | 400 |  | True | Ballast Efficiency | 92 | [5 empty] | Non Federally-Regulated | 08/26/2013 |  | 02/28/2019
Eaton/Cooper Lighting | Streetworks | OVF20P*** | Horizontal | Pulse-start - magnetic | 200 | 200 |  | True | Relamping Rated Wattage | 88 |  |  |  | 200-215 watts |  | Non Federally-Regulated | 08/26/2013 |  | 02/28/2019
Eaton/Cooper Lighting | Invue | VFM-K-175-MP-***-NF*CEC-* | Vertical - Base Down | Pulse-start - magnetic | 175 | 175 |  | True | Ballast Efficiency | 90 | [5 empty] | Non Federally-Regulated | 08/26/2013 |  | 02/28/2019
Eaton/Cooper Lighting | Streetworks | CEL25P**4F*CEC-* | Horizontal | Pulse-start - magnetic | 250 | 250 |  | True | Ballast Efficiency | 90 | [5 empty] | Non Federally-Regulated | 08/26/2013 |  | 02/28/2019
Eaton/Cooper Lighting | McGraw | ZDM-**-150-MP-* | Horizontal | Pulse-start - magnetic | 150 | 150 |  | True | Ballast Efficiency | 81 | Exception 3 Met |  |  |  |  | Non Federally-Regulated | 08/26/2013 |  | 02/28/2019
Eaton/Cooper Lighting | Ametrix | V*-LO-*1-P-250*-CEC* | Horizontal | Pulse-start - magnetic | 250 | 250 |  | True | Ballast Efficiency | 90 | [5 empty] | Non Federally-Regulated | 08/26/2013 |  | 02/28/2019
Eaton/Cooper Lighting | Streetworks | GR*32P**SL* | Horizontal | Pulse-start - magnetic | 320 | 320 |  | True | Relamping Rated Wattage | 88 |  |  |  | 290-335 watts |  | Non Federally-Regulated | 08/26/2013 |  | 02/28/2019
Eaton/Cooper Lighting | McGraw | TLM-400-MP-***-4V-CEC-* | Vertical - Base Up | Pulse-start - magnetic | 400 | 400 |  | True | Ballast Efficiency | 92 | [5 empty] | Non Federally-Regulated | 08/26/2013 |  | 02/28/2019
Eaton/Cooper Lighting | Streetworks | ARC15P**33* | Vertical - Base Down | Pulse-start - magnetic | 150 | 150 |  | True | Ballast Efficiency | 81 | Exception 3 Met |  |  |  |  | Non Federally-Regulated | 08/26/2013 |  | 02/28/2019
Eaton/Cooper Lighting | McGraw | TLM-150-MP-***-AF* | Horizontal | Pulse-start - magnetic | 150 | 150 |  | True | Ballast Efficiency | 81 | Exception 3 Met |  |  |  |  | Non Federally-Regulated | 08/26/2013 |  | 02/28/2019
Eaton/Cooper Lighting | McGraw | ZDL-**-400-MP-*****-CEC-* | Horizontal | Pulse-start - magnetic | 400 | 400 |  | True | Ballast Efficiency | 92 | [5 empty] | Non Federally-Regulated | 08/26/2013 |  | 02/28/2019
Eaton/Cooper Lighting | Streetworks | MEL40P**SL*CEC-* | Horizontal | Pulse-start - magnetic | 400 | 400 |  | True | Ballast Efficiency | 92 | [5 empty] | Non Federally-Regulated | 08/26/2013 |  | 02/28/2019
Eaton/Cooper Lighting | Streetworks | TLU40P**3S*CEC-* | Horizontal | Pulse-start - magnetic | 400 | 400 |  | True | Ballast Efficiency | 92 | [5 empty] | Non Federally-Regulated | 08/26/2013 |  | 02/28/2019
Eaton/Cooper Lighting | McGraw | GAT-400-MP-*55*CEC* | Vertical - Base Down | Pulse-start - magnetic | 400 | 400 |  | True | Ballast Efficiency | 92 | [5 empty] | Non Federally-Regulated | 08/26/2013 |  | 02/28/2019
Eaton/Cooper Lighting | McGraw | GS*-***-250-MP-***-AS*CEC-* | Vertical - Base Up | Pulse-start - magnetic | 250 | 250 |  | True | Ballast Efficiency | 90 | [5 empty] | Non Federally-Regulated | 08/26/2013 |  | 02/28/2019
Eaton/Cooper Lighting | McGraw | CLM-***-250-MP-***-1F*CEC-* | Horizontal | Pulse-start - magnetic | 250 | 250 |  | True | Ballast Efficiency | 90 | [5 empty] | Non Federally-Regulated | 08/26/2013 |  | 02/28/2019
Eaton/Cooper Lighting | Invue | ECL-175-MP-***-2S*CEC-* | Horizontal | Pulse-start - magnetic | 175 | 175 |  | True | Ballast Efficiency | 90 | [5 empty] | Non Federally-Regulated | 08/26/2013 |  | 02/28/2019
Eaton/Cooper Lighting | McGraw | TLL-250-MP-***-4S-CEC-* | Horizontal | Pulse-start - magnetic | 250 | 250 |  | True | Ballast Efficiency | 90 | [5 empty] | Non Federally-Regulated | 08/26/2013 |  | 02/28/2019
Eaton/Cooper Lighting | Streetworks | ARS17P**3C*CEC-* | Vertical - Base Down | Pulse-start - magnetic | 175 | 175 |  | True | Ballast Efficiency | 90 | [5 empty] | Non Federally-Regulated | 08/26/2013 |  | 02/28/2019
Eaton/Cooper Lighting | McGraw | GS*-***-175-MP-***-SL*CEC-* | Horizontal | Pulse-start - magnetic | 175 | 175 |  | True | Ballast Efficiency | 90 | [5 empty] | Non Federally-Regulated | 08/26/2013 |  | 02/28/2019
Eaton/Cooper Lighting | McGraw | CAC-150-MP-*5C* | Vertical - Base Down | Pulse-start - magnetic | 150 | 150 |  | True | Ballast Efficiency | 81 | Exception 3 Met |  |  |  |  | Non Federally-Regulated | 08/26/2013 |  | 02/28/2019
Eaton/Cooper Lighting | Invue | ECL-320-MP-***-2S* | Horizontal | Pulse-start - magnetic | 320 | 320 |  | True | Relamping Rated Wattage | 88 |  |  |  | 290-335 watts |  | Non Federally-Regulated | 08/26/2013 |  | 02/28/2019
Eaton/Cooper Lighting | Lumark | MPRB-*-400-*-CEC-* | Vertical - Base Up | Pulse-start - magnetic | 400 | 400 |  | False | Ballast Efficiency | 92 | [5 empty] | Non Federally-Regulated | 08/26/2013 |  | 02/28/2019
Eaton/Cooper Lighting | McGraw | GS*-***-320-MP-***-1F* | Horizontal | Pulse-start - magnetic | 320 | 320 |  | True | Relamping Rated Wattage | 88 |  |  |  | 290-335 watts |  | Non Federally-Regulated | 08/26/2013 |  | 02/28/2019
Eaton/Cooper Lighting | Streetworks | TLU25P**3V*CEC-* | Vertical - Base Up | Pulse-start - magnetic | 250 | 250 |  | True | Ballast Efficiency | 90 | [5 empty] | Non Federally-Regulated | 08/26/2013 |  | 02/28/2019
Eaton/Cooper Lighting | Invue | ENV-150-MP-***-EB* | Horizontal | Pulse-start - electronic | 150 | 150 |  | True | Ballast Efficiency | 90 | [5 empty] | Non Federally-Regulated | 08/26/2013 |  | 02/28/2019
Eaton/Cooper Lighting | McGraw | CAA-320-MP-*3C* | Vertical - Base Down | Pulse-start - magnetic | 320 | 320 |  | True | Relamping Rated Wattage | 88 |  |  |  | 290-335 watts |  | Non Federally-Regulated | 08/26/2013 |  | 02/28/2019
Eaton/Cooper Lighting | Streetworks | CAP17P****CEC-* | Horizontal | Pulse-start - magnetic | 175 | 175 |  | True | Ballast Efficiency | 90 | [5 empty] | Non Federally-Regulated | 08/26/2013 |  | 02/28/2019
Eaton/Cooper Lighting | Streetworks | MPN15P** | Vertical - Base Down | Pulse-start - magnetic | 150 | 150 |  | True | Ballast Efficiency | 81 | Exception 3 Met |  |  |  |  | Non Federally-Regulated | 08/26/2013 |  | 02/28/2019
Eaton/Cooper Lighting | Invue | MSA-175-MP-*****-CEC-* | Horizontal | Pulse-start - magnetic | 175 | 175 |  | True | Ballast Efficiency | 90 | [5 empty] | Non Federally-Regulated | 08/26/2013 |  | 02/28/2019
Eaton/Cooper Lighting | Lumark | MPSS-****-**-175*CEC* | Vertical - Base Up | Pulse-start - magnetic | 175 | 175 |  | False | Ballast Efficiency | 90 | [5 empty] | Non Federally-Regulated | 08/26/2013 |  | 02/28/2019
Eaton/Cooper Lighting | Streetworks | OVH20P*** | Horizontal | Pulse-start - magnetic | 200 | 200 |  | True | Relamping Rated Wattage | 88 |  |  |  | 200-215 watts |  | Non Federally-Regulated | 08/26/2013 |  | 02/28/2019
Eaton/Cooper Lighting | Streetworks | GM*32P**2S* | Horizontal | Pulse-start - magnetic | 320 | 320 |  | True | Relamping Rated Wattage | 88 |  |  |  | 290-335 watts |  | Non Federally-Regulated | 08/26/2013 |  | 02/28/2019
Eaton/Cooper Lighting | Invue | EML-150-MP-***-2S* | Horizontal | Pulse-start - magnetic | 150 | 150 |  | True | Ballast Efficiency | 81 | Exception 3 Met |  |  |  |  | Non Federally-Regulated | 08/26/2013 |  | 02/28/2019
Eaton/Cooper Lighting | Lumark | MPQP-********-175*CEC* | Horizontal | Pulse-start - magnetic | 175 | 175 |  | False | Ballast Efficiency | 90 | [5 empty] | Non Federally-Regulated | 08/26/2013 |  | 02/28/2019
Eaton/Cooper Lighting | Streetworks | CEL17P**2S*CEC-* | Horizontal | Pulse-start - magnetic | 175 | 175 |  | True | Ballast Efficiency | 90 | [5 empty] | Non Federally-Regulated | 08/26/2013 |  | 02/28/2019
Eaton/Cooper Lighting | Streetworks | CEM15P**3F* | Horizontal | Pulse-start - magnetic | 150 | 150 |  | True | Ballast Efficiency | 81 | Exception 3 Met |  |  |  |  | Non Federally-Regulated | 08/26/2013 |  | 02/28/2019
Eaton/Cooper Lighting | Streetworks | CBS32P*5C* | Vertical - Base Down | Pulse-start - magnetic | 320 | 320 |  | True | Relamping Rated Wattage | 88 |  |  |  | 290-335 watts |  | Non Federally-Regulated | 08/26/2013 |  | 02/28/2019
Eaton/Cooper Lighting | McGraw | GS*-***-175-MP-***-3F*CEC-* | Horizontal | Pulse-start - magnetic | 175 | 175 |  | True | Ballast Efficiency | 90 | [5 empty] | Non Federally-Regulated | 08/26/2013 |  | 02/28/2019
Eaton/Cooper Lighting | McGraw | GAT-175-MP-*33*CEC* | Vertical - Base Down | Pulse-start - magnetic | 175 | 175 |  | True | Ballast Efficiency | 90 | [5 empty] | Non Federally-Regulated | 08/26/2013 |  | 02/28/2019
Eaton/Cooper Lighting | Streetworks | CEL32P**5R* | Vertical - Base Up | Pulse-start - magnetic | 320 | 320 |  | True | Relamping Rated Wattage | 88 |  |  |  | 290-335 watts |  | Non Federally-Regulated | 08/26/2013 |  | 02/28/2019
Eaton/Cooper Lighting | Streetworks | CEL25P**5F*CEC-* | Horizontal | Pulse-start - magnetic | 250 | 250 |  | True | Ballast Efficiency | 90 | [5 empty] | Non Federally-Regulated | 08/26/2013 |  | 02/28/2019
Eaton/Cooper Lighting | Streetworks | GR*15P**AR*CEC* | Vertical - Base Up | Pulse-start - magnetic | 150 | 150 |  | True | Ballast Efficiency | 81 | Exception 3 Met |  |  |  |  | Non Federally-Regulated | 08/26/2013 |  | 02/28/2019
Eaton/Cooper Lighting | Streetworks | TMU40P**5S*CEC-* | Horizontal | Pulse-start - magnetic | 400 | 400 |  | True | Ballast Efficiency | 92 | [5 empty] | Non Federally-Regulated | 08/26/2013 |  | 02/28/2019
Eaton/Cooper Lighting | McGraw | TLM-150-MP-***-5F* | Horizontal | Pulse-start - magnetic | 150 | 150 |  | True | Ballast Efficiency | 81 | Exception 3 Met |  |  |  |  | Non Federally-Regulated | 08/26/2013 |  | 02/28/2019
Eaton/Cooper Lighting | Streetworks | VAN17P****-CEC* | Vertical - Base Up | Pulse-start - magnetic | 175 | 175 |  | True | Ballast Efficiency | 90 | [5 empty] | Non Federally-Regulated | 08/26/2013 |  | 02/28/2019
Eaton/Cooper Lighting | Streetworks | GM*25P**SL*CEC* | Horizontal | Pulse-start - magnetic | 250 | 250 |  | True | Ballast Efficiency | 90 | [5 empty] | Non Federally-Regulated | 08/26/2013 |  | 02/28/2019
Eaton/Cooper Lighting | Streetworks | UTD17P****CEC* | Horizontal | Pulse-start - magnetic | 175 | 175 |  | True | Ballast Efficiency | 90 | [5 empty] | Non Federally-Regulated | 08/26/2013 |  | 02/28/2019
Eaton/Cooper Lighting | Invue | EML-400-MP-***-2S*CEC-* | Horizontal | Pulse-start - magnetic | 400 | 400 |  | True | Ballast Efficiency | 92 | [5 empty] | Non Federally-Regulated | 08/26/2013 |  | 02/28/2019
Eaton/Cooper Lighting | Invue | ECL-250-MP-***-2S*CEC-* | Horizontal | Pulse-start - magnetic | 250 | 250 |  | True | Ballast Efficiency | 90 | [5 empty] | Non Federally-Regulated | 08/26/2013 |  | 02/28/2019
Eaton/Cooper Lighting | Streetworks | CEL25P**MA*CEC-* | Vertical - Base Up | Pulse-start - magnetic | 250 | 250 |  | True | Ballast Efficiency | 90 | [5 empty] | Non Federally-Regulated | 08/26/2013 |  | 02/28/2019
Eaton/Cooper Lighting | McGraw | TLL-400-MP-***-SL-CEC-* | Horizontal | Pulse-start - magnetic | 400 | 400 |  | True | Ballast Efficiency | 92 | [5 empty] | Non Federally-Regulated | 08/26/2013 |  | 02/28/2019
Eaton/Cooper Lighting | Streetworks | GM*25P**3S*CEC* | Horizontal | Pulse-start - magnetic | 250 | 250 |  | True | Ballast Efficiency | 90 | [5 empty] | Non Federally-Regulated | 08/26/2013 |  | 02/28/2019
Eaton/Cooper Lighting | McGraw | CAR-320-MP-*5C* | Vertical - Base Down | Pulse-start - magnetic | 320 | 320 |  | True | Relamping Rated Wattage | 88 |  |  |  | 290-335 watts |  | Non Federally-Regulated | 08/26/2013 |  | 02/28/2019
Eaton/Cooper Lighting | McGraw | CAC-320-MP-*5C* | Vertical - Base Down | Pulse-start - magnetic | 320 | 320 |  | True | Relamping Rated Wattage | 88 |  |  |  | 290-335 watts |  | Non Federally-Regulated | 08/26/2013 |  | 02/28/2019
Eaton/Cooper Lighting | McGraw | CYS-**150-MP* | Horizontal | Pulse-start - magnetic | 150 | 150 |  | True | Ballast Efficiency | 81 | Exception 3 Met |  |  |  |  | Non Federally-Regulated | 08/26/2013 |  | 02/28/2019
Eaton/Cooper Lighting | Invue | ECL-175-MP-***-5S*CEC-* | Horizontal | Pulse-start - magnetic | 175 | 175 |  | True | Ballast Efficiency | 90 | [5 empty] | Non Federally-Regulated | 08/26/2013 |  | 02/28/2019
Eaton/Cooper Lighting | Streetworks | MEL40P**2F*CEC-* | Horizontal | Pulse-start - magnetic | 400 | 400 |  | True | Ballast Efficiency | 92 | [5 empty] | Non Federally-Regulated | 08/26/2013 |  | 02/28/2019
Eaton/Cooper Lighting | Streetworks | GM*17P**5F*CEC* | Horizontal | Pulse-start - magnetic | 250 | 250 |  | True | Ballast Efficiency | 90 | [5 empty] | Non Federally-Regulated | 08/26/2013 |  | 02/28/2019
Eaton/Cooper Lighting | Ametrix | R*-SO-*1-E-150* | Horizontal | Pulse-start - electronic | 150 | 150 |  | True | Ballast Efficiency | 90 | [5 empty] | Non Federally-Regulated | 08/26/2013 |  | 02/28/2019
Eaton/Cooper Lighting | Ametrix | R*-LI-*1-P-200* | Horizontal | Pulse-start - magnetic | 200 | 200 |  | False | Relamping Rated Wattage | 88 |  |  |  | 200-215 watts |  | Non Federally-Regulated | 08/26/2013 |  | 02/28/2019
Eaton/Cooper Lighting | Lumark | MPQD-GO/GAS***-400*CEC* | Horizontal | Pulse-start - magnetic | 400 | 400 |  | False | Ballast Efficiency | 92 | [5 empty] | Non Federally-Regulated | 08/26/2013 |  | 02/28/2019
Eaton/Cooper Lighting | McGraw | GS*-***-320-MP-***-AR* | Vertical - Base Up | Pulse-start - magnetic | 320 | 320 |  | True | Relamping Rated Wattage | 88 |  |  |  | 290-335 watts |  | Non Federally-Regulated | 08/26/2013 |  | 02/28/2019
Eaton/Cooper Lighting | Streetworks | ACS17P**5C*CEC-* | Vertical - Base Down | Pulse-start - magnetic | 175 | 175 |  | True | Ballast Efficiency | 90 | [5 empty] | Non Federally-Regulated | 08/26/2013 |  | 02/28/2019
Eaton/Cooper Lighting | Streetworks | GM*32P**SL* | Horizontal | Pulse-start - magnetic | 320 | 320 |  | True | Relamping Rated Wattage | 88 |  |  |  | 290-335 watts |  | Non Federally-Regulated | 08/26/2013 |  | 02/28/2019
Eaton/Cooper Lighting | McGraw | AMF-*-320-MP-*65* | Horizontal | Pulse-start - magnetic | 320 | 320 |  | True | Relamping Rated Wattage | 88 |  |  |  | 290-335 watts |  | Non Federally-Regulated | 08/26/2013 |  | 02/28/2019
Eaton/Cooper Lighting | Streetworks | TMU25P**2F*CEC-* | Horizontal | Pulse-start - magnetic | 250 | 250 |  | True | Ballast Efficiency | 90 | [5 empty] | Non Federally-Regulated | 08/26/2013 |  | 02/28/2019
Eaton/Cooper Lighting | Streetworks | OVF15P*** | Horizontal | Pulse-start - magnetic | 150 | 150 |  | True | Ballast Efficiency | 81 | Exception 3 Met |  |  |  |  | Non Federally-Regulated | 08/26/2013 |  | 02/28/2019
Eaton/Cooper Lighting | Streetworks | CLB20PW*5C* | Vertical - Base Down | Pulse-start - magnetic | 200 | 200 |  | True | Relamping Rated Wattage | 88 |  |  |  | 200-215 watts |  | Non Federally-Regulated | 08/26/2013 |  | 02/28/2019
Eaton/Cooper Lighting | Invue | VFM-K-150-MP-***-NS*CEC-* | Vertical - Base Down | Pulse-start - magnetic | 150 | 150 |  | True | Ballast Efficiency | 81 | Exception 3 Met |  |  |  |  | Non Federally-Regulated | 08/26/2013 |  | 02/28/2019
Eaton/Cooper Lighting | Streetworks | TLU40P**2S*CEC-* | Horizontal | Pulse-start - magnetic | 400 | 400 |  | True | Ballast Efficiency | 92 | [5 empty] | Non Federally-Regulated | 08/26/2013 |  | 02/28/2019
Eaton/Cooper Lighting | Streetworks | MEL40P**4F*CEC-* | Horizontal | Pulse-start - magnetic | 400 | 400 |  | True | Ballast Efficiency | 92 | [5 empty] | Non Federally-Regulated | 08/26/2013 |  | 02/28/2019
Eaton/Cooper Lighting | Streetworks | CEL15P**2S* | Horizontal | Pulse-start - magnetic | 150 | 150 |  | True | Ballast Efficiency | 81 | Exception 3 Met |  |  |  |  | Non Federally-Regulated | 08/26/2013 |  | 02/28/2019
Eaton/Cooper Lighting | McGraw | GS*-***-400-MP-***-SL*CEC-* | Horizontal | Pulse-start - magnetic | 400 | 400 |  | True | Ballast Efficiency | 92 | [5 empty] | Non Federally-Regulated | 08/26/2013 |  | 02/28/2019
Eaton/Cooper Lighting | McGraw | TRR-200-MP* | Vertical - Base Down | Pulse-start - magnetic | 200 | 200 |  | True | Relamping Rated Wattage | 88 |  |  |  | 200-215 watts |  | Non Federally-Regulated | 08/26/2013 |  | 02/28/2019
Eaton/Cooper Lighting | Streetworks | GR*40P**AR*CEC* | Vertical - Base Up | Pulse-start - magnetic | 400 | 400 |  | True | Ballast Efficiency | 92 | [5 empty] | Non Federally-Regulated | 08/26/2013 |  | 02/28/2019
Eaton/Cooper Lighting | McGraw | TLM-250-MP-***-5S-CEC-* | Horizontal | Pulse-start - magnetic | 250 | 250 |  | True | Ballast Efficiency | 90 | [5 empty] | Non Federally-Regulated | 08/26/2013 |  | 02/28/2019
Eaton/Cooper Lighting | Streetworks | CLB40PW*33-*CEC-* | Vertical - Base Down | Pulse-start - magnetic | 400 | 400 |  | True | Ballast Efficiency | 92 | [5 empty] | Non Federally-Regulated | 08/26/2013 |  | 02/28/2019
Eaton/Cooper Lighting | Invue | VFM-K-150-MP-***-VF*CEC-* | Horizontal | Pulse-start - magnetic | 150 | 150 |  | True | Ballast Efficiency | 81 | Exception 3 Met |  |  |  |  | Non Federally-Regulated | 08/26/2013 |  | 02/28/2019
Eaton/Cooper Lighting | Streetworks | CML40P**2S*CEC-* | Horizontal | Pulse-start - magnetic | 400 | 400 |  | True | Ballast Efficiency | 92 | [5 empty] | Non Federally-Regulated | 08/26/2013 |  | 02/28/2019
Eaton/Cooper Lighting | Ametrix | R*-XO-*-P-400-*-CEC* | Horizontal | Pulse-start - magnetic | 400 | 400 |  | True | Ballast Efficiency | 92 | [5 empty] | Non Federally-Regulated | 08/26/2013 |  | 02/28/2019
Eaton/Cooper Lighting | Streetworks | ADM132P** | Horizontal | Pulse-start - magnetic | 320 | 320 |  | True | Relamping Rated Wattage | 88 |  |  |  | 290-335 watts |  | Non Federally-Regulated | 08/26/2013 |  | 02/28/2019
Eaton/Cooper Lighting | Streetworks | CEM17P**3R*CEC-* | Vertical - Base Up | Pulse-start - magnetic | 175 | 175 |  | True | Ballast Efficiency | 90 | [5 empty] | Non Federally-Regulated | 08/26/2013 |  | 02/28/2019
Eaton/Cooper Lighting | McGraw | CLM-***-400-MP-***-2S*CEC-* | Horizontal | Pulse-start - magnetic | 400 | 400 |  | True | Ballast Efficiency | 92 | [5 empty] | Non Federally-Regulated | 08/26/2013 |  | 02/28/2019
Eaton/Cooper Lighting | Streetworks | GR*17P**-1D*CEC-* | Horizontal | Pulse-start - magnetic | 175 | 175 |  | True | Ballast Efficiency | 90 | [5 empty] | Non Federally-Regulated | 08/26/2013 |  | 02/28/2019
Eaton/Cooper Lighting | McGraw | CIM-*-400-MP-*-CEC-* | Horizontal | Pulse-start - magnetic | 400 | 400 |  | True | Ballast Efficiency | 92 | [5 empty] | Non Federally-Regulated | 08/26/2013 |  | 02/28/2019
Eaton/Cooper Lighting | McGraw | TLM-400-MP-***-5S-CEC-* | Horizontal | Pulse-start - magnetic | 400 | 400 |  | True | Ballast Efficiency | 92 | [5 empty] | Non Federally-Regulated | 08/26/2013 |  | 02/28/2019
Eaton/Cooper Lighting | Invue | EML-175-MP-***-MA*CEC-* | Vertical - Base Up | Pulse-start - magnetic | 175 | 175 |  | True | Ballast Efficiency | 90 | [5 empty] | Non Federally-Regulated | 08/26/2013 |  | 02/28/2019
Eaton/Cooper Lighting | Streetworks | OVZ20P*** | Horizontal | Pulse-start - magnetic | 200 | 200 |  | True | Relamping Rated Wattage | 88 |  |  |  | 200-215 watts |  | Non Federally-Regulated | 08/26/2013 |  | 02/28/2019
Eaton/Cooper Lighting | McGraw | CLM-***-400-MP-***-5F*CEC-* | Horizontal | Pulse-start - magnetic | 400 | 400 |  | True | Ballast Efficiency | 92 | [5 empty] | Non Federally-Regulated | 08/26/2013 |  | 02/28/2019
Eaton/Cooper Lighting | Streetworks | ZAG32P** | Horizontal | Pulse-start - magnetic | 320 | 320 |  | True | Relamping Rated Wattage | 88 |  |  |  | 290-335 watts |  | Non Federally-Regulated | 08/26/2013 |  | 02/28/2019
Eaton/Cooper Lighting | Streetworks | OVD20P*** | Horizontal | Pulse-start - magnetic | 200 | 200 |  | True | Relamping Rated Wattage | 88 |  |  |  | 200-215 watts |  | Non Federally-Regulated | 08/26/2013 |  | 02/28/2019
Eaton/Cooper Lighting | McGraw | GAT-320-MP-*5C* | Vertical - Base Down | Pulse-start - magnetic | 320 | 320 |  | True | Relamping Rated Wattage | 88 |  |  |  | 290-335 watts |  | Non Federally-Regulated | 08/26/2013 |  | 02/28/2019
Eaton/Cooper Lighting | Streetworks | MEL32P**2S* | Horizontal | Pulse-start - magnetic | 320 | 320 |  | True | Relamping Rated Wattage | 88 |  |  |  | 290-335 watts |  | Non Federally-Regulated | 08/26/2013 |  | 02/28/2019
Eaton/Cooper Lighting | Invue | AEM-150-MP-* | Horizontal | Pulse-start - magnetic | 150 | 150 |  | True | Ballast Efficiency | 81 | Exception 3 Met |  |  |  |  | Non Federally-Regulated | 08/26/2013 |  | 02/28/2019
Eaton/Cooper Lighting | Streetworks | TMU15P**2F* | Horizontal | Pulse-start - magnetic | 150 | 150 |  | True | Ballast Efficiency | 81 | Exception 3 Met |  |  |  |  | Non Federally-Regulated | 08/26/2013 |  | 02/28/2019
Eaton/Cooper Lighting | McGraw | CYP-**150-MP* | Horizontal | Pulse-start - magnetic | 150 | 150 |  | True | Ballast Efficiency | 81 | Exception 3 Met |  |  |  |  | Non Federally-Regulated | 08/26/2013 |  | 02/28/2019
Eaton/Cooper Lighting | McGraw | CLM-***-320-MP-***-2S* | Horizontal | Pulse-start - magnetic | 320 | 320 |  | True | Relamping Rated Wattage | 88 |  |  |  | 290-335 watts |  | Non Federally-Regulated | 08/26/2013 |  | 02/28/2019
Eaton/Cooper Lighting | McGraw | TLL-320-MP-***-4V* | Vertical - Base Up | Pulse-start - magnetic | 320 | 320 |  | True | Relamping Rated Wattage | 88 |  |  |  | 290-335 watts |  | Non Federally-Regulated | 08/26/2013 |  | 02/28/2019
Eaton/Cooper Lighting | Streetworks | CML25P**3V*CEC* | Vertical - Base Up | Pulse-start - magnetic | 250 | 250 |  | True | Ballast Efficiency | 90 | [5 empty] | Non Federally-Regulated | 08/26/2013 |  | 02/28/2019
Eaton/Cooper Lighting | McGraw | AMF-*-250-MP-*44*-CEC-* | Vertical - Base Down | Pulse-start - magnetic | 250 | 250 |  | True | Ballast Efficiency | 90 | [5 empty] | Non Federally-Regulated | 08/26/2013 |  | 02/28/2019
Eaton/Cooper Lighting | Ametrix | V*-LI-*1-E-315* | Horizontal | Pulse-start - electronic | 315 | 315 |  | False | Ballast Efficiency | 92 | [5 empty] | Non Federally-Regulated | 08/26/2013 |  | 02/28/2019
Eaton/Cooper Lighting | McGraw | CAR-250-MP-*5C*CEC* | Vertical - Base Down | Pulse-start - magnetic | 250 | 250 |  | True | Ballast Efficiency | 90 | [5 empty] | Non Federally-Regulated | 08/26/2013 |  | 02/28/2019
Eaton/Cooper Lighting | Lumark | MPCS-175*-CEC | Horizontal | Pulse-start - magnetic | 175 | 175 |  | False | Ballast Efficiency | 90 | [5 empty] | Non Federally-Regulated | 08/26/2013 |  | 02/28/2019
Eaton/Cooper Lighting | McGraw | ZDG-**-200-MP-* | Horizontal | Pulse-start - magnetic | 200 | 200 |  | True | Relamping Rated Wattage | 88 |  |  |  | 200-215 watts |  | Non Federally-Regulated | 08/26/2013 |  | 02/28/2019
Eaton/Cooper Lighting | Streetworks | TLU32P**5S*CEC-* | Horizontal | Pulse-start - magnetic | 320 | 320 |  | True | Relamping Rated Wattage | 88 |  |  |  | 290-335 watts |  | Non Federally-Regulated | 08/26/2013 |  | 02/28/2019
Eaton/Cooper Lighting | Invue | ECL-400-MP-***-2S*CEC-* | Horizontal | Pulse-start - magnetic | 400 | 400 |  | True | Ballast Efficiency | 92 | [5 empty] | Non Federally-Regulated | 08/26/2013 |  | 02/28/2019
Eaton/Cooper Lighting | McGraw | GAT-400-MP-*5C*CEC* | Vertical - Base Down | Pulse-start - magnetic | 400 | 400 |  | True | Ballast Efficiency | 92 | [5 empty] | Non Federally-Regulated | 08/26/2013 |  | 02/28/2019
Eaton/Cooper Lighting | Streetworks | GPF25P***12*-CEC-* | Vertical - Base Down | Pulse-start - magnetic | 250 | 250 |  | True | Ballast Efficiency | 90 | [5 empty] | Non Federally-Regulated | 08/26/2013 |  | 02/28/2019
Eaton/Cooper Lighting | McGraw | WTM-250-MP-***-CEC-* | Vertical - Base Down | Pulse-start - magnetic | 250 | 250 |  | True | Ballast Efficiency | 90 | [5 empty] | Non Federally-Regulated | 08/26/2013 |  | 02/28/2019
Eaton/Cooper Lighting | Lumark | MMF32PW* | Horizontal | Pulse-start - magnetic | 320 | 320 |  | True | Relamping Rated Wattage | 88 |  |  |  | 290-335 watts |  | Non Federally-Regulated | 08/26/2013 |  | 02/28/2019
Eaton/Cooper Lighting | McGraw | CAR-175-MP-*5C*CEC* | Vertical - Base Down | Pulse-start - magnetic | 175 | 175 |  | True | Ballast Efficiency | 90 | [5 empty] | Non Federally-Regulated | 08/26/2013 |  | 02/28/2019
Eaton/Cooper Lighting | McGraw | ZDG-**-400-MP-*****-CEC-* | Horizontal | Pulse-start - magnetic | 400 | 400 |  | True | Ballast Efficiency | 92 | [5 empty] | Non Federally-Regulated | 08/26/2013 |  | 02/28/2019
Eaton/Cooper Lighting | Streetworks | MEL17P**5R*CEC-* | Vertical - Base Up | Pulse-start - magnetic | 175 | 175 |  | True | Ballast Efficiency | 90 | [5 empty] | Non Federally-Regulated | 08/26/2013 |  | 02/28/2019
Eaton/Cooper Lighting | McGraw | TLM-175-MP-***-4V-CEC-* | Vertical - Base Up | Pulse-start - magnetic | 175 | 175 |  | True | Ballast Efficiency | 90 | [5 empty] | Non Federally-Regulated | 08/26/2013 |  | 02/28/2019
Eaton/Cooper Lighting | Streetworks | ACN32PW*3C*CEC-* | Vertical - Base Down | Pulse-start - magnetic | 320 | 320 |  | True | Relamping Rated Wattage | 88 |  |  |  | 290-335 watts |  | Non Federally-Regulated | 08/26/2013 |  | 02/28/2019
Eaton/Cooper Lighting | Streetworks | OVZ17P****-CEC-* | Horizontal | Pulse-start - magnetic | 175 | 175 |  | True | Ballast Efficiency | 90 | [5 empty] | Non Federally-Regulated | 08/26/2013 |  | 02/28/2019
Eaton/Cooper Lighting | McGraw | CIS-**-250-MP-*CEC-* | Horizontal | Pulse-start - magnetic | 250 | 250 |  | True | Ballast Efficiency | 90 | [5 empty] | Non Federally-Regulated | 08/26/2013 |  | 02/28/2019
Eaton/Cooper Lighting | Streetworks | MEM17P**5F*CEC-* | Horizontal | Pulse-start - magnetic | 175 | 175 |  | True | Ballast Efficiency | 90 | [5 empty] | Non Federally-Regulated | 08/26/2013 |  | 02/28/2019
Eaton/Cooper Lighting | McGraw | TLM-320-MP-***-3S | Horizontal | Pulse-start - magnetic | 320 | 320 |  | True | Relamping Rated Wattage | 88 |  |  |  | 290-335 watts |  | Non Federally-Regulated | 08/26/2013 |  | 02/28/2019
Eaton/Cooper Lighting | McGraw | CSS-**200-MP* | Horizontal | Pulse-start - magnetic | 200 | 200 |  | True | Relamping Rated Wattage | 88 |  |  |  | 200-215 watts |  | Non Federally-Regulated | 08/26/2013 |  | 02/28/2019
Eaton/Cooper Lighting | Ametrix | V*-LO-*1-E-210* | Horizontal | Pulse-start - electronic | 210 | 210 |  | True | Ballast Efficiency | 90 | [5 empty] | Non Federally-Regulated | 08/26/2013 |  | 02/28/2019
Eaton/Cooper Lighting | McGraw | GAR-320-MP-*3C* | Vertical - Base Down | Pulse-start - magnetic | 320 | 320 |  | True | Relamping Rated Wattage | 88 |  |  |  | 290-335 watts |  | Non Federally-Regulated | 08/26/2013 |  | 02/28/2019
Eaton/Cooper Lighting | Streetworks | CEL40P**5R*CEC-* | Vertical - Base Up | Pulse-start - magnetic | 400 | 400 |  | True | Ballast Efficiency | 92 | [5 empty] | Non Federally-Regulated | 08/26/2013 |  | 02/28/2019
Eaton/Cooper Lighting | Streetworks | MEM17P**2F*CEC-* | Horizontal | Pulse-start - magnetic | 175 | 175 |  | True | Ballast Efficiency | 90 | [5 empty] | Non Federally-Regulated | 08/26/2013 |  | 02/28/2019
Eaton/Cooper Lighting | Streetworks | ORL32P-* | Vertical - Base Down | Pulse-start - magnetic | 320 | 320 |  | True | Relamping Rated Wattage | 88 |  |  |  | 290-335 watts |  | Non Federally-Regulated | 08/26/2013 |  | 02/28/2019
Eaton/Cooper Lighting | McGraw | GS*-***-250-MP-***-3V*CEC-* | Vertical - Base Up | Pulse-start - magnetic | 250 | 250 |  | True | Ballast Efficiency | 90 | [5 empty] | Non Federally-Regulated | 08/26/2013 |  | 02/28/2019
Eaton/Cooper Lighting | McGraw | GS*-***-320-MP-***-2F* | Horizontal | Pulse-start - magnetic | 320 | 320 |  | True | Relamping Rated Wattage | 88 |  |  |  | 290-335 watts |  | Non Federally-Regulated | 08/26/2013 |  | 02/28/2019
Eaton/Cooper Lighting | Ametrix | V*-LO-*1-P-200* | Horizontal | Pulse-start - magnetic | 200 | 200 |  | True | Relamping Rated Wattage | 88 |  |  |  | 200-215 watts |  | Non Federally-Regulated | 08/26/2013 |  | 02/28/2019
Eaton/Cooper Lighting | Streetworks | ARC40PW*5C-*CEC-* | Vertical - Base Down | Pulse-start - magnetic | 400 | 400 |  | True | Ballast Efficiency | 92 | [5 empty] | Non Federally-Regulated | 08/26/2013 |  | 02/28/2019
Eaton/Cooper Lighting | Streetworks | ANE25P**33*CEC* | Vertical - Base Down | Pulse-start - magnetic | 250 | 250 |  | True | Ballast Efficiency | 90 | [5 empty] | Non Federally-Regulated | 08/26/2013 |  | 02/28/2019
Eaton/Cooper Lighting | McGraw | AMF-*-150-MP-*65*-CEC-* | Horizontal | Pulse-start - magnetic | 150 | 150 |  | True | Ballast Efficiency | 81 | Exception 3 Met |  |  |  |  | Non Federally-Regulated | 08/26/2013 |  | 02/28/2019
Eaton/Cooper Lighting | Lumark | MPWP-**-200-* | Horizontal | Pulse-start - magnetic | 200 | 200 |  | True | Relamping Rated Wattage | 88 |  |  |  | 200-215 watts |  | Non Federally-Regulated | 08/26/2013 |  | 02/28/2019
Eaton/Cooper Lighting | McGraw | IMC-320-MP* | Horizontal | Pulse-start - magnetic | 320 | 320 |  | True | Relamping Rated Wattage | 88 |  |  |  | 290-335 watts |  | Non Federally-Regulated | 08/26/2013 |  | 02/28/2019
Eaton/Cooper Lighting | Ametrix | V*-LI-*1-P-320*-CEC* | Horizontal | Pulse-start - magnetic | 320 | 320 |  | False | Ballast Efficiency | 92 | [5 empty] | Non Federally-Regulated | 08/26/2013 |  | 02/28/2019
Eaton/Cooper Lighting | Streetworks | MEL15P**2F* | Horizontal | Pulse-start - magnetic | 150 | 150 |  | True | Ballast Efficiency | 81 | Exception 3 Met |  |  |  |  | Non Federally-Regulated | 08/26/2013 |  | 02/28/2019
Eaton/Cooper Lighting | Streetworks | TMU17P**4F*CEC-* | Horizontal | Pulse-start - magnetic | 175 | 175 |  | True | Ballast Efficiency | 90 | [5 empty] | Non Federally-Regulated | 08/26/2013 |  | 02/28/2019
Eaton/Cooper Lighting | Streetworks | TLU32P**4V*CEC-* | Vertical - Base Up | Pulse-start - magnetic | 320 | 320 |  | True | Relamping Rated Wattage | 88 |  |  |  | 290-335 watts |  | Non Federally-Regulated | 08/26/2013 |  | 02/28/2019
Eaton/Cooper Lighting | Streetworks | MEL25P**MA*CEC-* | Vertical - Base Up | Pulse-start - magnetic | 250 | 250 |  | True | Ballast Efficiency | 90 | [5 empty] | Non Federally-Regulated | 08/26/2013 |  | 02/28/2019
Eaton/Cooper Lighting | Streetworks | CEL17P**5F*CEC-* | Horizontal | Pulse-start - magnetic | 175 | 175 |  | True | Ballast Efficiency | 90 | [5 empty] | Non Federally-Regulated | 08/26/2013 |  | 02/28/2019
Eaton/Cooper Lighting | McGraw | TLL-250-MP-***-3V-CEC-* | Vertical - Base Up | Pulse-start - magnetic | 250 | 250 |  | True | Ballast Efficiency | 90 | [5 empty] | Non Federally-Regulated | 08/26/2013 |  | 02/28/2019
Eaton/Cooper Lighting | McGraw | ZDG-**-320-MP-* | Horizontal | Pulse-start - magnetic | 320 | 320 |  | True | Relamping Rated Wattage | 88 |  |  |  | 290-335 watts |  | Non Federally-Regulated | 08/26/2013 |  | 02/28/2019
Eaton/Cooper Lighting | McGraw | CLM-***-250-MP-***-FT*CEC-* | Horizontal | Pulse-start - magnetic | 250 | 250 |  | True | Ballast Efficiency | 90 | [5 empty] | Non Federally-Regulated | 08/26/2013 |  | 02/28/2019
Eaton/Cooper Lighting | Streetworks | TMU32P**5S* | Horizontal | Pulse-start - magnetic | 320 | 320 |  | True | Relamping Rated Wattage | 88 |  |  |  | 290-335 watts |  | Non Federally-Regulated | 08/26/2013 |  | 02/28/2019
Eaton/Cooper Lighting | Lumark | MPHB****-*-320-* | Vertical - Base Up | Pulse-start - magnetic | 320 | 320 |  | False | Relamping Rated Wattage | 88 |  |  |  | 290-335 watts |  | Non Federally-Regulated | 08/26/2013 |  | 02/28/2019
Eaton/Cooper Lighting | McGraw | ARN-175-MP-*55*CEC* | Vertical - Base Down | Pulse-start - magnetic | 175 | 175 |  | True | Ballast Efficiency | 90 | [5 empty] | Non Federally-Regulated | 08/26/2013 |  | 02/28/2019
Eaton/Cooper Lighting | McGraw | TLM-150-MP-***-3F | Horizontal | Pulse-start - magnetic | 150 | 150 |  | True | Ballast Efficiency | 81 | Exception 3 Met |  |  |  |  | Non Federally-Regulated | 08/26/2013 |  | 02/28/2019
Eaton/Cooper Lighting | McGraw | CLM-***-400-MP-***-3S*CEC-* | Horizontal | Pulse-start - magnetic | 400 | 400 |  | True | Ballast Efficiency | 92 | [5 empty] | Non Federally-Regulated | 08/26/2013 |  | 02/28/2019
Eaton/Cooper Lighting | McGraw | CIS**-175-MP-*CEC-* | Horizontal | Pulse-start - magnetic | 175 | 175 |  | True | Ballast Efficiency | 90 | [5 empty] | Non Federally-Regulated | 08/26/2013 |  | 02/28/2019
Eaton/Cooper Lighting | Streetworks | ACN20PW*5C* | Vertical - Base Down | Pulse-start - magnetic | 200 | 200 |  | True | Relamping Rated Wattage | 88 |  |  |  | 200-215 watts |  | Non Federally-Regulated | 08/26/2013 |  | 02/28/2019
Eaton/Cooper Lighting | McGraw | TLM-320-MP-***-3V* | Vertical - Base Up | Pulse-start - magnetic | 320 | 320 |  | True | Relamping Rated Wattage | 88 |  |  |  | 290-335 watts |  | Non Federally-Regulated | 08/26/2013 |  | 02/28/2019
Eaton/Cooper Lighting | Streetworks | MEL40P**5S*CEC-* | Horizontal | Pulse-start - magnetic | 400 | 400 |  | True | Ballast Efficiency | 92 | [5 empty] | Non Federally-Regulated | 08/26/2013 |  | 02/28/2019
Eaton/Cooper Lighting | Streetworks | CML40P**-1F*CEC-* | Horizontal | Pulse-start - magnetic | 400 | 400 |  | True | Ballast Efficiency | 92 | [5 empty] | Non Federally-Regulated | 08/26/2013 |  | 02/28/2019
Eaton/Cooper Lighting | Ametrix | R*-LO-*1-E-150* | Horizontal | Pulse-start - electronic | 150 | 150 |  | True | Ballast Efficiency | 90 | [5 empty] | Non Federally-Regulated | 08/26/2013 |  | 02/28/2019
Eaton/Cooper Lighting | McGraw | TLM-175-MP-***-3F-CEC-* | Horizontal | Pulse-start - magnetic | 175 | 175 |  | True | Ballast Efficiency | 90 | [5 empty] | Non Federally-Regulated | 08/26/2013 |  | 02/28/2019
Eaton/Cooper Lighting | Streetworks | GR*25P**2D*CEC-* | Horizontal | Pulse-start - magnetic | 250 | 250 |  | True | Ballast Efficiency | 90 | [5 empty] | Non Federally-Regulated | 08/26/2013 |  | 02/28/2019
Eaton/Cooper Lighting | Streetworks | TLU25P**3F*CEC-* | Horizontal | Pulse-start - magnetic | 250 | 250 |  | True | Ballast Efficiency | 90 | [5 empty] | Non Federally-Regulated | 08/26/2013 |  | 02/28/2019
Eaton/Cooper Lighting | Streetworks | CEL40P**SL*CEC-* | Horizontal | Pulse-start - magnetic | 400 | 400 |  | True | Ballast Efficiency | 92 | [5 empty] | Non Federally-Regulated | 08/26/2013 |  | 02/28/2019
Eaton/Cooper Lighting | Invue | VFM-K-175-MP-***-VF*CEC-* | Horizontal | Pulse-start - magnetic | 175 | 175 |  | True | Ballast Efficiency | 90 | [5 empty] | Non Federally-Regulated | 08/26/2013 |  | 02/28/2019
Eaton/Cooper Lighting | Streetworks | CEL17P**3S*CEC-* | Horizontal | Pulse-start - magnetic | 175 | 175 |  | True | Ballast Efficiency | 90 | [5 empty] | Non Federally-Regulated | 08/26/2013 |  | 02/28/2019
Eaton/Cooper Lighting | Streetworks | CEL15P**2F* | Horizontal | Pulse-start - magnetic | 150 | 150 |  | True | Ballast Efficiency | 81 | Exception 3 Met |  |  |  |  | Non Federally-Regulated | 08/26/2013 |  | 02/28/2019
Eaton/Cooper Lighting | McGraw | GAT-320-MP-*33* | Vertical - Base Down | Pulse-start - magnetic | 320 | 320 |  | True | Relamping Rated Wattage | 88 |  |  |  | 290-335 watts |  | Non Federally-Regulated | 08/26/2013 |  | 02/28/2019
Eaton/Cooper Lighting | Streetworks | ARC20PW*33* | Vertical - Base Down | Pulse-start - magnetic | 200 | 200 |  | True | Relamping Rated Wattage | 88 |  |  |  | 200-215 watts |  | Non Federally-Regulated | 08/26/2013 |  | 02/28/2019
Eaton/Cooper Lighting | Streetworks | TMU25P**5F*CEC-* | Horizontal | Pulse-start - magnetic | 250 | 250 |  | True | Ballast Efficiency | 90 | [5 empty] | Non Federally-Regulated | 08/26/2013 |  | 02/28/2019
Eaton/Cooper Lighting | Streetworks | TMU17P**2F*CEC-* | Horizontal | Pulse-start - magnetic | 175 | 175 |  | True | Ballast Efficiency | 90 | [5 empty] | Non Federally-Regulated | 08/26/2013 |  | 02/28/2019
Eaton/Cooper Lighting | Streetworks | MEM17P**4S*CEC-* | Horizontal | Pulse-start - magnetic | 175 | 175 |  | True | Ballast Efficiency | 90 | [5 empty] | Non Federally-Regulated | 08/26/2013 |  | 02/28/2019
Eaton/Cooper Lighting | Streetworks | CML25P**4S*CEC* | Horizontal | Pulse-start - magnetic | 250 | 250 |  | True | Ballast Efficiency | 90 | [5 empty] | Non Federally-Regulated | 08/26/2013 |  | 02/28/2019
Eaton/Cooper Lighting | Streetworks | GPF25P***55*-CEC* | Horizontal | Pulse-start - magnetic | 250 | 250 |  | True | Ballast Efficiency | 90 | [5 empty] | Non Federally-Regulated | 08/26/2013 |  | 02/28/2019
Eaton/Cooper Lighting | Streetworks | CEL15P**5F* | Horizontal | Pulse-start - magnetic | 150 | 150 |  | True | Ballast Efficiency | 81 | Exception 3 Met |  |  |  |  | Non Federally-Regulated | 08/26/2013 |  | 02/28/2019
Eaton/Cooper Lighting | Streetworks | TRU15P** | Horizontal | Pulse-start - magnetic | 150 | 150 |  | True | Ballast Efficiency | 81 | Exception 3 Met |  |  |  |  | Non Federally-Regulated | 08/26/2013 |  | 02/28/2019
Eaton/Cooper Lighting | Streetworks | CLB17P**3C*CEC-* | Vertical - Base Down | Pulse-start - magnetic | 175 | 175 |  | True | Ballast Efficiency | 90 | [5 empty] | Non Federally-Regulated | 08/26/2013 |  | 02/28/2019
Eaton/Cooper Lighting | Streetworks | MEM15P**4F* | Horizontal | Pulse-start - magnetic | 150 | 150 |  | True | Ballast Efficiency | 81 | Exception 3 Met |  |  |  |  | Non Federally-Regulated | 08/26/2013 |  | 02/28/2019
Eaton/Cooper Lighting | Streetworks | TMU15P**3F* | Horizontal | Pulse-start - magnetic | 150 | 150 |  | True | Ballast Efficiency | 81 | Exception 3 Met |  |  |  |  | Non Federally-Regulated | 08/26/2013 |  | 02/28/2019
Eaton/Cooper Lighting | Streetworks | TLU40P**2F*CEC-* | Horizontal | Pulse-start - magnetic | 400 | 400 |  | True | Ballast Efficiency | 92 | [5 empty] | Non Federally-Regulated | 08/26/2013 |  | 02/28/2019
Eaton/Cooper Lighting | Streetworks | MEL15P**2S* | Horizontal | Pulse-start - magnetic | 150 | 150 |  | True | Ballast Efficiency | 81 | Exception 3 Met |  |  |  |  | Non Federally-Regulated | 08/26/2013 |  | 02/28/2019
Eaton/Cooper Lighting | McGraw | AMF-*-320-MP-*12* | Vertical - Base Down | Pulse-start - magnetic | 320 | 320 |  | True | Relamping Rated Wattage | 88 |  |  |  | 290-335 watts |  | Non Federally-Regulated | 08/26/2013 |  | 02/28/2019
Eaton/Cooper Lighting | McGraw | GS*-***-150-MP-***-AR* | Vertical - Base Up | Pulse-start - magnetic | 150 | 150 |  | True | Ballast Efficiency | 81 | Exception 3 Met |  |  |  |  | Non Federally-Regulated | 08/26/2013 |  | 02/28/2019
Eaton/Cooper Lighting | McGraw | GS*-***-250-MP-***-AR*CEC-* | Vertical - Base Up | Pulse-start - magnetic | 250 | 250 |  | True | Ballast Efficiency | 90 | [5 empty] | Non Federally-Regulated | 08/26/2013 |  | 02/28/2019
Eaton/Cooper Lighting | Streetworks | GR*17P**2D*CEC-* | Horizontal | Pulse-start - magnetic | 175 | 175 |  | True | Ballast Efficiency | 90 | [5 empty] | Non Federally-Regulated | 08/26/2013 |  | 02/28/2019
Eaton/Cooper Lighting | Streetworks | GS*15P**RW*CEC* | Vertical - Base Up | Pulse-start - magnetic | 150 | 150 |  | True | Ballast Efficiency | 81 | Exception 3 Met |  |  |  |  | Non Federally-Regulated | 08/26/2013 |  | 02/28/2019
Eaton/Cooper Lighting | Streetworks | ZAD32P** | Horizontal | Pulse-start - magnetic | 320 | 320 |  | True | Relamping Rated Wattage | 88 |  |  |  | 290-335 watts |  | Non Federally-Regulated | 08/26/2013 |  | 02/28/2019
Eaton/Cooper Lighting | McGraw | GS*-***-175-MP-***-4S*CEC-* | Horizontal | Pulse-start - magnetic | 175 | 175 |  | True | Ballast Efficiency | 90 | [5 empty] | Non Federally-Regulated | 08/26/2013 |  | 02/28/2019
Eaton/Cooper Lighting | Streetworks | OVX40P****-CEC-* | Horizontal | Pulse-start - magnetic | 400 | 400 |  | True | Ballast Efficiency | 92 | [5 empty] | Non Federally-Regulated | 08/26/2013 |  | 02/28/2019
Eaton/Cooper Lighting | Streetworks | ACN25PW*-33*CEC-* | Vertical - Base Down | Pulse-start - magnetic | 250 | 250 |  | True | Ballast Efficiency | 90 | [5 empty] | Non Federally-Regulated | 08/26/2013 |  | 02/28/2019
Eaton/Cooper Lighting | Invue | ECM-150-MP-***-MA* | Vertical - Base Up | Pulse-start - magnetic | 150 | 150 |  | True | Ballast Efficiency | 81 | Exception 3 Met |  |  |  |  | Non Federally-Regulated | 08/26/2013 |  | 02/28/2019
Eaton/Cooper Lighting | Streetworks | GPF15P***76* | Vertical - Base Down | Pulse-start - magnetic | 150 | 150 |  | True | Ballast Efficiency | 81 | Exception 3 Met |  |  |  |  | Non Federally-Regulated | 08/26/2013 |  | 02/28/2019
Eaton/Cooper Lighting | McGraw | GS*-***-250-MP-***-3S*CEC-* | Horizontal | Pulse-start - magnetic | 250 | 250 |  | True | Ballast Efficiency | 90 | [5 empty] | Non Federally-Regulated | 08/26/2013 |  | 02/28/2019
Eaton/Cooper Lighting | Streetworks | CAS20P* | Horizontal | Pulse-start - magnetic | 200 | 200 |  | True | Relamping Rated Wattage | 88 |  |  |  | 200-215 watts |  | Non Federally-Regulated | 08/26/2013 |  | 02/28/2019
Eaton/Cooper Lighting | McGraw | CLM-***-320-MP-***-FT* | Horizontal | Pulse-start - magnetic | 320 | 320 |  | True | Relamping Rated Wattage | 88 |  |  |  | 290-335 watts |  | Non Federally-Regulated | 08/26/2013 |  | 02/28/2019
Eaton/Cooper Lighting | Invue | SDMX1-400-MP-***-CEC-* | Horizontal | Pulse-start - magnetic | 400 | 400 |  | True | Ballast Efficiency | 92 | [5 empty] | Non Federally-Regulated | 08/26/2013 |  | 02/28/2019
Eaton/Cooper Lighting | Streetworks | MEM17P**SL*CEC-* | Horizontal | Pulse-start - magnetic | 175 | 175 |  | True | Ballast Efficiency | 90 | [5 empty] | Non Federally-Regulated | 08/26/2013 |  | 02/28/2019
Eaton/Cooper Lighting | Invue | ECM-150-MP-***-5S* | Horizontal | Pulse-start - magnetic | 150 | 150 |  | True | Ballast Efficiency | 81 | Exception 3 Met |  |  |  |  | Non Federally-Regulated | 08/26/2013 |  | 02/28/2019
Eaton/Cooper Lighting | Streetworks | TMU17P**AS*CEC-* | Vertical - Base Up | Pulse-start - magnetic | 175 | 175 |  | True | Ballast Efficiency | 90 | [5 empty] | Non Federally-Regulated | 08/26/2013 |  | 02/28/2019
Eaton/Cooper Lighting | Invue | ECL-250-MP-***-4S*CEC-* | Horizontal | Pulse-start - magnetic | 250 | 250 |  | True | Ballast Efficiency | 90 | [5 empty] | Non Federally-Regulated | 08/26/2013 |  | 02/28/2019
Eaton/Cooper Lighting | McGraw | CSS-**150-MP* | Horizontal | Pulse-start - magnetic | 150 | 150 |  | True | Ballast Efficiency | 81 | Exception 3 Met |  |  |  |  | Non Federally-Regulated | 08/26/2013 |  | 02/28/2019
Eaton/Cooper Lighting | McGraw | TLM-320-MP-***-4S* | Horizontal | Pulse-start - magnetic | 320 | 320 |  | True | Relamping Rated Wattage | 88 |  |  |  | 290-335 watts |  | Non Federally-Regulated | 08/26/2013 |  | 02/28/2019
Eaton/Cooper Lighting | Lumark | MPRL-**-*-200-*-CEC-* | Horizontal | Pulse-start - magnetic | 200 | 200 |  | True | Relamping Rated Wattage | 88 |  |  |  | 200-215 watts |  | Non Federally-Regulated | 08/26/2013 |  | 02/28/2019
Eaton/Cooper Lighting | Streetworks | GR*17P**AR*CEC* | Vertical - Base Up | Pulse-start - magnetic | 175 | 175 |  | True | Ballast Efficiency | 90 | [5 empty] | Non Federally-Regulated | 08/26/2013 |  | 02/28/2019
Eaton/Cooper Lighting | Streetworks | GPF20P***23* | Vertical - Base Down | Pulse-start - magnetic | 200 | 200 |  | True | Relamping Rated Wattage | 88 |  |  |  | 200-215 watts |  | Non Federally-Regulated | 08/26/2013 |  | 02/28/2019
Eaton/Cooper Lighting | McGraw | CLM-***-320-MP-***-4S* | Horizontal | Pulse-start - magnetic | 320 | 320 |  | True | Relamping Rated Wattage | 88 |  |  |  | 290-335 watts |  | Non Federally-Regulated | 08/26/2013 |  | 02/28/2019
Eaton/Cooper Lighting | McGraw | CLM-***-320-MP-***-AS* | Vertical - Base Up | Pulse-start - magnetic | 320 | 320 |  | True | Relamping Rated Wattage | 88 |  |  |  | 290-335 watts |  | Non Federally-Regulated | 08/26/2013 |  | 02/28/2019
Eaton/Cooper Lighting | Invue | VFM-K-320-MP-***-NF*CEC-* | Vertical - Base Down | Pulse-start - magnetic | 320 | 320 |  | True | Relamping Rated Wattage | 88 |  |  |  | 290-335 watts |  | Non Federally-Regulated | 08/26/2013 |  | 02/28/2019
Eaton/Cooper Lighting | McGraw | TLM-250-MP-***-AF-CEC-* | Horizontal | Pulse-start - magnetic | 250 | 250 |  | True | Ballast Efficiency | 90 | [5 empty] | Non Federally-Regulated | 08/26/2013 |  | 02/28/2019
Eaton/Cooper Lighting | Streetworks | GPF*-200-MP-*65* | Horizontal | Pulse-start - magnetic | 200 | 200 |  | True | Relamping Rated Wattage | 88 |  |  |  | 200-215 watts |  | Non Federally-Regulated | 08/26/2013 |  | 02/28/2019
Eaton/Cooper Lighting | Streetworks | ANE25P**55*CEC* | Vertical - Base Down | Pulse-start - magnetic | 250 | 250 |  | True | Ballast Efficiency | 90 | [5 empty] | Non Federally-Regulated | 08/26/2013 |  | 02/28/2019
Eaton/Cooper Lighting | Streetworks | TLU40P**3F*CEC-* | Horizontal | Pulse-start - magnetic | 400 | 400 |  | True | Ballast Efficiency | 92 | [5 empty] | Non Federally-Regulated | 08/26/2013 |  | 02/28/2019
Eaton/Cooper Lighting | Streetworks | CEM15P**5F* | Horizontal | Pulse-start - magnetic | 150 | 150 |  | True | Ballast Efficiency | 81 | Exception 3 Met |  |  |  |  | Non Federally-Regulated | 08/26/2013 |  | 02/28/2019
Eaton/Cooper Lighting | McGraw | TLM-320-MP-***-3F | Horizontal | Pulse-start - magnetic | 320 | 320 |  | True | Relamping Rated Wattage | 88 |  |  |  | 290-335 watts |  | Non Federally-Regulated | 08/26/2013 |  | 02/28/2019
Eaton/Cooper Lighting | McGraw | ISW-150-MP* | Horizontal | Pulse-start - magnetic | 150 | 150 |  | True | Ballast Efficiency | 81 | Exception 3 Met |  |  |  |  | Non Federally-Regulated | 08/26/2013 |  | 02/28/2019
Eaton/Cooper Lighting | McGraw | GS*-***-400-MP-***-5F*CEC-* | Horizontal | Pulse-start - magnetic | 400 | 400 |  | True | Ballast Efficiency | 92 | [5 empty] | Non Federally-Regulated | 08/26/2013 |  | 02/28/2019
Eaton/Cooper Lighting | Streetworks | GS*15P**-1F*CEC-* | Horizontal | Pulse-start - magnetic | 150 | 150 |  | True | Ballast Efficiency | 81 | Exception 3 Met |  |  |  |  | Non Federally-Regulated | 08/26/2013 |  | 02/28/2019
Eaton/Cooper Lighting | Lumark | MPLX-****-320-* | Vertical - Base Up | Pulse-start - magnetic | 320 | 320 |  | False | Relamping Rated Wattage | 88 |  |  |  | 290-335 watts |  | Non Federally-Regulated | 08/26/2013 |  | 02/28/2019
Eaton/Cooper Lighting | Ametrix | R*-LI-*1-P-320*-CEC* | Horizontal | Pulse-start - magnetic | 320 | 320 |  | False | Ballast Efficiency | 92 | [5 empty] | Non Federally-Regulated | 08/26/2013 |  | 02/28/2019
Eaton/Cooper Lighting | McGraw | CIL-**150-MP-* | Horizontal | Pulse-start - magnetic | 150 | 150 |  | True | Ballast Efficiency | 81 | Exception 3 Met |  |  |  |  | Non Federally-Regulated | 08/26/2013 |  | 02/28/2019
Eaton/Cooper Lighting | Streetworks | TMU25P**AF*CEC-* | Horizontal | Pulse-start - magnetic | 250 | 250 |  | True | Ballast Efficiency | 90 | [5 empty] | Non Federally-Regulated | 08/26/2013 |  | 02/28/2019
Eaton/Cooper Lighting | Streetworks | GR*17P**AS*CEC* | Vertical - Base Up | Pulse-start - magnetic | 175 | 175 |  | True | Ballast Efficiency | 90 | [5 empty] | Non Federally-Regulated | 08/26/2013 |  | 02/28/2019
Eaton/Cooper Lighting | Streetworks | OVZ25P****-CEC-* | Horizontal | Pulse-start - magnetic | 250 | 250 |  | True | Ballast Efficiency | 90 | [5 empty] | Non Federally-Regulated | 08/26/2013 |  | 02/28/2019
Eaton/Cooper Lighting | Invue | EML-320-MP-***-MA* | Vertical - Base Up | Pulse-start - magnetic | 320 | 320 |  | True | Relamping Rated Wattage | 88 |  |  |  | 290-335 watts |  | Non Federally-Regulated | 08/26/2013 |  | 02/28/2019
Eaton/Cooper Lighting | McGraw | AMF-*-400-MP-*44*-CEC-* | Vertical - Base Down | Pulse-start - magnetic | 400 | 400 |  | True | Ballast Efficiency | 92 | [5 empty] | Non Federally-Regulated | 08/26/2013 |  | 02/28/2019
Eaton/Cooper Lighting | Invue | VXM-150-MP-* | Horizontal | Pulse-start - magnetic | 150 | 150 |  | True | Ballast Efficiency | 81 | Exception 3 Met |  |  |  |  | Non Federally-Regulated | 08/26/2013 |  | 02/28/2019
Eaton/Cooper Lighting | Streetworks | TMU17P**2S*CEC-* | Horizontal | Pulse-start - magnetic | 175 | 175 |  | True | Ballast Efficiency | 90 | [5 empty] | Non Federally-Regulated | 08/26/2013 |  | 02/28/2019
Eaton/Cooper Lighting | Invue | VFM-K-150-MP-***-HS*CEC-* | Horizontal | Pulse-start - magnetic | 150 | 150 |  | True | Ballast Efficiency | 81 | Exception 3 Met |  |  |  |  | Non Federally-Regulated | 08/26/2013 |  | 02/28/2019
Eaton/Cooper Lighting | Streetworks | OVD15P*** | Horizontal | Pulse-start - magnetic | 150 | 150 |  | True | Ballast Efficiency | 81 | Exception 3 Met |  |  |  |  | Non Federally-Regulated | 08/26/2013 |  | 02/28/2019
Eaton/Cooper Lighting | McGraw | AMF-*-400-MP-*43*-CEC-* | Vertical - Base Down | Pulse-start - magnetic | 400 | 400 |  | True | Ballast Efficiency | 92 | [5 empty] | Non Federally-Regulated | 08/26/2013 |  | 02/28/2019
Eaton/Cooper Lighting | McGraw | GAT-175-MP-*3C*CEC* | Vertical - Base Down | Pulse-start - magnetic | 175 | 175 |  | True | Ballast Efficiency | 90 | [5 empty] | Non Federally-Regulated | 08/26/2013 |  | 02/28/2019
Eaton/Cooper Lighting | McGraw | IMC-200-MP* | Horizontal | Pulse-start - magnetic | 200 | 200 |  | True | Relamping Rated Wattage | 88 |  |  |  | 200-215 watts |  | Non Federally-Regulated | 08/26/2013 |  | 02/28/2019
Eaton/Cooper Lighting | Lumark | MPCS-200-* | Horizontal | Pulse-start - magnetic | 200 | 200 |  | False | Relamping Rated Wattage | 88 |  |  |  | 200-215 watts |  | Non Federally-Regulated | 08/26/2013 |  | 02/28/2019
Eaton/Cooper Lighting | McGraw | ZDG-**-150-MP-* | Horizontal | Pulse-start - magnetic | 150 | 150 |  | True | Ballast Efficiency | 81 | Exception 3 Met |  |  |  |  | Non Federally-Regulated | 08/26/2013 |  | 02/28/2019
Eaton/Cooper Lighting | Streetworks | ACN25PW*-3C*CEC-* | Vertical - Base Down | Pulse-start - magnetic | 250 | 250 |  | True | Ballast Efficiency | 90 | [5 empty] | Non Federally-Regulated | 08/26/2013 |  | 02/28/2019
Eaton/Cooper Lighting | McGraw | CAR-150-MP-*5C* | Vertical - Base Down | Pulse-start - magnetic | 150 | 150 |  | True | Ballast Efficiency | 81 | Exception 3 Met |  |  |  |  | Non Federally-Regulated | 08/26/2013 |  | 02/28/2019
Eaton/Cooper Lighting | Streetworks | ARC20PW*3C* | Vertical - Base Down | Pulse-start - magnetic | 200 | 200 |  | True | Relamping Rated Wattage | 88 |  |  |  | 200-215 watts |  | Non Federally-Regulated | 08/26/2013 |  | 02/28/2019
Eaton/Cooper Lighting | Streetworks | AVM20P** | Horizontal | Pulse-start - magnetic | 200 | 200 |  | True | Relamping Rated Wattage | 88 |  |  |  | 200-215 watts |  | Non Federally-Regulated | 08/26/2013 |  | 02/28/2019
Eaton/Cooper Lighting | Streetworks | OVF25P****-CEC-* | Horizontal | Pulse-start - magnetic | 250 | 250 |  | True | Ballast Efficiency | 90 | [5 empty] | Non Federally-Regulated | 08/26/2013 |  | 02/28/2019
Eaton/Cooper Lighting | Streetworks | MPB15P* | Vertical - Base Down | Pulse-start - magnetic | 150 | 150 |  | True | Ballast Efficiency | 81 | Exception 3 Met |  |  |  |  | Non Federally-Regulated | 08/26/2013 |  | 02/28/2019
Eaton/Cooper Lighting | Lumark | MPCS-400-*-CEC-* | Horizontal | Pulse-start - magnetic | 400 | 400 |  | False | Ballast Efficiency | 92 | [5 empty] | Non Federally-Regulated | 08/26/2013 |  | 02/28/2019
Eaton/Cooper Lighting | Streetworks | GR*25P**SL*CEC* | Horizontal | Pulse-start - magnetic | 250 | 250 |  | True | Ballast Efficiency | 90 | [5 empty] | Non Federally-Regulated | 08/26/2013 |  | 02/28/2019
Eaton/Cooper Lighting | Streetworks | ADM220P** | Horizontal | Pulse-start - magnetic | 200 | 200 |  | True | Relamping Rated Wattage | 88 |  |  |  | 200-215 watts |  | Non Federally-Regulated | 08/26/2013 |  | 02/28/2019
Eaton/Cooper Lighting | Streetworks | ADM217P**-CEC-* | Horizontal | Pulse-start - magnetic | 175 | 175 |  | True | Ballast Efficiency | 90 | [5 empty] | Non Federally-Regulated | 08/26/2013 |  | 02/28/2019
Eaton/Cooper Lighting | Ametrix | R*-LO-*1-E-210* | Horizontal | Pulse-start - electronic | 210 | 210 |  | True | Ballast Efficiency | 90 | [5 empty] | Non Federally-Regulated | 08/26/2013 |  | 02/28/2019
Eaton/Cooper Lighting | Streetworks | MEM15P**2F* | Horizontal | Pulse-start - magnetic | 150 | 150 |  | True | Ballast Efficiency | 81 | Exception 3 Met |  |  |  |  | Non Federally-Regulated | 08/26/2013 |  | 02/28/2019
Eaton/Cooper Lighting | Streetworks | MEL17P**3F*CEC-* | Horizontal | Pulse-start - magnetic | 175 | 175 |  | True | Ballast Efficiency | 90 | [5 empty] | Non Federally-Regulated | 08/26/2013 |  | 02/28/2019
Eaton/Cooper Lighting | Streetworks | CEM17P**4F*CEC-* | Horizontal | Pulse-start - magnetic | 175 | 175 |  | True | Ballast Efficiency | 90 | [5 empty] | Non Federally-Regulated | 08/26/2013 |  | 02/28/2019
Eaton/Cooper Lighting | Streetworks | CEL17P**4F*CEC-* | Horizontal | Pulse-start - magnetic | 175 | 175 |  | True | Ballast Efficiency | 90 | [5 empty] | Non Federally-Regulated | 08/26/2013 |  | 02/28/2019
Eaton/Cooper Lighting | McGraw | TLL-250-MP-***-4V-CEC-* | Vertical - Base Up | Pulse-start - magnetic | 250 | 250 |  | True | Ballast Efficiency | 90 | [5 empty] | Non Federally-Regulated | 08/26/2013 |  | 02/28/2019
Eaton/Cooper Lighting | McGraw | GS*-***-320-MP-***-3F* | Horizontal | Pulse-start - magnetic | 320 | 320 |  | True | Relamping Rated Wattage | 88 |  |  |  | 290-335 watts |  | Non Federally-Regulated | 08/26/2013 |  | 02/28/2019
Eaton/Cooper Lighting | Streetworks | OVX32P*** | Horizontal | Pulse-start - magnetic | 320 | 320 |  | True | Relamping Rated Wattage | 88 |  |  |  | 290-335 watts |  | Non Federally-Regulated | 08/26/2013 |  | 02/28/2019
Eaton/Cooper Lighting | McGraw | AMF-*-200-MP-*76* | Vertical - Base Down | Pulse-start - magnetic | 200 | 200 |  | True | Relamping Rated Wattage | 88 |  |  |  | 200-215 watts |  | Non Federally-Regulated | 08/26/2013 |  | 02/28/2019
Eaton/Cooper Lighting | Streetworks | MEM17P**5R*CEC-* | Vertical - Base Up | Pulse-start - magnetic | 175 | 175 |  | True | Ballast Efficiency | 90 | [5 empty] | Non Federally-Regulated | 08/26/2013 |  | 02/28/2019
Eaton/Cooper Lighting | Invue | ECL-250-MP-***-SL*CEC-* | Horizontal | Pulse-start - magnetic | 250 | 250 |  | True | Ballast Efficiency | 90 | [5 empty] | Non Federally-Regulated | 08/26/2013 |  | 02/28/2019
Eaton/Cooper Lighting | Streetworks | MEM17P**MA*CEC-* | Vertical - Base Up | Pulse-start - magnetic | 175 | 175 |  | True | Ballast Efficiency | 90 | [5 empty] | Non Federally-Regulated | 08/26/2013 |  | 02/28/2019
Eaton/Cooper Lighting | Streetworks | ZSD15P** | Horizontal | Pulse-start - magnetic | 150 | 150 |  | True | Ballast Efficiency | 81 | Exception 3 Met |  |  |  |  | Non Federally-Regulated | 08/26/2013 |  | 02/28/2019
Eaton/Cooper Lighting | Lumark | MPEB****-**-*-200-*-CEC-* | Vertical - Base Up | Pulse-start - magnetic | 200 | 200 |  | False | Relamping Rated Wattage | 88 |  |  |  | 200-215 watts |  | Non Federally-Regulated | 08/26/2013 |  | 02/28/2019
Eaton/Cooper Lighting | Streetworks | TMU32P**3F* | Horizontal | Pulse-start - magnetic | 320 | 320 |  | True | Relamping Rated Wattage | 88 |  |  |  | 290-335 watts |  | Non Federally-Regulated | 08/26/2013 |  | 02/28/2019
Eaton/Cooper Lighting | Streetworks | CEL17P**3R*CEC-* | Vertical - Base Up | Pulse-start - magnetic | 175 | 175 |  | True | Ballast Efficiency | 90 | [5 empty] | Non Federally-Regulated | 08/26/2013 |  | 02/28/2019
Eaton/Cooper Lighting | McGraw | CYS**175-MP-*CEC-* | Horizontal | Pulse-start - magnetic | 175 | 175 |  | True | Ballast Efficiency | 90 | [5 empty] | Non Federally-Regulated | 08/26/2013 |  | 02/28/2019
Eaton/Cooper Lighting | McGraw | GAR-175-MP-*55*CEC* | Vertical - Base Down | Pulse-start - magnetic | 175 | 175 |  | True | Ballast Efficiency | 90 | [5 empty] | Non Federally-Regulated | 08/26/2013 |  | 02/28/2019
Eaton/Cooper Lighting | McGraw | GS*-***-150-MP-***-CA* | Horizontal | Pulse-start - magnetic | 150 | 150 |  | True | Ballast Efficiency | 81 | Exception 3 Met |  |  |  |  | Non Federally-Regulated | 08/26/2013 |  | 02/28/2019
Eaton/Cooper Lighting | Invue | VWM-150-MP-* | Horizontal | Pulse-start - magnetic | 150 | 150 |  | True | Ballast Efficiency | 81 | Exception 3 Met |  |  |  |  | Non Federally-Regulated | 08/26/2013 |  | 02/28/2019
Eaton/Cooper Lighting | Invue | VFM-K-175-MP-***-WF*CEC-* | Vertical - Base Down | Pulse-start - magnetic | 175 | 175 |  | True | Ballast Efficiency | 90 | [5 empty] | Non Federally-Regulated | 08/26/2013 |  | 02/28/2019
Eaton/Cooper Lighting | Streetworks | TMU25P**3S*CEC-* | Horizontal | Pulse-start - magnetic | 250 | 250 |  | True | Ballast Efficiency | 90 | [5 empty] | Non Federally-Regulated | 08/26/2013 |  | 02/28/2019
Eaton/Cooper Lighting | McGraw | AMF-*-200-MP-*23* | Vertical - Base Down | Pulse-start - magnetic | 200 | 200 |  | True | Relamping Rated Wattage | 88 |  |  |  | 200-215 watts |  | Non Federally-Regulated | 08/26/2013 |  | 02/28/2019
Eaton/Cooper Lighting | Invue | MSA-320-MP-* | Horizontal | Pulse-start - magnetic | 320 | 320 |  | True | Relamping Rated Wattage | 88 |  |  |  | 290-335 watts |  | Non Federally-Regulated | 08/26/2013 |  | 02/28/2019
Eaton/Cooper Lighting | McGraw | TLL-250-MP-***-AS-CEC-* | Vertical - Base Up | Pulse-start - magnetic | 250 | 250 |  | True | Ballast Efficiency | 90 | [5 empty] | Non Federally-Regulated | 08/26/2013 |  | 02/28/2019
Eaton/Cooper Lighting | Streetworks | TMU40P**SL*CEC-* | Horizontal | Pulse-start - magnetic | 400 | 400 |  | True | Ballast Efficiency | 92 | [5 empty] | Non Federally-Regulated | 08/26/2013 |  | 02/28/2019
Eaton/Cooper Lighting | Streetworks | GM*40P**-1F*CEC-* | Horizontal | Pulse-start - magnetic | 400 | 400 |  | True | Ballast Efficiency | 92 | [5 empty] | Non Federally-Regulated | 08/26/2013 |  | 02/28/2019
Eaton/Cooper Lighting | McGraw | GS*-***-175-MP-***-AS*CEC-* | Vertical - Base Up | Pulse-start - magnetic | 175 | 175 |  | True | Ballast Efficiency | 90 | [5 empty] | Non Federally-Regulated | 08/26/2013 |  | 02/28/2019
Eaton/Cooper Lighting | McGraw | WTM-175-MP-***-CEC-* | Vertical - Base Down | Pulse-start - magnetic | 175 | 175 |  | True | Ballast Efficiency | 90 | [5 empty] | Non Federally-Regulated | 08/26/2013 |  | 02/28/2019
Eaton/Cooper Lighting | Streetworks | CEL40P**3S*CEC-* | Horizontal | Pulse-start - magnetic | 400 | 400 |  | True | Ballast Efficiency | 92 | [5 empty] | Non Federally-Regulated | 08/26/2013 |  | 02/28/2019
Eaton/Cooper Lighting | McGraw | GS*-***-320-MP-***-RW* | Vertical - Base Up | Pulse-start - magnetic | 320 | 320 |  | True | Relamping Rated Wattage | 88 |  |  |  | 290-335 watts |  | Non Federally-Regulated | 08/26/2013 |  | 02/28/2019
Eaton/Cooper Lighting | McGraw | GS*-***-175-MP-***-FT*CEC-* | Horizontal | Pulse-start - magnetic | 175 | 175 |  | True | Ballast Efficiency | 90 | [5 empty] | Non Federally-Regulated | 08/26/2013 |  | 02/28/2019
Eaton/Cooper Lighting | Streetworks | CEL25P**3R*CEC-* | Vertical - Base Up | Pulse-start - magnetic | 250 | 250 |  | True | Ballast Efficiency | 90 | [5 empty] | Non Federally-Regulated | 08/26/2013 |  | 02/28/2019
Eaton/Cooper Lighting | Streetworks | WKP32PWVGLAPB | Horizontal | Pulse-start - magnetic | 320 | 320 |  | True | Relamping Rated Wattage | 88 |  |  |  | 290-335 watts |  | Non Federally-Regulated | 08/26/2013 |  | 02/28/2019
Eaton/Cooper Lighting | McGraw | CLM-***-400-MP-***-AS*CEC-* | Vertical - Base Up | Pulse-start - magnetic | 400 | 400 |  | True | Ballast Efficiency | 92 | [5 empty] | Non Federally-Regulated | 08/26/2013 |  | 02/28/2019
Eaton/Cooper Lighting | Invue | MSA-200-MP-* | Horizontal | Pulse-start - magnetic | 200 | 200 |  | True | Relamping Rated Wattage | 88 |  |  |  | 200-215 watts |  | Non Federally-Regulated | 08/26/2013 |  | 02/28/2019
Eaton/Cooper Lighting | Streetworks | MEL32P**5S* | Horizontal | Pulse-start - magnetic | 320 | 320 |  | True | Relamping Rated Wattage | 88 |  |  |  | 290-335 watts |  | Non Federally-Regulated | 08/26/2013 |  | 02/28/2019
Eaton/Cooper Lighting | Streetworks | ZAG17P****-CEC-* | Horizontal | Pulse-start - magnetic | 175 | 175 |  | True | Ballast Efficiency | 90 | [5 empty] | Non Federally-Regulated | 08/26/2013 |  | 02/28/2019
Eaton/Cooper Lighting | Invue | EMM-150-MP-***-MA* | Vertical - Base Up | Pulse-start - magnetic | 150 | 150 |  | True | Ballast Efficiency | 81 | Exception 3 Met |  |  |  |  | Non Federally-Regulated | 08/26/2013 |  | 02/28/2019
Eaton/Cooper Lighting | McGraw | AMF-*-400-MP-*23*-CEC-* | Vertical - Base Down | Pulse-start - magnetic | 400 | 400 |  | True | Ballast Efficiency | 92 | [5 empty] | Non Federally-Regulated | 08/26/2013 |  | 02/28/2019
Eaton/Cooper Lighting | Streetworks | CEL17P**4S*CEC-* | Horizontal | Pulse-start - magnetic | 175 | 175 |  | True | Ballast Efficiency | 90 | [5 empty] | Non Federally-Regulated | 08/26/2013 |  | 02/28/2019
Eaton/Cooper Lighting | Streetworks | ACN25PW*-55*CEC-* | Vertical - Base Down | Pulse-start - magnetic | 250 | 250 |  | True | Ballast Efficiency | 90 | [5 empty] | Non Federally-Regulated | 08/26/2013 |  | 02/28/2019
Eaton/Cooper Lighting | Streetworks | TLU40P**AF*CEC-* | Vertical - Base Up | Pulse-start - magnetic | 400 | 400 |  | True | Ballast Efficiency | 92 | [5 empty] | Non Federally-Regulated | 08/26/2013 |  | 02/28/2019
Eaton/Cooper Lighting | Streetworks | GS*15P**FT*CEC* | Horizontal | Pulse-start - magnetic | 150 | 150 |  | True | Ballast Efficiency | 81 | Exception 3 Met |  |  |  |  | Non Federally-Regulated | 08/26/2013 |  | 02/28/2019
Eaton/Cooper Lighting | Streetworks | ARC17P**55*CEC-* | Vertical - Base Down | Pulse-start - magnetic | 175 | 175 |  | True | Ballast Efficiency | 90 | [5 empty] | Non Federally-Regulated | 08/26/2013 |  | 02/28/2019
Eaton/Cooper Lighting | McGraw | CLM-***-320-MP-***-2F* | Horizontal | Pulse-start - magnetic | 320 | 320 |  | True | Relamping Rated Wattage | 88 |  |  |  | 290-335 watts |  | Non Federally-Regulated | 08/26/2013 |  | 02/28/2019
Eaton/Cooper Lighting | McGraw | GS*-***-175-MP-***-2S*CEC-* | Horizontal | Pulse-start - magnetic | 175 | 175 |  | True | Ballast Efficiency | 90 | [5 empty] | Non Federally-Regulated | 08/26/2013 |  | 02/28/2019
Eaton/Cooper Lighting | Streetworks | GPF20P***55* | Horizontal | Pulse-start - magnetic | 200 | 200 |  | True | Relamping Rated Wattage | 88 |  |  |  | 200-215 watts |  | Non Federally-Regulated | 08/26/2013 |  | 02/28/2019
Eaton/Cooper Lighting | McGraw | GS*-***-150-MP-***-AS* | Vertical - Base Up | Pulse-start - magnetic | 150 | 150 |  | True | Ballast Efficiency | 81 | Exception 3 Met |  |  |  |  | Non Federally-Regulated | 08/26/2013 |  | 02/28/2019
Eaton/Cooper Lighting | Streetworks | GPF25P***62*-CEC* | Horizontal | Pulse-start - magnetic | 250 | 250 |  | True | Ballast Efficiency | 90 | [5 empty] | Non Federally-Regulated | 08/26/2013 |  | 02/28/2019
Eaton/Cooper Lighting | Streetworks | CLB17P**55*CEC-* | Vertical - Base Down | Pulse-start - magnetic | 175 | 175 |  | True | Ballast Efficiency | 90 | [5 empty] | Non Federally-Regulated | 08/26/2013 |  | 02/28/2019
Eaton/Cooper Lighting | Streetworks | TMU20P**4S* | Horizontal | Pulse-start - magnetic | 200 | 200 |  | True | Relamping Rated Wattage | 88 |  |  |  | 200-215 watts |  | Non Federally-Regulated | 08/26/2013 |  | 02/28/2019
Eaton/Cooper Lighting | Streetworks | TMU17P**AR*CEC-* | Vertical - Base Up | Pulse-start - magnetic | 175 | 175 |  | True | Ballast Efficiency | 90 | [5 empty] | Non Federally-Regulated | 08/26/2013 |  | 02/28/2019
Eaton/Cooper Lighting | Invue | VXS-150-MP* | Horizontal | Pulse-start - magnetic | 150 | 150 |  | True | Ballast Efficiency | 81 | Exception 3 Met |  |  |  |  | Non Federally-Regulated | 08/26/2013 |  | 02/28/2019
Eaton/Cooper Lighting | McGraw | GS*-***-320-MP-***-4S* | Horizontal | Pulse-start - magnetic | 320 | 320 |  | True | Relamping Rated Wattage | 88 |  |  |  | 290-335 watts |  | Non Federally-Regulated | 08/26/2013 |  | 02/28/2019
Eaton/Cooper Lighting | Invue | EML-175-MP-***-5S*CEC-* | Horizontal | Pulse-start - magnetic | 175 | 175 |  | True | Ballast Efficiency | 90 | [5 empty] | Non Federally-Regulated | 08/26/2013 |  | 02/28/2019
Eaton/Cooper Lighting | Streetworks | TLU25P**5F*CEC-* | Horizontal | Pulse-start - magnetic | 250 | 250 |  | True | Ballast Efficiency | 90 | [5 empty] | Non Federally-Regulated | 08/26/2013 |  | 02/28/2019
Eaton/Cooper Lighting | Lumark | MPTR2325*-CEC-* | Horizontal | Pulse-start - magnetic | 250 | 250 |  | True | Ballast Efficiency | 90 | [5 empty] | Non Federally-Regulated | 08/26/2013 |  | 02/28/2019
Eaton/Cooper Lighting | McGraw | TLL-250-MP-***-5S-CEC-* | Horizontal | Pulse-start - magnetic | 250 | 250 |  | True | Ballast Efficiency | 90 | [5 empty] | Non Federally-Regulated | 08/26/2013 |  | 02/28/2019
Eaton/Cooper Lighting | Streetworks | CAS25P*****CEC* | Horizontal | Pulse-start - magnetic | 250 | 250 |  | True | Ballast Efficiency | 90 | [5 empty] | Non Federally-Regulated | 08/26/2013 |  | 02/28/2019
Eaton/Cooper Lighting | Streetworks | TLU40P**4S*CEC-* | Horizontal | Pulse-start - magnetic | 400 | 400 |  | True | Ballast Efficiency | 92 | [5 empty] | Non Federally-Regulated | 08/26/2013 |  | 02/28/2019
Eaton/Cooper Lighting | Lumark | MPMM-*-VF-*-200-* | Vertical - Base Down | Pulse-start - magnetic | 200 | 200 |  | True | Relamping Rated Wattage | 88 |  |  |  | 200-215 watts |  | Non Federally-Regulated | 08/26/2013 |  | 02/28/2019
Eaton/Cooper Lighting | Streetworks | TMU40P**4S*CEC-* | Horizontal | Pulse-start - magnetic | 400 | 400 |  | True | Ballast Efficiency | 92 | [5 empty] | Non Federally-Regulated | 08/26/2013 |  | 02/28/2019
Eaton/Cooper Lighting | McGraw | CAA-250-MP-*5C*CEC* | Vertical - Base Down | Pulse-start - magnetic | 250 | 250 |  | True | Ballast Efficiency | 90 | [5 empty] | Non Federally-Regulated | 08/26/2013 |  | 02/28/2019
Eaton/Cooper Lighting | McGraw | TLL-250-MP-***-3S-CEC-* | Horizontal | Pulse-start - magnetic | 250 | 250 |  | True | Ballast Efficiency | 90 | [5 empty] | Non Federally-Regulated | 08/26/2013 |  | 02/28/2019
Eaton/Cooper Lighting | Streetworks | TLU32P**5F*CEC-* | Horizontal | Pulse-start - magnetic | 320 | 320 |  | True | Relamping Rated Wattage | 88 |  |  |  | 290-335 watts |  | Non Federally-Regulated | 08/26/2013 |  | 02/28/2019
Eaton/Cooper Lighting | Streetworks | TLU32P**4F*CEC-* | Horizontal | Pulse-start - magnetic | 320 | 320 |  | True | Relamping Rated Wattage | 88 |  |  |  | 290-335 watts |  | Non Federally-Regulated | 08/26/2013 |  | 02/28/2019
Eaton/Cooper Lighting | Streetworks | ANM17P****CEC-* | Horizontal | Pulse-start - magnetic | 175 | 175 |  | True | Ballast Efficiency | 90 | [5 empty] | Non Federally-Regulated | 08/26/2013 |  | 02/28/2019
Eaton/Cooper Lighting | Streetworks | CEL32P**3F* | Horizontal | Pulse-start - magnetic | 320 | 320 |  | True | Relamping Rated Wattage | 88 |  |  |  | 290-335 watts |  | Non Federally-Regulated | 08/26/2013 |  | 02/28/2019
Eaton/Cooper Lighting | Streetworks | ACS25P**5C*CEC* | Vertical - Base Down | Pulse-start - magnetic | 250 | 250 |  | True | Ballast Efficiency | 90 | [5 empty] | Non Federally-Regulated | 08/26/2013 |  | 02/28/2019
Eaton/Cooper Lighting | Streetworks | MEL40P**3S*CEC-* | Horizontal | Pulse-start - magnetic | 400 | 400 |  | True | Ballast Efficiency | 92 | [5 empty] | Non Federally-Regulated | 08/26/2013 |  | 02/28/2019
Eaton/Cooper Lighting | McGraw | TLM-320-MP-***-5F* | Horizontal | Pulse-start - magnetic | 320 | 320 |  | True | Relamping Rated Wattage | 88 |  |  |  | 290-335 watts |  | Non Federally-Regulated | 08/26/2013 |  | 02/28/2019
Eaton/Cooper Lighting | Streetworks | TMU15P**4S* | Horizontal | Pulse-start - magnetic | 150 | 150 |  | True | Ballast Efficiency | 81 | Exception 3 Met |  |  |  |  | Non Federally-Regulated | 08/26/2013 |  | 02/28/2019
Eaton/Cooper Lighting | Lumark | MPRB-****-250-*-CEC-* | Vertical - Base Up | Pulse-start - magnetic | 250 | 250 |  | False | Ballast Efficiency | 90 | [5 empty] | Non Federally-Regulated | 08/26/2013 |  | 02/28/2019
Eaton/Cooper Lighting | McGraw | ZDM-**-320-MP-* | Horizontal | Pulse-start - magnetic | 320 | 320 |  | True | Relamping Rated Wattage | 88 |  |  |  | 290-335 watts |  | Non Federally-Regulated | 08/26/2013 |  | 02/28/2019
Eaton/Cooper Lighting | Streetworks | CEL17P**5S*CEC-* | Horizontal | Pulse-start - magnetic | 175 | 175 |  | True | Ballast Efficiency | 90 | [5 empty] | Non Federally-Regulated | 08/26/2013 |  | 02/28/2019
Eaton/Cooper Lighting | Invue | ECL-150-MP-***-2S* | Horizontal | Pulse-start - magnetic | 150 | 150 |  | True | Ballast Efficiency | 81 | Exception 3 Met |  |  |  |  | Non Federally-Regulated | 08/26/2013 |  | 02/28/2019
Eaton/Cooper Lighting | Streetworks | MEL25P**5F*CEC-* | Horizontal | Pulse-start - magnetic | 250 | 250 |  | True | Ballast Efficiency | 90 | [5 empty] | Non Federally-Regulated | 08/26/2013 |  | 02/28/2019
Eaton/Cooper Lighting | Streetworks | ZYG25P****-CEC-* | Horizontal | Pulse-start - magnetic | 250 | 250 |  | True | Ballast Efficiency | 90 | [5 empty] | Non Federally-Regulated | 08/26/2013 |  | 02/28/2019
Eaton/Cooper Lighting | Streetworks | TMU20P**4V* | Vertical - Base Up | Pulse-start - magnetic | 200 | 200 |  | True | Relamping Rated Wattage | 88 |  |  |  | 200-215 watts |  | Non Federally-Regulated | 08/26/2013 |  | 02/28/2019
Eaton/Cooper Lighting | Invue | VWS-150-MP* | Horizontal | Pulse-start - magnetic | 150 | 150 |  | True | Ballast Efficiency | 81 | Exception 3 Met |  |  |  |  | Non Federally-Regulated | 08/26/2013 |  | 02/28/2019
Eaton/Cooper Lighting | McGraw | GLC-250-MP-*3C*CEC* | Vertical - Base Down | Pulse-start - magnetic | 250 | 250 |  | True | Ballast Efficiency | 90 | [5 empty] | Non Federally-Regulated | 08/26/2013 |  | 02/28/2019
Eaton/Cooper Lighting | McGraw | GS*-***-400-MP-***-4S*CEC-* | Horizontal | Pulse-start - magnetic | 400 | 400 |  | True | Ballast Efficiency | 92 | [5 empty] | Non Federally-Regulated | 08/26/2013 |  | 02/28/2019
Eaton/Cooper Lighting | Streetworks | CEL25P**3S*CEC-* | Horizontal | Pulse-start - magnetic | 250 | 250 |  | True | Ballast Efficiency | 90 | [5 empty] | Non Federally-Regulated | 08/26/2013 |  | 02/28/2019
Eaton/Cooper Lighting | Streetworks | CEL15P**3F* | Horizontal | Pulse-start - magnetic | 150 | 150 |  | True | Ballast Efficiency | 81 | Exception 3 Met |  |  |  |  | Non Federally-Regulated | 08/26/2013 |  | 02/28/2019
Eaton/Cooper Lighting | Streetworks | GM*40P**3S*CEC* | Horizontal | Pulse-start - magnetic | 400 | 400 |  | True | Ballast Efficiency | 92 | [5 empty] | Non Federally-Regulated | 08/26/2013 |  | 02/28/2019
Eaton/Cooper Lighting | Streetworks | UTR15P* | Vertical - Base Down | Pulse-start - magnetic | 150 | 150 |  | True | Ballast Efficiency | 81 | Exception 3 Met |  |  |  |  | Non Federally-Regulated | 08/26/2013 |  | 02/28/2019
Eaton/Cooper Lighting | McGraw | CAC-250-MP-*3C*CEC* | Vertical - Base Down | Pulse-start - magnetic | 250 | 250 |  | True | Ballast Efficiency | 90 | [5 empty] | Non Federally-Regulated | 08/26/2013 |  | 02/28/2019
Eaton/Cooper Lighting | Streetworks | CEL40P**2S*CEC-* | Horizontal | Pulse-start - magnetic | 400 | 400 |  | True | Ballast Efficiency | 92 | [5 empty] | Non Federally-Regulated | 08/26/2013 |  | 02/28/2019
Eaton/Cooper Lighting | Invue | EMM-150-MP-***-3S* | Horizontal | Pulse-start - magnetic | 150 | 150 |  | True | Ballast Efficiency | 81 | Exception 3 Met |  |  |  |  | Non Federally-Regulated | 08/26/2013 |  | 02/28/2019
Eaton/Cooper Lighting | McGraw | CYP**175-MP-*CEC-* | Horizontal | Pulse-start - magnetic | 175 | 175 |  | True | Ballast Efficiency | 90 | [5 empty] | Non Federally-Regulated | 08/26/2013 |  | 02/28/2019
Eaton/Cooper Lighting | Streetworks | GM*25P**1F*CEC-* | Horizontal | Pulse-start - magnetic | 250 | 250 |  | True | Ballast Efficiency | 90 | [5 empty] | Non Federally-Regulated | 08/26/2013 |  | 02/28/2019
Eaton/Cooper Lighting | McGraw | TLL-400-MP-***-3F-CEC-* | Horizontal | Pulse-start - magnetic | 400 | 400 |  | True | Ballast Efficiency | 92 | [5 empty] | Non Federally-Regulated | 08/26/2013 |  | 02/28/2019
Eaton/Cooper Lighting | Invue | EML-200-MP-***-SL* | Horizontal | Pulse-start - magnetic | 200 | 200 |  | True | Relamping Rated Wattage | 88 |  |  |  | 200-215 watts |  | Non Federally-Regulated | 08/26/2013 |  | 02/28/2019
Eaton/Cooper Lighting | Streetworks | MEL40P**5R*CEC-* | Vertical - Base Up | Pulse-start - magnetic | 400 | 400 |  | True | Ballast Efficiency | 92 | [5 empty] | Non Federally-Regulated | 08/26/2013 |  | 02/28/2019
Eaton/Cooper Lighting | Streetworks | MEL32P**3F* | Horizontal | Pulse-start - magnetic | 320 | 320 |  | True | Relamping Rated Wattage | 88 |  |  |  | 290-335 watts |  | Non Federally-Regulated | 08/26/2013 |  | 02/28/2019
Eaton/Cooper Lighting | Lumark | MPMM-*-HF*-400-*-CEC-* | Horizontal | Pulse-start - magnetic | 400 | 400 |  | True | Ballast Efficiency | 92 | [5 empty] | Non Federally-Regulated | 08/26/2013 |  | 02/28/2019
Eaton/Cooper Lighting | Streetworks | ACN40PW*33-*CEC-* | Vertical - Base Down | Pulse-start - magnetic | 400 | 400 |  | True | Ballast Efficiency | 92 | [5 empty] | Non Federally-Regulated | 08/26/2013 |  | 02/28/2019
Eaton/Cooper Lighting | Invue | STM-400-MP-***-CEC-* | Horizontal | Pulse-start - magnetic | 400 | 400 |  | True | Ballast Efficiency | 92 | [5 empty] | Non Federally-Regulated | 08/26/2013 |  | 02/28/2019
Eaton/Cooper Lighting | Streetworks | CML40P**FT*CEC* | Horizontal | Pulse-start - magnetic | 400 | 400 |  | True | Ballast Efficiency | 92 | [5 empty] | Non Federally-Regulated | 08/26/2013 |  | 02/28/2019
Eaton/Cooper Lighting | Streetworks | CML25P**AS*CEC* | Vertical - Base Up | Pulse-start - magnetic | 250 | 250 |  | True | Ballast Efficiency | 90 | [5 empty] | Non Federally-Regulated | 08/26/2013 |  | 02/28/2019
Eaton/Cooper Lighting | Streetworks | CLB25PW*-5C*CEC-* | Vertical - Base Down | Pulse-start - magnetic | 250 | 250 |  | True | Ballast Efficiency | 90 | [5 empty] | Non Federally-Regulated | 08/26/2013 |  | 02/28/2019
Eaton/Cooper Lighting | McGraw | GS*-***-175-MP-***-3V*CEC-* | Vertical - Base Up | Pulse-start - magnetic | 175 | 175 |  | True | Ballast Efficiency | 90 | [5 empty] | Non Federally-Regulated | 08/26/2013 |  | 02/28/2019
Eaton/Cooper Lighting | Streetworks | TMU40P**3S*CEC-* | Horizontal | Pulse-start - magnetic | 400 | 400 |  | True | Ballast Efficiency | 92 | [5 empty] | Non Federally-Regulated | 08/26/2013 |  | 02/28/2019
Eaton/Cooper Lighting | Streetworks | CEM15P**3S* | Horizontal | Pulse-start - magnetic | 150 | 150 |  | True | Ballast Efficiency | 81 | Exception 3 Met |  |  |  |  | Non Federally-Regulated | 08/26/2013 |  | 02/28/2019
Eaton/Cooper Lighting | McGraw | GLC-320-MP-*5C* | Vertical - Base Down | Pulse-start - magnetic | 320 | 320 |  | True | Relamping Rated Wattage | 88 |  |  |  | 290-335 watts |  | Non Federally-Regulated | 08/26/2013 |  | 02/28/2019
Eaton/Cooper Lighting | Lumark | MPSE-****-**-200-* | Vertical - Base Up | Pulse-start - magnetic | 200 | 200 |  | False | Relamping Rated Wattage | 88 |  |  |  | 200-215 watts |  | Non Federally-Regulated | 08/26/2013 |  | 02/28/2019
Eaton/Cooper Lighting | Streetworks | CML40P**4S*CEC* | Horizontal | Pulse-start - magnetic | 400 | 400 |  | True | Ballast Efficiency | 92 | [5 empty] | Non Federally-Regulated | 08/26/2013 |  | 02/28/2019
Eaton/Cooper Lighting | McGraw | CYP-**-250-MP-*CEC-* | Horizontal | Pulse-start - magnetic | 250 | 250 |  | True | Ballast Efficiency | 90 | [5 empty] | Non Federally-Regulated | 08/26/2013 |  | 02/28/2019
Eaton/Cooper Lighting | Streetworks | OVY40P****-CEC-* | Horizontal | Pulse-start - magnetic | 400 | 400 |  | True | Ballast Efficiency | 92 | [5 empty] | Non Federally-Regulated | 08/26/2013 |  | 02/28/2019
Eaton/Cooper Lighting | McGraw | CAC-320-MP-*3C* | Vertical - Base Down | Pulse-start - magnetic | 320 | 320 |  | True | Relamping Rated Wattage | 88 |  |  |  | 290-335 watts |  | Non Federally-Regulated | 08/26/2013 |  | 02/28/2019
Eaton/Cooper Lighting | McGraw | AMF-*-400-MP-*65*-CEC-* | Horizontal | Pulse-start - magnetic | 400 | 400 |  | True | Ballast Efficiency | 92 | [5 empty] | Non Federally-Regulated | 08/26/2013 |  | 02/28/2019
Eaton/Cooper Lighting | Invue | ECL-150-MP-***-MA* | Vertical - Base Up | Pulse-start - magnetic | 150 | 150 |  | True | Ballast Efficiency | 81 | Exception 3 Met |  |  |  |  | Non Federally-Regulated | 08/26/2013 |  | 02/28/2019
Eaton/Cooper Lighting | Ametrix | V*-LO-*1-E-315* | Horizontal | Pulse-start - electronic | 315 | 315 |  | True | Ballast Efficiency | 92 | [5 empty] | Non Federally-Regulated | 08/26/2013 |  | 02/28/2019
Eaton/Cooper Lighting | Invue | VFM-K-250-MP-***-VF*CEC-* | Horizontal | Pulse-start - magnetic | 250 | 250 |  | True | Ballast Efficiency | 90 | [5 empty] | Non Federally-Regulated | 08/26/2013 |  | 02/28/2019
Eaton/Cooper Lighting | Lumark | MPHB-****-*-400-*-CEC-* | Vertical - Base Up | Pulse-start - magnetic | 400 | 400 |  | False | Ballast Efficiency | 92 | [5 empty] | Non Federally-Regulated | 08/26/2013 |  | 02/28/2019
Eaton/Cooper Lighting | Streetworks | CML32P**5F* | Horizontal | Pulse-start - magnetic | 320 | 320 |  | True | Relamping Rated Wattage | 88 |  |  |  | 290-335 watts |  | Non Federally-Regulated | 08/26/2013 |  | 02/28/2019
Eaton/Cooper Lighting | Streetworks | PMM20P** | Horizontal | Pulse-start - magnetic | 200 | 200 |  | True | Relamping Rated Wattage | 88 |  |  |  | 200-215 watts |  | Non Federally-Regulated | 08/26/2013 |  | 02/28/2019
Eaton/Cooper Lighting | Streetworks | MEL15P**3S* | Horizontal | Pulse-start - magnetic | 150 | 150 |  | True | Ballast Efficiency | 81 | Exception 3 Met |  |  |  |  | Non Federally-Regulated | 08/26/2013 |  | 02/28/2019
Eaton/Cooper Lighting | Streetworks | CLB20PW*55* | Vertical - Base Down | Pulse-start - magnetic | 200 | 200 |  | True | Relamping Rated Wattage | 88 |  |  |  | 200-215 watts |  | Non Federally-Regulated | 08/26/2013 |  | 02/28/2019
Eaton/Cooper Lighting | Streetworks | GPF25P***44*-CEC-* | Vertical - Base Down | Pulse-start - magnetic | 250 | 250 |  | True | Ballast Efficiency | 90 | [5 empty] | Non Federally-Regulated | 08/26/2013 |  | 02/28/2019
Eaton/Cooper Lighting | McGraw | CLM-***-250-MP-***-4S*CEC-* | Horizontal | Pulse-start - magnetic | 250 | 250 |  | True | Ballast Efficiency | 90 | [5 empty] | Non Federally-Regulated | 08/26/2013 |  | 02/28/2019
Eaton/Cooper Lighting | McGraw | GLC-250-MP-*55*CEC* | Vertical - Base Down | Pulse-start - magnetic | 250 | 250 |  | True | Ballast Efficiency | 90 | [5 empty] | Non Federally-Regulated | 08/26/2013 |  | 02/28/2019
Eaton/Cooper Lighting | Ametrix | R*-LI-*1-E-150* | Horizontal | Pulse-start - electronic | 150 | 150 |  | False | Ballast Efficiency | 90 | [5 empty] | Non Federally-Regulated | 08/26/2013 |  | 02/28/2019
Eaton/Cooper Lighting | McGraw | ZDM-**-250-MP-*****-CEC-* | Horizontal | Pulse-start - magnetic | 250 | 250 |  | True | Ballast Efficiency | 90 | [5 empty] | Non Federally-Regulated | 08/26/2013 |  | 02/28/2019
Eaton/Cooper Lighting | McGraw | TLM-320-MP-***-AR* | Vertical - Base Up | Pulse-start - magnetic | 320 | 320 |  | True | Relamping Rated Wattage | 88 |  |  |  | 290-335 watts |  | Non Federally-Regulated | 08/26/2013 |  | 02/28/2019
Eaton/Cooper Lighting | Invue | ECM-150-MP-***-2S* | Horizontal | Pulse-start - magnetic | 150 | 150 |  | True | Ballast Efficiency | 81 | Exception 3 Met |  |  |  |  | Non Federally-Regulated | 08/26/2013 |  | 02/28/2019
Eaton/Cooper Lighting | Streetworks | GR*40P**AS*CEC* | Vertical - Base Up | Pulse-start - magnetic | 400 | 400 |  | True | Ballast Efficiency | 92 | [5 empty] | Non Federally-Regulated | 08/26/2013 |  | 02/28/2019
Eaton/Cooper Lighting | McGraw | CLM-***-400-MP-***-1F*CEC-* | Horizontal | Pulse-start - magnetic | 400 | 400 |  | True | Ballast Efficiency | 92 | [5 empty] | Non Federally-Regulated | 08/26/2013 |  | 02/28/2019
Eaton/Cooper Lighting | Invue | EML-400-MP-***-3S*CEC-* | Horizontal | Pulse-start - magnetic | 400 | 400 |  | True | Ballast Efficiency | 92 | [5 empty] | Non Federally-Regulated | 08/26/2013 |  | 02/28/2019
Eaton/Cooper Lighting | Invue | SDMX1-150-MP-* | Horizontal | Pulse-start - magnetic | 150 | 150 |  | True | Ballast Efficiency | 81 | Exception 3 Met |  |  |  |  | Non Federally-Regulated | 08/26/2013 |  | 02/28/2019
Eaton/Cooper Lighting | Streetworks | ARS15P**3C* | Vertical - Base Down | Pulse-start - magnetic | 150 | 150 |  | True | Ballast Efficiency | 81 | Exception 3 Met |  |  |  |  | Non Federally-Regulated | 08/26/2013 |  | 02/28/2019
Eaton/Cooper Lighting | McGraw | GS*-***-400-MP-***-AR*CEC-* | Vertical - Base Up | Pulse-start - magnetic | 400 | 400 |  | True | Ballast Efficiency | 92 | [5 empty] | Non Federally-Regulated | 08/26/2013 |  | 02/28/2019
Eaton/Cooper Lighting | Streetworks | ACS15P**5C*CEC-* | Vertical - Base Down | Pulse-start - magnetic | 150 | 150 |  | True | Ballast Efficiency | 81 | Exception 3 Met |  |  |  |  | Non Federally-Regulated | 08/26/2013 |  | 02/28/2019
Eaton/Cooper Lighting | Lumark | MPNK-*76-200-* | Vertical - Base Down | Pulse-start - magnetic | 200 | 200 |  | True | Relamping Rated Wattage | 88 |  |  |  | 200-215 watts |  | Non Federally-Regulated | 08/26/2013 |  | 02/28/2019
Eaton/Cooper Lighting | Streetworks | GPF25P***23*-CEC-* | Vertical - Base Down | Pulse-start - magnetic | 250 | 250 |  | True | Ballast Efficiency | 90 | [5 empty] | Non Federally-Regulated | 08/26/2013 |  | 02/28/2019
Eaton/Cooper Lighting | Lumark | MPWP-**-150-*- | Horizontal | Pulse-start - magnetic | 150 | 150 |  | True | Ballast Efficiency | 81 | Exception 3 Met |  |  |  |  | Non Federally-Regulated | 08/26/2013 |  | 02/28/2019
Eaton/Cooper Lighting | Ametrix | R*-XO-*-P-250-*-CEC* | Horizontal | Pulse-start - magnetic | 250 | 250 |  | True | Ballast Efficiency | 90 | [5 empty] | Non Federally-Regulated | 08/26/2013 |  | 02/28/2019
Eaton/Cooper Lighting | McGraw | CAC-150-MP-*3C* | Vertical - Base Down | Pulse-start - magnetic | 150 | 150 |  | True | Ballast Efficiency | 81 | Exception 3 Met |  |  |  |  | Non Federally-Regulated | 08/26/2013 |  | 02/28/2019
Eaton/Cooper Lighting | Lumark | MPSS-****-**-400-*-CEC-* | Vertical - Base Up | Pulse-start - magnetic | 400 | 400 |  | False | Ballast Efficiency | 92 | [5 empty] | Non Federally-Regulated | 08/26/2013 |  | 02/28/2019
Eaton/Cooper Lighting | Invue | EMM-150-MP-***-4S* | Horizontal | Pulse-start - magnetic | 150 | 150 |  | True | Ballast Efficiency | 81 | Exception 3 Met |  |  |  |  | Non Federally-Regulated | 08/26/2013 |  | 02/28/2019
Eaton/Cooper Lighting | Invue | SDMX1-200-MP* | Horizontal | Pulse-start - magnetic | 200 | 200 |  | True | Relamping Rated Wattage | 88 |  |  |  | 200-215 watts |  | Non Federally-Regulated | 08/26/2013 |  | 02/28/2019
Eaton/Cooper Lighting | Invue | AEM-400-MP-*-CEC-* | Horizontal | Pulse-start - magnetic | 400 | 400 |  | True | Ballast Efficiency | 92 | [5 empty] | Non Federally-Regulated | 08/26/2013 |  | 02/28/2019
Eaton/Cooper Lighting | Lumark | MPSG-****-**-200-* | Vertical - Base Up | Pulse-start - magnetic | 200 | 200 |  | False | Relamping Rated Wattage | 88 |  |  |  | 200-215 watts |  | Non Federally-Regulated | 08/26/2013 |  | 02/28/2019
Eaton/Cooper Lighting | Ametrix | V*-LO-*1-P-320*-CEC* | Horizontal | Pulse-start - magnetic | 320 | 320 |  | True | Ballast Efficiency | 92 | [5 empty] | Non Federally-Regulated | 08/26/2013 |  | 02/28/2019
Eaton/Cooper Lighting | Streetworks | CEL40P**4S*CEC-* | Horizontal | Pulse-start - magnetic | 400 | 400 |  | True | Ballast Efficiency | 92 | [5 empty] | Non Federally-Regulated | 08/26/2013 |  | 02/28/2019
Eaton/Cooper Lighting | McGraw | TLM-150-MP-***-SL* | Horizontal | Pulse-start - magnetic | 150 | 150 |  | True | Ballast Efficiency | 81 | Exception 3 Met |  |  |  |  | Non Federally-Regulated | 08/26/2013 |  | 02/28/2019
Eaton/Cooper Lighting | McGraw | GS*-***-400-MP-***-FT*CEC-* | Horizontal | Pulse-start - magnetic | 400 | 400 |  | True | Ballast Efficiency | 92 | [5 empty] | Non Federally-Regulated | 08/26/2013 |  | 02/28/2019
Eaton/Cooper Lighting | McGraw | TLM-400-MP-***-AS-CEC-* | Vertical - Base Up | Pulse-start - magnetic | 400 | 400 |  | True | Ballast Efficiency | 92 | [5 empty] | Non Federally-Regulated | 08/26/2013 |  | 02/28/2019
Eaton/Cooper Lighting | Streetworks | OVD17P****-CEC-* | Horizontal | Pulse-start - magnetic | 175 | 175 |  | True | Ballast Efficiency | 90 | [5 empty] | Non Federally-Regulated | 08/26/2013 |  | 02/28/2019
Eaton/Cooper Lighting | Streetworks | ACN15P**3C* | Vertical - Base Down | Pulse-start - magnetic | 150 | 150 |  | True | Ballast Efficiency | 81 | Exception 3 Met |  |  |  |  | Non Federally-Regulated | 08/26/2013 |  | 02/28/2019
Eaton/Cooper Lighting | Invue | EML-150-MP-***-MA* | Vertical - Base Up | Pulse-start - magnetic | 150 | 150 |  | True | Ballast Efficiency | 81 | Exception 3 Met |  |  |  |  | Non Federally-Regulated | 08/26/2013 |  | 02/28/2019
Eaton/Cooper Lighting | Streetworks | CEM17P**5F*CEC-* | Horizontal | Pulse-start - magnetic | 175 | 175 |  | True | Ballast Efficiency | 90 | [5 empty] | Non Federally-Regulated | 08/26/2013 |  | 02/28/2019
Eaton/Cooper Lighting | McGraw | TLL-320-MP-***-3V* | Vertical - Base Up | Pulse-start - magnetic | 320 | 320 |  | True | Relamping Rated Wattage | 88 |  |  |  | 290-335 watts |  | Non Federally-Regulated | 08/26/2013 |  | 02/28/2019
Eaton/Cooper Lighting | Streetworks | ACS32P**3C*CEC-* | Vertical - Base Down | Pulse-start - magnetic | 320 | 320 |  | True | Relamping Rated Wattage | 88 |  |  |  | 290-335 watts |  | Non Federally-Regulated | 08/26/2013 |  | 02/28/2019
Eaton/Cooper Lighting | Streetworks | GM*17P**FT*CEC* | Horizontal | Pulse-start - magnetic | 250 | 250 |  | True | Ballast Efficiency | 90 | [5 empty] | Non Federally-Regulated | 08/26/2013 |  | 02/28/2019
Eaton/Cooper Lighting | Streetworks | ZSD32P** | Horizontal | Pulse-start - magnetic | 320 | 320 |  | True | Relamping Rated Wattage | 88 |  |  |  | 290-335 watts |  | Non Federally-Regulated | 08/26/2013 |  | 02/28/2019
Eaton/Cooper Lighting | Streetworks | TMU40P**2S*CEC-* | Horizontal | Pulse-start - magnetic | 400 | 400 |  | True | Ballast Efficiency | 92 | [5 empty] | Non Federally-Regulated | 08/26/2013 |  | 02/28/2019
Eaton/Cooper Lighting | McGraw | TLM-250-MP-***-3S-CEC-* | Horizontal | Pulse-start - magnetic | 250 | 250 |  | True | Ballast Efficiency | 90 | [5 empty] | Non Federally-Regulated | 08/26/2013 |  | 02/28/2019
Eaton/Cooper Lighting | Streetworks | GR*25P**AS*CEC* | Vertical - Base Up | Pulse-start - magnetic | 250 | 250 |  | True | Ballast Efficiency | 90 | [5 empty] | Non Federally-Regulated | 08/26/2013 |  | 02/28/2019
Eaton/Cooper Lighting | McGraw | TLM-320-MP-***-4V* | Vertical - Base Up | Pulse-start - magnetic | 320 | 320 |  | True | Relamping Rated Wattage | 88 |  |  |  | 290-335 watts |  | Non Federally-Regulated | 08/26/2013 |  | 02/28/2019
Eaton/Cooper Lighting | Lumark | WP40*CEC* | Horizontal | Pulse-start - magnetic | 400 | 400 |  | True | Ballast Efficiency | 92 | [5 empty] | Non Federally-Regulated | 08/26/2013 |  | 02/28/2019
Eaton/Cooper Lighting | Invue | EML-250-MP-***-2S*CEC-* | Horizontal | Pulse-start - magnetic | 250 | 250 |  | True | Ballast Efficiency | 90 | [5 empty] | Non Federally-Regulated | 08/26/2013 |  | 02/28/2019
Eaton/Cooper Lighting | McGraw | TLM-150-MP-***-2S | Horizontal | Pulse-start - magnetic | 150 | 150 |  | True | Ballast Efficiency | 81 | Exception 3 Met |  |  |  |  | Non Federally-Regulated | 08/26/2013 |  | 02/28/2019
Eaton/Cooper Lighting | Lumark | MPQD-GO/GAS***-250*-CEC* | Horizontal | Pulse-start - magnetic | 250 | 250 |  | False | Ballast Efficiency | 90 | [5 empty] | Non Federally-Regulated | 08/26/2013 |  | 02/28/2019
Eaton/Cooper Lighting | Streetworks | ANE17P**55*CEC* | Vertical - Base Down | Pulse-start - magnetic | 175 | 175 |  | True | Ballast Efficiency | 90 | [5 empty] | Non Federally-Regulated | 08/26/2013 |  | 02/28/2019
Eaton/Cooper Lighting | Streetworks | TMU40P**AF*CEC-* | Horizontal | Pulse-start - magnetic | 400 | 400 |  | True | Ballast Efficiency | 92 | [5 empty] | Non Federally-Regulated | 08/26/2013 |  | 02/28/2019
Eaton/Cooper Lighting | McGraw | GS*-***-150-MP-***-SL* | Horizontal | Pulse-start - magnetic | 150 | 150 |  | True | Ballast Efficiency | 81 | Exception 3 Met |  |  |  |  | Non Federally-Regulated | 08/26/2013 |  | 02/28/2019
Eaton/Cooper Lighting | Invue | STM-320-MP-* | Horizontal | Pulse-start - magnetic | 320 | 320 |  | True | Relamping Rated Wattage | 88 |  |  |  | 290-335 watts |  | Non Federally-Regulated | 08/26/2013 |  | 02/28/2019
Eaton/Cooper Lighting | Invue | AEM-175-MP-*-CEC-* | Horizontal | Pulse-start - magnetic | 175 | 175 |  | True | Ballast Efficiency | 90 | [5 empty] | Non Federally-Regulated | 08/26/2013 |  | 02/28/2019
Eaton/Cooper Lighting | McGraw | WTM-150-MP* | Vertical - Base Down | Pulse-start - magnetic | 150 | 150 |  | True | Ballast Efficiency | 81 | Exception 3 Met |  |  |  |  | Non Federally-Regulated | 08/26/2013 |  | 02/28/2019
Eaton/Cooper Lighting | Streetworks | TMU15P**4V* | Vertical - Base Up | Pulse-start - magnetic | 150 | 150 |  | True | Ballast Efficiency | 81 | Exception 3 Met |  |  |  |  | Non Federally-Regulated | 08/26/2013 |  | 02/28/2019
Eaton/Cooper Lighting | Streetworks | MEL17P**4F*CEC-* | Horizontal | Pulse-start - magnetic | 175 | 175 |  | True | Ballast Efficiency | 90 | [5 empty] | Non Federally-Regulated | 08/26/2013 |  | 02/28/2019
Eaton/Cooper Lighting | Streetworks | UTR20P* | Vertical - Base Down | Pulse-start - magnetic | 200 | 200 |  | True | Relamping Rated Wattage | 88 |  |  |  | 200-215 watts |  | Non Federally-Regulated | 08/26/2013 |  | 02/28/2019
Eaton/Cooper Lighting | Streetworks | ACN40PW*55-*CEC-* | Vertical - Base Down | Pulse-start - magnetic | 400 | 400 |  | True | Ballast Efficiency | 92 | [5 empty] | Non Federally-Regulated | 08/26/2013 |  | 02/28/2019
Eaton/Cooper Lighting | Streetworks | MEM17P**4F*CEC-* | Horizontal | Pulse-start - magnetic | 175 | 175 |  | True | Ballast Efficiency | 90 | [5 empty] | Non Federally-Regulated | 08/26/2013 |  | 02/28/2019
Eaton/Cooper Lighting | Streetworks | CEL15P**5R* | Vertical - Base Up | Pulse-start - magnetic | 150 | 150 |  | True | Ballast Efficiency | 81 | Exception 3 Met |  |  |  |  | Non Federally-Regulated | 08/26/2013 |  | 02/28/2019
Eaton/Cooper Lighting | Streetworks | ARS25P**3C*CEC-* | Vertical - Base Down | Pulse-start - magnetic | 250 | 250 |  | True | Ballast Efficiency | 90 | [5 empty] | Non Federally-Regulated | 08/26/2013 |  | 02/28/2019
Eaton/Cooper Lighting | Streetworks | CLB25PW*-33*CEC-* | Vertical - Base Down | Pulse-start - magnetic | 250 | 250 |  | True | Ballast Efficiency | 90 | [5 empty] | Non Federally-Regulated | 08/26/2013 |  | 02/28/2019
Eaton/Cooper Lighting | Lumark | MPWP-**-250-*-CEC-* | Horizontal | Pulse-start - magnetic | 250 | 250 |  | True | Ballast Efficiency | 90 | [5 empty] | Non Federally-Regulated | 08/26/2013 |  | 02/28/2019
Eaton/Cooper Lighting | Streetworks | ZSG25P****-CEC-* | Horizontal | Pulse-start - magnetic | 250 | 250 |  | True | Ballast Efficiency | 90 | [5 empty] | Non Federally-Regulated | 08/26/2013 |  | 02/28/2019
Eaton/Cooper Lighting | Streetworks | CML32P**4S* | Horizontal | Pulse-start - magnetic | 320 | 320 |  | True | Relamping Rated Wattage | 88 |  |  |  | 290-335 watts |  | Non Federally-Regulated | 08/26/2013 |  | 02/28/2019
Eaton/Cooper Lighting | McGraw | TLM-400-MP-***-3S-CEC-* | Horizontal | Pulse-start - magnetic | 400 | 400 |  | True | Ballast Efficiency | 92 | [5 empty] | Non Federally-Regulated | 08/26/2013 |  | 02/28/2019
Eaton/Cooper Lighting | Streetworks | ATM20P** | Horizontal | Pulse-start - magnetic | 200 | 200 |  | True | Relamping Rated Wattage | 88 |  |  |  | 200-215 watts |  | Non Federally-Regulated | 08/26/2013 |  | 02/28/2019
Eaton/Cooper Lighting | McGraw | TLM-400-MP-***-AF-CEC-* | Horizontal | Pulse-start - magnetic | 400 | 400 |  | True | Ballast Efficiency | 92 | [5 empty] | Non Federally-Regulated | 08/26/2013 |  | 02/28/2019
Eaton/Cooper Lighting | Streetworks | ATM40P****CEC* | Horizontal | Pulse-start - magnetic | 400 | 400 |  | True | Ballast Efficiency | 92 | [5 empty] | Non Federally-Regulated | 08/26/2013 |  | 02/28/2019
Eaton/Cooper Lighting | Invue | EML-400-MP-***-SL*CEC-* | Horizontal | Pulse-start - magnetic | 400 | 400 |  | True | Ballast Efficiency | 92 | [5 empty] | Non Federally-Regulated | 08/26/2013 |  | 02/28/2019
Eaton/Cooper Lighting | Ametrix | S*-LI-*1-E-210* | Horizontal | Pulse-start - electronic | 210 | 210 |  | False | Ballast Efficiency | 90 | [5 empty] | Non Federally-Regulated | 08/26/2013 |  | 02/28/2019
Eaton/Cooper Lighting | Ametrix | V*-LI-*1-P-250*-CEC* | Horizontal | Pulse-start - magnetic | 250 | 250 |  | False | Ballast Efficiency | 90 | [5 empty] | Non Federally-Regulated | 08/26/2013 |  | 02/28/2019
Eaton/Cooper Lighting | Lumark | MPHB-****-*-250-*-CEC-* | Vertical - Base Up | Pulse-start - magnetic | 250 | 250 |  | False | Ballast Efficiency | 90 | [5 empty] | Non Federally-Regulated | 08/26/2013 |  | 02/28/2019
Eaton/Cooper Lighting | Streetworks | CFB32P* | Horizontal | Pulse-start - magnetic | 320 | 320 |  | True | Relamping Rated Wattage | 88 |  |  |  | 290-335 watts |  | Non Federally-Regulated | 08/26/2013 |  | 02/28/2019
Eaton/Cooper Lighting | McGraw | GAT-320-MP-*3C* | Vertical - Base Down | Pulse-start - magnetic | 320 | 320 |  | True | Relamping Rated Wattage | 88 |  |  |  | 290-335 watts |  | Non Federally-Regulated | 08/26/2013 |  | 02/28/2019
Eaton/Cooper Lighting | Streetworks | CEL32P**4F* | Horizontal | Pulse-start - magnetic | 320 | 320 |  | True | Relamping Rated Wattage | 88 |  |  |  | 290-335 watts |  | Non Federally-Regulated | 08/26/2013 |  | 02/28/2019
Eaton/Cooper Lighting | Streetworks | GPF15P***44* | Vertical - Base Down | Pulse-start - magnetic | 150 | 150 |  | True | Ballast Efficiency | 81 | Exception 3 Met |  |  |  |  | Non Federally-Regulated | 08/26/2013 |  | 02/28/2019
Eaton/Cooper Lighting | Streetworks | CEM17P**MA*CEC-* | Vertical - Base Up | Pulse-start - magnetic | 175 | 175 |  | True | Ballast Efficiency | 90 | [5 empty] | Non Federally-Regulated | 08/26/2013 |  | 02/28/2019
Eaton/Cooper Lighting | Lumark | MPQP-*******-320-* | Horizontal | Pulse-start - magnetic | 320 | 320 |  | False | Relamping Rated Wattage | 88 |  |  |  | 290-335 watts |  | Non Federally-Regulated | 08/26/2013 |  | 02/28/2019
Eaton/Cooper Lighting | McGraw | TLL-400-MP-***-4S-CEC-* | Horizontal | Pulse-start - magnetic | 400 | 400 |  | True | Ballast Efficiency | 92 | [5 empty] | Non Federally-Regulated | 08/26/2013 |  | 02/28/2019
Eaton/Cooper Lighting | Streetworks | MEM15P**3S* | Horizontal | Pulse-start - magnetic | 150 | 150 |  | True | Ballast Efficiency | 81 | Exception 3 Met |  |  |  |  | Non Federally-Regulated | 08/26/2013 |  | 02/28/2019
Eaton/Cooper Lighting | McGraw | GAR-250-MP-*5C*CEC* | Vertical - Base Down | Pulse-start - magnetic | 250 | 250 |  | True | Ballast Efficiency | 90 | [5 empty] | Non Federally-Regulated | 08/26/2013 |  | 02/28/2019
Eaton/Cooper Lighting | Ametrix | V*-LO-*1-P-400*-CEC* | Horizontal | Pulse-start - magnetic | 400 | 400 |  | True | Ballast Efficiency | 92 | [5 empty] | Non Federally-Regulated | 08/26/2013 |  | 02/28/2019
Eaton/Cooper Lighting | Streetworks | GS*15P**2S*CEC-* | Horizontal | Pulse-start - magnetic | 150 | 150 |  | True | Ballast Efficiency | 81 | Exception 3 Met |  |  |  |  | Non Federally-Regulated | 08/26/2013 |  | 02/28/2019
Eaton/Cooper Lighting | Invue | ECL-400-MP-***-SL*CEC-* | Horizontal | Pulse-start - magnetic | 400 | 400 |  | True | Ballast Efficiency | 92 | [5 empty] | Non Federally-Regulated | 08/26/2013 |  | 02/28/2019
Eaton/Cooper Lighting | McGraw | GS*-***-320-MP-***-FT* | Horizontal | Pulse-start - magnetic | 320 | 320 |  | True | Relamping Rated Wattage | 88 |  |  |  | 290-335 watts |  | Non Federally-Regulated | 08/26/2013 |  | 02/28/2019
Eaton/Cooper Lighting | Streetworks | GM*32P**AS* | Vertical - Base Up | Pulse-start - magnetic | 320 | 320 |  | True | Relamping Rated Wattage | 88 |  |  |  | 290-335 watts |  | Non Federally-Regulated | 08/26/2013 |  | 02/28/2019
Eaton/Cooper Lighting | Streetworks | GR*15P**3D*CEC* | Horizontal | Pulse-start - magnetic | 150 | 150 |  | True | Ballast Efficiency | 81 | Exception 3 Met |  |  |  |  | Non Federally-Regulated | 08/26/2013 |  | 02/28/2019
Eaton/Cooper Lighting | McGraw | CIL**-400-MP-*CEC-* | Horizontal | Pulse-start - magnetic | 400 | 400 |  | True | Ballast Efficiency | 92 | [5 empty] | Non Federally-Regulated | 08/26/2013 |  | 02/28/2019
Eaton/Cooper Lighting | McGraw | TLM-175-MP-***-3S-CEC-* | Horizontal | Pulse-start - magnetic | 175 | 175 |  | True | Ballast Efficiency | 90 | [5 empty] | Non Federally-Regulated | 08/26/2013 |  | 02/28/2019
Eaton/Cooper Lighting | Streetworks | GS*15P**3V*CEC* | Vertical - Base Up | Pulse-start - magnetic | 150 | 150 |  | True | Ballast Efficiency | 81 | Exception 3 Met |  |  |  |  | Non Federally-Regulated | 08/26/2013 |  | 02/28/2019
Eaton/Cooper Lighting | Streetworks | CAP15P* | Horizontal | Pulse-start - magnetic | 150 | 150 |  | True | Ballast Efficiency | 81 | Exception 3 Met |  |  |  |  | Non Federally-Regulated | 08/26/2013 |  | 02/28/2019
Eaton/Cooper Lighting | McGraw | GS*-***-400-MP-***-RW*CEC-* | Vertical - Base Up | Pulse-start - magnetic | 400 | 400 |  | True | Ballast Efficiency | 92 | [5 empty] | Non Federally-Regulated | 08/26/2013 |  | 02/28/2019
Eaton/Cooper Lighting | Streetworks | GR*15P**SL*CEC* | Horizontal | Pulse-start - magnetic | 150 | 150 |  | True | Ballast Efficiency | 81 | Exception 3 Met |  |  |  |  | Non Federally-Regulated | 08/26/2013 |  | 02/28/2019
Eaton/Cooper Lighting | McGraw | TLM-400-MP-***-5F-CEC-* | Horizontal | Pulse-start - magnetic | 400 | 400 |  | True | Ballast Efficiency | 92 | [5 empty] | Non Federally-Regulated | 08/26/2013 |  | 02/28/2019
Eaton/Cooper Lighting | McGraw | AMF-*-150-MP-*76*-CEC-* | Vertical - Base Down | Pulse-start - magnetic | 150 | 150 |  | True | Ballast Efficiency | 81 | Exception 3 Met |  |  |  |  | Non Federally-Regulated | 08/26/2013 |  | 02/28/2019
Eaton/Cooper Lighting | Streetworks | ANM20P* | Horizontal | Pulse-start - magnetic | 200 | 200 |  | True | Relamping Rated Wattage | 88 |  |  |  | 200-215 watts |  | Non Federally-Regulated | 08/26/2013 |  | 02/28/2019
Eaton/Cooper Lighting | McGraw | TLM-400-MP-***-3V-CEC-* | Vertical - Base Up | Pulse-start - magnetic | 400 | 400 |  | True | Ballast Efficiency | 92 | [5 empty] | Non Federally-Regulated | 08/26/2013 |  | 02/28/2019
Eaton/Cooper Lighting | Streetworks | GR*25P**1D*CEC-* | Horizontal | Pulse-start - magnetic | 250 | 250 |  | True | Ballast Efficiency | 90 | [5 empty] | Non Federally-Regulated | 08/26/2013 |  | 02/28/2019
Eaton/Cooper Lighting | Streetworks | GR*17P**RW*CEC* | Vertical - Base Up | Pulse-start - magnetic | 175 | 175 |  | True | Ballast Efficiency | 90 | [5 empty] | Non Federally-Regulated | 08/26/2013 |  | 02/28/2019
Eaton/Cooper Lighting | Invue | EXM-200-MP* | Horizontal | Pulse-start - magnetic | 200 | 200 |  | False | Relamping Rated Wattage | 88 |  |  |  | 200-215 watts |  | Non Federally-Regulated | 08/26/2013 |  | 02/28/2019
Eaton/Cooper Lighting | Streetworks | GR*32P**3V* | Vertical - Base Up | Pulse-start - magnetic | 320 | 320 |  | True | Relamping Rated Wattage | 88 |  |  |  | 290-335 watts |  | Non Federally-Regulated | 08/26/2013 |  | 02/28/2019
Eaton/Cooper Lighting | Streetworks | OVY20P*** | Horizontal | Pulse-start - magnetic | 200 | 200 |  | True | Relamping Rated Wattage | 88 |  |  |  | 200-215 watts |  | Non Federally-Regulated | 08/26/2013 |  | 02/28/2019
Eaton/Cooper Lighting | Streetworks | GPF25P***76*-CEC* | Vertical - Base Down | Pulse-start - magnetic | 250 | 250 |  | True | Ballast Efficiency | 90 | [5 empty] | Non Federally-Regulated | 08/26/2013 |  | 02/28/2019
Eaton/Cooper Lighting | Streetworks | CEM17P**3F*CEC-* | Horizontal | Pulse-start - magnetic | 175 | 175 |  | True | Ballast Efficiency | 90 | [5 empty] | Non Federally-Regulated | 08/26/2013 |  | 02/28/2019
Eaton/Cooper Lighting | Invue | STM-175-MP-***-CEC-* | Horizontal | Pulse-start - magnetic | 175 | 175 |  | True | Ballast Efficiency | 90 | [5 empty] | Non Federally-Regulated | 08/26/2013 |  | 02/28/2019
Eaton/Cooper Lighting | Invue | ICM-175-MP-*CEC* | Horizontal | Pulse-start - magnetic | 175 | 175 |  | True | Ballast Efficiency | 90 | [5 empty] | Non Federally-Regulated | 08/26/2013 |  | 02/28/2019
Eaton/Cooper Lighting | Lumark | MPXF32* | Vertical - Base Up | Pulse-start - magnetic | 320 | 320 |  | False | Relamping Rated Wattage | 88 |  |  |  | 290-335 watts |  | Non Federally-Regulated | 08/26/2013 |  | 02/28/2019
Eaton/Cooper Lighting | Streetworks | ACS15P**3C*CEC-* | Vertical - Base Down | Pulse-start - magnetic | 150 | 150 |  | True | Ballast Efficiency | 81 | Exception 3 Met |  |  |  |  | Non Federally-Regulated | 08/26/2013 |  | 02/28/2019
Eaton/Cooper Lighting | Lumark | MPCL-250-*-CEC-* | Horizontal | Pulse-start - magnetic | 250 | 250 |  | False | Ballast Efficiency | 90 | [5 empty] | Non Federally-Regulated | 08/26/2013 |  | 02/28/2019
Eaton/Cooper Lighting | Streetworks | TLU40P**5S*CEC-* | Horizontal | Pulse-start - magnetic | 400 | 400 |  | True | Ballast Efficiency | 92 | [5 empty] | Non Federally-Regulated | 08/26/2013 |  | 02/28/2019
Eaton/Cooper Lighting | McGraw | CLM-***-320-MP-***-1F* | Horizontal | Pulse-start - magnetic | 320 | 320 |  | True | Relamping Rated Wattage | 88 |  |  |  | 290-335 watts |  | Non Federally-Regulated | 08/26/2013 |  | 02/28/2019
Eaton/Cooper Lighting | Streetworks | TMU25P**4V*CEC-* | Vertical - Base Up | Pulse-start - magnetic | 250 | 250 |  | True | Ballast Efficiency | 90 | [5 empty] | Non Federally-Regulated | 08/26/2013 |  | 02/28/2019
Eaton/Cooper Lighting | Streetworks | ANM32P* | Horizontal | Pulse-start - magnetic | 320 | 320 |  | True | Relamping Rated Wattage | 88 |  |  |  | 290-335 watts |  | Non Federally-Regulated | 08/26/2013 |  | 02/28/2019
Eaton/Cooper Lighting | Streetworks | CLB17P**5C*CEC-* | Vertical - Base Down | Pulse-start - magnetic | 175 | 175 |  | True | Ballast Efficiency | 90 | [5 empty] | Non Federally-Regulated | 08/26/2013 |  | 02/28/2019
Eaton/Cooper Lighting | Streetworks | GPF32P***55* | Horizontal | Pulse-start - magnetic | 320 | 320 |  | True | Relamping Rated Wattage | 88 |  |  |  | 290-335 watts |  | Non Federally-Regulated | 08/26/2013 |  | 02/28/2019
Eaton/Cooper Lighting | Lumark | MPWP-**-175-*-CEC-* | Horizontal | Pulse-start - magnetic | 175 | 175 |  | True | Ballast Efficiency | 90 | [5 empty] | Non Federally-Regulated | 08/26/2013 |  | 02/28/2019
Eaton/Cooper Lighting | McGraw | TLM-320-MP-***-SL* | Horizontal | Pulse-start - magnetic | 320 | 320 |  | True | Relamping Rated Wattage | 88 |  |  |  | 290-335 watts |  | Non Federally-Regulated | 08/26/2013 |  | 02/28/2019
Eaton/Cooper Lighting | McGraw | CAA-150-MP-*5C* | Vertical - Base Down | Pulse-start - magnetic | 150 | 150 |  | True | Ballast Efficiency | 81 | Exception 3 Met |  |  |  |  | Non Federally-Regulated | 08/26/2013 |  | 02/28/2019
Eaton/Cooper Lighting | Invue | VFM-K-175-MP-***-MF*CEC-* | Vertical - Base Down | Pulse-start - magnetic | 175 | 175 |  | True | Ballast Efficiency | 90 | [5 empty] | Non Federally-Regulated | 08/26/2013 |  | 02/28/2019
Eaton/Cooper Lighting | Streetworks | CML25P**2F*CEC-* | Horizontal | Pulse-start - magnetic | 250 | 250 |  | True | Ballast Efficiency | 90 | [5 empty] | Non Federally-Regulated | 08/26/2013 |  | 02/28/2019
Eaton/Cooper Lighting | Ametrix | S*-LI-*1-P-175*-CEC* | Horizontal | Pulse-start - magnetic | 175 | 175 |  | False | Ballast Efficiency | 90 | [5 empty] | Non Federally-Regulated | 08/26/2013 |  | 02/28/2019
Eaton/Cooper Lighting | McGraw | CAA-175-MP-*5C*CEC* | Vertical - Base Down | Pulse-start - magnetic | 175 | 175 |  | True | Ballast Efficiency | 90 | [5 empty] | Non Federally-Regulated | 08/26/2013 |  | 02/28/2019
Eaton/Cooper Lighting | McGraw | TLM-175-MP-***-AR-CEC-* | Vertical - Base Up | Pulse-start - magnetic | 175 | 175 |  | True | Ballast Efficiency | 90 | [5 empty] | Non Federally-Regulated | 08/26/2013 |  | 02/28/2019
Eaton/Cooper Lighting | Streetworks | CEL25P**5S*CEC-* | Horizontal | Pulse-start - magnetic | 250 | 250 |  | True | Ballast Efficiency | 90 | [5 empty] | Non Federally-Regulated | 08/26/2013 |  | 02/28/2019
Eaton/Cooper Lighting | Streetworks | GM*40P**4S*CEC* | Horizontal | Pulse-start - magnetic | 400 | 400 |  | True | Ballast Efficiency | 92 | [5 empty] | Non Federally-Regulated | 08/26/2013 |  | 02/28/2019
Eaton/Cooper Lighting | Invue | EML-400-MP-***-5S*CEC-* | Horizontal | Pulse-start - magnetic | 400 | 400 |  | True | Ballast Efficiency | 92 | [5 empty] | Non Federally-Regulated | 08/26/2013 |  | 02/28/2019
Eaton/Cooper Lighting | Streetworks | CEL40P**4F*CEC-* | Horizontal | Pulse-start - magnetic | 400 | 400 |  | True | Ballast Efficiency | 92 | [5 empty] | Non Federally-Regulated | 08/26/2013 |  | 02/28/2019
Eaton/Cooper Lighting | Streetworks | TLU25P**2F*CEC-* | Horizontal | Pulse-start - magnetic | 250 | 250 |  | True | Ballast Efficiency | 90 | [5 empty] | Non Federally-Regulated | 08/26/2013 |  | 02/28/2019
Eaton/Cooper Lighting | Streetworks | TMU40P**4V*CEC-* | Vertical - Base Up | Pulse-start - magnetic | 400 | 400 |  | True | Ballast Efficiency | 92 | [5 empty] | Non Federally-Regulated | 08/26/2013 |  | 02/28/2019
Eaton/Cooper Lighting | Streetworks | CEM17P**5R*CEC-* | Vertical - Base Up | Pulse-start - magnetic | 175 | 175 |  | True | Ballast Efficiency | 90 | [5 empty] | Non Federally-Regulated | 08/26/2013 |  | 02/28/2019
Eaton/Cooper Lighting | Streetworks | GR*40P**3V*CEC* | Vertical - Base Up | Pulse-start - magnetic | 400 | 400 |  | True | Ballast Efficiency | 92 | [5 empty] | Non Federally-Regulated | 08/26/2013 |  | 02/28/2019
Eaton/Cooper Lighting | Lumark | MPQD-GO/GAS***-320* | Horizontal | Pulse-start - magnetic | 320 | 320 |  | False | Relamping Rated Wattage | 88 |  |  |  | 290-335 watts |  | Non Federally-Regulated | 08/26/2013 |  | 02/28/2019
Eaton/Cooper Lighting | McGraw | CLM-***-250-MP-***-CA*CEC-* | Horizontal | Pulse-start - magnetic | 250 | 250 |  | True | Ballast Efficiency | 90 | [5 empty] | Non Federally-Regulated | 08/26/2013 |  | 02/28/2019
Eaton/Cooper Lighting | Lumark | MPGB-****-320-* | Vertical - Base Up | Pulse-start - magnetic | 320 | 320 |  | False | Relamping Rated Wattage | 88 |  |  |  | 290-335 watts |  | Non Federally-Regulated | 08/26/2013 |  | 02/28/2019
Eaton/Cooper Lighting | Streetworks | CML40P**3V*CEC* | Vertical - Base Up | Pulse-start - magnetic | 400 | 400 |  | True | Ballast Efficiency | 92 | [5 empty] | Non Federally-Regulated | 08/26/2013 |  | 02/28/2019
Eaton/Cooper Lighting | Streetworks | TLU40P**5F*CEC-* | Horizontal | Pulse-start - magnetic | 400 | 400 |  | True | Ballast Efficiency | 92 | [5 empty] | Non Federally-Regulated | 08/26/2013 |  | 02/28/2019
Eaton/Cooper Lighting | McGraw | CLM-***-250-MP-***-3S*CEC-* | Horizontal | Pulse-start - magnetic | 250 | 250 |  | True | Ballast Efficiency | 90 | [5 empty] | Non Federally-Regulated | 08/26/2013 |  | 02/28/2019
Eaton/Cooper Lighting | Invue | VFM-K-250-MP-***-HS*CEC-* | Horizontal | Pulse-start - magnetic | 250 | 250 |  | True | Ballast Efficiency | 90 | [5 empty] | Non Federally-Regulated | 08/26/2013 |  | 02/28/2019
Eaton/Cooper Lighting | Lumark | MPRY-**-*-320-*-CEC-* | Horizontal | Pulse-start - magnetic | 320 | 320 |  | True | Relamping Rated Wattage | 88 |  |  |  | 290-335 watts |  | Non Federally-Regulated | 08/26/2013 |  | 02/28/2019
Eaton/Cooper Lighting | Lumark | MPWR-***-150-*- | Horizontal | Pulse-start - magnetic | 150 | 150 |  | True | Ballast Efficiency | 81 | Exception 3 Met |  |  |  |  | Non Federally-Regulated | 08/26/2013 |  | 02/28/2019
Eaton/Cooper Lighting | Streetworks | ARC40PW*33-*CEC-* | Vertical - Base Down | Pulse-start - magnetic | 400 | 400 |  | True | Ballast Efficiency | 92 | [5 empty] | Non Federally-Regulated | 08/26/2013 |  | 02/28/2019
Eaton/Cooper Lighting | McGraw | ISS-150-MP* | Horizontal | Pulse-start - magnetic | 150 | 150 |  | True | Ballast Efficiency | 81 | Exception 3 Met |  |  |  |  | Non Federally-Regulated | 08/26/2013 |  | 02/28/2019
Eaton/Cooper Lighting | Streetworks | CEL32P**5S* | Horizontal | Pulse-start - magnetic | 320 | 320 |  | True | Relamping Rated Wattage | 88 |  |  |  | 290-335 watts |  | Non Federally-Regulated | 08/26/2013 |  | 02/28/2019
Eaton/Cooper Lighting | McGraw | TLL-320-MP-***-AR* | Vertical - Base Up | Pulse-start - magnetic | 320 | 320 |  | True | Relamping Rated Wattage | 88 |  |  |  | 290-335 watts |  | Non Federally-Regulated | 08/26/2013 |  | 02/28/2019
Eaton/Cooper Lighting | McGraw | AMF-*-200-MP-*62* | Horizontal | Pulse-start - magnetic | 200 | 200 |  | True | Relamping Rated Wattage | 88 |  |  |  | 200-215 watts |  | Non Federally-Regulated | 08/26/2013 |  | 02/28/2019
Eaton/Cooper Lighting | McGraw | CIG**175-MP-*CEC-* | Horizontal | Pulse-start - magnetic | 175 | 175 |  | True | Ballast Efficiency | 90 | [5 empty] | Non Federally-Regulated | 08/26/2013 |  | 02/28/2019
Eaton/Cooper Lighting | McGraw | CIM-**200-MP* | Horizontal | Pulse-start - magnetic | 200 | 200 |  | True | Relamping Rated Wattage | 88 |  |  |  | 200-215 watts |  | Non Federally-Regulated | 08/26/2013 |  | 02/28/2019
Eaton/Cooper Lighting | Streetworks | GPF15P***23* | Vertical - Base Down | Pulse-start - magnetic | 150 | 150 |  | True | Ballast Efficiency | 81 | Exception 3 Met |  |  |  |  | Non Federally-Regulated | 08/26/2013 |  | 02/28/2019
Eaton/Cooper Lighting | Streetworks | TMU17P**4S*CEC-* | Horizontal | Pulse-start - magnetic | 175 | 175 |  | True | Ballast Efficiency | 90 | [5 empty] | Non Federally-Regulated | 08/26/2013 |  | 02/28/2019
Eaton/Cooper Lighting | Streetworks | ACN20PW*33* | Vertical - Base Down | Pulse-start - magnetic | 200 | 200 |  | True | Relamping Rated Wattage | 88 |  |  |  | 200-215 watts |  | Non Federally-Regulated | 08/26/2013 |  | 02/28/2019
Eaton/Cooper Lighting | Streetworks | GS*15P**3S*CEC* | Horizontal | Pulse-start - magnetic | 150 | 150 |  | True | Ballast Efficiency | 81 | Exception 3 Met |  |  |  |  | Non Federally-Regulated | 08/26/2013 |  | 02/28/2019
Eaton/Cooper Lighting | Lumark | MPSE-****-**-400-*-CEC-* | Vertical - Base Up | Pulse-start - magnetic | 400 | 400 |  | False | Ballast Efficiency | 92 | [5 empty] | Non Federally-Regulated | 08/26/2013 |  | 02/28/2019
Eaton/Cooper Lighting | Streetworks | ZYD15P** | Horizontal | Pulse-start - magnetic | 150 | 150 |  | True | Ballast Efficiency | 81 | Exception 3 Met |  |  |  |  | Non Federally-Regulated | 08/26/2013 |  | 02/28/2019
Eaton/Cooper Lighting | McGraw | GS*-***-150-MP-***-FT* | Horizontal | Pulse-start - magnetic | 150 | 150 |  | True | Ballast Efficiency | 81 | Exception 3 Met |  |  |  |  | Non Federally-Regulated | 08/26/2013 |  | 02/28/2019
Eaton/Cooper Lighting | McGraw | TLM-400-MP-***-4F-CEC-* | Horizontal | Pulse-start - magnetic | 400 | 400 |  | True | Ballast Efficiency | 92 | [5 empty] | Non Federally-Regulated | 08/26/2013 |  | 02/28/2019
Eaton/Cooper Lighting | McGraw | ZDS-**-150-MP-* | Horizontal | Pulse-start - magnetic | 150 | 150 |  | True | Ballast Efficiency | 81 | Exception 3 Met |  |  |  |  | Non Federally-Regulated | 08/26/2013 |  | 02/28/2019
Eaton/Cooper Lighting | Streetworks | TMU17P**AF*CEC-* | Vertical - Base Up | Pulse-start - magnetic | 175 | 175 |  | True | Ballast Efficiency | 90 | [5 empty] | Non Federally-Regulated | 08/26/2013 |  | 02/28/2019
Eaton/Cooper Lighting | Invue | EMM-150-MP-***-5S* | Horizontal | Pulse-start - magnetic | 150 | 150 |  | True | Ballast Efficiency | 81 | Exception 3 Met |  |  |  |  | Non Federally-Regulated | 08/26/2013 |  | 02/28/2019
Eaton/Cooper Lighting | Invue | VFM-K-150-MP-***-NF*CEC-* | Vertical - Base Down | Pulse-start - magnetic | 150 | 150 |  | True | Ballast Efficiency | 81 | Exception 3 Met |  |  |  |  | Non Federally-Regulated | 08/26/2013 |  | 02/28/2019
Eaton/Cooper Lighting | Streetworks | GR*25P**3V*CEC* | Vertical - Base Up | Pulse-start - magnetic | 250 | 250 |  | True | Ballast Efficiency | 90 | [5 empty] | Non Federally-Regulated | 08/26/2013 |  | 02/28/2019
Eaton/Cooper Lighting | Streetworks | TMU20P**4F* | Horizontal | Pulse-start - magnetic | 200 | 200 |  | True | Relamping Rated Wattage | 88 |  |  |  | 200-215 watts |  | Non Federally-Regulated | 08/26/2013 |  | 02/28/2019
Eaton/Cooper Lighting | Invue | ECM-150-MP-***-3S* | Horizontal | Pulse-start - magnetic | 150 | 150 |  | True | Ballast Efficiency | 81 | Exception 3 Met |  |  |  |  | Non Federally-Regulated | 08/26/2013 |  | 02/28/2019
Eaton/Cooper Lighting | Streetworks | CEL32P**SL* | Horizontal | Pulse-start - magnetic | 320 | 320 |  | True | Relamping Rated Wattage | 88 |  |  |  | 290-335 watts |  | Non Federally-Regulated | 08/26/2013 |  | 02/28/2019
Eaton/Cooper Lighting | Ametrix | R*-LO-*1-P-400*-CEC* | Horizontal | Pulse-start - magnetic | 400 | 400 |  | True | Ballast Efficiency | 92 | [5 empty] | Non Federally-Regulated | 08/26/2013 |  | 02/28/2019
Eaton/Cooper Lighting | Streetworks | MEL15P**5S* | Horizontal | Pulse-start - magnetic | 150 | 150 |  | True | Ballast Efficiency | 81 | Exception 3 Met |  |  |  |  | Non Federally-Regulated | 08/26/2013 |  | 02/28/2019
Eaton/Cooper Lighting | McGraw | GAR-400-MP-*3C*CEC* | Vertical - Base Down | Pulse-start - magnetic | 400 | 400 |  | True | Ballast Efficiency | 92 | [5 empty] | Non Federally-Regulated | 08/26/2013 |  | 02/28/2019
Eaton/Cooper Lighting | Streetworks | ANE15P**33* | Vertical - Base Down | Pulse-start - magnetic | 150 | 150 |  | True | Ballast Efficiency | 81 | Exception 3 Met |  |  |  |  | Non Federally-Regulated | 08/26/2013 |  | 02/28/2019
Eaton/Cooper Lighting | Streetworks | TMU20P**5S* | Horizontal | Pulse-start - magnetic | 200 | 200 |  | True | Relamping Rated Wattage | 88 |  |  |  | 200-215 watts |  | Non Federally-Regulated | 08/26/2013 |  | 02/28/2019
Eaton/Cooper Lighting | Streetworks | TLU40P**AS*CEC-* | Vertical - Base Up | Pulse-start - magnetic | 400 | 400 |  | True | Ballast Efficiency | 92 | [5 empty] | Non Federally-Regulated | 08/26/2013 |  | 02/28/2019
Eaton/Cooper Lighting | Streetworks | MEL32P**SL* | Horizontal | Pulse-start - magnetic | 320 | 320 |  | True | Relamping Rated Wattage | 88 |  |  |  | 290-335 watts |  | Non Federally-Regulated | 08/26/2013 |  | 02/28/2019
Eaton/Cooper Lighting | Invue | VFS-150-MP-***-MF | Horizontal | Pulse-start - magnetic | 150 | 150 |  | True | Ballast Efficiency | 81 | Exception 3 Met |  |  |  |  | Non Federally-Regulated | 08/26/2013 |  | 02/28/2019
Eaton/Cooper Lighting | Streetworks | CML25P**3S*CEC* | Horizontal | Pulse-start - magnetic | 250 | 250 |  | True | Ballast Efficiency | 90 | [5 empty] | Non Federally-Regulated | 08/26/2013 |  | 02/28/2019
Eaton/Cooper Lighting | Streetworks | GM*17P**3S*CEC* | Horizontal | Pulse-start - magnetic | 250 | 250 |  | True | Ballast Efficiency | 90 | [5 empty] | Non Federally-Regulated | 08/26/2013 |  | 02/28/2019
Eaton/Cooper Lighting | Streetworks | ARC32PW*3C*CEC-* | Vertical - Base Down | Pulse-start - magnetic | 320 | 320 |  | True | Relamping Rated Wattage | 88 |  |  |  | 290-335 watts |  | Non Federally-Regulated | 08/26/2013 |  | 02/28/2019
Eaton/Cooper Lighting | McGraw | ZDS-**-175-MP-*****-CEC-* | Horizontal | Pulse-start - magnetic | 175 | 175 |  | True | Ballast Efficiency | 90 | [5 empty] | Non Federally-Regulated | 08/26/2013 |  | 02/28/2019
Eaton/Cooper Lighting | McGraw | TLM-175-MP-***-3V-CEC-* | Vertical - Base Up | Pulse-start - magnetic | 175 | 175 |  | True | Ballast Efficiency | 90 | [5 empty] | Non Federally-Regulated | 08/26/2013 |  | 02/28/2019
Eaton/Cooper Lighting | McGraw | TLM-400-MP-***-SL-CEC-* | Horizontal | Pulse-start - magnetic | 400 | 400 |  | True | Ballast Efficiency | 92 | [5 empty] | Non Federally-Regulated | 08/26/2013 |  | 02/28/2019
Eaton/Cooper Lighting | McGraw | ARN-250-MP-*55*CEC* | Vertical - Base Down | Pulse-start - magnetic | 250 | 250 |  | True | Ballast Efficiency | 90 | [5 empty] | Non Federally-Regulated | 08/26/2013 |  | 02/28/2019
Eaton/Cooper Lighting | Invue | ECL-175-MP-***-MA*CEC-* | Vertical - Base Up | Pulse-start - magnetic | 175 | 175 |  | True | Ballast Efficiency | 90 | [5 empty] | Non Federally-Regulated | 08/26/2013 |  | 02/28/2019
Eaton/Cooper Lighting | Streetworks | ZSG17P****-CEC-* | Horizontal | Pulse-start - magnetic | 175 | 175 |  | True | Ballast Efficiency | 90 | [5 empty] | Non Federally-Regulated | 08/26/2013 |  | 02/28/2019
Eaton/Cooper Lighting | Streetworks | TLU25P**4S*CEC-* | Horizontal | Pulse-start - magnetic | 250 | 250 |  | True | Ballast Efficiency | 90 | [5 empty] | Non Federally-Regulated | 08/26/2013 |  | 02/28/2019
Eaton/Cooper Lighting | Streetworks | TMU32P**4V* | Vertical - Base Up | Pulse-start - magnetic | 320 | 320 |  | True | Relamping Rated Wattage | 88 |  |  |  | 290-335 watts |  | Non Federally-Regulated | 08/26/2013 |  | 02/28/2019
Eaton/Cooper Lighting | Streetworks | TMU15P**SL* | Horizontal | Pulse-start - magnetic | 150 | 150 |  | True | Ballast Efficiency | 81 | Exception 3 Met |  |  |  |  | Non Federally-Regulated | 08/26/2013 |  | 02/28/2019
Eaton/Cooper Lighting | Streetworks | CEL40P**2F*CEC-* | Horizontal | Pulse-start - magnetic | 400 | 400 |  | True | Ballast Efficiency | 92 | [5 empty] | Non Federally-Regulated | 08/26/2013 |  | 02/28/2019
Eaton/Cooper Lighting | Streetworks | ZSD40P****-CEC-* | Horizontal | Pulse-start - magnetic | 400 | 400 |  | True | Ballast Efficiency | 92 | [5 empty] | Non Federally-Regulated | 08/26/2013 |  | 02/28/2019
Eaton/Cooper Lighting | Streetworks | ACN17P**55*CEC-* | Vertical - Base Down | Pulse-start - magnetic | 175 | 175 |  | True | Ballast Efficiency | 90 | [5 empty] | Non Federally-Regulated | 08/26/2013 |  | 02/28/2019
Eaton/Cooper Lighting | Streetworks | TLU25P**4F*CEC-* | Horizontal | Pulse-start - magnetic | 250 | 250 |  | True | Ballast Efficiency | 90 | [5 empty] | Non Federally-Regulated | 08/26/2013 |  | 02/28/2019
Eaton/Cooper Lighting | McGraw | TLL-320-MP-***-2S | Horizontal | Pulse-start - magnetic | 320 | 320 |  | True | Relamping Rated Wattage | 88 |  |  |  | 290-335 watts |  | Non Federally-Regulated | 08/26/2013 |  | 02/28/2019
Eaton/Cooper Lighting | Lumark | IMT-400-MP-*CEC* | Horizontal | Pulse-start - magnetic | 400 | 400 |  | True | Ballast Efficiency | 92 | [5 empty] | Non Federally-Regulated | 08/26/2013 |  | 02/28/2019
Eaton/Cooper Lighting | Lumark | MPQF-********-400-*-CEC-* | Horizontal | Pulse-start - magnetic | 400 | 400 |  | False | Ballast Efficiency | 92 | [5 empty] | Non Federally-Regulated | 08/26/2013 |  | 02/28/2019
Eaton/Cooper Lighting | McGraw | TLL-400-MP-***-5F-CEC-* | Horizontal | Pulse-start - magnetic | 400 | 400 |  | True | Ballast Efficiency | 92 | [5 empty] | Non Federally-Regulated | 08/26/2013 |  | 02/28/2019
Eaton/Cooper Lighting | Streetworks | GM*32P**-1F* | Horizontal | Pulse-start - magnetic | 320 | 320 |  | True | Relamping Rated Wattage | 88 |  |  |  | 290-335 watts |  | Non Federally-Regulated | 08/26/2013 |  | 02/28/2019
Eaton/Cooper Lighting | McGraw | TLM-175-MP-***-2F-CEC-* | Horizontal | Pulse-start - magnetic | 175 | 175 |  | True | Ballast Efficiency | 90 | [5 empty] | Non Federally-Regulated | 08/26/2013 |  | 02/28/2019
Eaton/Cooper Lighting | McGraw | CIG-**150-MP* | Horizontal | Pulse-start - magnetic | 150 | 150 |  | True | Ballast Efficiency | 81 | Exception 3 Met |  |  |  |  | Non Federally-Regulated | 08/26/2013 |  | 02/28/2019
Eaton/Cooper Lighting | Lumark | MPBE-**-250-*-CEC-* | Vertical - Base Up | Pulse-start - magnetic | 250 | 250 |  | False | Ballast Efficiency | 90 | [5 empty] | Non Federally-Regulated | 08/26/2013 |  | 02/28/2019
Eaton/Cooper Lighting | Invue | MSA-400-MP-****-CEC-* | Horizontal | Pulse-start - magnetic | 400 | 400 |  | True | Ballast Efficiency | 92 | [5 empty] | Non Federally-Regulated | 08/26/2013 |  | 02/28/2019
Eaton/Cooper Lighting | Streetworks | ANE17P**33*CEC* | Vertical - Base Down | Pulse-start - magnetic | 175 | 175 |  | True | Ballast Efficiency | 90 | [5 empty] | Non Federally-Regulated | 08/26/2013 |  | 02/28/2019
Eaton/Cooper Lighting | McGraw | TLL-320-MP-***-2F | Horizontal | Pulse-start - magnetic | 320 | 320 |  | True | Relamping Rated Wattage | 88 |  |  |  | 290-335 watts |  | Non Federally-Regulated | 08/26/2013 |  | 02/28/2019
Eaton/Cooper Lighting | Invue | ECL-400-MP-***-4S*CEC-* | Horizontal | Pulse-start - magnetic | 400 | 400 |  | True | Ballast Efficiency | 92 | [5 empty] | Non Federally-Regulated | 08/26/2013 |  | 02/28/2019
Eaton/Cooper Lighting | Streetworks | GPF32P***76* | Vertical - Base Down | Pulse-start - magnetic | 320 | 320 |  | True | Relamping Rated Wattage | 88 |  |  |  | 290-335 watts |  | Non Federally-Regulated | 08/26/2013 |  | 02/28/2019
Eaton/Cooper Lighting | Streetworks | OVH15P*** | Horizontal | Pulse-start - magnetic | 150 | 150 |  | True | Ballast Efficiency | 81 | Exception 3 Met |  |  |  |  | Non Federally-Regulated | 08/26/2013 |  | 02/28/2019
Eaton/Cooper Lighting | Streetworks | OVG25P****-CEC-* | Horizontal | Pulse-start - magnetic | 250 | 250 |  | True | Ballast Efficiency | 90 | [5 empty] | Non Federally-Regulated | 08/26/2013 |  | 02/28/2019
Eaton/Cooper Lighting | McGraw | GLC-400-MP-*55*CEC* | Vertical - Base Down | Pulse-start - magnetic | 400 | 400 |  | True | Ballast Efficiency | 92 | [5 empty] | Non Federally-Regulated | 08/26/2013 |  | 02/28/2019
Eaton/Cooper Lighting | Streetworks | GR*25P**AR*CEC* | Vertical - Base Up | Pulse-start - magnetic | 250 | 250 |  | True | Ballast Efficiency | 90 | [5 empty] | Non Federally-Regulated | 08/26/2013 |  | 02/28/2019
Eaton/Cooper Lighting | Streetworks | TRU32P** | Horizontal | Pulse-start - magnetic | 320 | 320 |  | True | Relamping Rated Wattage | 88 |  |  |  | 290-335 watts |  | Non Federally-Regulated | 08/26/2013 |  | 02/28/2019
Eaton/Cooper Lighting | Invue | ECL-175-MP-***-3S*CEC-* | Horizontal | Pulse-start - magnetic | 175 | 175 |  | True | Ballast Efficiency | 90 | [5 empty] | Non Federally-Regulated | 08/26/2013 |  | 02/28/2019
Eaton/Cooper Lighting | Lumark | MPMM-K-*-HF-250-*-CEC-* | Horizontal | Pulse-start - magnetic | 250 | 250 |  | True | Ballast Efficiency | 90 | [5 empty] | Non Federally-Regulated | 08/26/2013 |  | 02/28/2019
Eaton/Cooper Lighting | Invue | ICM-400-MP-*-CEC* | Horizontal | Pulse-start - magnetic | 400 | 400 |  | True | Ballast Efficiency | 92 | [5 empty] | Non Federally-Regulated | 08/26/2013 |  | 02/28/2019
Eaton/Cooper Lighting | Streetworks | MEL17P**MA*CEC-* | Vertical - Base Up | Pulse-start - magnetic | 175 | 175 |  | True | Ballast Efficiency | 90 | [5 empty] | Non Federally-Regulated | 08/26/2013 |  | 02/28/2019
Eaton/Cooper Lighting | Streetworks | GPF40P***65*-CEC* | Horizontal | Pulse-start - magnetic | 400 | 400 |  | True | Ballast Efficiency | 92 | [5 empty] | Non Federally-Regulated | 08/26/2013 |  | 02/28/2019
Eaton/Cooper Lighting | Streetworks | ARC15P**3C* | Vertical - Base Down | Pulse-start - magnetic | 150 | 150 |  | True | Ballast Efficiency | 81 | Exception 3 Met |  |  |  |  | Non Federally-Regulated | 08/26/2013 |  | 02/28/2019
Eaton/Cooper Lighting | Invue | ECL-320-MP-***-3S* | Horizontal | Pulse-start - magnetic | 320 | 320 |  | True | Relamping Rated Wattage | 88 |  |  |  | 290-335 watts |  | Non Federally-Regulated | 08/26/2013 |  | 02/28/2019
Eaton/Cooper Lighting | McGraw | AMF-*-150-MP-*12*-CEC-* | Vertical - Base Down | Pulse-start - magnetic | 150 | 150 |  | True | Ballast Efficiency | 81 | Exception 3 Met |  |  |  |  | Non Federally-Regulated | 08/26/2013 |  | 02/28/2019
Eaton/Cooper Lighting | Lumark | MPCL-320-*-CEC-* | Horizontal | Pulse-start - magnetic | 320 | 320 |  | False | Relamping Rated Wattage | 88 |  |  |  | 290-335 watts |  | Non Federally-Regulated | 08/26/2013 |  | 02/28/2019
Eaton/Cooper Lighting | Invue | VFM-K-250-MP-***-MF*CEC-* | Vertical - Base Down | Pulse-start - magnetic | 250 | 250 |  | True | Ballast Efficiency | 90 | [5 empty] | Non Federally-Regulated | 08/26/2013 |  | 02/28/2019
Eaton/Cooper Lighting | Streetworks | TLU32P**AF*CEC-* | Vertical - Base Up | Pulse-start - magnetic | 320 | 320 |  | True | Relamping Rated Wattage | 88 |  |  |  | 290-335 watts |  | Non Federally-Regulated | 08/26/2013 |  | 02/28/2019
Eaton/Cooper Lighting | Streetworks | TLU25P**AF*CEC-* | Vertical - Base Up | Pulse-start - magnetic | 250 | 250 |  | True | Ballast Efficiency | 90 | [5 empty] | Non Federally-Regulated | 08/26/2013 |  | 02/28/2019
Eaton/Cooper Lighting | Invue | EXM-320-MP* | Horizontal | Pulse-start - magnetic | 320 | 320 |  | True | Relamping Rated Wattage | 88 |  |  |  | 290-335 watts |  | Non Federally-Regulated | 08/26/2013 |  | 02/28/2019
Eaton/Cooper Lighting | McGraw | CIS-**150-MP* | Horizontal | Pulse-start - magnetic | 150 | 150 |  | True | Ballast Efficiency | 81 | Exception 3 Met |  |  |  |  | Non Federally-Regulated | 08/26/2013 |  | 02/28/2019
Eaton/Cooper Lighting | Streetworks | OVF40P****-CEC-* | Horizontal | Pulse-start - magnetic | 400 | 400 |  | True | Ballast Efficiency | 92 | [5 empty] | Non Federally-Regulated | 08/26/2013 |  | 02/28/2019
Eaton/Cooper Lighting | Streetworks | ACN17P**5C*CEC-* | Vertical - Base Down | Pulse-start - magnetic | 175 | 175 |  | True | Ballast Efficiency | 90 | [5 empty] | Non Federally-Regulated | 08/26/2013 |  | 02/28/2019
Eaton/Cooper Lighting | Streetworks | ANM40P****CEC* | Horizontal | Pulse-start - magnetic | 400 | 400 |  | True | Ballast Efficiency | 92 | [5 empty] | Non Federally-Regulated | 08/26/2013 |  | 02/28/2019
Eaton/Cooper Lighting | McGraw | CLM-***-250-MP-***-AS*CEC-* | Vertical - Base Up | Pulse-start - magnetic | 250 | 250 |  | True | Ballast Efficiency | 90 | [5 empty] | Non Federally-Regulated | 08/26/2013 |  | 02/28/2019
Eaton/Cooper Lighting | Streetworks | OVX25P****-CEC-* | Horizontal | Pulse-start - magnetic | 250 | 250 |  | True | Ballast Efficiency | 90 | [5 empty] | Non Federally-Regulated | 08/26/2013 |  | 02/28/2019
Eaton/Cooper Lighting | Lumark | MPGB-****-400-*-CEC-* | Vertical - Base Up | Pulse-start - magnetic | 400 | 400 |  | False | Ballast Efficiency | 92 | [5 empty] | Non Federally-Regulated | 08/26/2013 |  | 02/28/2019
Eaton/Cooper Lighting | McGraw | IMT-400-MP-***-CEC* | Horizontal | Pulse-start - magnetic | 400 | 400 |  | True | Ballast Efficiency | 92 | [5 empty] | Non Federally-Regulated | 08/26/2013 |  | 02/28/2019
Eaton/Cooper Lighting | Streetworks | GPF*-200-MP-*62* | Horizontal | Pulse-start - magnetic | 200 | 200 |  | True | Relamping Rated Wattage | 88 |  |  |  | 200-215 watts |  | Non Federally-Regulated | 08/26/2013 |  | 02/28/2019
Eaton/Cooper Lighting | Streetworks | CEL15P**SL* | Horizontal | Pulse-start - magnetic | 150 | 150 |  | True | Ballast Efficiency | 81 | Exception 3 Met |  |  |  |  | Non Federally-Regulated | 08/26/2013 |  | 02/28/2019
Eaton/Cooper Lighting | Lumark | MPRL-**-*-150-* | Horizontal | Pulse-start - magnetic | 150 | 150 |  | True | Ballast Efficiency | 81 | Exception 3 Met |  |  |  |  | Non Federally-Regulated | 08/26/2013 |  | 02/28/2019
Eaton/Cooper Lighting | Streetworks | CEL32P**2S* | Horizontal | Pulse-start - magnetic | 320 | 320 |  | True | Relamping Rated Wattage | 88 |  |  |  | 290-335 watts |  | Non Federally-Regulated | 08/26/2013 |  | 02/28/2019
Eaton/Cooper Lighting | Streetworks | GR*17P**FT*CEC* | Horizontal | Pulse-start - magnetic | 175 | 175 |  | True | Ballast Efficiency | 90 | [5 empty] | Non Federally-Regulated | 08/26/2013 |  | 02/28/2019
Eaton/Cooper Lighting | Ametrix | V*-LI-*1-P-400*-CEC* | Horizontal | Pulse-start - magnetic | 400 | 400 |  | False | Ballast Efficiency | 92 | [5 empty] | Non Federally-Regulated | 08/26/2013 |  | 02/28/2019
Eaton/Cooper Lighting | McGraw | TLM-400-MP-***-3F-CEC-* | Horizontal | Pulse-start - magnetic | 400 | 400 |  | True | Ballast Efficiency | 92 | [5 empty] | Non Federally-Regulated | 08/26/2013 |  | 02/28/2019
Eaton/Cooper Lighting | Streetworks | GM*40P**FT*CEC* | Horizontal | Pulse-start - magnetic | 400 | 400 |  | True | Ballast Efficiency | 92 | [5 empty] | Non Federally-Regulated | 08/26/2013 |  | 02/28/2019
Eaton/Cooper Lighting | McGraw | AMF-*-150-MP-*43*-CEC-* | Vertical - Base Down | Pulse-start - magnetic | 150 | 150 |  | True | Ballast Efficiency | 81 | Exception 3 Met |  |  |  |  | Non Federally-Regulated | 08/26/2013 |  | 02/28/2019
Eaton/Cooper Lighting | Streetworks | CML40P**AS*CEC* | Vertical - Base Up | Pulse-start - magnetic | 400 | 400 |  | True | Ballast Efficiency | 92 | [5 empty] | Non Federally-Regulated | 08/26/2013 |  | 02/28/2019
Eaton/Cooper Lighting | Invue | VFM-K-250-MP-***-WF*CEC-* | Vertical - Base Down | Pulse-start - magnetic | 250 | 250 |  | True | Ballast Efficiency | 90 | [5 empty] | Non Federally-Regulated | 08/26/2013 |  | 02/28/2019
Eaton/Cooper Lighting | McGraw | GS*-***-150-MP-***-3F* | Horizontal | Pulse-start - magnetic | 150 | 150 |  | True | Ballast Efficiency | 81 | Exception 3 Met |  |  |  |  | Non Federally-Regulated | 08/26/2013 |  | 02/28/2019
Eaton/Cooper Lighting | Streetworks | CLB20PW*3C* | Vertical - Base Down | Pulse-start - magnetic | 200 | 200 |  | True | Relamping Rated Wattage | 88 |  |  |  | 200-215 watts |  | Non Federally-Regulated | 08/26/2013 |  | 02/28/2019
Eaton/Cooper Lighting | McGraw | ARN-150-MP-*33* | Vertical - Base Down | Pulse-start - magnetic | 150 | 150 |  | True | Ballast Efficiency | 81 | Exception 3 Met |  |  |  |  | Non Federally-Regulated | 08/26/2013 |  | 02/28/2019
Eaton/Cooper Lighting | Streetworks | MEL17P**5F*CEC-* | Horizontal | Pulse-start - magnetic | 175 | 175 |  | True | Ballast Efficiency | 90 | [5 empty] | Non Federally-Regulated | 08/26/2013 |  | 02/28/2019
Eaton/Cooper Lighting | Invue | ECL-150-MP-***-SL* | Horizontal | Pulse-start - magnetic | 150 | 150 |  | True | Ballast Efficiency | 81 | Exception 3 Met |  |  |  |  | Non Federally-Regulated | 08/26/2013 |  | 02/28/2019
Eaton/Cooper Lighting | Streetworks | TLU40P**SL*CEC-* | Horizontal | Pulse-start - magnetic | 400 | 400 |  | True | Ballast Efficiency | 92 | [5 empty] | Non Federally-Regulated | 08/26/2013 |  | 02/28/2019
Eaton/Cooper Lighting | Streetworks | GM*17P**3V*CEC* | Vertical - Base Up | Pulse-start - magnetic | 250 | 250 |  | True | Ballast Efficiency | 90 | [5 empty] | Non Federally-Regulated | 08/26/2013 |  | 02/28/2019
Eaton/Cooper Lighting | Streetworks | GPF25P***65*-CEC* | Horizontal | Pulse-start - magnetic | 250 | 250 |  | True | Ballast Efficiency | 90 | [5 empty] | Non Federally-Regulated | 08/26/2013 |  | 02/28/2019
Eaton/Cooper Lighting | McGraw | AMF-*-250-MP-*55*-CEC-* | Horizontal | Pulse-start - magnetic | 250 | 250 |  | True | Ballast Efficiency | 90 | [5 empty] | Non Federally-Regulated | 08/26/2013 |  | 02/28/2019
Eaton/Cooper Lighting | Streetworks | TMU32P**5F* | Horizontal | Pulse-start - magnetic | 320 | 320 |  | True | Relamping Rated Wattage | 88 |  |  |  | 290-335 watts |  | Non Federally-Regulated | 08/26/2013 |  | 02/28/2019
Eaton/Cooper Lighting | McGraw | CIG-**200-MP* | Horizontal | Pulse-start - magnetic | 200 | 200 |  | True | Relamping Rated Wattage | 88 |  |  |  | 200-215 watts |  | Non Federally-Regulated | 08/26/2013 |  | 02/28/2019
Eaton/Cooper Lighting | McGraw | GAT-150-MP-*55* | Vertical - Base Down | Pulse-start - magnetic | 150 | 150 |  | True | Ballast Efficiency | 81 | Exception 3 Met |  |  |  |  | Non Federally-Regulated | 08/26/2013 |  | 02/28/2019
Eaton/Cooper Lighting | Lumark | MPMM-K-*-VF-320-* | Vertical - Base Down | Pulse-start - magnetic | 320 | 320 |  | True | Relamping Rated Wattage | 88 |  |  |  | 290-335 watts |  | Non Federally-Regulated | 08/26/2013 |  | 02/28/2019
Eaton/Cooper Lighting | Streetworks | CAP32P* | Horizontal | Pulse-start - magnetic | 320 | 320 |  | True | Relamping Rated Wattage | 88 |  |  |  | 290-335 watts |  | Non Federally-Regulated | 08/26/2013 |  | 02/28/2019
Eaton/Cooper Lighting | Lumark | MPTR-**-400-*-CEC-* | Horizontal | Pulse-start - magnetic | 400 | 400 |  | True | Ballast Efficiency | 92 | [5 empty] | Non Federally-Regulated | 08/26/2013 |  | 02/28/2019
Eaton/Cooper Lighting | Streetworks | MEL25P**SL*CEC-* | Horizontal | Pulse-start - magnetic | 250 | 250 |  | True | Ballast Efficiency | 90 | [5 empty] | Non Federally-Regulated | 08/26/2013 |  | 02/28/2019
Eaton/Cooper Lighting | Streetworks | TMU17P**3V*CEC-* | Vertical - Base Up | Pulse-start - magnetic | 175 | 175 |  | True | Ballast Efficiency | 90 | [5 empty] | Non Federally-Regulated | 08/26/2013 |  | 02/28/2019
Eaton/Cooper Lighting | McGraw | CLM-***-250-MP-***-AR*CEC-* | Vertical - Base Up | Pulse-start - magnetic | 250 | 250 |  | True | Ballast Efficiency | 90 | [5 empty] | Non Federally-Regulated | 08/26/2013 |  | 02/28/2019
Eaton/Cooper Lighting | McGraw | CLM-***-400-MP-***-3F*CEC-* | Horizontal | Pulse-start - magnetic | 400 | 400 |  | True | Ballast Efficiency | 92 | [5 empty] | Non Federally-Regulated | 08/26/2013 |  | 02/28/2019
Eaton/Cooper Lighting | Streetworks | GM*32P**3F* | Horizontal | Pulse-start - magnetic | 320 | 320 |  | True | Relamping Rated Wattage | 88 |  |  |  | 290-335 watts |  | Non Federally-Regulated | 08/26/2013 |  | 02/28/2019
Eaton/Cooper Lighting | McGraw | GS*-***-320-MP-***-3S* | Horizontal | Pulse-start - magnetic | 320 | 320 |  | True | Relamping Rated Wattage | 88 |  |  |  | 290-335 watts |  | Non Federally-Regulated | 08/26/2013 |  | 02/28/2019
Eaton/Cooper Lighting | Lumark | MPXB-****-200-* | Vertical - Base Up | Pulse-start - magnetic | 200 | 200 |  | False | Relamping Rated Wattage | 88 |  |  |  | 200-215 watts |  | Non Federally-Regulated | 08/26/2013 |  | 02/28/2019
Eaton/Cooper Lighting | Streetworks | GR*15P**-1D*CEC-* | Horizontal | Pulse-start - magnetic | 150 | 150 |  | True | Ballast Efficiency | 81 | Exception 3 Met |  |  |  |  | Non Federally-Regulated | 08/26/2013 |  | 02/28/2019
Eaton/Cooper Lighting | Lumark | MPBE-**200* | Vertical - Base Up | Pulse-start - magnetic | 200 | 200 |  | False | Relamping Rated Wattage | 88 |  |  |  | 200-215 watts |  | Non Federally-Regulated | 08/26/2013 |  | 02/28/2019
Eaton/Cooper Lighting | McGraw | TLM-400-MP-***-AR-CEC-* | Vertical - Base Up | Pulse-start - magnetic | 400 | 400 |  | True | Ballast Efficiency | 92 | [5 empty] | Non Federally-Regulated | 08/26/2013 |  | 02/28/2019
Eaton/Cooper Lighting | Streetworks | TLU32P**SL*CEC-* | Horizontal | Pulse-start - magnetic | 320 | 320 |  | True | Relamping Rated Wattage | 88 |  |  |  | 290-335 watts |  | Non Federally-Regulated | 08/26/2013 |  | 02/28/2019
Eaton/Cooper Lighting | Streetworks | TMU20P**5F* | Horizontal | Pulse-start - magnetic | 200 | 200 |  | True | Relamping Rated Wattage | 88 |  |  |  | 200-215 watts |  | Non Federally-Regulated | 08/26/2013 |  | 02/28/2019
Eaton/Cooper Lighting | Invue | AEM-200-MP-* | Horizontal | Pulse-start - magnetic | 200 | 200 |  | True | Relamping Rated Wattage | 88 |  |  |  | 200-215 watts |  | Non Federally-Regulated | 08/26/2013 |  | 02/28/2019
Eaton/Cooper Lighting | Invue | SDMX1-175-MP-***-CEC-* | Horizontal | Pulse-start - magnetic | 175 | 175 |  | True | Ballast Efficiency | 90 | [5 empty] | Non Federally-Regulated | 08/26/2013 |  | 02/28/2019
Eaton/Cooper Lighting | McGraw | ZDS-**-200-MP-* | Horizontal | Pulse-start - magnetic | 200 | 200 |  | True | Relamping Rated Wattage | 88 |  |  |  | 200-215 watts |  | Non Federally-Regulated | 08/26/2013 |  | 02/28/2019
Eaton/Cooper Lighting | Streetworks | CAS15P* | Horizontal | Pulse-start - magnetic | 150 | 150 |  | True | Ballast Efficiency | 81 | Exception 3 Met |  |  |  |  | Non Federally-Regulated | 08/26/2013 |  | 02/28/2019
Eaton/Cooper Lighting | McGraw | GS*-***-250-MP-***-SL*CEC-* | Horizontal | Pulse-start - magnetic | 250 | 250 |  | True | Ballast Efficiency | 90 | [5 empty] | Non Federally-Regulated | 08/26/2013 |  | 02/28/2019
Eaton/Cooper Lighting | Invue | ECL-320-MP-***-4S* | Horizontal | Pulse-start - magnetic | 320 | 320 |  | True | Relamping Rated Wattage | 88 |  |  |  | 290-335 watts |  | Non Federally-Regulated | 08/26/2013 |  | 02/28/2019
Eaton/Cooper Lighting | Streetworks | LXT15P* | Vertical - Base Up | Pulse-start - magnetic | 150 | 150 |  | True | Ballast Efficiency | 81 | Exception 3 Met |  |  |  |  | Non Federally-Regulated | 08/26/2013 |  | 02/28/2019
Eaton/Cooper Lighting | Streetworks | GR*40P**2D*CEC-* | Horizontal | Pulse-start - magnetic | 400 | 400 |  | True | Ballast Efficiency | 92 | [5 empty] | Non Federally-Regulated | 08/26/2013 |  | 02/28/2019
Eaton/Cooper Lighting | Lumark | MPTR-**-320-* | Horizontal | Pulse-start - magnetic | 320 | 320 |  | True | Relamping Rated Wattage | 88 |  |  |  | 290-335 watts |  | Non Federally-Regulated | 08/26/2013 |  | 02/28/2019
Eaton/Cooper Lighting | Streetworks | CLB32PW*3C*CEC-* | Vertical - Base Down | Pulse-start - magnetic | 320 | 320 |  | True | Relamping Rated Wattage | 88 |  |  |  | 290-335 watts |  | Non Federally-Regulated | 08/26/2013 |  | 02/28/2019
Eaton/Cooper Lighting | McGraw | GAT-150-MP-*3C* | Vertical - Base Down | Pulse-start - magnetic | 150 | 150 |  | True | Ballast Efficiency | 81 | Exception 3 Met |  |  |  |  | Non Federally-Regulated | 08/26/2013 |  | 02/28/2019
Eaton/Cooper Lighting | Streetworks | ACN15P**5C* | Vertical - Base Down | Pulse-start - magnetic | 150 | 150 |  | True | Ballast Efficiency | 81 | Exception 3 Met |  |  |  |  | Non Federally-Regulated | 08/26/2013 |  | 02/28/2019
Eaton/Cooper Lighting | Streetworks | TLU25P**AS*CEC-* | Vertical - Base Up | Pulse-start - magnetic | 250 | 250 |  | True | Ballast Efficiency | 90 | [5 empty] | Non Federally-Regulated | 08/26/2013 |  | 02/28/2019
Eaton/Cooper Lighting | McGraw | TLM-320-MP-***-AS* | Vertical - Base Up | Pulse-start - magnetic | 320 | 320 |  | True | Relamping Rated Wattage | 88 |  |  |  | 290-335 watts |  | Non Federally-Regulated | 08/26/2013 |  | 02/28/2019
Eaton/Cooper Lighting | Streetworks | MEL40P**3R*CEC-* | Vertical - Base Up | Pulse-start - magnetic | 400 | 400 |  | True | Ballast Efficiency | 92 | [5 empty] | Non Federally-Regulated | 08/26/2013 |  | 02/28/2019
Eaton/Cooper Lighting | Streetworks | ARC17P**5C*CEC-* | Vertical - Base Down | Pulse-start - magnetic | 175 | 175 |  | True | Ballast Efficiency | 90 | [5 empty] | Non Federally-Regulated | 08/26/2013 |  | 02/28/2019
Eaton/Cooper Lighting | McGraw | GS*-***-400-MP-***-3V*CEC-* | Vertical - Base Up | Pulse-start - magnetic | 400 | 400 |  | True | Ballast Efficiency | 92 | [5 empty] | Non Federally-Regulated | 08/26/2013 |  | 02/28/2019
Eaton/Cooper Lighting | Ametrix | S*-LI-*1-P-320*-CEC* | Horizontal | Pulse-start - magnetic | 320 | 320 |  | False | Ballast Efficiency | 92 | [5 empty] | Non Federally-Regulated | 08/26/2013 |  | 02/28/2019
Eaton/Cooper Lighting | Invue | EXM-400-MP* | Horizontal | Pulse-start - magnetic | 400 | 400 |  | True | Ballast Efficiency | 92 | [5 empty] | Non Federally-Regulated | 08/26/2013 |  | 02/28/2019
Eaton/Cooper Lighting | McGraw | TLL-250-MP-***-2F-CEC-* | Horizontal | Pulse-start - magnetic | 250 | 250 |  | True | Ballast Efficiency | 90 | [5 empty] | Non Federally-Regulated | 08/26/2013 |  | 02/28/2019
Eaton/Cooper Lighting | Invue | VFM-K-200-MP-XX-NS* | Vertical - Base Down | Pulse-start - magnetic | 200 | 200 |  | True | Relamping Rated Wattage | 88 |  |  |  | 200-215 watts |  | Non Federally-Regulated | 08/26/2013 |  | 02/28/2019
Eaton/Cooper Lighting | McGraw | TLM-250-MP-***-SL-CEC-* | Horizontal | Pulse-start - magnetic | 250 | 250 |  | True | Ballast Efficiency | 90 | [5 empty] | Non Federally-Regulated | 08/26/2013 |  | 02/28/2019
Eaton/Cooper Lighting | Streetworks | CEL25P**3F*CEC-* | Horizontal | Pulse-start - magnetic | 250 | 250 |  | True | Ballast Efficiency | 90 | [5 empty] | Non Federally-Regulated | 08/26/2013 |  | 02/28/2019
Eaton/Cooper Lighting | Streetworks | ZSG32P** | Horizontal | Pulse-start - magnetic | 320 | 320 |  | True | Relamping Rated Wattage | 88 |  |  |  | 290-335 watts |  | Non Federally-Regulated | 08/26/2013 |  | 02/28/2019
Eaton/Cooper Lighting | Streetworks | GS*15P**5F*CEC* | Horizontal | Pulse-start - magnetic | 150 | 150 |  | True | Ballast Efficiency | 81 | Exception 3 Met |  |  |  |  | Non Federally-Regulated | 08/26/2013 |  | 02/28/2019
Eaton/Cooper Lighting | Ametrix | V*-LO-*1-E-150* | Horizontal | Pulse-start - electronic | 150 | 150 |  | True | Ballast Efficiency | 90 | [5 empty] | Non Federally-Regulated | 08/26/2013 |  | 02/28/2019
Eaton/Cooper Lighting | Streetworks | GM*17P**AR*CEC* | Vertical - Base Up | Pulse-start - magnetic | 250 | 250 |  | True | Ballast Efficiency | 90 | [5 empty] | Non Federally-Regulated | 08/26/2013 |  | 02/28/2019
Eaton/Cooper Lighting | McGraw | TLM-175-MP-***-2S-CEC-* | Horizontal | Pulse-start - magnetic | 175 | 175 |  | True | Ballast Efficiency | 90 | [5 empty] | Non Federally-Regulated | 08/26/2013 |  | 02/28/2019
Eaton/Cooper Lighting | Invue | ECL-320-MP-***-MA* | Vertical - Base Up | Pulse-start - magnetic | 320 | 320 |  | True | Relamping Rated Wattage | 88 |  |  |  | 290-335 watts |  | Non Federally-Regulated | 08/26/2013 |  | 02/28/2019
Eaton/Cooper Lighting | Ametrix | R*-LI-*1-P-400*-CEC* | Horizontal | Pulse-start - magnetic | 400 | 400 |  | False | Ballast Efficiency | 92 | [5 empty] | Non Federally-Regulated | 08/26/2013 |  | 02/28/2019
Eaton/Cooper Lighting | McGraw | IMT-200-MP* | Horizontal | Pulse-start - magnetic | 200 | 200 |  | True | Relamping Rated Wattage | 88 |  |  |  | 200-215 watts |  | Non Federally-Regulated | 08/26/2013 |  | 02/28/2019
Eaton/Cooper Lighting | Invue | VFS-150-MP-***-HS | Horizontal | Pulse-start - magnetic | 150 | 150 |  | True | Ballast Efficiency | 81 | Exception 3 Met |  |  |  |  | Non Federally-Regulated | 08/26/2013 |  | 02/28/2019
Eaton/Cooper Lighting | Streetworks | TMU25P**AS*CEC-* | Vertical - Base Up | Pulse-start - magnetic | 250 | 250 |  | True | Ballast Efficiency | 90 | [5 empty] | Non Federally-Regulated | 08/26/2013 |  | 02/28/2019
Eaton/Cooper Lighting | Invue | VFM-K-250-MP-***-NF*CEC-* | Vertical - Base Down | Pulse-start - magnetic | 250 | 250 |  | True | Ballast Efficiency | 90 | [5 empty] | Non Federally-Regulated | 08/26/2013 |  | 02/28/2019
Eaton/Cooper Lighting | Streetworks | ACN15P**33* | Vertical - Base Down | Pulse-start - magnetic | 150 | 150 |  | True | Ballast Efficiency | 81 | Exception 3 Met |  |  |  |  | Non Federally-Regulated | 08/26/2013 |  | 02/28/2019
Eaton/Cooper Lighting | McGraw | TLL-250-MP-***-4F-CEC-* | Horizontal | Pulse-start - magnetic | 250 | 250 |  | True | Ballast Efficiency | 90 | [5 empty] | Non Federally-Regulated | 08/26/2013 |  | 02/28/2019
Eaton/Cooper Lighting | Streetworks | GM*17P**3F*CEC* | Horizontal | Pulse-start - magnetic | 250 | 250 |  | True | Ballast Efficiency | 90 | [5 empty] | Non Federally-Regulated | 08/26/2013 |  | 02/28/2019
Eaton/Cooper Lighting | Streetworks | CML32P**3S* | Horizontal | Pulse-start - magnetic | 320 | 320 |  | True | Relamping Rated Wattage | 88 |  |  |  | 290-335 watts |  | Non Federally-Regulated | 08/26/2013 |  | 02/28/2019
Eaton/Cooper Lighting | McGraw | GS*-***-150-MP-***-2S* | Horizontal | Pulse-start - magnetic | 150 | 150 |  | True | Ballast Efficiency | 81 | Exception 3 Met |  |  |  |  | Non Federally-Regulated | 08/26/2013 |  | 02/28/2019
Eaton/Cooper Lighting | Invue | EML-200-MP-***-5S* | Horizontal | Pulse-start - magnetic | 200 | 200 |  | True | Relamping Rated Wattage | 88 |  |  |  | 200-215 watts |  | Non Federally-Regulated | 08/26/2013 |  | 02/28/2019
Eaton/Cooper Lighting | Streetworks | CEL32P**5F* | Horizontal | Pulse-start - magnetic | 320 | 320 |  | True | Relamping Rated Wattage | 88 |  |  |  | 290-335 watts |  | Non Federally-Regulated | 08/26/2013 |  | 02/28/2019
Eaton/Cooper Lighting | Ametrix | S*-SI-*1-E-150* | Horizontal | Pulse-start - electronic | 150 | 150 |  | False | Ballast Efficiency | 90 | [5 empty] | Non Federally-Regulated | 08/26/2013 |  | 02/28/2019
Eaton/Cooper Lighting | Streetworks | CML32P**2S* | Horizontal | Pulse-start - magnetic | 320 | 320 |  | True | Relamping Rated Wattage | 88 |  |  |  | 290-335 watts |  | Non Federally-Regulated | 08/26/2013 |  | 02/28/2019
Eaton/Cooper Lighting | McGraw | GLC-175-MP-*3C*CEC* | Vertical - Base Down | Pulse-start - magnetic | 175 | 175 |  | True | Ballast Efficiency | 90 | [5 empty] | Non Federally-Regulated | 08/26/2013 |  | 02/28/2019
Eaton/Cooper Lighting | Streetworks | GM*40P**RW*CEC* | Vertical - Base Up | Pulse-start - magnetic | 400 | 400 |  | True | Ballast Efficiency | 92 | [5 empty] | Non Federally-Regulated | 08/26/2013 |  | 02/28/2019
Eaton/Cooper Lighting | Invue | EML-150-MP-***-4S* | Horizontal | Pulse-start - magnetic | 150 | 150 |  | True | Ballast Efficiency | 81 | Exception 3 Met |  |  |  |  | Non Federally-Regulated | 08/26/2013 |  | 02/28/2019
Eaton/Cooper Lighting | Streetworks | MEL32P**5F* | Horizontal | Pulse-start - magnetic | 320 | 320 |  | True | Relamping Rated Wattage | 88 |  |  |  | 290-335 watts |  | Non Federally-Regulated | 08/26/2013 |  | 02/28/2019
Eaton/Cooper Lighting | Streetworks | GPF15P***65* | Horizontal | Pulse-start - magnetic | 150 | 150 |  | True | Ballast Efficiency | 81 | Exception 3 Met |  |  |  |  | Non Federally-Regulated | 08/26/2013 |  | 02/28/2019
Eaton/Cooper Lighting | Streetworks | CLB20PW*33* | Vertical - Base Down | Pulse-start - magnetic | 200 | 200 |  | True | Relamping Rated Wattage | 88 |  |  |  | 200-215 watts |  | Non Federally-Regulated | 08/26/2013 |  | 02/28/2019
Eaton/Cooper Lighting | Streetworks | ZYD17P****-CEC-* | Horizontal | Pulse-start - magnetic | 175 | 175 |  | True | Ballast Efficiency | 90 | [5 empty] | Non Federally-Regulated | 08/26/2013 |  | 02/28/2019
Eaton/Cooper Lighting | Streetworks | GPF25P***43*-CEC-* | Vertical - Base Down | Pulse-start - magnetic | 250 | 250 |  | True | Ballast Efficiency | 90 | [5 empty] | Non Federally-Regulated | 08/26/2013 |  | 02/28/2019
Eaton/Cooper Lighting | Lumark | MPQF-*******-250-*-CEC-* | Horizontal | Pulse-start - magnetic | 250 | 250 |  | False | Ballast Efficiency | 90 | [5 empty] | Non Federally-Regulated | 08/26/2013 |  | 02/28/2019
Eaton/Cooper Lighting | Streetworks | GPF40P***43*-CEC* | Vertical - Base Down | Pulse-start - magnetic | 400 | 400 |  | True | Ballast Efficiency | 92 | [5 empty] | Non Federally-Regulated | 08/26/2013 |  | 02/28/2019
Eaton/Cooper Lighting | Ametrix | S*-LO-*1-E-150* | Horizontal | Pulse-start - electronic | 150 | 150 |  | True | Ballast Efficiency | 90 | [5 empty] | Non Federally-Regulated | 08/26/2013 |  | 02/28/2019
Eaton/Cooper Lighting | Lumark | MPCS-150-*-CEC-* | Horizontal | Pulse-start - magnetic | 150 | 150 |  | True | Ballast Efficiency | 81 | Exception 3 Met |  |  |  |  | Non Federally-Regulated | 08/26/2013 |  | 02/28/2019
Eaton/Cooper Lighting | Lumark | MPRB-****-200-* | Vertical - Base Up | Pulse-start - magnetic | 200 | 200 |  | False | Relamping Rated Wattage | 88 |  |  |  | 200-215 watts |  | Non Federally-Regulated | 08/26/2013 |  | 02/28/2019
Eaton/Cooper Lighting | Invue | EML-200-MP-***-3S* | Horizontal | Pulse-start - magnetic | 200 | 200 |  | True | Relamping Rated Wattage | 88 |  |  |  | 200-215 watts |  | Non Federally-Regulated | 08/26/2013 |  | 02/28/2019
Eaton/Cooper Lighting | Lumark | MPRC-**-*-150-* | Horizontal | Pulse-start - magnetic | 150 | 150 |  | True | Ballast Efficiency | 81 | Exception 3 Met |  |  |  |  | Non Federally-Regulated | 08/26/2013 |  | 02/28/2019
Eaton/Cooper Lighting | Failsafe | MPFP-****-320* | Vertical - Base Up | Pulse-start - magnetic | 320 | 320 |  | False | Relamping Rated Wattage | 88 |  |  |  | 290-335 watts |  | Non Federally-Regulated | 08/26/2013 |  | 02/28/2019
Eaton/Cooper Lighting | McGraw | TLM-150-MP-***-AS* | Vertical - Base Up | Pulse-start - magnetic | 150 | 150 |  | True | Ballast Efficiency | 81 | Exception 3 Met |  |  |  |  | Non Federally-Regulated | 08/26/2013 |  | 02/28/2019
Eaton/Cooper Lighting | Streetworks | GPF15P***55* | Horizontal | Pulse-start - magnetic | 150 | 150 |  | True | Ballast Efficiency | 81 | Exception 3 Met |  |  |  |  | Non Federally-Regulated | 08/26/2013 |  | 02/28/2019
Eaton/Cooper Lighting | Lumark | MPNK-*76-175-*CEC* | Vertical - Base Down | Pulse-start - magnetic | 175 | 175 |  | True | Ballast Efficiency | 90 | [5 empty] | Non Federally-Regulated | 08/26/2013 |  | 02/28/2019
Eaton/Cooper Lighting | Lumark | XP40*-CEC | Horizontal | Pulse-start - magnetic | 400 | 400 |  | True | Ballast Efficiency | 92 | [5 empty] | Non Federally-Regulated | 08/26/2013 |  | 02/28/2019
Eaton/Cooper Lighting | Lumark | MPVF-200* | Vertical - Base Up | Pulse-start - magnetic | 200 | 200 |  | False | Relamping Rated Wattage | 88 |  |  |  | 200-215 watts |  | Non Federally-Regulated | 08/26/2013 |  | 02/28/2019
Eaton/Cooper Lighting | Ametrix | R*-LI-*1-E-315* | Horizontal | Pulse-start - electronic | 315 | 315 |  | False | Ballast Efficiency | 92 | [5 empty] | Non Federally-Regulated | 08/26/2013 |  | 02/28/2019
Eaton/Cooper Lighting | McGraw | CLM-***-400-MP-***-3V*CEC-* | Vertical - Base Up | Pulse-start - magnetic | 400 | 400 |  | True | Ballast Efficiency | 92 | [5 empty] | Non Federally-Regulated | 08/26/2013 |  | 02/28/2019
Eaton/Cooper Lighting | Lumark | MPSE-****-**-320-* | Vertical - Base Up | Pulse-start - magnetic | 320 | 320 |  | False | Relamping Rated Wattage | 88 |  |  |  | 290-335 watts |  | Non Federally-Regulated | 08/26/2013 |  | 02/28/2019
Eaton/Cooper Lighting | Invue | VFM-K-400-MP-***-MF*CEC-* | Vertical - Base Down | Pulse-start - magnetic | 400 | 400 |  | True | Ballast Efficiency | 92 | [5 empty] | Non Federally-Regulated | 08/26/2013 |  | 02/28/2019
Eaton/Cooper Lighting | Streetworks | WST15P** | Vertical - Base Down | Pulse-start - magnetic | 150 | 150 |  | True | Ballast Efficiency | 81 | Exception 3 Met |  |  |  |  | Non Federally-Regulated | 08/26/2013 |  | 02/28/2019
Eaton/Cooper Lighting | Streetworks | GS*15P**4S*CEC* | Horizontal | Pulse-start - magnetic | 150 | 150 |  | True | Ballast Efficiency | 81 | Exception 3 Met |  |  |  |  | Non Federally-Regulated | 08/26/2013 |  | 02/28/2019
Eaton/Cooper Lighting | Streetworks | TLU25P**3S*CEC-* | Horizontal | Pulse-start - magnetic | 250 | 250 |  | True | Ballast Efficiency | 90 | [5 empty] | Non Federally-Regulated | 08/26/2013 |  | 02/28/2019
Eaton/Cooper Lighting | Streetworks | TMU40P**5F*CEC-* | Horizontal | Pulse-start - magnetic | 400 | 400 |  | True | Ballast Efficiency | 92 | [5 empty] | Non Federally-Regulated | 08/26/2013 |  | 02/28/2019
Eaton/Cooper Lighting | Streetworks | MEL32P**5R* | Vertical - Base Up | Pulse-start - magnetic | 320 | 320 |  | True | Relamping Rated Wattage | 88 |  |  |  | 290-335 watts |  | Non Federally-Regulated | 08/26/2013 |  | 02/28/2019
Eaton/Cooper Lighting | Ametrix | R*-XI-*-P-320-*-CEC* | Horizontal | Pulse-start - magnetic | 320 | 320 |  | False | Ballast Efficiency | 92 | [5 empty] | Non Federally-Regulated | 08/26/2013 |  | 02/28/2019
Eaton/Cooper Lighting | Ametrix | S*-LI-*1-P-200* | Horizontal | Pulse-start - magnetic | 200 | 200 |  | False | Relamping Rated Wattage | 88 |  |  |  | 200-215 watts |  | Non Federally-Regulated | 08/26/2013 |  | 02/28/2019
Eaton/Cooper Lighting | Streetworks | CEM15P**5R* | Vertical - Base Up | Pulse-start - magnetic | 150 | 150 |  | True | Ballast Efficiency | 81 | Exception 3 Met |  |  |  |  | Non Federally-Regulated | 08/26/2013 |  | 02/28/2019
Eaton/Cooper Lighting | McGraw | CAA-320-MP-*5C* | Vertical - Base Down | Pulse-start - magnetic | 320 | 320 |  | True | Relamping Rated Wattage | 88 |  |  |  | 290-335 watts |  | Non Federally-Regulated | 08/26/2013 |  | 02/28/2019
Eaton/Cooper Lighting | McGraw | TLL-400-MP-***-2S-CEC-* | Horizontal | Pulse-start - magnetic | 400 | 400 |  | True | Ballast Efficiency | 92 | [5 empty] | Non Federally-Regulated | 08/26/2013 |  | 02/28/2019
Eaton/Cooper Lighting | McGraw | TLL-400-MP-***-3V-CEC-* | Vertical - Base Up | Pulse-start - magnetic | 400 | 400 |  | True | Ballast Efficiency | 92 | [5 empty] | Non Federally-Regulated | 08/26/2013 |  | 02/28/2019
Eaton/Cooper Lighting | McGraw | MNC-150-MP** | Vertical - Base Down | Pulse-start - magnetic | 150 | 150 |  | True | Ballast Efficiency | 81 | Exception 3 Met |  |  |  |  | Non Federally-Regulated | 08/26/2013 |  | 02/28/2019
Eaton/Cooper Lighting | Streetworks | TMU25P**4S*CEC-* | Horizontal | Pulse-start - magnetic | 250 | 250 |  | True | Ballast Efficiency | 90 | [5 empty] | Non Federally-Regulated | 08/26/2013 |  | 02/28/2019
Eaton/Cooper Lighting | McGraw | AMF-*-400-MP-*76*-CEC-* | Vertical - Base Down | Pulse-start - magnetic | 400 | 400 |  | True | Ballast Efficiency | 92 | [5 empty] | Non Federally-Regulated | 08/26/2013 |  | 02/28/2019
Eaton/Cooper Lighting | Streetworks | GM*40P**3V*CEC* | Vertical - Base Up | Pulse-start - magnetic | 400 | 400 |  | True | Ballast Efficiency | 92 | [5 empty] | Non Federally-Regulated | 08/26/2013 |  | 02/28/2019
Eaton/Cooper Lighting | McGraw | GAR-320-MP-*55* | Vertical - Base Down | Pulse-start - magnetic | 320 | 320 |  | True | Relamping Rated Wattage | 88 |  |  |  | 290-335 watts |  | Non Federally-Regulated | 08/26/2013 |  | 02/28/2019
Eaton/Cooper Lighting | Lumark | MPRY-**-*-400-*-CEC-* | Horizontal | Pulse-start - magnetic | 400 | 400 |  | True | Ballast Efficiency | 92 | [5 empty] | Non Federally-Regulated | 08/26/2013 |  | 02/28/2019
Eaton/Cooper Lighting | Streetworks | CBS15P**5C* | Vertical - Base Down | Pulse-start - magnetic | 150 | 150 |  | True | Ballast Efficiency | 81 | Exception 3 Met |  |  |  |  | Non Federally-Regulated | 08/26/2013 |  | 02/28/2019
Eaton/Cooper Lighting | McGraw | GAT-175-MP-*5C*CEC* | Vertical - Base Down | Pulse-start - magnetic | 175 | 175 |  | True | Ballast Efficiency | 90 | [5 empty] | Non Federally-Regulated | 08/26/2013 |  | 02/28/2019
Eaton/Cooper Lighting | Streetworks | ACS17P**3C*CEC-* | Vertical - Base Down | Pulse-start - magnetic | 175 | 175 |  | True | Ballast Efficiency | 90 | [5 empty] | Non Federally-Regulated | 08/26/2013 |  | 02/28/2019
Eaton/Cooper Lighting | Streetworks | GM*40P**5F*CEC* | Horizontal | Pulse-start - magnetic | 400 | 400 |  | True | Ballast Efficiency | 92 | [5 empty] | Non Federally-Regulated | 08/26/2013 |  | 02/28/2019
Eaton/Cooper Lighting | McGraw | GLC-400-MP-*33*CEC* | Vertical - Base Down | Pulse-start - magnetic | 400 | 400 |  | True | Ballast Efficiency | 92 | [5 empty] | Non Federally-Regulated | 08/26/2013 |  | 02/28/2019
Eaton/Cooper Lighting | Streetworks | GM*32P**3S* | Horizontal | Pulse-start - magnetic | 320 | 320 |  | True | Relamping Rated Wattage | 88 |  |  |  | 290-335 watts |  | Non Federally-Regulated | 08/26/2013 |  | 02/28/2019
Eaton/Cooper Lighting | McGraw | GS*-***-150-MP-***-4S* | Horizontal | Pulse-start - magnetic | 150 | 150 |  | True | Ballast Efficiency | 81 | Exception 3 Met |  |  |  |  | Non Federally-Regulated | 08/26/2013 |  | 02/28/2019
Eaton/Cooper Lighting | McGraw | CIL-**200-MP* | Horizontal | Pulse-start - magnetic | 200 | 200 |  | True | Relamping Rated Wattage | 88 |  |  |  | 200-215 watts |  | Non Federally-Regulated | 08/26/2013 |  | 02/28/2019
Eaton/Cooper Lighting | Streetworks | ANE15P**55* | Vertical - Base Down | Pulse-start - magnetic | 150 | 150 |  | True | Ballast Efficiency | 81 | Exception 3 Met |  |  |  |  | Non Federally-Regulated | 08/26/2013 |  | 02/28/2019
Eaton/Cooper Lighting | McGraw | GS*-***-250-MP-***-5F*CEC-* | Horizontal | Pulse-start - magnetic | 250 | 250 |  | True | Ballast Efficiency | 90 | [5 empty] | Non Federally-Regulated | 08/26/2013 |  | 02/28/2019
Eaton/Cooper Lighting | Streetworks | CLB15P**55* | Vertical - Base Down | Pulse-start - magnetic | 150 | 150 |  | True | Ballast Efficiency | 81 | Exception 3 Met |  |  |  |  | Non Federally-Regulated | 08/26/2013 |  | 02/28/2019
Eaton/Cooper Lighting | McGraw | CLM-***-400-MP-***-FT*CEC-* | Horizontal | Pulse-start - magnetic | 400 | 400 |  | True | Ballast Efficiency | 92 | [5 empty] | Non Federally-Regulated | 08/26/2013 |  | 02/28/2019
Eaton/Cooper Lighting | McGraw | IMT-250-MP-***-CEC* | Horizontal | Pulse-start - magnetic | 250 | 250 |  | True | Ballast Efficiency | 90 | [5 empty] | Non Federally-Regulated | 08/26/2013 |  | 02/28/2019
Eaton/Cooper Lighting | Invue | STM-150-MP-* | Horizontal | Pulse-start - magnetic | 150 | 150 |  | True | Ballast Efficiency | 81 | Exception 3 Met |  |  |  |  | Non Federally-Regulated | 08/26/2013 |  | 02/28/2019
Eaton/Cooper Lighting | Streetworks | GM*32P**FT* | Horizontal | Pulse-start - magnetic | 320 | 320 |  | True | Relamping Rated Wattage | 88 |  |  |  | 290-335 watts |  | Non Federally-Regulated | 08/26/2013 |  | 02/28/2019
Eaton/Cooper Lighting | Lumark | MPXB-****-400-*-CEC-* | Vertical - Base Up | Pulse-start - magnetic | 400 | 400 |  | False | Ballast Efficiency | 92 | [5 empty] | Non Federally-Regulated | 08/26/2013 |  | 02/28/2019
Eaton/Cooper Lighting | Streetworks | CML25P**2S*CEC-* | Horizontal | Pulse-start - magnetic | 250 | 250 |  | True | Ballast Efficiency | 90 | [5 empty] | Non Federally-Regulated | 08/26/2013 |  | 02/28/2019
Eaton/Cooper Lighting | Ametrix | R*-XI-*-P-400-*-CEC* | Horizontal | Pulse-start - magnetic | 400 | 400 |  | False | Ballast Efficiency | 92 | [5 empty] | Non Federally-Regulated | 08/26/2013 |  | 02/28/2019
Eaton/Cooper Lighting | Streetworks | TLU25P**5S*CEC-* | Horizontal | Pulse-start - magnetic | 250 | 250 |  | True | Ballast Efficiency | 90 | [5 empty] | Non Federally-Regulated | 08/26/2013 |  | 02/28/2019
Eaton/Cooper Lighting | Streetworks | TRU20P** | Horizontal | Pulse-start - magnetic | 200 | 200 |  | True | Relamping Rated Wattage | 88 |  |  |  | 200-215 watts |  | Non Federally-Regulated | 08/26/2013 |  | 02/28/2019
Eaton/Cooper Lighting | Lumark | MPMM-*-VF*-400-*-CEC-* | Vertical - Base Down | Pulse-start - magnetic | 400 | 400 |  | True | Ballast Efficiency | 92 | [5 empty] | Non Federally-Regulated | 08/26/2013 |  | 02/28/2019
Eaton/Cooper Lighting | Lumark | MPSG-****-**-400-*-CEC-* | Vertical - Base Up | Pulse-start - magnetic | 400 | 400 |  | False | Ballast Efficiency | 92 | [5 empty] | Non Federally-Regulated | 08/26/2013 |  | 02/28/2019
Eaton/Cooper Lighting | McGraw | GAR-320-MP-*5C* | Vertical - Base Down | Pulse-start - magnetic | 320 | 320 |  | True | Relamping Rated Wattage | 88 |  |  |  | 290-335 watts |  | Non Federally-Regulated | 08/26/2013 |  | 02/28/2019
Eaton/Cooper Lighting | McGraw | TLL-400-MP-***-4V-CEC-* | Vertical - Base Up | Pulse-start - magnetic | 400 | 400 |  | True | Ballast Efficiency | 92 | [5 empty] | Non Federally-Regulated | 08/26/2013 |  | 02/28/2019
Eaton/Cooper Lighting | Invue | ICM-150-MP-* | Horizontal | Pulse-start - magnetic | 150 | 150 |  | True | Ballast Efficiency | 81 | Exception 3 Met |  |  |  |  | Non Federally-Regulated | 08/26/2013 |  | 02/28/2019
Eaton/Cooper Lighting | McGraw | IMC-175-MP-***-CEC* | Horizontal | Pulse-start - magnetic | 175 | 175 |  | True | Ballast Efficiency | 90 | [5 empty] | Non Federally-Regulated | 08/26/2013 |  | 02/28/2019
Eaton/Cooper Lighting | McGraw | CSP-**150-MP* | Horizontal | Pulse-start - magnetic | 150 | 150 |  | True | Ballast Efficiency | 81 | Exception 3 Met |  |  |  |  | Non Federally-Regulated | 08/26/2013 |  | 02/28/2019
Eaton/Cooper Lighting | Streetworks | TMU15P**AS* | Vertical - Base Up | Pulse-start - magnetic | 150 | 150 |  | True | Ballast Efficiency | 81 | Exception 3 Met |  |  |  |  | Non Federally-Regulated | 08/26/2013 |  | 02/28/2019
Eaton/Cooper Lighting | Streetworks | TMU20P**SL* | Horizontal | Pulse-start - magnetic | 200 | 200 |  | True | Relamping Rated Wattage | 88 |  |  |  | 200-215 watts |  | Non Federally-Regulated | 08/26/2013 |  | 02/28/2019
Eaton/Cooper Lighting | Streetworks | CLB40PW*55-*CEC-* | Vertical - Base Down | Pulse-start - magnetic | 400 | 400 |  | True | Ballast Efficiency | 92 | [5 empty] | Non Federally-Regulated | 08/26/2013 |  | 02/28/2019
Eaton/Cooper Lighting | McGraw | AMF-*-200-MP-*44* | Vertical - Base Down | Pulse-start - magnetic | 200 | 200 |  | True | Relamping Rated Wattage | 88 |  |  |  | 200-215 watts |  | Non Federally-Regulated | 08/26/2013 |  | 02/28/2019
Eaton/Cooper Lighting | Streetworks | GPF20P***12* | Vertical - Base Down | Pulse-start - magnetic | 200 | 200 |  | True | Relamping Rated Wattage | 88 |  |  |  | 200-215 watts |  | Non Federally-Regulated | 08/26/2013 |  | 02/28/2019
Eaton/Cooper Lighting | Streetworks | CEL40P**3R*CEC-* | Vertical - Base Up | Pulse-start - magnetic | 400 | 400 |  | True | Ballast Efficiency | 92 | [5 empty] | Non Federally-Regulated | 08/26/2013 |  | 02/28/2019
Eaton/Cooper Lighting | McGraw | TLL-250-MP-***-5F-CEC-* | Horizontal | Pulse-start - magnetic | 250 | 250 |  | True | Ballast Efficiency | 90 | [5 empty] | Non Federally-Regulated | 08/26/2013 |  | 02/28/2019
Eaton/Cooper Lighting | McGraw | CLM-***-320-MP-***-SL* | Horizontal | Pulse-start - magnetic | 320 | 320 |  | True | Relamping Rated Wattage | 88 |  |  |  | 290-335 watts |  | Non Federally-Regulated | 08/26/2013 |  | 02/28/2019
Eaton/Cooper Lighting | Invue | VFM-K-400-MP-***-NF*CEC-* | Vertical - Base Down | Pulse-start - magnetic | 400 | 400 |  | True | Ballast Efficiency | 92 | [5 empty] | Non Federally-Regulated | 08/26/2013 |  | 02/28/2019
Eaton/Cooper Lighting | Streetworks | ACN40PW*3C-*CEC-* | Vertical - Base Down | Pulse-start - magnetic | 400 | 400 |  | True | Ballast Efficiency | 92 | [5 empty] | Non Federally-Regulated | 08/26/2013 |  | 02/28/2019
Eaton/Cooper Lighting | McGraw | TLM-150-MP-***-4F* | Horizontal | Pulse-start - magnetic | 150 | 150 |  | True | Ballast Efficiency | 81 | Exception 3 Met |  |  |  |  | Non Federally-Regulated | 08/26/2013 |  | 02/28/2019
Eaton/Cooper Lighting | Invue | VFM-K-320-MP-***-WF*CEC-* | Vertical - Base Down | Pulse-start - magnetic | 320 | 320 |  | True | Relamping Rated Wattage | 88 |  |  |  | 290-335 watts |  | Non Federally-Regulated | 08/26/2013 |  | 02/28/2019
Eaton/Cooper Lighting | Invue | VFM-K-320-MP-***-MF*CEC-* | Vertical - Base Down | Pulse-start - magnetic | 320 | 320 |  | True | Relamping Rated Wattage | 88 |  |  |  | 290-335 watts |  | Non Federally-Regulated | 08/26/2013 |  | 02/28/2019
Eaton/Cooper Lighting | Streetworks | UTD15P* | Horizontal | Pulse-start - magnetic | 150 | 150 |  | True | Ballast Efficiency | 81 | Exception 3 Met |  |  |  |  | Non Federally-Regulated | 08/26/2013 |  | 02/28/2019
Eaton/Cooper Lighting | Streetworks | TMU32P**SL* | Horizontal | Pulse-start - magnetic | 320 | 320 |  | True | Relamping Rated Wattage | 88 |  |  |  | 290-335 watts |  | Non Federally-Regulated | 08/26/2013 |  | 02/28/2019
Eaton/Cooper Lighting | Streetworks | MEL15P**MA* | Vertical - Base Up | Pulse-start - magnetic | 150 | 150 |  | True | Ballast Efficiency | 81 | Exception 3 Met |  |  |  |  | Non Federally-Regulated | 08/26/2013 |  | 02/28/2019
Eaton/Cooper Lighting | Invue | VFM-K-200-MP-XX-MF* | Vertical - Base Down | Pulse-start - magnetic | 200 | 200 |  | True | Relamping Rated Wattage | 88 |  |  |  | 200-215 watts |  | Non Federally-Regulated | 08/26/2013 |  | 02/28/2019
Eaton/Cooper Lighting | Streetworks | ZAG15P** | Horizontal | Pulse-start - magnetic | 150 | 150 |  | True | Ballast Efficiency | 81 | Exception 3 Met |  |  |  |  | Non Federally-Regulated | 08/26/2013 |  | 02/28/2019
Eaton/Cooper Lighting | McGraw | ZDL-**-250-MP-*****-CEC-* | Horizontal | Pulse-start - magnetic | 250 | 250 |  | True | Ballast Efficiency | 90 | [5 empty] | Non Federally-Regulated | 08/26/2013 |  | 02/28/2019
Eaton/Cooper Lighting | McGraw | GAT-175-MP-*55*CEC* | Vertical - Base Down | Pulse-start - magnetic | 175 | 175 |  | True | Ballast Efficiency | 90 | [5 empty] | Non Federally-Regulated | 08/26/2013 |  | 02/28/2019
Eaton/Cooper Lighting | Ametrix | R*-LO-*1-P-175*-CEC* | Horizontal | Pulse-start - magnetic | 175 | 175 |  | True | Ballast Efficiency | 90 | [5 empty] | Non Federally-Regulated | 08/26/2013 |  | 02/28/2019
Eaton/Cooper Lighting | Streetworks | CML32P**3F* | Horizontal | Pulse-start - magnetic | 320 | 320 |  | True | Relamping Rated Wattage | 88 |  |  |  | 290-335 watts |  | Non Federally-Regulated | 08/26/2013 |  | 02/28/2019
Eaton/Cooper Lighting | Streetworks | WST25P****-*-CEC-* | Vertical - Base Down | Pulse-start - magnetic | 250 | 250 |  | True | Ballast Efficiency | 90 | [5 empty] | Non Federally-Regulated | 08/26/2013 |  | 02/28/2019
Eaton/Cooper Lighting | Streetworks | GM*17P**SL*CEC* | Horizontal | Pulse-start - magnetic | 250 | 250 |  | True | Ballast Efficiency | 90 | [5 empty] | Non Federally-Regulated | 08/26/2013 |  | 02/28/2019
Eaton/Cooper Lighting | Streetworks | TMU32P**3S* | Horizontal | Pulse-start - magnetic | 320 | 320 |  | True | Relamping Rated Wattage | 88 |  |  |  | 290-335 watts |  | Non Federally-Regulated | 08/26/2013 |  | 02/28/2019
Eaton/Cooper Lighting | Streetworks | GPF20P***43* | Vertical - Base Down | Pulse-start - magnetic | 200 | 200 |  | True | Relamping Rated Wattage | 88 |  |  |  | 200-215 watts |  | Non Federally-Regulated | 08/26/2013 |  | 02/28/2019
Eaton/Cooper Lighting | Streetworks | TMU32P**AR* | Vertical - Base Up | Pulse-start - magnetic | 320 | 320 |  | True | Relamping Rated Wattage | 88 |  |  |  | 290-335 watts |  | Non Federally-Regulated | 08/26/2013 |  | 02/28/2019
Eaton/Cooper Lighting | Streetworks | GPF32P***44* | Vertical - Base Down | Pulse-start - magnetic | 320 | 320 |  | True | Relamping Rated Wattage | 88 |  |  |  | 290-335 watts |  | Non Federally-Regulated | 08/26/2013 |  | 02/28/2019
Eaton/Cooper Lighting | Streetworks | ZAD40P****-CEC-* | Horizontal | Pulse-start - magnetic | 400 | 400 |  | True | Ballast Efficiency | 92 | [5 empty] | Non Federally-Regulated | 08/26/2013 |  | 02/28/2019
Eaton/Cooper Lighting | Streetworks | MEL15P**3R* | Vertical - Base Up | Pulse-start - magnetic | 150 | 150 |  | True | Ballast Efficiency | 81 | Exception 3 Met |  |  |  |  | Non Federally-Regulated | 08/26/2013 |  | 02/28/2019
Eaton/Cooper Lighting | Streetworks | TLU25P**SL*CEC-* | Horizontal | Pulse-start - magnetic | 250 | 250 |  | True | Ballast Efficiency | 90 | [5 empty] | Non Federally-Regulated | 08/26/2013 |  | 02/28/2019
Eaton/Cooper Lighting | Lumark | MPEB-****-**-*-250-*-CEC-* | Vertical - Base Up | Pulse-start - magnetic | 250 | 250 |  | False | Ballast Efficiency | 90 | [5 empty] | Non Federally-Regulated | 08/26/2013 |  | 02/28/2019
Eaton/Cooper Lighting | Streetworks | MEM15P**2S* | Horizontal | Pulse-start - magnetic | 150 | 150 |  | True | Ballast Efficiency | 81 | Exception 3 Met |  |  |  |  | Non Federally-Regulated | 08/26/2013 |  | 02/28/2019
Eaton/Cooper Lighting | McGraw | GAR-175-MP-*33*CEC* | Vertical - Base Down | Pulse-start - magnetic | 175 | 175 |  | True | Ballast Efficiency | 90 | [5 empty] | Non Federally-Regulated | 08/26/2013 |  | 02/28/2019
Eaton/Cooper Lighting | Streetworks | GR*32P**AS* | Vertical - Base Up | Pulse-start - magnetic | 320 | 320 |  | True | Relamping Rated Wattage | 88 |  |  |  | 290-335 watts |  | Non Federally-Regulated | 08/26/2013 |  | 02/28/2019
Eaton/Cooper Lighting | Streetworks | CBS32P*3C* | Vertical - Base Down | Pulse-start - magnetic | 320 | 320 |  | True | Relamping Rated Wattage | 88 |  |  |  | 290-335 watts |  | Non Federally-Regulated | 08/26/2013 |  | 02/28/2019
Eaton/Cooper Lighting | McGraw | BKG-150-MP** | Vertical - Base Down | Pulse-start - magnetic | 150 | 150 |  | True | Ballast Efficiency | 81 | Exception 3 Met |  |  |  |  | Non Federally-Regulated | 08/26/2013 |  | 02/28/2019
Eaton/Cooper Lighting | Invue | VFM-K-175-MP-***-NS*CEC-* | Vertical - Base Down | Pulse-start - magnetic | 175 | 175 |  | True | Ballast Efficiency | 90 | [5 empty] | Non Federally-Regulated | 08/26/2013 |  | 02/28/2019
Eaton/Cooper Lighting | McGraw | CAR-175-MP-*3C*CEC* | Vertical - Base Down | Pulse-start - magnetic | 175 | 175 |  | True | Ballast Efficiency | 90 | [5 empty] | Non Federally-Regulated | 08/26/2013 |  | 02/28/2019
Eaton/Cooper Lighting | Streetworks | GPF32P***43* | Vertical - Base Down | Pulse-start - magnetic | 320 | 320 |  | True | Relamping Rated Wattage | 88 |  |  |  | 290-335 watts |  | Non Federally-Regulated | 08/26/2013 |  | 02/28/2019
Eaton/Cooper Lighting | McGraw | TRD-175-MP***CEC* | Horizontal | Pulse-start - magnetic | 175 | 175 |  | True | Ballast Efficiency | 90 | [5 empty] | Non Federally-Regulated | 08/26/2013 |  | 02/28/2019
Eaton/Cooper Lighting | Ametrix | R*-LI-*1-P-250*-CEC* | Horizontal | Pulse-start - magnetic | 250 | 250 |  | False | Ballast Efficiency | 90 | [5 empty] | Non Federally-Regulated | 08/26/2013 |  | 02/28/2019
Eaton/Cooper Lighting | Streetworks | GR*40P**FT*CEC* | Horizontal | Pulse-start - magnetic | 400 | 400 |  | True | Ballast Efficiency | 92 | [5 empty] | Non Federally-Regulated | 08/26/2013 |  | 02/28/2019
Eaton/Cooper Lighting | Lumark | MPMX-400-*-CEC-* | Vertical - Base Up | Pulse-start - magnetic | 400 | 400 |  | True | Ballast Efficiency | 92 | [5 empty] | Non Federally-Regulated | 08/26/2013 |  | 02/28/2019
Eaton/Cooper Lighting | Lumark | MPRY-**-*-200-*-CEC-* | Horizontal | Pulse-start - magnetic | 200 | 200 |  | True | Relamping Rated Wattage | 88 |  |  |  | 200-215 watts |  | Non Federally-Regulated | 08/26/2013 |  | 02/28/2019
Eaton/Cooper Lighting | Invue | VXM-200-MP-* | Horizontal | Pulse-start - magnetic | 200 | 200 |  | True | Relamping Rated Wattage | 88 |  |  |  | 200-215 watts |  | Non Federally-Regulated | 08/26/2013 |  | 02/28/2019
Eaton/Cooper Lighting | McGraw | GS*-***-320-MP-***-AS* | Vertical - Base Up | Pulse-start - magnetic | 320 | 320 |  | True | Relamping Rated Wattage | 88 |  |  |  | 290-335 watts |  | Non Federally-Regulated | 08/26/2013 |  | 02/28/2019
Eaton/Cooper Lighting | McGraw | IMT-175-MP-***-CEC* | Horizontal | Pulse-start - magnetic | 175 | 175 |  | True | Ballast Efficiency | 90 | [5 empty] | Non Federally-Regulated | 08/26/2013 |  | 02/28/2019
Eaton/Cooper Lighting | Streetworks | ADM232P** | Horizontal | Pulse-start - magnetic | 320 | 320 |  | True | Relamping Rated Wattage | 88 |  |  |  | 290-335 watts |  | Non Federally-Regulated | 08/26/2013 |  | 02/28/2019
Eaton/Cooper Lighting | McGraw | GS*-***-400-MP-***-2F*CEC-* | Horizontal | Pulse-start - magnetic | 400 | 400 |  | True | Ballast Efficiency | 92 | [5 empty] | Non Federally-Regulated | 08/26/2013 |  | 02/28/2019
Eaton/Cooper Lighting | Lumark | MPTR-**-200-* | Horizontal | Pulse-start - magnetic | 200 | 200 |  | True | Relamping Rated Wattage | 88 |  |  |  | 200-215 watts |  | Non Federally-Regulated | 08/26/2013 |  | 02/28/2019
Philips Lighting North America Corporation | Philips Advance | 71A5642TEE | Vertical - Base Up | Pulse-start - magnetic | 200 | 215 |  | True | Relamping Rated Wattage | 88.1 |  |  |  | 200-215 watts | False | Non Federally-Regulated | 07/20/2011 |  | 03/04/2019
Philips Lighting North America Corporation | Philips Advance | 71A6042TAEE | Vertical - Base Up | Pulse-start - magnetic | 380 | 420 |  | True | Relamping Rated Wattage | 88 |  |  |  | 336-500 watts | False | Non Federally-Regulated | 07/20/2011 |  | 03/04/2019
Philips Lighting North America Corporation | Philips Advance | 71A5637B | Vertical - Base Up | Pulse-start - magnetic | 200 | 200 |  | True | Ballast Efficiency | 93.4 |  |  |  |  | False | Non Federally-Regulated | 07/20/2011 |  | 03/04/2019
Philips Lighting North America Corporation | Philips Advance | IMH175CLF | Vertical - Base Up | Pulse-start - electronic | 175 | 175 |  | True | Ballast Efficiency | 91.2 |  |  |  |  | False | Non Federally-Regulated | 10/04/2012 |  | 03/04/2019
Philips Lighting North America Corporation | Philips Advance | IZTMH-210-315-R-LF | Vertical - Base Up | Pulse-start - electronic | 315 | 315 |  | True | Ballast Efficiency | 93.2 |  |  |  |  | False | Non Federally-Regulated | 07/20/2011 |  | 03/04/2019
Philips Lighting North America Corporation | Philips Lighting Electronics North America | 71A5593EE | Vertical - Base Up | Pulse-start - magnetic | 175 |  |  |  |  | 88.2 | No Exceptions Met |  |  |  |  | Non Federally-Regulated | 06/22/2009 |  | 03/04/2019
Philips Lighting North America Corporation | Philips Advance | 71A6092AEE | Vertical - Base Up | Pulse-start - magnetic | 380 | 420 |  | True | Relamping Rated Wattage | 88.3 |  |  |  | 336-500 watts | False | Non Federally-Regulated | 07/20/2011 |  | 03/04/2019
Philips Lighting North America Corporation | Philips Advance | IMH-150-H-BLS | Vertical - Base Up | Pulse-start - electronic | 150 | 150 |  | True | Ballast Efficiency | 91.9 |  |  |  |  | False | Non Federally-Regulated | 07/20/2011 |  | 03/04/2019
Philips Lighting North America Corporation | Philips Advance | IZTMH-150-C-LF | Vertical - Base Up | Pulse-start - electronic | 150 | 150 |  | True | Ballast Efficiency | 90.8 |  |  |  |  | False | Non Federally-Regulated | 07/20/2011 |  | 03/04/2019
Philips Lighting North America Corporation | Philips Advance | 71A5943TAEE | Vertical - Base Up | Pulse-start - magnetic | 350 | 350 |  | True | Relamping Rated Wattage | 88.2 |  |  |  | 336-500 watts | False | Non Federally-Regulated | 07/20/2011 |  | 03/04/2019
Philips Lighting North America Corporation | Philips Advance | IMH-175-C-BLS | Vertical - Base Up | Pulse-start - electronic | 175 | 175 |  | True | Ballast Efficiency | 91.2 |  |  |  |  | False | Non Federally-Regulated | 07/20/2011 |  | 03/04/2019
Philips Lighting North America Corporation | Philips Lighting Electronics North America | 71A6042TAEE | Vertical - Base Up | Pulse-start - magnetic | 400 |  |  |  |  | 88 | No Exceptions Met |  |  |  |  | Non Federally-Regulated | 06/22/2009 |  | 03/04/2019
Philips Lighting North America Corporation | Philips Advance | IZTEMH4003PS | Vertical - Base Up | Pulse-start - electronic | 400 | 400 |  | True | Ballast Efficiency | 93.3 |  |  |  |  | False | Non Federally-Regulated | 07/20/2011 |  | 03/04/2019
Philips Lighting North America Corporation | Philips Advance | IMH-150-H-LF | Vertical - Base Up | Pulse-start - electronic | 150 | 150 |  | True | Ballast Efficiency | 91.9 |  |  |  |  | False | Non Federally-Regulated | 07/20/2011 |  | 03/04/2019
Philips Lighting North America Corporation | Philips Lighting Electronics North America | IMH175CLF | Vertical - Base Up | Pulse-start - electronic | 175 |  |  |  |  | 91.2 | No Exceptions Met |  |  |  |  | Non Federally-Regulated | 06/22/2009 |  | 03/04/2019
Philips Lighting North America Corporation | Philips Advance | IZTEMH4003PS-R | Vertical - Base Up | Pulse-start - electronic | 400 | 400 |  | True | Ballast Efficiency | 93.3 |  |  |  |  | False | Non Federally-Regulated | 07/20/2011 |  | 03/04/2019
Philips Lighting North America Corporation | Philips Lighting Electronics North America | 71A6092AEE | Vertical - Base Up | Pulse-start - magnetic | 400 |  |  |  |  | 88.3 | No Exceptions Met |  |  |  |  | Non Federally-Regulated | 06/22/2009 |  | 03/04/2019
Philips Lighting North America Corporation | Philips Advance | IMH175CBLS | Vertical - Base Up | Pulse-start - electronic | 175 | 175 |  | True | Ballast Efficiency | 91.2 |  |  |  |  | False | Non Federally-Regulated | 10/04/2012 |  | 03/04/2019
Philips Lighting North America Corporation | Philips Advance | IZTEMH4003PSXJ | Vertical - Base Up | Pulse-start - electronic | 400 | 400 |  | True | Ballast Efficiency | 93.3 |  |  |  |  | False | Non Federally-Regulated | 07/20/2011 |  | 03/04/2019
Philips Lighting North America Corporation | Philips Advance | IMH-210T-LS | Vertical - Base Up | Pulse-start - electronic | 210 | 210 |  | True | Ballast Efficiency | 93.1 |  |  |  |  | False | Non Federally-Regulated | 06/20/2013 |  | 03/04/2019
Philips Lighting North America Corporation | Philips Lighting Electronics North America | 71A5742EE | Vertical - Base Up | Pulse-start - magnetic | 250 |  |  |  |  | 88 | No Exceptions Met |  |  |  |  | Non Federally-Regulated | 06/22/2009 |  | 03/04/2019
Philips Lighting North America Corporation | Philips Advance | 71A6137B | Vertical - Base Up | Pulse-start - magnetic | 400 | 400 |  | True | Ballast Efficiency | 94.9 |  |  |  |  | False | Non Federally-Regulated | 07/20/2011 |  | 03/04/2019
Philips Lighting North America Corporation | Philips Advance | IZTEMH4003PSXJF | Vertical - Base Up | Pulse-start - electronic | 400 | 400 |  | True | Ballast Efficiency | 93.3 |  |  |  |  | False | Non Federally-Regulated | 07/20/2011 |  | 03/04/2019
Philips Lighting North America Corporation | Philips Advance | IMH-175-C-LF | Vertical - Base Up | Pulse-start - electronic | 175 | 175 |  | True | Ballast Efficiency | 91.2 |  |  |  |  | False | Non Federally-Regulated | 07/20/2011 |  | 03/04/2019
Philips Lighting North America Corporation | Philips Advance | 71A6343T | Vertical - Base Up | Pulse-start - magnetic | 450 | 450 |  | True | Relamping Rated Wattage | 88.7 |  |  |  | 336-500 watts | False | Non Federally-Regulated | 07/20/2011 |  | 03/04/2019
Philips Lighting North America Corporation | Philips Lighting Electronics North America | 71A5742TEE | Vertical - Base Up | Pulse-start - magnetic | 250 |  |  |  |  | 88 | No Exceptions Met |  |  |  |  | Non Federally-Regulated | 06/22/2009 |  | 03/04/2019
Philips Lighting North America Corporation | Philips Advance | 71A5737B | Vertical - Base Up | Pulse-start - magnetic | 250 | 250 |  | True | Ballast Efficiency | 94 |  |  |  |  | False | Non Federally-Regulated | 07/20/2011 |  | 03/04/2019
Philips Lighting North America Corporation | Philips Advance | 71A5837BP | Vertical - Base Up | Pulse-start - magnetic | 320 | 320 |  | True | Ballast Efficiency | 93.7 |  |  |  |  | False | Non Federally-Regulated | 07/20/2011 |  | 03/04/2019
Philips Lighting North America Corporation | Philips Advance | 71A5937BP | Vertical - Base Up | Pulse-start - magnetic | 350 | 350 |  | True | Ballast Efficiency | 94 |  |  |  |  | False | Non Federally-Regulated | 07/20/2011 |  | 03/04/2019
Philips Lighting North America Corporation | Philips Lighting Electronics North America | 71A5792EE | Vertical - Base Up | Pulse-start - magnetic | 250 |  |  |  |  | 89.3 | No Exceptions Met |  |  |  |  | Non Federally-Regulated | 06/22/2009 |  | 03/04/2019
Philips Lighting North America Corporation | Philips Advance | IZTMH-210-315-R-LF | Vertical - Base Up | Pulse-start - electronic | 210 | 210 |  | True | Ballast Efficiency | 93.1 |  |  |  |  | False | Non Federally-Regulated | 07/20/2011 |  | 03/04/2019
Philips Lighting North America Corporation | Philips Lighting Electronics North America | 71A5543TEE | Vertical - Base Up | Pulse-start - magnetic | 175 |  |  |  |  | 88.3 | No Exceptions Met |  |  |  |  | Non Federally-Regulated | 06/22/2009 |  | 03/04/2019
Philips Lighting North America Corporation | Philips Advance | 71A6337B | Vertical - Base Up | Pulse-start - magnetic | 450 | 450 |  | True | Ballast Efficiency | 94.2 |  |  |  |  | False | Non Federally-Regulated | 07/20/2011 |  | 03/04/2019
Philips Lighting North America Corporation | Philips Advance | 71A5692EE | Vertical - Base Up | Pulse-start - magnetic | 200 | 215 |  | True | Relamping Rated Wattage | 88.2 |  |  |  | 200-215 watts | False | Non Federally-Regulated | 07/20/2011 |  | 03/04/2019
Philips Lighting North America Corporation | Philips Lighting Electronics North America | IMH175CBLS | Vertical - Base Up | Pulse-start - electronic | 175 |  |  |  |  | 91.2 | No Exceptions Met |  |  |  |  | Non Federally-Regulated | 06/22/2009 |  | 03/04/2019
Philips Lighting North America Corporation | Philips Advance | 71A5892AEE | Vertical - Base Up | Pulse-start - magnetic | 320 | 320 |  | True | Relamping Rated Wattage | 88.4 |  |  |  | 290-335 watts | False | Non Federally-Regulated | 07/20/2011 |  | 03/04/2019
Philips Lighting North America Corporation | Philips Advance | IZTEMH4003PSXC | Vertical - Base Up | Pulse-start - electronic | 400 | 400 |  | True | Ballast Efficiency | 93.3 |  |  |  |  | False | Non Federally-Regulated | 07/20/2011 |  | 03/04/2019
Philips Lighting North America Corporation | Philips Advance | 71A6393 | Vertical - Base Up | Pulse-start - magnetic | 450 | 450 |  | True | Relamping Rated Wattage | 89 |  |  |  | 336-500 watts | False | Non Federally-Regulated | 07/20/2011 |  | 03/04/2019
Philips Lighting North America Corporation | Philips Advance | 71A5993AEE | Vertical - Base Up | Pulse-start - magnetic | 350 | 350 |  | True | Relamping Rated Wattage | 88.4 |  |  |  | 336-500 watts | False | Non Federally-Regulated | 07/20/2011 |  | 03/04/2019
Philips Lighting North America Corporation | Philips Advance | 71A5842TAEE | Vertical - Base Up | Pulse-start - magnetic | 320 | 320 |  | True | Relamping Rated Wattage | 88.1 |  |  |  | 290-335 watts | False | Non Federally-Regulated | 07/20/2011 |  | 03/04/2019
Gardco Lighting | Gardco | GS02-(ST/OT)-12XL**150CMHE*8************* | Horizontal | Pulse-start - electronic | 150 |  |  |  |  | 88 | No Exceptions Met |  |  |  |  | Non Federally-Regulated | 02/06/2008 |  | 12/05/2019
Gardco Lighting | Gardco | GS04-(ST/OT)-15ID**T150CMHE*10************* | Horizontal | Pulse-start - electronic | 150 |  |  |  |  | 88 | No Exceptions Met |  |  |  |  | Non Federally-Regulated | 02/06/2008 |  | 12/05/2019
Gardco Lighting | Gardco | GS02-(ST/OT)-12XL**150CMHE*10************* | Horizontal | Pulse-start - electronic | 150 |  |  |  |  | 88 | No Exceptions Met |  |  |  |  | Non Federally-Regulated | 02/06/2008 |  | 12/05/2019
Gardco Lighting | Gardco | G13(W,WS)2XL**150CMHE************** | Horizontal | Pulse-start - electronic | 150 |  |  |  |  | 88 | No Exceptions Met |  |  |  |  | Non Federally-Regulated | 02/06/2008 |  | 12/05/2019
Gardco Lighting | Gardco | GS04-P4-15ID**T150CMHE************** | Horizontal | Pulse-start - electronic | 150 |  |  |  |  | 88 | No Exceptions Met |  |  |  |  | Non Federally-Regulated | 02/06/2008 |  | 12/05/2019
Gardco Lighting | Gardco | GS03-(ST/OT)-15ID**T150CMHE*12************* | Horizontal | Pulse-start - electronic | 150 |  |  |  |  | 88 | No Exceptions Met |  |  |  |  | Non Federally-Regulated | 02/06/2008 |  | 12/05/2019
Gardco Lighting | Gardco | GS02-(ST/OT)-13XL**150CMHE*8************* | Horizontal | Pulse-start - electronic | 150 |  |  |  |  | 88 | No Exceptions Met |  |  |  |  | Non Federally-Regulated | 02/06/2008 |  | 12/05/2019
Gardco Lighting | Gardco | 220P**150CMHE************** | Horizontal | Pulse-start - electronic | 150 |  |  |  |  | 88 | No Exceptions Met |  |  |  |  | Non Federally-Regulated | 02/06/2008 |  | 12/05/2019
Gardco Lighting | Gardco | GS01-(ST/OT)-13XL**150CMHE*10************* | Horizontal | Pulse-start - electronic | 150 |  |  |  |  | 88 | No Exceptions Met |  |  |  |  | Non Federally-Regulated | 02/06/2008 |  | 12/05/2019
Gardco Lighting | Gardco | GS01-(ST/OT)-12XL**150CMHE*12************* | Horizontal | Pulse-start - electronic | 150 |  |  |  |  | 88 | No Exceptions Met |  |  |  |  | Non Federally-Regulated | 02/06/2008 |  | 12/05/2019
Gardco Lighting | Gardco | GS01-(ST/OT)-14XL**150CMHE*8************* | Horizontal | Pulse-start - electronic | 150 |  |  |  |  | 88 | No Exceptions Met |  |  |  |  | Non Federally-Regulated | 02/06/2008 |  | 12/05/2019
Gardco Lighting | Gardco | GS03-(ST/OT)-15ID**T150CMHE*10************* | Horizontal | Pulse-start - electronic | 150 |  |  |  |  | 88 | No Exceptions Met |  |  |  |  | Non Federally-Regulated | 02/06/2008 |  | 12/05/2019
Gardco Lighting | Gardco | GS01-(ST/OT)-14XL**150CMHE*12************* | Horizontal | Pulse-start - electronic | 150 |  |  |  |  | 88 | No Exceptions Met |  |  |  |  | Non Federally-Regulated | 02/06/2008 |  | 12/05/2019
Gardco Lighting | Gardco | GS01-(ST/OT)-13XL**150CMHE*8************* | Horizontal | Pulse-start - electronic | 150 |  |  |  |  | 88 | No Exceptions Met |  |  |  |  | Non Federally-Regulated | 02/06/2008 |  | 12/05/2019
Gardco Lighting | Gardco | 220F**150CMHE************** | Horizontal | Pulse-start - electronic | 150 |  |  |  |  | 88 | No Exceptions Met |  |  |  |  | Non Federally-Regulated | 02/06/2008 |  | 12/05/2019
Gardco Lighting | Gardco | 221C-P**150CMHE************** | Horizontal | Pulse-start - electronic | 150 |  |  |  |  | 88 | No Exceptions Met |  |  |  |  | Non Federally-Regulated | 02/06/2008 |  | 12/05/2019
Gardco Lighting | Gardco | 220C-F**150CMHE************** | Horizontal | Pulse-start - electronic | 150 |  |  |  |  | 88 | No Exceptions Met |  |  |  |  | Non Federally-Regulated | 02/06/2008 |  | 12/05/2019
Gardco Lighting | Emco | EV13-U-F/WT**150CMHE************** | Horizontal | Pulse-start - electronic | 150 |  |  |  |  | 88 | No Exceptions Met |  |  |  |  | Non Federally-Regulated | 02/06/2008 |  | 12/05/2019
Gardco Lighting | Gardco | GP1**150CMHE************** | Horizontal | Pulse-start - electronic | 150 |  |  |  |  | 88 | No Exceptions Met |  |  |  |  | Non Federally-Regulated | 02/06/2008 |  | 12/05/2019
Gardco Lighting | Gardco | 220C-P**150CMHE************** | Horizontal | Pulse-start - electronic | 150 |  |  |  |  | 88 | No Exceptions Met |  |  |  |  | Non Federally-Regulated | 02/06/2008 |  | 12/05/2019
Gardco Lighting | Gardco | GS02-(ST/OT)-14XL**150CMHE*8************* | Horizontal | Pulse-start - electronic | 150 |  |  |  |  | 88 | No Exceptions Met |  |  |  |  | Non Federally-Regulated | 02/06/2008 |  | 12/05/2019
Gardco Lighting | Gardco | GS02-(ST/OT)-14XL**150CMHE*12************* | Horizontal | Pulse-start - electronic | 150 |  |  |  |  | 88 | No Exceptions Met |  |  |  |  | Non Federally-Regulated | 02/06/2008 |  | 12/05/2019
Gardco Lighting | Gardco | GS02-(ST/OT)-14XL**150CMHE*10************* | Horizontal | Pulse-start - electronic | 150 |  |  |  |  | 88 | No Exceptions Met |  |  |  |  | Non Federally-Regulated | 02/06/2008 |  | 12/05/2019
Gardco Lighting | Gardco | G1312XL**150CMHE************** | Horizontal | Pulse-start - electronic | 150 |  |  |  |  | 88 | No Exceptions Met |  |  |  |  | Non Federally-Regulated | 02/06/2008 |  | 12/05/2019
Gardco Lighting | Gardco | 221P**150CMHE************** | Horizontal | Pulse-start - electronic | 150 |  |  |  |  | 88 | No Exceptions Met |  |  |  |  | Non Federally-Regulated | 02/06/2008 |  | 12/05/2019
Gardco Lighting | Gardco | G1314XL**150CMHE************** | Horizontal | Pulse-start - electronic | 150 |  |  |  |  | 88 | No Exceptions Met |  |  |  |  | Non Federally-Regulated | 02/06/2008 |  | 12/05/2019
Gardco Lighting | Gardco | GS01-(ST/OT)-13XL**150CMHE*12************* | Horizontal | Pulse-start - electronic | 150 |  |  |  |  | 88 | No Exceptions Met |  |  |  |  | Non Federally-Regulated | 02/06/2008 |  | 12/05/2019
Gardco Lighting | Gardco | GS02-(ST/OT)-13XL**150CMHE*10************* | Horizontal | Pulse-start - electronic | 150 |  |  |  |  | 88 | No Exceptions Met |  |  |  |  | Non Federally-Regulated | 02/06/2008 |  | 12/05/2019
Gardco Lighting | Gardco | G13(W,WS)3XL**150CMHE************** | Horizontal | Pulse-start - electronic | 150 |  |  |  |  | 88 | No Exceptions Met |  |  |  |  | Non Federally-Regulated | 02/06/2008 |  | 12/05/2019
Gardco Lighting | Gardco | GS01-(ST/OT)-14XL**150CMHE*10************* | Horizontal | Pulse-start - electronic | 150 |  |  |  |  | 88 | No Exceptions Met |  |  |  |  | Non Federally-Regulated | 02/06/2008 |  | 12/05/2019
Gardco Lighting | Gardco | GS04-(ST/OT)-15ID**T150CMHE*8************* | Horizontal | Pulse-start - electronic | 150 |  |  |  |  | 88 | No Exceptions Met |  |  |  |  | Non Federally-Regulated | 02/06/2008 |  | 12/05/2019
Gardco Lighting | Gardco | GS01-(ST/OT)-12XL**150CMHE*10************* | Horizontal | Pulse-start - electronic | 150 |  |  |  |  | 88 | No Exceptions Met |  |  |  |  | Non Federally-Regulated | 02/06/2008 |  | 12/05/2019
Gardco Lighting | Gardco | GS02-(ST/OT)-12XL**150CMHE*12************* | Horizontal | Pulse-start - electronic | 150 |  |  |  |  | 88 | No Exceptions Met |  |  |  |  | Non Federally-Regulated | 02/06/2008 |  | 12/05/2019
Gardco Lighting | Gardco | GS04-(ST/OT)-15ID**T150CMHE*12************* | Horizontal | Pulse-start - electronic | 150 |  |  |  |  | 88 | No Exceptions Met |  |  |  |  | Non Federally-Regulated | 02/06/2008 |  | 12/05/2019
Gardco Lighting | Gardco | G13(W,WS)4XL**150CMHE************** | Horizontal | Pulse-start - electronic | 150 |  |  |  |  | 88 | No Exceptions Met |  |  |  |  | Non Federally-Regulated | 02/06/2008 |  | 12/05/2019
Gardco Lighting | Gardco | GS01-(ST/OT)-12XL**150CMHE*8************* | Horizontal | Pulse-start - electronic | 150 |  |  |  |  | 88 | No Exceptions Met |  |  |  |  | Non Federally-Regulated | 02/06/2008 |  | 12/05/2019
Gardco Lighting | Gardco | GS03-P4-15ID**T150CMHE************** | Horizontal | Pulse-start - electronic | 150 |  |  |  |  | 88 | No Exceptions Met |  |  |  |  | Non Federally-Regulated | 02/06/2008 |  | 12/05/2019
Gardco Lighting | Gardco | GS03-(ST/OT)-15ID**T150CMHE*8************* | Horizontal | Pulse-start - electronic | 150 |  |  |  |  | 88 | No Exceptions Met |  |  |  |  | Non Federally-Regulated | 02/06/2008 |  | 12/05/2019
Gardco Lighting | Gardco | G1313XL**150CMHE************** | Horizontal | Pulse-start - electronic | 150 |  |  |  |  | 88 | No Exceptions Met |  |  |  |  | Non Federally-Regulated | 02/06/2008 |  | 12/05/2019
Gardco Lighting | Gardco | GS02-(ST/OT)-13XL**150CMHE*12************* | Horizontal | Pulse-start - electronic | 150 |  |  |  |  | 88 | No Exceptions Met |  |  |  |  | Non Federally-Regulated | 02/06/2008 |  | 12/05/2019
Gardco Lighting | Emco | ECW1413V**175PSMH************** | Vertical - Base Up | Pulse-start - magnetic | 175 |  |  |  |  | 88 | No Exceptions Met |  |  |  |  | Non Federally-Regulated | 02/06/2008 |  | 12/05/2019
Gardco Lighting | Gardco | CA221VS**400PSMH************** | Vertical - Base Up | Pulse-start - magnetic | 400 |  |  |  |  | 88 | No Exceptions Met |  |  |  |  | Non Federally-Regulated | 02/06/2008 |  | 12/05/2019
Gardco Lighting | Emco | ECWA1413V**175PSMH************** | Vertical - Base Up | Pulse-start - magnetic | 175 |  |  |  |  | 88 | No Exceptions Met |  |  |  |  | Non Federally-Regulated | 02/06/2008 |  | 12/05/2019
Gardco Lighting | Emco | ECP231FVFC**400PSMH************** | Vertical - Base Up | Pulse-start - magnetic | 400 |  |  |  |  | 88 | No Exceptions Met |  |  |  |  | Non Federally-Regulated | 02/06/2008 |  | 12/05/2019
Gardco Lighting | Emco | ERP251QV**350PSMH************** | Vertical - Base Up | Pulse-start - magnetic | 350 |  |  |  |  | 88 | No Exceptions Met |  |  |  |  | Non Federally-Regulated | 02/06/2008 |  | 12/05/2019
Gardco Lighting | Emco | DECWA1813V**400PSMH************** | Vertical - Base Up | Pulse-start - magnetic | 400 |  |  |  |  | 88 | No Exceptions Met |  |  |  |  | Non Federally-Regulated | 02/06/2008 |  | 12/05/2019
Gardco Lighting | Emco | DECTW1813V**450PSMH************** | Vertical - Base Up | Pulse-start - magnetic | 450 |  |  |  |  | 88 | No Exceptions Met |  |  |  |  | Non Federally-Regulated | 02/06/2008 |  | 12/05/2019
Gardco Lighting | Emco | ERP251FV**200MH************** | Vertical - Base Up | Pulse-start - magnetic | 200 |  |  |  |  | 88 | No Exceptions Met |  |  |  |  | Non Federally-Regulated | 02/06/2008 |  | 12/05/2019
Gardco Lighting | Gardco | A194VS**450PSMH************** | Vertical - Base Up | Pulse-start - magnetic | 450 |  |  |  |  | 88 | No Exceptions Met |  |  |  |  | Non Federally-Regulated | 02/06/2008 |  | 12/05/2019
Gardco Lighting | Emco | ECP231QVFC**400PSMH************** | Vertical - Base Up | Pulse-start - magnetic | 400 |  |  |  |  | 88 | No Exceptions Met |  |  |  |  | Non Federally-Regulated | 02/06/2008 |  | 12/05/2019
Gardco Lighting | Gardco | JH191VS**320PSMH************** | Vertical - Base Up | Pulse-start - magnetic | 320 |  |  |  |  | 88 | No Exceptions Met |  |  |  |  | Non Federally-Regulated | 02/06/2008 |  | 12/05/2019
Gardco Lighting | Emco | ERA2513V**350PSMH************** | Vertical - Base Up | Pulse-start - magnetic | 350 |  |  |  |  | 88 | No Exceptions Met |  |  |  |  | Non Federally-Regulated | 02/06/2008 |  | 12/05/2019
Gardco Lighting | Emco | DECTW181FV**450PSMH************** | Vertical - Base Up | Pulse-start - magnetic | 450 |  |  |  |  | 88 | No Exceptions Met |  |  |  |  | Non Federally-Regulated | 02/06/2008 |  | 12/05/2019
Gardco Lighting | Emco | DECWA181FV**250PSMH************** | Vertical - Base Up | Pulse-start - magnetic | 250 |  |  |  |  | 88 | No Exceptions Met |  |  |  |  | Non Federally-Regulated | 02/06/2008 |  | 12/05/2019
Gardco Lighting | Emco | ECWA1813V**250PSMH************** | Vertical - Base Up | Pulse-start - magnetic | 250 |  |  |  |  | 88 | No Exceptions Met |  |  |  |  | Non Federally-Regulated | 02/06/2008 |  | 12/05/2019
Gardco Lighting | Emco | ECP181QV**400PSMH************** | Vertical - Base Up | Pulse-start - magnetic | 400 |  |  |  |  | 88 | No Exceptions Met |  |  |  |  | Non Federally-Regulated | 02/06/2008 |  | 12/05/2019
Gardco Lighting | Gardco | CA221VS**250PSMH************** | Vertical - Base Up | Pulse-start - magnetic | 250 |  |  |  |  | 88 | No Exceptions Met |  |  |  |  | Non Federally-Regulated | 02/06/2008 |  | 12/05/2019
Gardco Lighting | Gardco | H141VS**150MH************** | Vertical - Base Up | Pulse-start - magnetic | 150 |  |  |  |  | 80 | Vertical - Base Up |  |  |  |  | Non Federally-Regulated | 02/06/2008 |  | 12/05/2019
Gardco Lighting | Emco | ERP2013V**200MH************** | Vertical - Base Up | Pulse-start - magnetic | 200 |  |  |  |  | 88 | No Exceptions Met |  |  |  |  | Non Federally-Regulated | 02/06/2008 |  | 12/05/2019
Gardco Lighting | Emco | ERP2513V**250PSMH************** | Vertical - Base Up | Pulse-start - magnetic | 250 |  |  |  |  | 88 | No Exceptions Met |  |  |  |  | Non Federally-Regulated | 02/06/2008 |  | 12/05/2019
Gardco Lighting | Emco | ERP2513V**450PSMH************** | Vertical - Base Up | Pulse-start - magnetic | 450 |  |  |  |  | 88 | No Exceptions Met |  |  |  |  | Non Federally-Regulated | 02/06/2008 |  | 12/05/2019
Gardco Lighting | Emco | DECTWA181FV**450PSMH************** | Vertical - Base Up | Pulse-start - magnetic | 450 |  |  |  |  | 88 | No Exceptions Met |  |  |  |  | Non Federally-Regulated | 02/06/2008 |  | 12/05/2019
Gardco Lighting | Emco | ECW1813V**350PSMH************** | Vertical - Base Up | Pulse-start - magnetic | 350 |  |  |  |  | 88 | No Exceptions Met |  |  |  |  | Non Federally-Regulated | 02/06/2008 |  | 12/05/2019
Gardco Lighting | Gardco | JH141VS**175PSMH************** | Vertical - Base Up | Pulse-start - magnetic | 175 |  |  |  |  | 88 | No Exceptions Met |  |  |  |  | Non Federally-Regulated | 02/06/2008 |  | 12/05/2019
Gardco Lighting | Emco | ERP2513V**200MH************** | Vertical - Base Up | Pulse-start - magnetic | 200 |  |  |  |  | 88 | No Exceptions Met |  |  |  |  | Non Federally-Regulated | 02/06/2008 |  | 12/05/2019
Gardco Lighting | Emco | ERP201QV**200MH************** | Vertical - Base Up | Pulse-start - magnetic | 200 |  |  |  |  | 88 | No Exceptions Met |  |  |  |  | Non Federally-Regulated | 02/06/2008 |  | 12/05/2019
Gardco Lighting | Emco | ECP181QV**250PSMH************** | Vertical - Base Up | Pulse-start - magnetic | 250 |  |  |  |  | 88 | No Exceptions Met |  |  |  |  | Non Federally-Regulated | 02/06/2008 |  | 12/05/2019
Gardco Lighting | Emco | ERA251QV**400PSMH************** | Vertical - Base Up | Pulse-start - magnetic | 400 |  |  |  |  | 88 | No Exceptions Met |  |  |  |  | Non Federally-Regulated | 02/06/2008 |  | 12/05/2019
Gardco Lighting | Gardco | CA221VS**350PSMH************** | Vertical - Base Up | Pulse-start - magnetic | 350 |  |  |  |  | 88 | No Exceptions Met |  |  |  |  | Non Federally-Regulated | 02/06/2008 |  | 12/05/2019
Gardco Lighting | Emco | DECW181FV**350PSMH************** | Vertical - Base Up | Pulse-start - magnetic | 350 |  |  |  |  | 88 | No Exceptions Met |  |  |  |  | Non Federally-Regulated | 02/06/2008 |  | 12/05/2019
Gardco Lighting | Gardco | MP221VS**450PSMH************** | Vertical - Base Up | Pulse-start - magnetic | 450 |  |  |  |  | 88 | No Exceptions Met |  |  |  |  | Non Federally-Regulated | 02/06/2008 |  | 12/05/2019
Gardco Lighting | Emco | DECWA181FV**320PSMH************** | Vertical - Base Up | Pulse-start - magnetic | 320 |  |  |  |  | 88 | No Exceptions Met |  |  |  |  | Non Federally-Regulated | 02/06/2008 |  | 12/05/2019
Gardco Lighting | Gardco | EH191VS**250PSMH************** | Vertical - Base Up | Pulse-start - magnetic | 250 |  |  |  |  | 88 | No Exceptions Met |  |  |  |  | Non Federally-Regulated | 02/06/2008 |  | 12/05/2019
Gardco Lighting | Gardco | SCA14JVS**150MH************** | Vertical - Base Up | Pulse-start - magnetic | 150 |  |  |  |  | 80 | Vertical - Base Up |  |  |  |  | Non Federally-Regulated | 02/06/2008 |  | 12/05/2019
Gardco Lighting | Gardco | JEH191VS**400PSMH************** | Vertical - Base Up | Pulse-start - magnetic | 400 |  |  |  |  | 88 | No Exceptions Met |  |  |  |  | Non Federally-Regulated | 02/06/2008 |  | 12/05/2019
Gardco Lighting | Emco | ECA181FV**320PSMH************** | Vertical - Base Up | Pulse-start - magnetic | 320 |  |  |  |  | 88 | No Exceptions Met |  |  |  |  | Non Federally-Regulated | 02/06/2008 |  | 12/05/2019
Gardco Lighting | Emco | ECWA181FV**320PSMH************** | Vertical - Base Up | Pulse-start - magnetic | 320 |  |  |  |  | 88 | No Exceptions Met |  |  |  |  | Non Federally-Regulated | 02/06/2008 |  | 12/05/2019
Gardco Lighting | Gardco | A192VS**350PSMH************** | Vertical - Base Up | Pulse-start - magnetic | 350 |  |  |  |  | 88 | No Exceptions Met |  |  |  |  | Non Federally-Regulated | 02/06/2008 |  | 12/05/2019
Gardco Lighting | Emco | DECW141FV**150MH************** | Vertical - Base Up | Pulse-start - magnetic | 150 |  |  |  |  | 80 | Vertical - Base Up |  |  |  |  | Non Federally-Regulated | 02/06/2008 |  | 12/05/2019
Gardco Lighting | Gardco | SCA14LVS**150MH************** | Vertical - Base Up | Pulse-start - magnetic | 150 |  |  |  |  | 80 | Vertical - Base Up |  |  |  |  | Non Federally-Regulated | 02/06/2008 |  | 12/05/2019
Gardco Lighting | Emco | ERA251FV**450PSMH************** | Vertical - Base Up | Pulse-start - magnetic | 450 |  |  |  |  | 88 | No Exceptions Met |  |  |  |  | Non Federally-Regulated | 02/06/2008 |  | 12/05/2019
Gardco Lighting | Emco | ERP2513V**400PSMH************** | Vertical - Base Up | Pulse-start - magnetic | 400 |  |  |  |  | 88 | No Exceptions Met |  |  |  |  | Non Federally-Regulated | 02/06/2008 |  | 12/05/2019
Gardco Lighting | Gardco | MP221VS**350PSMH************** | Vertical - Base Up | Pulse-start - magnetic | 350 |  |  |  |  | 88 | No Exceptions Met |  |  |  |  | Non Federally-Regulated | 02/06/2008 |  | 12/05/2019
Gardco Lighting | Emco | ERW251FV**450PSMH************** | Vertical - Base Up | Pulse-start - magnetic | 450 |  |  |  |  | 88 | No Exceptions Met |  |  |  |  | Non Federally-Regulated | 02/06/2008 |  | 12/05/2019
Gardco Lighting | Emco | ERP201FV**150MH************** | Vertical - Base Up | Pulse-start - magnetic | 150 |  |  |  |  | 80 | Vertical - Base Up |  |  |  |  | Non Federally-Regulated | 02/06/2008 |  | 12/05/2019
Gardco Lighting | Emco | ECW1413V**200MH************** | Vertical - Base Up | Pulse-start - magnetic | 200 |  |  |  |  | 88 | No Exceptions Met |  |  |  |  | Non Federally-Regulated | 02/06/2008 |  | 12/05/2019
Gardco Lighting | Gardco | EH191VS**450PSMH************** | Vertical - Base Up | Pulse-start - magnetic | 450 |  |  |  |  | 88 | No Exceptions Met |  |  |  |  | Non Federally-Regulated | 02/06/2008 |  | 12/05/2019
Gardco Lighting | Emco | ECW141FV**175PSMH************** | Vertical - Base Up | Pulse-start - magnetic | 175 |  |  |  |  | 88 | No Exceptions Met |  |  |  |  | Non Federally-Regulated | 02/06/2008 |  | 12/05/2019
Gardco Lighting | Gardco | CP171VS**175PSMH************** | Vertical - Base Up | Pulse-start - magnetic | 175 |  |  |  |  | 88 | No Exceptions Met |  |  |  |  | Non Federally-Regulated | 02/06/2008 |  | 12/05/2019
Gardco Lighting | Emco | DECWA1813V**320PSMH************** | Vertical - Base Up | Pulse-start - magnetic | 320 |  |  |  |  | 88 | No Exceptions Met |  |  |  |  | Non Federally-Regulated | 02/06/2008 |  | 12/05/2019
Gardco Lighting | Emco | ECWA181FV**250PSMH************** | Vertical - Base Up | Pulse-start - magnetic | 250 |  |  |  |  | 88 | No Exceptions Met |  |  |  |  | Non Federally-Regulated | 02/06/2008 |  | 12/05/2019
Gardco Lighting | Emco | ECA1813V**320PSMH************** | Vertical - Base Up | Pulse-start - magnetic | 320 |  |  |  |  | 88 | No Exceptions Met |  |  |  |  | Non Federally-Regulated | 02/06/2008 |  | 12/05/2019
Gardco Lighting | Emco | DECA181FV**320PSMH************** | Vertical - Base Up | Pulse-start - magnetic | 320 |  |  |  |  | 88 | No Exceptions Met |  |  |  |  | Non Federally-Regulated | 02/06/2008 |  | 12/05/2019
Gardco Lighting | Emco | ECWA1813V**320PSMH************** | Vertical - Base Up | Pulse-start - magnetic | 320 |  |  |  |  | 88 | No Exceptions Met |  |  |  |  | Non Federally-Regulated | 02/06/2008 |  | 12/05/2019
Gardco Lighting | Gardco | MA221VS**320PSMH************** | Vertical - Base Up | Pulse-start - magnetic | 320 |  |  |  |  | 88 | No Exceptions Met |  |  |  |  | Non Federally-Regulated | 02/06/2008 |  | 12/05/2019
Gardco Lighting | Emco | DECWA1413V**150MH************** | Vertical - Base Up | Pulse-start - magnetic | 150 |  |  |  |  | 80 | Vertical - Base Up |  |  |  |  | Non Federally-Regulated | 02/06/2008 |  | 12/05/2019
Gardco Lighting | Emco | DECP1813V**320PSMH************** | Vertical - Base Up | Pulse-start - magnetic | 320 |  |  |  |  | 88 | No Exceptions Met |  |  |  |  | Non Federally-Regulated | 02/06/2008 |  | 12/05/2019
Gardco Lighting | Gardco | SCA14DVS**150MH************** | Vertical - Base Up | Pulse-start - magnetic | 150 |  |  |  |  | 80 | Vertical - Base Up |  |  |  |  | Non Federally-Regulated | 02/06/2008 |  | 12/05/2019
Gardco Lighting | Gardco | A194VS**250PSMH************** | Vertical - Base Up | Pulse-start - magnetic | 250 |  |  |  |  | 88 | No Exceptions Met |  |  |  |  | Non Federally-Regulated | 02/06/2008 |  | 12/05/2019
Gardco Lighting | Emco | ERA201QV**150MH************** | Vertical - Base Up | Pulse-start - magnetic | 150 |  |  |  |  | 80 | Vertical - Base Up |  |  |  |  | Non Federally-Regulated | 02/06/2008 |  | 12/05/2019
Gardco Lighting | Emco | ERA2013V**175PSMH************** | Vertical - Base Up | Pulse-start - magnetic | 175 |  |  |  |  | 88 | No Exceptions Met |  |  |  |  | Non Federally-Regulated | 02/06/2008 |  | 12/05/2019
Gardco Lighting | Emco | DECW141FV**175PSMH************** | Vertical - Base Up | Pulse-start - magnetic | 175 |  |  |  |  | 88 | No Exceptions Met |  |  |  |  | Non Federally-Regulated | 02/06/2008 |  | 12/05/2019
Gardco Lighting | Gardco | A141VS**175PSMH************** | Vertical - Base Up | Pulse-start - magnetic | 175 |  |  |  |  | 88 | No Exceptions Met |  |  |  |  | Non Federally-Regulated | 02/06/2008 |  | 12/05/2019
Gardco Lighting | Emco | ECP1813V**320PSMH************** | Vertical - Base Up | Pulse-start - magnetic | 320 |  |  |  |  | 88 | No Exceptions Met |  |  |  |  | Non Federally-Regulated | 02/06/2008 |  | 12/05/2019
Gardco Lighting | Emco | DECTA181QV**450PSMH************** | Vertical - Base Up | Pulse-start - magnetic | 450 |  |  |  |  | 88 | No Exceptions Met |  |  |  |  | Non Federally-Regulated | 02/06/2008 |  | 12/05/2019
Gardco Lighting | Emco | ECP181FV**400PSMH************** | Vertical - Base Up | Pulse-start - magnetic | 400 |  |  |  |  | 88 | No Exceptions Met |  |  |  |  | Non Federally-Regulated | 02/06/2008 |  | 12/05/2019
Gardco Lighting | Gardco | JEH141VS**200MH************** | Vertical - Base Up | Pulse-start - magnetic | 200 |  |  |  |  | 88 | No Exceptions Met |  |  |  |  | Non Federally-Regulated | 02/06/2008 |  | 12/05/2019
Gardco Lighting | Emco | DECTP181FV**450PSMH************** | Vertical - Base Up | Pulse-start - magnetic | 450 |  |  |  |  | 88 | No Exceptions Met |  |  |  |  | Non Federally-Regulated | 02/06/2008 |  | 12/05/2019
Gardco Lighting | Gardco | SCA14LVS**175PSMH************** | Vertical - Base Up | Pulse-start - magnetic | 175 |  |  |  |  | 88 | No Exceptions Met |  |  |  |  | Non Federally-Regulated | 02/06/2008 |  | 12/05/2019
Gardco Lighting | Emco | ECA1413V**150MH************** | Vertical - Base Up | Pulse-start - magnetic | 150 |  |  |  |  | 80 | Vertical - Base Up |  |  |  |  | Non Federally-Regulated | 02/06/2008 |  | 12/05/2019
Gardco Lighting | Emco | ERP2513V**350PSMH************** | Vertical - Base Up | Pulse-start - magnetic | 350 |  |  |  |  | 88 | No Exceptions Met |  |  |  |  | Non Federally-Regulated | 02/06/2008 |  | 12/05/2019
Gardco Lighting | Gardco | CA171VS**150MH************** | Vertical - Base Up | Pulse-start - magnetic | 150 |  |  |  |  | 80 | Vertical - Base Up |  |  |  |  | Non Federally-Regulated | 02/06/2008 |  | 12/05/2019
Gardco Lighting | Emco | ERW201FV**150MH************** | Vertical - Base Up | Pulse-start - magnetic | 150 |  |  |  |  | 80 | Vertical - Base Up |  |  |  |  | Non Federally-Regulated | 02/06/2008 |  | 12/05/2019
Gardco Lighting | Emco | ERA201QV**200MH************** | Vertical - Base Up | Pulse-start - magnetic | 200 |  |  |  |  | 88 | No Exceptions Met |  |  |  |  | Non Federally-Regulated | 02/06/2008 |  | 12/05/2019
Gardco Lighting | Emco | DECWA1413V**175PSMH************** | Vertical - Base Up | Pulse-start - magnetic | 175 |  |  |  |  | 88 | No Exceptions Met |  |  |  |  | Non Federally-Regulated | 02/06/2008 |  | 12/05/2019
Gardco Lighting | Emco | DECA231QVFC**400PSMH************** | Vertical - Base Up | Pulse-start - magnetic | 400 |  |  |  |  | 88 | No Exceptions Met |  |  |  |  | Non Federally-Regulated | 02/06/2008 |  | 12/05/2019
Gardco Lighting | Gardco | H191VS**320PSMH************** | Vertical - Base Up | Pulse-start - magnetic | 320 |  |  |  |  | 88 | No Exceptions Met |  |  |  |  | Non Federally-Regulated | 02/06/2008 |  | 12/05/2019
Gardco Lighting | Emco | DECP1813V**350PSMH************** | Vertical - Base Up | Pulse-start - magnetic | 350 |  |  |  |  | 88 | No Exceptions Met |  |  |  |  | Non Federally-Regulated | 02/06/2008 |  | 12/05/2019
Gardco Lighting | Gardco | CP221VS**250PSMH************** | Vertical - Base Up | Pulse-start - magnetic | 250 |  |  |  |  | 88 | No Exceptions Met |  |  |  |  | Non Federally-Regulated | 02/06/2008 |  | 12/05/2019
Gardco Lighting | Emco | ERP251FV**400PSMH************** | Vertical - Base Up | Pulse-start - magnetic | 400 |  |  |  |  | 88 | No Exceptions Met |  |  |  |  | Non Federally-Regulated | 02/06/2008 |  | 12/05/2019
Gardco Lighting | Gardco | JEH141VS**175PSMH************** | Vertical - Base Up | Pulse-start - magnetic | 175 |  |  |  |  | 88 | No Exceptions Met |  |  |  |  | Non Federally-Regulated | 02/06/2008 |  | 12/05/2019
Gardco Lighting | Emco | DECA181FV**400PSMH************** | Vertical - Base Up | Pulse-start - magnetic | 400 |  |  |  |  | 88 | No Exceptions Met |  |  |  |  | Non Federally-Regulated | 02/06/2008 |  | 12/05/2019
Gardco Lighting | Emco | DECA141QV**200MH************** | Vertical - Base Up | Pulse-start - magnetic | 200 |  |  |  |  | 88 | No Exceptions Met |  |  |  |  | Non Federally-Regulated | 02/06/2008 |  | 12/05/2019
Gardco Lighting | Emco | ERA2013V**200MH************** | Vertical - Base Up | Pulse-start - magnetic | 200 |  |  |  |  | 88 | No Exceptions Met |  |  |  |  | Non Federally-Regulated | 02/06/2008 |  | 12/05/2019
Gardco Lighting | Emco | ECWA141FV**175PSMH************** | Vertical - Base Up | Pulse-start - magnetic | 175 |  |  |  |  | 88 | No Exceptions Met |  |  |  |  | Non Federally-Regulated | 02/06/2008 |  | 12/05/2019
Gardco Lighting | Gardco | SCA14SVS**150MH************** | Vertical - Base Up | Pulse-start - magnetic | 150 |  |  |  |  | 80 | Vertical - Base Up |  |  |  |  | Non Federally-Regulated | 02/06/2008 |  | 12/05/2019
Gardco Lighting | Emco | ERW251FV**350PSMH************** | Vertical - Base Up | Pulse-start - magnetic | 350 |  |  |  |  | 88 | No Exceptions Met |  |  |  |  | Non Federally-Regulated | 02/06/2008 |  | 12/05/2019
Gardco Lighting | Emco | ECWA1813V**400PSMH************** | Vertical - Base Up | Pulse-start - magnetic | 400 |  |  |  |  | 88 | No Exceptions Met |  |  |  |  | Non Federally-Regulated | 02/06/2008 |  | 12/05/2019
Gardco Lighting | Emco | ERA251QV**350PSMH************** | Vertical - Base Up | Pulse-start - magnetic | 350 |  |  |  |  | 88 | No Exceptions Met |  |  |  |  | Non Federally-Regulated | 02/06/2008 |  | 12/05/2019
Gardco Lighting | Gardco | SCA14SVS**200MH************** | Vertical - Base Up | Pulse-start - magnetic | 200 |  |  |  |  | 88 | No Exceptions Met |  |  |  |  | Non Federally-Regulated | 02/06/2008 |  | 12/05/2019
Gardco Lighting | Emco | ECW1813V**400PSMH************** | Vertical - Base Up | Pulse-start - magnetic | 400 |  |  |  |  | 88 | No Exceptions Met |  |  |  |  | Non Federally-Regulated | 02/06/2008 |  | 12/05/2019
Gardco Lighting | Emco | DECTP1813V**450PSMH************** | Vertical - Base Up | Pulse-start - magnetic | 450 |  |  |  |  | 88 | No Exceptions Met |  |  |  |  | Non Federally-Regulated | 02/06/2008 |  | 12/05/2019
Gardco Lighting | Emco | DECWA141FV**200MH************** | Vertical - Base Up | Pulse-start - magnetic | 200 |  |  |  |  | 88 | No Exceptions Met |  |  |  |  | Non Federally-Regulated | 02/06/2008 |  | 12/05/2019
Gardco Lighting | Emco | ECA141QV**200MH************** | Vertical - Base Up | Pulse-start - magnetic | 200 |  |  |  |  | 88 | No Exceptions Met |  |  |  |  | Non Federally-Regulated | 02/06/2008 |  | 12/05/2019
Gardco Lighting | Gardco | CA221VS**450PSMH************** | Vertical - Base Up | Pulse-start - magnetic | 450 |  |  |  |  | 88 | No Exceptions Met |  |  |  |  | Non Federally-Regulated | 02/06/2008 |  | 12/05/2019
Gardco Lighting | Emco | ECA141FV**150MH************** | Vertical - Base Up | Pulse-start - magnetic | 150 |  |  |  |  | 80 | Vertical - Base Up |  |  |  |  | Non Federally-Regulated | 02/06/2008 |  | 12/05/2019
Gardco Lighting | Emco | ERW201FV**175PSMH************** | Vertical - Base Up | Pulse-start - magnetic | 175 |  |  |  |  | 88 | No Exceptions Met |  |  |  |  | Non Federally-Regulated | 02/06/2008 |  | 12/05/2019
Gardco Lighting | Emco | ECW181FV**400PSMH************** | Vertical - Base Up | Pulse-start - magnetic | 400 |  |  |  |  | 88 | No Exceptions Met |  |  |  |  | Non Federally-Regulated | 02/06/2008 |  | 12/05/2019
Gardco Lighting | Emco | DECA181FV**350PSMH************** | Vertical - Base Up | Pulse-start - magnetic | 350 |  |  |  |  | 88 | No Exceptions Met |  |  |  |  | Non Federally-Regulated | 02/06/2008 |  | 12/05/2019
Gardco Lighting | Gardco | CP221VS**350PSMH************** | Vertical - Base Up | Pulse-start - magnetic | 350 |  |  |  |  | 88 | No Exceptions Met |  |  |  |  | Non Federally-Regulated | 02/06/2008 |  | 12/05/2019
Gardco Lighting | Emco | DECW181FV**400PSMH************** | Vertical - Base Up | Pulse-start - magnetic | 400 |  |  |  |  | 88 | No Exceptions Met |  |  |  |  | Non Federally-Regulated | 02/06/2008 |  | 12/05/2019
Gardco Lighting | Emco | DECP181QV**320PSMH************** | Vertical - Base Up | Pulse-start - magnetic | 320 |  |  |  |  | 88 | No Exceptions Met |  |  |  |  | Non Federally-Regulated | 02/06/2008 |  | 12/05/2019
Gardco Lighting | Emco | ERP2013V**175PSMH************** | Vertical - Base Up | Pulse-start - magnetic | 175 |  |  |  |  | 88 | No Exceptions Met |  |  |  |  | Non Federally-Regulated | 02/06/2008 |  | 12/05/2019
Gardco Lighting | Emco | DECA1413V**150MH************** | Vertical - Base Up | Pulse-start - magnetic | 150 |  |  |  |  | 80 | Vertical - Base Up |  |  |  |  | Non Federally-Regulated | 02/06/2008 |  | 12/05/2019
Gardco Lighting | Emco | ERP251QV**200MH************** | Vertical - Base Up | Pulse-start - magnetic | 200 |  |  |  |  | 88 | No Exceptions Met |  |  |  |  | Non Federally-Regulated | 02/06/2008 |  | 12/05/2019
Gardco Lighting | Gardco | H191VS**400PSMH************** | Vertical - Base Up | Pulse-start - magnetic | 400 |  |  |  |  | 88 | No Exceptions Met |  |  |  |  | Non Federally-Regulated | 02/06/2008 |  | 12/05/2019
Gardco Lighting | Gardco | MA221VS**400PSMH************** | Vertical - Base Up | Pulse-start - magnetic | 400 |  |  |  |  | 88 | No Exceptions Met |  |  |  |  | Non Federally-Regulated | 02/06/2008 |  | 12/05/2019
Gardco Lighting | Emco | DECA141FV**175PSMH************** | Vertical - Base Up | Pulse-start - magnetic | 175 |  |  |  |  | 88 | No Exceptions Met |  |  |  |  | Non Federally-Regulated | 02/06/2008 |  | 12/05/2019
Gardco Lighting | Gardco | HPV2313XVF**400PSMH************** | Vertical - Base Up | Pulse-start - magnetic | 400 |  |  |  |  | 88 | No Exceptions Met |  |  |  |  | Non Federally-Regulated | 02/06/2008 |  | 12/05/2019
Gardco Lighting | Emco | ECP1813V**350PSMH************** | Vertical - Base Up | Pulse-start - magnetic | 350 |  |  |  |  | 88 | No Exceptions Met |  |  |  |  | Non Federally-Regulated | 02/06/2008 |  | 12/05/2019
Gardco Lighting | Emco | DECWA141FV**175PSMH************** | Vertical - Base Up | Pulse-start - magnetic | 175 |  |  |  |  | 88 | No Exceptions Met |  |  |  |  | Non Federally-Regulated | 02/06/2008 |  | 12/05/2019
Gardco Lighting | Gardco | EH141VS**200MH************** | Vertical - Base Up | Pulse-start - magnetic | 200 |  |  |  |  | 88 | No Exceptions Met |  |  |  |  | Non Federally-Regulated | 02/06/2008 |  | 12/05/2019
Gardco Lighting | Emco | DECWA181FV**400PSMH************** | Vertical - Base Up | Pulse-start - magnetic | 400 |  |  |  |  | 88 | No Exceptions Met |  |  |  |  | Non Federally-Regulated | 02/06/2008 |  | 12/05/2019
Gardco Lighting | Emco | ECA2313VFC**400PSMH************** | Vertical - Base Up | Pulse-start - magnetic | 400 |  |  |  |  | 88 | No Exceptions Met |  |  |  |  | Non Federally-Regulated | 02/06/2008 |  | 12/05/2019
Gardco Lighting | Gardco | JH141VS**200MH************** | Vertical - Base Up | Pulse-start - magnetic | 200 |  |  |  |  | 88 | No Exceptions Met |  |  |  |  | Non Federally-Regulated | 02/06/2008 |  | 12/05/2019
Gardco Lighting | Gardco | JH191VS**450PSMH************** | Vertical - Base Up | Pulse-start - magnetic | 450 |  |  |  |  | 88 | No Exceptions Met |  |  |  |  | Non Federally-Regulated | 02/06/2008 |  | 12/05/2019
Gardco Lighting | Emco | ERP251FV**350PSMH************** | Vertical - Base Up | Pulse-start - magnetic | 350 |  |  |  |  | 88 | No Exceptions Met |  |  |  |  | Non Federally-Regulated | 02/06/2008 |  | 12/05/2019
Gardco Lighting | Emco | DECP181FV**350PSMH************** | Vertical - Base Up | Pulse-start - magnetic | 350 |  |  |  |  | 88 | No Exceptions Met |  |  |  |  | Non Federally-Regulated | 02/06/2008 |  | 12/05/2019
Gardco Lighting | Gardco | A191VS**400PSMH************** | Vertical - Base Up | Pulse-start - magnetic | 400 |  |  |  |  | 88 | No Exceptions Met |  |  |  |  | Non Federally-Regulated | 02/06/2008 |  | 12/05/2019
Gardco Lighting | Emco | DECA2313VFC**400PSMH************** | Vertical - Base Up | Pulse-start - magnetic | 400 |  |  |  |  | 88 | No Exceptions Met |  |  |  |  | Non Federally-Regulated | 02/06/2008 |  | 12/05/2019
Gardco Lighting | Emco | DECWA1813V**250PSMH************** | Vertical - Base Up | Pulse-start - magnetic | 250 |  |  |  |  | 88 | No Exceptions Met |  |  |  |  | Non Federally-Regulated | 02/06/2008 |  | 12/05/2019
Gardco Lighting | Emco | DECA1813V**350PSMH************** | Vertical - Base Up | Pulse-start - magnetic | 350 |  |  |  |  | 88 | No Exceptions Met |  |  |  |  | Non Federally-Regulated | 02/06/2008 |  | 12/05/2019
Gardco Lighting | Gardco | EH141VS**150MH************** | Vertical - Base Up | Pulse-start - magnetic | 150 |  |  |  |  | 80 | Vertical - Base Up |  |  |  |  | Non Federally-Regulated | 02/06/2008 |  | 12/05/2019
Gardco Lighting | Emco | ERW2513V**400PSMH************** | Vertical - Base Up | Pulse-start - magnetic | 400 |  |  |  |  | 88 | No Exceptions Met |  |  |  |  | Non Federally-Regulated | 02/06/2008 |  | 12/05/2019
Gardco Lighting | Gardco | CP221VS**450PSMH************** | Vertical - Base Up | Pulse-start - magnetic | 450 |  |  |  |  | 88 | No Exceptions Met |  |  |  |  | Non Federally-Regulated | 02/06/2008 |  | 12/05/2019
Gardco Lighting | Gardco | A191VS**350PSMH************** | Vertical - Base Up | Pulse-start - magnetic | 350 |  |  |  |  | 88 | No Exceptions Met |  |  |  |  | Non Federally-Regulated | 02/06/2008 |  | 12/05/2019
Gardco Lighting | Gardco | JEH191VS**250PSMH************** | Vertical - Base Up | Pulse-start - magnetic | 250 |  |  |  |  | 88 | No Exceptions Met |  |  |  |  | Non Federally-Regulated | 02/06/2008 |  | 12/05/2019
Gardco Lighting | Gardco | A144VS**175PSMH************** | Vertical - Base Up | Pulse-start - magnetic | 175 |  |  |  |  | 88 | No Exceptions Met |  |  |  |  | Non Federally-Regulated | 02/06/2008 |  | 12/05/2019
Gardco Lighting | Gardco | EH191VS**320PSMH************** | Vertical - Base Up | Pulse-start - magnetic | 320 |  |  |  |  | 88 | No Exceptions Met |  |  |  |  | Non Federally-Regulated | 02/06/2008 |  | 12/05/2019
Gardco Lighting | Emco | ERA251FV**350PSMH************** | Vertical - Base Up | Pulse-start - magnetic | 350 |  |  |  |  | 88 | No Exceptions Met |  |  |  |  | Non Federally-Regulated | 02/06/2008 |  | 12/05/2019
Gardco Lighting | Emco | ECA181QV**320PSMH************** | Vertical - Base Up | Pulse-start - magnetic | 320 |  |  |  |  | 88 | No Exceptions Met |  |  |  |  | Non Federally-Regulated | 02/06/2008 |  | 12/05/2019
Gardco Lighting | Emco | ERW2013V**175PSMH************** | Vertical - Base Up | Pulse-start - magnetic | 175 |  |  |  |  | 88 | No Exceptions Met |  |  |  |  | Non Federally-Regulated | 02/06/2008 |  | 12/05/2019
Gardco Lighting | Gardco | A192VS**400PSMH************** | Vertical - Base Up | Pulse-start - magnetic | 400 |  |  |  |  | 88 | No Exceptions Met |  |  |  |  | Non Federally-Regulated | 02/06/2008 |  | 12/05/2019
Gardco Lighting | Emco | ERP251FV**250PSMH************** | Vertical - Base Up | Pulse-start - magnetic | 250 |  |  |  |  | 88 | No Exceptions Met |  |  |  |  | Non Federally-Regulated | 02/06/2008 |  | 12/05/2019
Gardco Lighting | Emco | ECWA1413V**150MH************** | Vertical - Base Up | Pulse-start - magnetic | 150 |  |  |  |  | 80 | Vertical - Base Up |  |  |  |  | Non Federally-Regulated | 02/06/2008 |  | 12/05/2019
Gardco Lighting | Gardco | JH191VS**350PSMH************** | Vertical - Base Up | Pulse-start - magnetic | 350 |  |  |  |  | 88 | No Exceptions Met |  |  |  |  | Non Federally-Regulated | 02/06/2008 |  | 12/05/2019
Gardco Lighting | Emco | DECW1413V**200MH************** | Vertical - Base Up | Pulse-start - magnetic | 200 |  |  |  |  | 88 | No Exceptions Met |  |  |  |  | Non Federally-Regulated | 02/06/2008 |  | 12/05/2019
Gardco Lighting | Emco | ERA201FV**150MH************** | Vertical - Base Up | Pulse-start - magnetic | 150 |  |  |  |  | 80 | Vertical - Base Up |  |  |  |  | Non Federally-Regulated | 02/06/2008 |  | 12/05/2019
Gardco Lighting | Gardco | A192VS**320PSMH************** | Vertical - Base Up | Pulse-start - magnetic | 320 |  |  |  |  | 88 | No Exceptions Met |  |  |  |  | Non Federally-Regulated | 02/06/2008 |  | 12/05/2019
Gardco Lighting | Emco | ERP251QV**175PSMH************** | Vertical - Base Up | Pulse-start - magnetic | 175 |  |  |  |  | 88 | No Exceptions Met |  |  |  |  | Non Federally-Regulated | 02/06/2008 |  | 12/05/2019
Gardco Lighting | Emco | ERA2513V**320PSMH************** | Vertical - Base Up | Pulse-start - magnetic | 320 |  |  |  |  | 88 | No Exceptions Met |  |  |  |  | Non Federally-Regulated | 02/06/2008 |  | 12/05/2019
Gardco Lighting | Emco | DECP181QV**400PSMH************** | Vertical - Base Up | Pulse-start - magnetic | 400 |  |  |  |  | 88 | No Exceptions Met |  |  |  |  | Non Federally-Regulated | 02/06/2008 |  | 12/05/2019
Gardco Lighting | Emco | ERW2513V**320PSMH************** | Vertical - Base Up | Pulse-start - magnetic | 320 |  |  |  |  | 88 | No Exceptions Met |  |  |  |  | Non Federally-Regulated | 02/06/2008 |  | 12/05/2019
Gardco Lighting | Gardco | JEH141VS**150MH************** | Vertical - Base Up | Pulse-start - magnetic | 150 |  |  |  |  | 80 | Vertical - Base Up |  |  |  |  | Non Federally-Regulated | 02/06/2008 |  | 12/05/2019
Gardco Lighting | Gardco | MP221VS**320PSMH************** | Vertical - Base Up | Pulse-start - magnetic | 320 |  |  |  |  | 88 | No Exceptions Met |  |  |  |  | Non Federally-Regulated | 02/06/2008 |  | 12/05/2019
Gardco Lighting | Emco | DECTA1813V**450PSMH************** | Vertical - Base Up | Pulse-start - magnetic | 450 |  |  |  |  | 88 | No Exceptions Met |  |  |  |  | Non Federally-Regulated | 02/06/2008 |  | 12/05/2019
Gardco Lighting | Gardco | JEH191VS**320PSMH************** | Vertical - Base Up | Pulse-start - magnetic | 320 |  |  |  |  | 88 | No Exceptions Met |  |  |  |  | Non Federally-Regulated | 02/06/2008 |  | 12/05/2019
Gardco Lighting | Emco | ERP2013V**150MH************** | Vertical - Base Up | Pulse-start - magnetic | 150 |  |  |  |  | 80 | Vertical - Base Up |  |  |  |  | Non Federally-Regulated | 02/06/2008 |  | 12/05/2019
Gardco Lighting | Emco | ECA1813V**350PSMH************** | Vertical - Base Up | Pulse-start - magnetic | 350 |  |  |  |  | 88 | No Exceptions Met |  |  |  |  | Non Federally-Regulated | 02/06/2008 |  | 12/05/2019
Gardco Lighting | Emco | DECWA141FV**150MH************** | Vertical - Base Up | Pulse-start - magnetic | 150 |  |  |  |  | 80 | Vertical - Base Up |  |  |  |  | Non Federally-Regulated | 02/06/2008 |  | 12/05/2019
Gardco Lighting | Gardco | MA221VS**450PSMH************** | Vertical - Base Up | Pulse-start - magnetic | 450 |  |  |  |  | 88 | No Exceptions Met |  |  |  |  | Non Federally-Regulated | 02/06/2008 |  | 12/05/2019
Gardco Lighting | Gardco | SCA14DVS**175PSMH************** | Vertical - Base Up | Pulse-start - magnetic | 175 |  |  |  |  | 88 | No Exceptions Met |  |  |  |  | Non Federally-Regulated | 02/06/2008 |  | 12/05/2019
Gardco Lighting | Gardco | A144VS**150MH************** | Vertical - Base Up | Pulse-start - magnetic | 150 |  |  |  |  | 80 | Vertical - Base Up |  |  |  |  | Non Federally-Regulated | 02/06/2008 |  | 12/05/2019
Gardco Lighting | Emco | ERW201FV**200MH************** | Vertical - Base Up | Pulse-start - magnetic | 200 |  |  |  |  | 88 | No Exceptions Met |  |  |  |  | Non Federally-Regulated | 02/06/2008 |  | 12/05/2019
Gardco Lighting | Emco | ERW251FV**400PSMH************** | Vertical - Base Up | Pulse-start - magnetic | 400 |  |  |  |  | 88 | No Exceptions Met |  |  |  |  | Non Federally-Regulated | 02/06/2008 |  | 12/05/2019
Gardco Lighting | Gardco | EH141VS**175PSMH************** | Vertical - Base Up | Pulse-start - magnetic | 175 |  |  |  |  | 88 | No Exceptions Met |  |  |  |  | Non Federally-Regulated | 02/06/2008 |  | 12/05/2019
Gardco Lighting | Gardco | A192VS**450PSMH************** | Vertical - Base Up | Pulse-start - magnetic | 450 |  |  |  |  | 88 | No Exceptions Met |  |  |  |  | Non Federally-Regulated | 02/06/2008 |  | 12/05/2019
Gardco Lighting | Emco | DECA141FV**150MH************** | Vertical - Base Up | Pulse-start - magnetic | 150 |  |  |  |  | 80 | Vertical - Base Up |  |  |  |  | Non Federally-Regulated | 02/06/2008 |  | 12/05/2019
Gardco Lighting | Gardco | CRP22-3VRF**150MH************** | Vertical - Base Up | Pulse-start - magnetic | 150 |  |  |  |  | 80 | Vertical - Base Up |  |  |  |  | Non Federally-Regulated | 02/06/2008 |  | 12/05/2019
Gardco Lighting | Emco | ERP251QV**400PSMH************** | Vertical - Base Up | Pulse-start - magnetic | 400 |  |  |  |  | 88 | No Exceptions Met |  |  |  |  | Non Federally-Regulated | 02/06/2008 |  | 12/05/2019
Gardco Lighting | Gardco | MP171VS**150MH************** | Vertical - Base Up | Pulse-start - magnetic | 150 |  |  |  |  | 80 | Vertical - Base Up |  |  |  |  | Non Federally-Regulated | 02/06/2008 |  | 12/05/2019
Gardco Lighting | Emco | ECW1813V**320PSMH************** | Vertical - Base Up | Pulse-start - magnetic | 320 |  |  |  |  | 88 | No Exceptions Met |  |  |  |  | Non Federally-Regulated | 02/06/2008 |  | 12/05/2019
Gardco Lighting | Gardco | HPV2315XVF**400PSMH************** | Vertical - Base Up | Pulse-start - magnetic | 400 |  |  |  |  | 88 | No Exceptions Met |  |  |  |  | Non Federally-Regulated | 02/06/2008 |  | 12/05/2019
Gardco Lighting | Emco | DECP1813V**250PSMH************** | Vertical - Base Up | Pulse-start - magnetic | 250 |  |  |  |  | 88 | No Exceptions Met |  |  |  |  | Non Federally-Regulated | 02/06/2008 |  | 12/05/2019
Gardco Lighting | Emco | DECA141QV**150MH************** | Vertical - Base Up | Pulse-start - magnetic | 150 |  |  |  |  | 80 | Vertical - Base Up |  |  |  |  | Non Federally-Regulated | 02/06/2008 |  | 12/05/2019
Gardco Lighting | Emco | ERA251FV**250PSMH************** | Vertical - Base Up | Pulse-start - magnetic | 250 |  |  |  |  | 88 | No Exceptions Met |  |  |  |  | Non Federally-Regulated | 02/06/2008 |  | 12/05/2019
Gardco Lighting | Emco | ERA251FV**400PSMH************** | Vertical - Base Up | Pulse-start - magnetic | 400 |  |  |  |  | 88 | No Exceptions Met |  |  |  |  | Non Federally-Regulated | 02/06/2008 |  | 12/05/2019
Gardco Lighting | Emco | ERP251QV**450PSMH************** | Vertical - Base Up | Pulse-start - magnetic | 450 |  |  |  |  | 88 | No Exceptions Met |  |  |  |  | Non Federally-Regulated | 02/06/2008 |  | 12/05/2019
Gardco Lighting | Emco | ERP201QV**175PSMH************** | Vertical - Base Up | Pulse-start - magnetic | 175 |  |  |  |  | 88 | No Exceptions Met |  |  |  |  | Non Federally-Regulated | 02/06/2008 |  | 12/05/2019
Gardco Lighting | Emco | ERA251FV**320PSMH************** | Vertical - Base Up | Pulse-start - magnetic | 320 |  |  |  |  | 88 | No Exceptions Met |  |  |  |  | Non Federally-Regulated | 02/06/2008 |  | 12/05/2019
Gardco Lighting | Gardco | CP221VS**320PSMH************** | Vertical - Base Up | Pulse-start - magnetic | 320 |  |  |  |  | 88 | No Exceptions Met |  |  |  |  | Non Federally-Regulated | 02/06/2008 |  | 12/05/2019
Gardco Lighting | Emco | ECA1813V**400PSMH************** | Vertical - Base Up | Pulse-start - magnetic | 400 |  |  |  |  | 88 | No Exceptions Met |  |  |  |  | Non Federally-Regulated | 02/06/2008 |  | 12/05/2019
Gardco Lighting | Gardco | A141VS**150MH************** | Vertical - Base Up | Pulse-start - magnetic | 150 |  |  |  |  | 80 | Vertical - Base Up |  |  |  |  | Non Federally-Regulated | 02/06/2008 |  | 12/05/2019
Gardco Lighting | Emco | DECP181FV**250PSMH************** | Vertical - Base Up | Pulse-start - magnetic | 250 |  |  |  |  | 88 | No Exceptions Met |  |  |  |  | Non Federally-Regulated | 02/06/2008 |  | 12/05/2019
Gardco Lighting | Gardco | CA171VS**175PSMH************** | Vertical - Base Up | Pulse-start - magnetic | 175 |  |  |  |  | 88 | No Exceptions Met |  |  |  |  | Non Federally-Regulated | 02/06/2008 |  | 12/05/2019
Gardco Lighting | Emco | ECA231FVFC**400PSMH************** | Vertical - Base Up | Pulse-start - magnetic | 400 |  |  |  |  | 88 | No Exceptions Met |  |  |  |  | Non Federally-Regulated | 02/06/2008 |  | 12/05/2019
Gardco Lighting | Emco | ERW251FV**250PSMH************** | Vertical - Base Up | Pulse-start - magnetic | 250 |  |  |  |  | 88 | No Exceptions Met |  |  |  |  | Non Federally-Regulated | 02/06/2008 |  | 12/05/2019
Gardco Lighting | Emco | DECA1813V**400PSMH************** | Vertical - Base Up | Pulse-start - magnetic | 400 |  |  |  |  | 88 | No Exceptions Met |  |  |  |  | Non Federally-Regulated | 02/06/2008 |  | 12/05/2019
Gardco Lighting | Emco | DECP181FV**400PSMH************** | Vertical - Base Up | Pulse-start - magnetic | 400 |  |  |  |  | 88 | No Exceptions Met |  |  |  |  | Non Federally-Regulated | 02/06/2008 |  | 12/05/2019
Gardco Lighting | Emco | ERA251QV**450PSMH************** | Vertical - Base Up | Pulse-start - magnetic | 450 |  |  |  |  | 88 | No Exceptions Met |  |  |  |  | Non Federally-Regulated | 02/06/2008 |  | 12/05/2019
Gardco Lighting | Emco | ECW181FV**320PSMH************** | Vertical - Base Up | Pulse-start - magnetic | 320 |  |  |  |  | 88 | No Exceptions Met |  |  |  |  | Non Federally-Regulated | 02/06/2008 |  | 12/05/2019
Gardco Lighting | Emco | DECA231FVFC**400PSMH************** | Vertical - Base Up | Pulse-start - magnetic | 400 |  |  |  |  | 88 | No Exceptions Met |  |  |  |  | Non Federally-Regulated | 02/06/2008 |  | 12/05/2019
Gardco Lighting | Emco | ECA181QV**250PSMH************** | Vertical - Base Up | Pulse-start - magnetic | 250 |  |  |  |  | 88 | No Exceptions Met |  |  |  |  | Non Federally-Regulated | 02/06/2008 |  | 12/05/2019
Gardco Lighting | Gardco | H191VS**350PSMH************** | Vertical - Base Up | Pulse-start - magnetic | 350 |  |  |  |  | 88 | No Exceptions Met |  |  |  |  | Non Federally-Regulated | 02/06/2008 |  | 12/05/2019
Gardco Lighting | Gardco | SCA14JVS**200MH************** | Vertical - Base Up | Pulse-start - magnetic | 200 |  |  |  |  | 88 | No Exceptions Met |  |  |  |  | Non Federally-Regulated | 02/06/2008 |  | 12/05/2019
Gardco Lighting | Emco | ECA231QVFC**400PSMH************** | Vertical - Base Up | Pulse-start - magnetic | 400 |  |  |  |  | 88 | No Exceptions Met |  |  |  |  | Non Federally-Regulated | 02/06/2008 |  | 12/05/2019
Gardco Lighting | Emco | ERW251FV**320PSMH************** | Vertical - Base Up | Pulse-start - magnetic | 320 |  |  |  |  | 88 | No Exceptions Met |  |  |  |  | Non Federally-Regulated | 02/06/2008 |  | 12/05/2019
Gardco Lighting | Emco | ECA181FV**400PSMH************** | Vertical - Base Up | Pulse-start - magnetic | 400 |  |  |  |  | 88 | No Exceptions Met |  |  |  |  | Non Federally-Regulated | 02/06/2008 |  | 12/05/2019
Gardco Lighting | Emco | DECA181QV**250PSMH************** | Vertical - Base Up | Pulse-start - magnetic | 250 |  |  |  |  | 88 | No Exceptions Met |  |  |  |  | Non Federally-Regulated | 02/06/2008 |  | 12/05/2019
Gardco Lighting | Emco | DECA141QV**175PSMH************** | Vertical - Base Up | Pulse-start - magnetic | 175 |  |  |  |  | 88 | No Exceptions Met |  |  |  |  | Non Federally-Regulated | 02/06/2008 |  | 12/05/2019
Gardco Lighting | Gardco | H191VS**250PSMH************** | Vertical - Base Up | Pulse-start - magnetic | 250 |  |  |  |  | 88 | No Exceptions Met |  |  |  |  | Non Federally-Regulated | 02/06/2008 |  | 12/05/2019
Gardco Lighting | Gardco | CP171VS**150MH************** | Vertical - Base Up | Pulse-start - magnetic | 150 |  |  |  |  | 80 | Vertical - Base Up |  |  |  |  | Non Federally-Regulated | 02/06/2008 |  | 12/05/2019
Gardco Lighting | Gardco | H141VS**200MH************** | Vertical - Base Up | Pulse-start - magnetic | 200 |  |  |  |  | 88 | No Exceptions Met |  |  |  |  | Non Federally-Regulated | 02/06/2008 |  | 12/05/2019
Gardco Lighting | Emco | DECP2313VFC**400PSMH************** | Vertical - Base Up | Pulse-start - magnetic | 400 |  |  |  |  | 88 | No Exceptions Met |  |  |  |  | Non Federally-Regulated | 02/06/2008 |  | 12/05/2019
Gardco Lighting | Emco | ERP251FV**175PSMH************** | Vertical - Base Up | Pulse-start - magnetic | 175 |  |  |  |  | 88 | No Exceptions Met |  |  |  |  | Non Federally-Regulated | 02/06/2008 |  | 12/05/2019
Gardco Lighting | Emco | ERP251QV**250PSMH************** | Vertical - Base Up | Pulse-start - magnetic | 250 |  |  |  |  | 88 | No Exceptions Met |  |  |  |  | Non Federally-Regulated | 02/06/2008 |  | 12/05/2019
Gardco Lighting | Emco | ERA201FV**175PSMH************** | Vertical - Base Up | Pulse-start - magnetic | 175 |  |  |  |  | 88 | No Exceptions Met |  |  |  |  | Non Federally-Regulated | 02/06/2008 |  | 12/05/2019
Gardco Lighting | Emco | DECA181QV**320PSMH************** | Vertical - Base Up | Pulse-start - magnetic | 320 |  |  |  |  | 88 | No Exceptions Met |  |  |  |  | Non Federally-Regulated | 02/06/2008 |  | 12/05/2019
Gardco Lighting | Gardco | MP221VS**250PSMH************** | Vertical - Base Up | Pulse-start - magnetic | 250 |  |  |  |  | 88 | No Exceptions Met |  |  |  |  | Non Federally-Regulated | 02/06/2008 |  | 12/05/2019
Gardco Lighting | Emco | ECWA181FV**400PSMH************** | Vertical - Base Up | Pulse-start - magnetic | 400 |  |  |  |  | 88 | No Exceptions Met |  |  |  |  | Non Federally-Regulated | 02/06/2008 |  | 12/05/2019
Gardco Lighting | Emco | DECA141FV**200MH************** | Vertical - Base Up | Pulse-start - magnetic | 200 |  |  |  |  | 88 | No Exceptions Met |  |  |  |  | Non Federally-Regulated | 02/06/2008 |  | 12/05/2019
Gardco Lighting | Emco | DECTWA1813V**450PSMH************** | Vertical - Base Up | Pulse-start - magnetic | 450 |  |  |  |  | 88 | No Exceptions Met |  |  |  |  | Non Federally-Regulated | 02/06/2008 |  | 12/05/2019
Gardco Lighting | Emco | DECW1813V**350PSMH************** | Vertical - Base Up | Pulse-start - magnetic | 350 |  |  |  |  | 88 | No Exceptions Met |  |  |  |  | Non Federally-Regulated | 02/06/2008 |  | 12/05/2019
Gardco Lighting | Emco | ERP251QV**320PSMH************** | Vertical - Base Up | Pulse-start - magnetic | 320 |  |  |  |  | 88 | No Exceptions Met |  |  |  |  | Non Federally-Regulated | 02/06/2008 |  | 12/05/2019
Gardco Lighting | Emco | DECW1413V**175PSMH************** | Vertical - Base Up | Pulse-start - magnetic | 175 |  |  |  |  | 88 | No Exceptions Met |  |  |  |  | Non Federally-Regulated | 02/06/2008 |  | 12/05/2019
Gardco Lighting | Gardco | EH191VS**350PSMH************** | Vertical - Base Up | Pulse-start - magnetic | 350 |  |  |  |  | 88 | No Exceptions Met |  |  |  |  | Non Federally-Regulated | 02/06/2008 |  | 12/05/2019
Gardco Lighting | Emco | ERA201QV**175PSMH************** | Vertical - Base Up | Pulse-start - magnetic | 175 |  |  |  |  | 88 | No Exceptions Met |  |  |  |  | Non Federally-Regulated | 02/06/2008 |  | 12/05/2019
Gardco Lighting | Emco | ECWA1813V**350PSMH************** | Vertical - Base Up | Pulse-start - magnetic | 350 |  |  |  |  | 88 | No Exceptions Met |  |  |  |  | Non Federally-Regulated | 02/06/2008 |  | 12/05/2019
Gardco Lighting | Emco | ERA2013V**150MH************** | Vertical - Base Up | Pulse-start - magnetic | 150 |  |  |  |  | 80 | Vertical - Base Up |  |  |  |  | Non Federally-Regulated | 02/06/2008 |  | 12/05/2019
Gardco Lighting | Gardco | MP221VS**400PSMH************** | Vertical - Base Up | Pulse-start - magnetic | 400 |  |  |  |  | 88 | No Exceptions Met |  |  |  |  | Non Federally-Regulated | 02/06/2008 |  | 12/05/2019
Gardco Lighting | Gardco | SCA14SVS**175PSMH************** | Vertical - Base Up | Pulse-start - magnetic | 175 |  |  |  |  | 88 | No Exceptions Met |  |  |  |  | Non Federally-Regulated | 02/06/2008 |  | 12/05/2019
Gardco Lighting | Emco | DECA1413V**175PSMH************** | Vertical - Base Up | Pulse-start - magnetic | 175 |  |  |  |  | 88 | No Exceptions Met |  |  |  |  | Non Federally-Regulated | 02/06/2008 |  | 12/05/2019
Gardco Lighting | Emco | DECP181QV**350PSMH************** | Vertical - Base Up | Pulse-start - magnetic | 350 |  |  |  |  | 88 | No Exceptions Met |  |  |  |  | Non Federally-Regulated | 02/06/2008 |  | 12/05/2019
Gardco Lighting | Emco | ECW141FV**150MH************** | Vertical - Base Up | Pulse-start - magnetic | 150 |  |  |  |  | 80 | Vertical - Base Up |  |  |  |  | Non Federally-Regulated | 02/06/2008 |  | 12/05/2019
Gardco Lighting | Emco | DECA181QV**350PSMH************** | Vertical - Base Up | Pulse-start - magnetic | 350 |  |  |  |  | 88 | No Exceptions Met |  |  |  |  | Non Federally-Regulated | 02/06/2008 |  | 12/05/2019
Gardco Lighting | Emco | DECW181FV**320PSMH************** | Vertical - Base Up | Pulse-start - magnetic | 320 |  |  |  |  | 88 | No Exceptions Met |  |  |  |  | Non Federally-Regulated | 02/06/2008 |  | 12/05/2019
Gardco Lighting | Emco | DECW1813V**320PSMH************** | Vertical - Base Up | Pulse-start - magnetic | 320 |  |  |  |  | 88 | No Exceptions Met |  |  |  |  | Non Federally-Regulated | 02/06/2008 |  | 12/05/2019
Gardco Lighting | Emco | ECP1813V**250PSMH************** | Vertical - Base Up | Pulse-start - magnetic | 250 |  |  |  |  | 88 | No Exceptions Met |  |  |  |  | Non Federally-Regulated | 02/06/2008 |  | 12/05/2019
Gardco Lighting | Emco | DECW1813V**250PSMH************** | Vertical - Base Up | Pulse-start - magnetic | 250 |  |  |  |  | 88 | No Exceptions Met |  |  |  |  | Non Federally-Regulated | 02/06/2008 |  | 12/05/2019
Gardco Lighting | Emco | DECP231QVFC**400PSMH************** | Vertical - Base Up | Pulse-start - magnetic | 400 |  |  |  |  | 88 | No Exceptions Met |  |  |  |  | Non Federally-Regulated | 02/06/2008 |  | 12/05/2019
Gardco Lighting | Gardco | CA171VS**200MH************** | Vertical - Base Up | Pulse-start - magnetic | 200 |  |  |  |  | 88 | No Exceptions Met |  |  |  |  | Non Federally-Regulated | 02/06/2008 |  | 12/05/2019
Gardco Lighting | Emco | ERW2513V**350PSMH************** | Vertical - Base Up | Pulse-start - magnetic | 350 |  |  |  |  | 88 | No Exceptions Met |  |  |  |  | Non Federally-Regulated | 02/06/2008 |  | 12/05/2019
Gardco Lighting | Gardco | A194VS**400PSMH************** | Vertical - Base Up | Pulse-start - magnetic | 400 |  |  |  |  | 88 | No Exceptions Met |  |  |  |  | Non Federally-Regulated | 02/06/2008 |  | 12/05/2019
Gardco Lighting | Emco | ECW1813V**250PSMH************** | Vertical - Base Up | Pulse-start - magnetic | 250 |  |  |  |  | 88 | No Exceptions Met |  |  |  |  | Non Federally-Regulated | 02/06/2008 |  | 12/05/2019
Gardco Lighting | Emco | DECWA1813V**350PSMH************** | Vertical - Base Up | Pulse-start - magnetic | 350 |  |  |  |  | 88 | No Exceptions Met |  |  |  |  | Non Federally-Regulated | 02/06/2008 |  | 12/05/2019
Gardco Lighting | Emco | ECA181FV**250PSMH************** | Vertical - Base Up | Pulse-start - magnetic | 250 |  |  |  |  | 88 | No Exceptions Met |  |  |  |  | Non Federally-Regulated | 02/06/2008 |  | 12/05/2019
Gardco Lighting | Emco | DECP181FV**320PSMH************** | Vertical - Base Up | Pulse-start - magnetic | 320 |  |  |  |  | 88 | No Exceptions Met |  |  |  |  | Non Federally-Regulated | 02/06/2008 |  | 12/05/2019
Gardco Lighting | Emco | ERW2013V**200MH************** | Vertical - Base Up | Pulse-start - magnetic | 200 |  |  |  |  | 88 | No Exceptions Met |  |  |  |  | Non Federally-Regulated | 02/06/2008 |  | 12/05/2019
Gardco Lighting | Emco | ERP201FV**175PSMH************** | Vertical - Base Up | Pulse-start - magnetic | 175 |  |  |  |  | 88 | No Exceptions Met |  |  |  |  | Non Federally-Regulated | 02/06/2008 |  | 12/05/2019
Gardco Lighting | Gardco | CP171VS**200MH************** | Vertical - Base Up | Pulse-start - magnetic | 200 |  |  |  |  | 88 | No Exceptions Met |  |  |  |  | Non Federally-Regulated | 02/06/2008 |  | 12/05/2019
Gardco Lighting | Emco | ERA251QV**320PSMH************** | Vertical - Base Up | Pulse-start - magnetic | 320 |  |  |  |  | 88 | No Exceptions Met |  |  |  |  | Non Federally-Regulated | 02/06/2008 |  | 12/05/2019
Gardco Lighting | Gardco | A191VS**320PSMH************** | Vertical - Base Up | Pulse-start - magnetic | 320 |  |  |  |  | 88 | No Exceptions Met |  |  |  |  | Non Federally-Regulated | 02/06/2008 |  | 12/05/2019
Gardco Lighting | Emco | ECP181FV**350PSMH************** | Vertical - Base Up | Pulse-start - magnetic | 350 |  |  |  |  | 88 | No Exceptions Met |  |  |  |  | Non Federally-Regulated | 02/06/2008 |  | 12/05/2019
Gardco Lighting | Gardco | MP171VS**175PSMH************** | Vertical - Base Up | Pulse-start - magnetic | 175 |  |  |  |  | 88 | No Exceptions Met |  |  |  |  | Non Federally-Regulated | 02/06/2008 |  | 12/05/2019
Gardco Lighting | Emco | DECA181FV**250PSMH************** | Vertical - Base Up | Pulse-start - magnetic | 250 |  |  |  |  | 88 | No Exceptions Met |  |  |  |  | Non Federally-Regulated | 02/06/2008 |  | 12/05/2019
Gardco Lighting | Gardco | JEH191VS**450PSMH************** | Vertical - Base Up | Pulse-start - magnetic | 450 |  |  |  |  | 88 | No Exceptions Met |  |  |  |  | Non Federally-Regulated | 02/06/2008 |  | 12/05/2019
Gardco Lighting | Gardco | H141VS**175PSMH************** | Vertical - Base Up | Pulse-start - magnetic | 175 |  |  |  |  | 88 | No Exceptions Met |  |  |  |  | Non Federally-Regulated | 02/06/2008 |  | 12/05/2019
Gardco Lighting | Emco | DECA181QV**400PSMH************** | Vertical - Base Up | Pulse-start - magnetic | 400 |  |  |  |  | 88 | No Exceptions Met |  |  |  |  | Non Federally-Regulated | 02/06/2008 |  | 12/05/2019
Gardco Lighting | Emco | DECA1813V**250PSMH************** | Vertical - Base Up | Pulse-start - magnetic | 250 |  |  |  |  | 88 | No Exceptions Met |  |  |  |  | Non Federally-Regulated | 02/06/2008 |  | 12/05/2019
Gardco Lighting | Gardco | SCA14LVS**200MH************** | Vertical - Base Up | Pulse-start - magnetic | 200 |  |  |  |  | 88 | No Exceptions Met |  |  |  |  | Non Federally-Regulated | 02/06/2008 |  | 12/05/2019
Gardco Lighting | Gardco | MA171VS**150MH************** | Vertical - Base Up | Pulse-start - magnetic | 150 |  |  |  |  | 80 | Vertical - Base Up |  |  |  |  | Non Federally-Regulated | 02/06/2008 |  | 12/05/2019
Gardco Lighting | Gardco | A191VS**250PSMH************** | Vertical - Base Up | Pulse-start - magnetic | 250 |  |  |  |  | 88 | No Exceptions Met |  |  |  |  | Non Federally-Regulated | 02/06/2008 |  | 12/05/2019
Gardco Lighting | Gardco | A194VS**350PSMH************** | Vertical - Base Up | Pulse-start - magnetic | 350 |  |  |  |  | 88 | No Exceptions Met |  |  |  |  | Non Federally-Regulated | 02/06/2008 |  | 12/05/2019
Gardco Lighting | Emco | ERW2513V**250PSMH************** | Vertical - Base Up | Pulse-start - magnetic | 250 |  |  |  |  | 88 | No Exceptions Met |  |  |  |  | Non Federally-Regulated | 02/06/2008 |  | 12/05/2019
Gardco Lighting | Gardco | MA171VS**175PSMH************** | Vertical - Base Up | Pulse-start - magnetic | 175 |  |  |  |  | 88 | No Exceptions Met |  |  |  |  | Non Federally-Regulated | 02/06/2008 |  | 12/05/2019
Gardco Lighting | Emco | ECA181FV**350PSMH************** | Vertical - Base Up | Pulse-start - magnetic | 350 |  |  |  |  | 88 | No Exceptions Met |  |  |  |  | Non Federally-Regulated | 02/06/2008 |  | 12/05/2019
Gardco Lighting | Gardco | JH191VS**400PSMH************** | Vertical - Base Up | Pulse-start - magnetic | 400 |  |  |  |  | 88 | No Exceptions Met |  |  |  |  | Non Federally-Regulated | 02/06/2008 |  | 12/05/2019
Gardco Lighting | Gardco | A194VS**320PSMH************** | Vertical - Base Up | Pulse-start - magnetic | 320 |  |  |  |  | 88 | No Exceptions Met |  |  |  |  | Non Federally-Regulated | 02/06/2008 |  | 12/05/2019
Gardco Lighting | Emco | DECP1813V**400PSMH************** | Vertical - Base Up | Pulse-start - magnetic | 400 |  |  |  |  | 88 | No Exceptions Met |  |  |  |  | Non Federally-Regulated | 02/06/2008 |  | 12/05/2019
Gardco Lighting | Emco | ERP251FV**320PSMH************** | Vertical - Base Up | Pulse-start - magnetic | 320 |  |  |  |  | 88 | No Exceptions Met |  |  |  |  | Non Federally-Regulated | 02/06/2008 |  | 12/05/2019
Gardco Lighting | Emco | DECA1813V**320PSMH************** | Vertical - Base Up | Pulse-start - magnetic | 320 |  |  |  |  | 88 | No Exceptions Met |  |  |  |  | Non Federally-Regulated | 02/06/2008 |  | 12/05/2019
Gardco Lighting | Emco | ECA141QV**150MH************** | Vertical - Base Up | Pulse-start - magnetic | 150 |  |  |  |  | 80 | Vertical - Base Up |  |  |  |  | Non Federally-Regulated | 02/06/2008 |  | 12/05/2019
Gardco Lighting | Gardco | A191VS**450PSMH************** | Vertical - Base Up | Pulse-start - magnetic | 450 |  |  |  |  | 88 | No Exceptions Met |  |  |  |  | Non Federally-Regulated | 02/06/2008 |  | 12/05/2019
Gardco Lighting | Emco | ECP181FV**320PSMH************** | Vertical - Base Up | Pulse-start - magnetic | 320 |  |  |  |  | 88 | No Exceptions Met |  |  |  |  | Non Federally-Regulated | 02/06/2008 |  | 12/05/2019
Gardco Lighting | Emco | DECTP181QV**450PSMH************** | Vertical - Base Up | Pulse-start - magnetic | 450 |  |  |  |  | 88 | No Exceptions Met |  |  |  |  | Non Federally-Regulated | 02/06/2008 |  | 12/05/2019
Gardco Lighting | Emco | DECWA181FV**350PSMH************** | Vertical - Base Up | Pulse-start - magnetic | 350 |  |  |  |  | 88 | No Exceptions Met |  |  |  |  | Non Federally-Regulated | 02/06/2008 |  | 12/05/2019
Gardco Lighting | Emco | ERA251QV**250PSMH************** | Vertical - Base Up | Pulse-start - magnetic | 250 |  |  |  |  | 88 | No Exceptions Met |  |  |  |  | Non Federally-Regulated | 02/06/2008 |  | 12/05/2019
Gardco Lighting | Gardco | CP221VS**400PSMH************** | Vertical - Base Up | Pulse-start - magnetic | 400 |  |  |  |  | 88 | No Exceptions Met |  |  |  |  | Non Federally-Regulated | 02/06/2008 |  | 12/05/2019
Gardco Lighting | Emco | ECP2313VFC**400PSMH************** | Vertical - Base Up | Pulse-start - magnetic | 400 |  |  |  |  | 88 | No Exceptions Met |  |  |  |  | Non Federally-Regulated | 02/06/2008 |  | 12/05/2019
Gardco Lighting | Emco | ECA181QV**400PSMH************** | Vertical - Base Up | Pulse-start - magnetic | 400 |  |  |  |  | 88 | No Exceptions Met |  |  |  |  | Non Federally-Regulated | 02/06/2008 |  | 12/05/2019
Gardco Lighting | Gardco | SCA14JVS**175PSMH************** | Vertical - Base Up | Pulse-start - magnetic | 175 |  |  |  |  | 88 | No Exceptions Met |  |  |  |  | Non Federally-Regulated | 02/06/2008 |  | 12/05/2019
Gardco Lighting | Gardco | MA221VS**250PSMH************** | Vertical - Base Up | Pulse-start - magnetic | 250 |  |  |  |  | 88 | No Exceptions Met |  |  |  |  | Non Federally-Regulated | 02/06/2008 |  | 12/05/2019
Gardco Lighting | Emco | DECW1813V**400PSMH************** | Vertical - Base Up | Pulse-start - magnetic | 400 |  |  |  |  | 88 | No Exceptions Met |  |  |  |  | Non Federally-Regulated | 02/06/2008 |  | 12/05/2019
Gardco Lighting | Emco | ECWA141FV**150MH************** | Vertical - Base Up | Pulse-start - magnetic | 150 |  |  |  |  | 80 | Vertical - Base Up |  |  |  |  | Non Federally-Regulated | 02/06/2008 |  | 12/05/2019
Gardco Lighting | Emco | ECWA181FV**350PSMH************** | Vertical - Base Up | Pulse-start - magnetic | 350 |  |  |  |  | 88 | No Exceptions Met |  |  |  |  | Non Federally-Regulated | 02/06/2008 |  | 12/05/2019
Gardco Lighting | Gardco | CA221VS**320PSMH************** | Vertical - Base Up | Pulse-start - magnetic | 320 |  |  |  |  | 88 | No Exceptions Met |  |  |  |  | Non Federally-Regulated | 02/06/2008 |  | 12/05/2019
Gardco Lighting | Emco | ECWA1413V**200MH************** | Vertical - Base Up | Pulse-start - magnetic | 200 |  |  |  |  | 88 | No Exceptions Met |  |  |  |  | Non Federally-Regulated | 02/06/2008 |  | 12/05/2019
Gardco Lighting | Emco | ECA181QV**350PSMH************** | Vertical - Base Up | Pulse-start - magnetic | 350 |  |  |  |  | 88 | No Exceptions Met |  |  |  |  | Non Federally-Regulated | 02/06/2008 |  | 12/05/2019
Gardco Lighting | Emco | ECP1813V**400PSMH************** | Vertical - Base Up | Pulse-start - magnetic | 400 |  |  |  |  | 88 | No Exceptions Met |  |  |  |  | Non Federally-Regulated | 02/06/2008 |  | 12/05/2019
Gardco Lighting | Emco | ECA1413V**200MH************** | Vertical - Base Up | Pulse-start - magnetic | 200 |  |  |  |  | 88 | No Exceptions Met |  |  |  |  | Non Federally-Regulated | 02/06/2008 |  | 12/05/2019
Gardco Lighting | Emco | ECP181QV**320PSMH************** | Vertical - Base Up | Pulse-start - magnetic | 320 |  |  |  |  | 88 | No Exceptions Met |  |  |  |  | Non Federally-Regulated | 02/06/2008 |  | 12/05/2019
Gardco Lighting | Gardco | MA221VS**350PSMH************** | Vertical - Base Up | Pulse-start - magnetic | 350 |  |  |  |  | 88 | No Exceptions Met |  |  |  |  | Non Federally-Regulated | 02/06/2008 |  | 12/05/2019
Gardco Lighting | Emco | ERP2513V**175PSMH************** | Vertical - Base Up | Pulse-start - magnetic | 175 |  |  |  |  | 88 | No Exceptions Met |  |  |  |  | Non Federally-Regulated | 02/06/2008 |  | 12/05/2019
Gardco Lighting | Emco | ECW181FV**350PSMH************** | Vertical - Base Up | Pulse-start - magnetic | 350 |  |  |  |  | 88 | No Exceptions Met |  |  |  |  | Non Federally-Regulated | 02/06/2008 |  | 12/05/2019
Gardco Lighting | Emco | ECW1413V**150MH************** | Vertical - Base Up | Pulse-start - magnetic | 150 |  |  |  |  | 80 | Vertical - Base Up |  |  |  |  | Non Federally-Regulated | 02/06/2008 |  | 12/05/2019
Gardco Lighting | Gardco | A142VS**150MH************** | Vertical - Base Up | Pulse-start - magnetic | 150 |  |  |  |  | 80 | Vertical - Base Up |  |  |  |  | Non Federally-Regulated | 02/06/2008 |  | 12/05/2019
Gardco Lighting | Emco | ECA141FV**200MH************** | Vertical - Base Up | Pulse-start - magnetic | 200 |  |  |  |  | 88 | No Exceptions Met |  |  |  |  | Non Federally-Regulated | 02/06/2008 |  | 12/05/2019
Gardco Lighting | Emco | ECP181QV**350PSMH************** | Vertical - Base Up | Pulse-start - magnetic | 350 |  |  |  |  | 88 | No Exceptions Met |  |  |  |  | Non Federally-Regulated | 02/06/2008 |  | 12/05/2019
Gardco Lighting | Emco | ERW2013V**150MH************** | Vertical - Base Up | Pulse-start - magnetic | 150 |  |  |  |  | 80 | Vertical - Base Up |  |  |  |  | Non Federally-Regulated | 02/06/2008 |  | 12/05/2019
Gardco Lighting | Emco | DECW181FV**250PSMH************** | Vertical - Base Up | Pulse-start - magnetic | 250 |  |  |  |  | 88 | No Exceptions Met |  |  |  |  | Non Federally-Regulated | 02/06/2008 |  | 12/05/2019
Gardco Lighting | Gardco | HPV2315XVS**400PSMH************** | Vertical - Base Up | Pulse-start - magnetic | 400 |  |  |  |  | 88 | No Exceptions Met |  |  |  |  | Non Federally-Regulated | 02/06/2008 |  | 12/05/2019
Gardco Lighting | Emco | DECW1413V**150MH************** | Vertical - Base Up | Pulse-start - magnetic | 150 |  |  |  |  | 80 | Vertical - Base Up |  |  |  |  | Non Federally-Regulated | 02/06/2008 |  | 12/05/2019
Gardco Lighting | Gardco | HPV2313XVS**400PSMH************** | Vertical - Base Up | Pulse-start - magnetic | 400 |  |  |  |  | 88 | No Exceptions Met |  |  |  |  | Non Federally-Regulated | 02/06/2008 |  | 12/05/2019
Gardco Lighting | Emco | ERA201FV**200MH************** | Vertical - Base Up | Pulse-start - magnetic | 200 |  |  |  |  | 88 | No Exceptions Met |  |  |  |  | Non Federally-Regulated | 02/06/2008 |  | 12/05/2019
Gardco Lighting | Emco | ERP201QV**150MH************** | Vertical - Base Up | Pulse-start - magnetic | 150 |  |  |  |  | 80 | Vertical - Base Up |  |  |  |  | Non Federally-Regulated | 02/06/2008 |  | 12/05/2019
Gardco Lighting | Emco | ECP181FV**250PSMH************** | Vertical - Base Up | Pulse-start - magnetic | 250 |  |  |  |  | 88 | No Exceptions Met |  |  |  |  | Non Federally-Regulated | 02/06/2008 |  | 12/05/2019
Gardco Lighting | Emco | DECP181QV**250PSMH************** | Vertical - Base Up | Pulse-start - magnetic | 250 |  |  |  |  | 88 | No Exceptions Met |  |  |  |  | Non Federally-Regulated | 02/06/2008 |  | 12/05/2019
Gardco Lighting | Emco | ERA2513V**250PSMH************** | Vertical - Base Up | Pulse-start - magnetic | 250 |  |  |  |  | 88 | No Exceptions Met |  |  |  |  | Non Federally-Regulated | 02/06/2008 |  | 12/05/2019
Gardco Lighting | Emco | ERP201FV**200MH************** | Vertical - Base Up | Pulse-start - magnetic | 200 |  |  |  |  | 88 | No Exceptions Met |  |  |  |  | Non Federally-Regulated | 02/06/2008 |  | 12/05/2019
Gardco Lighting | Emco | ECA141FV**175PSMH************** | Vertical - Base Up | Pulse-start - magnetic | 175 |  |  |  |  | 88 | No Exceptions Met |  |  |  |  | Non Federally-Regulated | 02/06/2008 |  | 12/05/2019
Gardco Lighting | Gardco | A142VS**175PSMH************** | Vertical - Base Up | Pulse-start - magnetic | 175 |  |  |  |  | 88 | No Exceptions Met |  |  |  |  | Non Federally-Regulated | 02/06/2008 |  | 12/05/2019
Gardco Lighting | Gardco | JH141VS**150MH************** | Vertical - Base Up | Pulse-start - magnetic | 150 |  |  |  |  | 80 | Vertical - Base Up |  |  |  |  | Non Federally-Regulated | 02/06/2008 |  | 12/05/2019
Gardco Lighting | Gardco | JH191VS**250PSMH************** | Vertical - Base Up | Pulse-start - magnetic | 250 |  |  |  |  | 88 | No Exceptions Met |  |  |  |  | Non Federally-Regulated | 02/06/2008 |  | 12/05/2019
Gardco Lighting | Gardco | EH191VS**400PSMH************** | Vertical - Base Up | Pulse-start - magnetic | 400 |  |  |  |  | 88 | No Exceptions Met |  |  |  |  | Non Federally-Regulated | 02/06/2008 |  | 12/05/2019
Gardco Lighting | Gardco | H191VS**450PSMH************** | Vertical - Base Up | Pulse-start - magnetic | 450 |  |  |  |  | 88 | No Exceptions Met |  |  |  |  | Non Federally-Regulated | 02/06/2008 |  | 12/05/2019
Gardco Lighting | Gardco | A192VS**250PSMH************** | Vertical - Base Up | Pulse-start - magnetic | 250 |  |  |  |  | 88 | No Exceptions Met |  |  |  |  | Non Federally-Regulated | 02/06/2008 |  | 12/05/2019
Gardco Lighting | Emco | ECA1813V**250PSMH************** | Vertical - Base Up | Pulse-start - magnetic | 250 |  |  |  |  | 88 | No Exceptions Met |  |  |  |  | Non Federally-Regulated | 02/06/2008 |  | 12/05/2019
Gardco Lighting | Emco | ERP2513V**320PSMH************** | Vertical - Base Up | Pulse-start - magnetic | 320 |  |  |  |  | 88 | No Exceptions Met |  |  |  |  | Non Federally-Regulated | 02/06/2008 |  | 12/05/2019
Gardco Lighting | Emco | DECTA181FV**450PSMH************** | Vertical - Base Up | Pulse-start - magnetic | 450 |  |  |  |  | 88 | No Exceptions Met |  |  |  |  | Non Federally-Regulated | 02/06/2008 |  | 12/05/2019
Gardco Lighting | Emco | ERA2513V**450PSMH************** | Vertical - Base Up | Pulse-start - magnetic | 450 |  |  |  |  | 88 | No Exceptions Met |  |  |  |  | Non Federally-Regulated | 02/06/2008 |  | 12/05/2019
Gardco Lighting | Emco | DECWA1413V**200MH************** | Vertical - Base Up | Pulse-start - magnetic | 200 |  |  |  |  | 88 | No Exceptions Met |  |  |  |  | Non Federally-Regulated | 02/06/2008 |  | 12/05/2019
Gardco Lighting | Emco | DECW141FV**200MH************** | Vertical - Base Up | Pulse-start - magnetic | 200 |  |  |  |  | 88 | No Exceptions Met |  |  |  |  | Non Federally-Regulated | 02/06/2008 |  | 12/05/2019
Gardco Lighting | Emco | ECW181FV**250PSMH************** | Vertical - Base Up | Pulse-start - magnetic | 250 |  |  |  |  | 88 | No Exceptions Met |  |  |  |  | Non Federally-Regulated | 02/06/2008 |  | 12/05/2019
Gardco Lighting | Emco | ECA1413V**175PSMH************** | Vertical - Base Up | Pulse-start - magnetic | 175 |  |  |  |  | 88 | No Exceptions Met |  |  |  |  | Non Federally-Regulated | 02/06/2008 |  | 12/05/2019
Gardco Lighting | Emco | DECP231FVFC**400PSMH************** | Vertical - Base Up | Pulse-start - magnetic | 400 |  |  |  |  | 88 | No Exceptions Met |  |  |  |  | Non Federally-Regulated | 02/06/2008 |  | 12/05/2019
Gardco Lighting | Emco | ERW2513V**450PSMH************** | Vertical - Base Up | Pulse-start - magnetic | 450 |  |  |  |  | 88 | No Exceptions Met |  |  |  |  | Non Federally-Regulated | 02/06/2008 |  | 12/05/2019
Gardco Lighting | Emco | ECA141QV**175PSMH************** | Vertical - Base Up | Pulse-start - magnetic | 175 |  |  |  |  | 88 | No Exceptions Met |  |  |  |  | Non Federally-Regulated | 02/06/2008 |  | 12/05/2019
Gardco Lighting | Emco | ECW141FV**200MH************** | Vertical - Base Up | Pulse-start - magnetic | 200 |  |  |  |  | 88 | No Exceptions Met |  |  |  |  | Non Federally-Regulated | 02/06/2008 |  | 12/05/2019
Gardco Lighting | Emco | ERP251FV**450PSMH************** | Vertical - Base Up | Pulse-start - magnetic | 450 |  |  |  |  | 88 | No Exceptions Met |  |  |  |  | Non Federally-Regulated | 02/06/2008 |  | 12/05/2019
Gardco Lighting | Emco | ERA2513V**400PSMH************** | Vertical - Base Up | Pulse-start - magnetic | 400 |  |  |  |  | 88 | No Exceptions Met |  |  |  |  | Non Federally-Regulated | 02/06/2008 |  | 12/05/2019
Gardco Lighting | Emco | DECA1413V**200MH************** | Vertical - Base Up | Pulse-start - magnetic | 200 |  |  |  |  | 88 | No Exceptions Met |  |  |  |  | Non Federally-Regulated | 02/06/2008 |  | 12/05/2019
Gardco Lighting | Gardco | JEH191VS**350PSMH************** | Vertical - Base Up | Pulse-start - magnetic | 350 |  |  |  |  | 88 | No Exceptions Met |  |  |  |  | Non Federally-Regulated | 02/06/2008 |  | 12/05/2019
Gardco Lighting | Emco | ECWA141FV**200MH************** | Vertical - Base Up | Pulse-start - magnetic | 200 |  |  |  |  | 88 | No Exceptions Met |  |  |  |  | Non Federally-Regulated | 02/06/2008 |  | 12/05/2019
Gardco Lighting | Emco | ERA2512H**250PSMH************** | Horizontal | Pulse-start - magnetic | 250 |  |  |  |  | 88 | No Exceptions Met |  |  |  |  | Non Federally-Regulated | 02/06/2008 |  | 12/05/2019
Gardco Lighting | Emco | ERP2512H**250PSMH************** | Horizontal | Pulse-start - magnetic | 250 |  |  |  |  | 88 | No Exceptions Met |  |  |  |  | Non Federally-Regulated | 02/06/2008 |  | 12/05/2019
Gardco Lighting | Emco | ECA181QH**350PSMH************** | Horizontal | Pulse-start - magnetic | 350 |  |  |  |  | 88 | No Exceptions Met |  |  |  |  | Non Federally-Regulated | 02/06/2008 |  | 12/05/2019
Gardco Lighting | Gardco | STSEH191Q**350PSMH************** | Horizontal | Pulse-start - magnetic | 350 |  |  |  |  | 88 | No Exceptions Met |  |  |  |  | Non Federally-Regulated | 02/06/2008 |  | 12/05/2019
Gardco Lighting | Gardco | CR25(W,WS)2XLV**320PSMH************** | Horizontal | Pulse-start - magnetic | 320 |  |  |  |  | 88 | No Exceptions Met |  |  |  |  | Non Federally-Regulated | 02/06/2008 |  | 12/05/2019
Gardco Lighting | Emco | ERA2512H**350PSMH************** | Horizontal | Pulse-start - magnetic | 350 |  |  |  |  | 88 | No Exceptions Met |  |  |  |  | Non Federally-Regulated | 02/06/2008 |  | 12/05/2019
Gardco Lighting | Gardco | EH141Q**150MH************** | Horizontal | Pulse-start - magnetic | 150 |  |  |  |  | 80 | Vertical - Base Up |  |  |  |  | Non Federally-Regulated | 02/06/2008 |  | 12/05/2019
Gardco Lighting | Emco | ECWA1812H**250PSMH************** | Horizontal | Pulse-start - magnetic | 250 |  |  |  |  | 88 | No Exceptions Met |  |  |  |  | Non Federally-Regulated | 02/06/2008 |  | 12/05/2019
Gardco Lighting | Gardco | LU610ML1*150MH*70MH*78************* | Horizontal | Pulse-start - magnetic | 150 |  |  |  |  | 80 | Vertical - Base Up |  |  |  |  | Non Federally-Regulated | 02/06/2008 |  | 12/05/2019
Gardco Lighting | Gardco | H191Q**250PSMH************** | Horizontal | Pulse-start - magnetic | 250 |  |  |  |  | 88 | No Exceptions Met |  |  |  |  | Non Federally-Regulated | 02/06/2008 |  | 12/05/2019
Gardco Lighting | Emco | ERW2512H**350PSMH************** | Horizontal | Pulse-start - magnetic | 350 |  |  |  |  | 88 | No Exceptions Met |  |  |  |  | Non Federally-Regulated | 02/06/2008 |  | 12/05/2019
Gardco Lighting | Gardco | LU610ML1*150MH*50MH*84************* | Horizontal | Pulse-start - magnetic | 150 |  |  |  |  | 80 | Vertical - Base Up |  |  |  |  | Non Federally-Regulated | 02/06/2008 |  | 12/05/2019
Gardco Lighting | Gardco | A194Q**350PSMH************** | Horizontal | Pulse-start - magnetic | 350 |  |  |  |  | 88 | No Exceptions Met |  |  |  |  | Non Federally-Regulated | 02/06/2008 |  | 12/05/2019
Gardco Lighting | Gardco | G18(W,WS)3XL**320PSMH************** | Horizontal | Pulse-start - magnetic | 320 |  |  |  |  | 88 | No Exceptions Met |  |  |  |  | Non Federally-Regulated | 02/06/2008 |  | 12/05/2019
Gardco Lighting | Gardco | EH141FM**150MH************** | Horizontal | Pulse-start - magnetic | 150 |  |  |  |  | 80 | Vertical - Base Up |  |  |  |  | Non Federally-Regulated | 02/06/2008 |  | 12/05/2019
Gardco Lighting | Gardco | CP221FM**350PSMH************** | Horizontal | Pulse-start - magnetic | 350 |  |  |  |  | 88 | No Exceptions Met |  |  |  |  | Non Federally-Regulated | 02/06/2008 |  | 12/05/2019
Gardco Lighting | Emco | ERA251QH**400PSMH************** | Horizontal | Pulse-start - magnetic | 400 |  |  |  |  | 88 | No Exceptions Met |  |  |  |  | Non Federally-Regulated | 02/06/2008 |  | 12/05/2019
Gardco Lighting | Emco | PAES-FH-WA**250PSMH************** | Horizontal | Pulse-start - magnetic | 250 |  |  |  |  | 88 | No Exceptions Met |  |  |  |  | Non Federally-Regulated | 02/06/2008 |  | 12/05/2019
Gardco Lighting | Gardco | CPG181FM**200MH************** | Horizontal | Pulse-start - magnetic | 200 |  |  |  |  | 88 | No Exceptions Met |  |  |  |  | Non Federally-Regulated | 02/06/2008 |  | 12/05/2019
Gardco Lighting | Gardco | LU610ML1*150MH*100MH*120************* | Horizontal | Pulse-start - magnetic | 150 |  |  |  |  | 80 | Vertical - Base Up |  |  |  |  | Non Federally-Regulated | 02/06/2008 |  | 12/05/2019
Gardco Lighting | Gardco | LU610ML*150MH*50MH*78************* | Horizontal | Pulse-start - magnetic | 150 |  |  |  |  | 80 | Vertical - Base Up |  |  |  |  | Non Federally-Regulated | 02/06/2008 |  | 12/05/2019
Gardco Lighting | Gardco | STLEH1913**250PSMH************** | Horizontal | Pulse-start - magnetic | 250 |  |  |  |  | 88 | No Exceptions Met |  |  |  |  | Non Federally-Regulated | 02/06/2008 |  | 12/05/2019
Gardco Lighting | Gardco | CR2012XLV**200MH************** | Horizontal | Pulse-start - magnetic | 200 |  |  |  |  | 88 | No Exceptions Met |  |  |  |  | Non Federally-Regulated | 02/06/2008 |  | 12/05/2019
Gardco Lighting | Emco | AVR-1-3/F**400PSMH************** | Horizontal | Pulse-start - magnetic | 400 |  |  |  |  | 88 | No Exceptions Met |  |  |  |  | Non Federally-Regulated | 02/06/2008 |  | 12/05/2019
Gardco Lighting | Gardco | MA2213**250PSMH************** | Horizontal | Pulse-start - magnetic | 250 |  |  |  |  | 88 | No Exceptions Met |  |  |  |  | Non Federally-Regulated | 02/06/2008 |  | 12/05/2019
Gardco Lighting | Gardco | CTP2111**320PSMH************** | Horizontal | Pulse-start - magnetic | 320 |  |  |  |  | 88 | No Exceptions Met |  |  |  |  | Non Federally-Regulated | 02/06/2008 |  | 12/05/2019
Gardco Lighting | Gardco | CRP22-5VRF**150MH************** | Horizontal | Pulse-start - magnetic | 150 |  |  |  |  | 80 | Vertical - Base Up |  |  |  |  | Non Federally-Regulated | 02/06/2008 |  | 12/05/2019
Gardco Lighting | Gardco | SCA14LQ**150MH************** | Horizontal | Pulse-start - magnetic | 150 |  |  |  |  | 80 | Vertical - Base Up |  |  |  |  | Non Federally-Regulated | 02/06/2008 |  | 12/05/2019
Gardco Lighting | Gardco | CR2015H**150MH************** | Horizontal | Pulse-start - magnetic | 150 |  |  |  |  | 80 | Vertical - Base Up |  |  |  |  | Non Federally-Regulated | 02/06/2008 |  | 12/05/2019
Gardco Lighting | Gardco | BR1633**150MH************** | Horizontal | Pulse-start - magnetic | 150 |  |  |  |  | 80 | Vertical - Base Up |  |  |  |  | Non Federally-Regulated | 02/06/2008 |  | 12/05/2019
Gardco Lighting | Gardco | CR2513XLV**320PSMH************** | Horizontal | Pulse-start - magnetic | 320 |  |  |  |  | 88 | No Exceptions Met |  |  |  |  | Non Federally-Regulated | 02/06/2008 |  | 12/05/2019
Gardco Lighting | Gardco | EH191Q**250PSMH************** | Horizontal | Pulse-start - magnetic | 250 |  |  |  |  | 88 | No Exceptions Met |  |  |  |  | Non Federally-Regulated | 02/06/2008 |  | 12/05/2019
Gardco Lighting | Emco | ERA2513H**400PSMH************** | Horizontal | Pulse-start - magnetic | 400 |  |  |  |  | 88 | No Exceptions Met |  |  |  |  | Non Federally-Regulated | 02/06/2008 |  | 12/05/2019
Gardco Lighting | Emco | ECP1812H**350PSMH************** | Horizontal | Pulse-start - magnetic | 350 |  |  |  |  | 88 | No Exceptions Met |  |  |  |  | Non Federally-Regulated | 02/06/2008 |  | 12/05/2019
Gardco Lighting | Emco | EV15-N-F/WT**400PSMH************** | Horizontal | Pulse-start - magnetic | 400 |  |  |  |  | 88 | No Exceptions Met |  |  |  |  | Non Federally-Regulated | 02/06/2008 |  | 12/05/2019
Gardco Lighting | Gardco | JH191FM**250PSMH************** | Horizontal | Pulse-start - magnetic | 250 |  |  |  |  | 88 | No Exceptions Met |  |  |  |  | Non Federally-Regulated | 02/06/2008 |  | 12/05/2019
Gardco Lighting | Gardco | H1911**320PSMH************** | Horizontal | Pulse-start - magnetic | 320 |  |  |  |  | 88 | No Exceptions Met |  |  |  |  | Non Federally-Regulated | 02/06/2008 |  | 12/05/2019
Gardco Lighting | Gardco | H1913**250PSMH************** | Horizontal | Pulse-start - magnetic | 250 |  |  |  |  | 88 | No Exceptions Met |  |  |  |  | Non Federally-Regulated | 02/06/2008 |  | 12/05/2019
Gardco Lighting | Gardco | STSEH1911**320PSMH************** | Horizontal | Pulse-start - magnetic | 320 |  |  |  |  | 88 | No Exceptions Met |  |  |  |  | Non Federally-Regulated | 02/06/2008 |  | 12/05/2019
Gardco Lighting | Gardco | 141FT**350PSMH************** | Horizontal | Pulse-start - magnetic | 350 |  |  |  |  | 88 | No Exceptions Met |  |  |  |  | Non Federally-Regulated | 02/06/2008 |  | 12/05/2019
Gardco Lighting | Emco | PAEM-2H**350PSMH************** | Horizontal | Pulse-start - magnetic | 350 |  |  |  |  | 88 | No Exceptions Met |  |  |  |  | Non Federally-Regulated | 02/06/2008 |  | 12/05/2019
Gardco Lighting | Gardco | A1924X**320PSMH************** | Horizontal | Pulse-start - magnetic | 320 |  |  |  |  | 88 | No Exceptions Met |  |  |  |  | Non Federally-Regulated | 02/06/2008 |  | 12/05/2019
Gardco Lighting | Gardco | CP2214X**350PSMH************** | Horizontal | Pulse-start - magnetic | 350 |  |  |  |  | 88 | No Exceptions Met |  |  |  |  | Non Federally-Regulated | 02/06/2008 |  | 12/05/2019
Gardco Lighting | Gardco | A194FM**350PSMH************** | Horizontal | Pulse-start - magnetic | 350 |  |  |  |  | 88 | No Exceptions Met |  |  |  |  | Non Federally-Regulated | 02/06/2008 |  | 12/05/2019
Gardco Lighting | Gardco | CTA2113XL**200MH************** | Horizontal | Pulse-start - magnetic | 200 |  |  |  |  | 88 | No Exceptions Met |  |  |  |  | Non Federally-Regulated | 02/06/2008 |  | 12/05/2019
Gardco Lighting | Gardco | CTA1712XL**150MH************** | Horizontal | Pulse-start - magnetic | 150 |  |  |  |  | 80 | Vertical - Base Up |  |  |  |  | Non Federally-Regulated | 02/06/2008 |  | 12/05/2019
Gardco Lighting | Gardco | CTB2112XL**200MH************** | Horizontal | Pulse-start - magnetic | 200 |  |  |  |  | 88 | No Exceptions Met |  |  |  |  | Non Federally-Regulated | 02/06/2008 |  | 12/05/2019
Gardco Lighting | Gardco | 301ELL**150MH************** | Horizontal | Pulse-start - magnetic | 150 |  |  |  |  | 80 | Vertical - Base Up |  |  |  |  | Non Federally-Regulated | 02/06/2008 |  | 12/05/2019
Gardco Lighting | Gardco | MWG1811**150MH************** | Horizontal | Pulse-start - magnetic | 150 |  |  |  |  | 80 | Vertical - Base Up |  |  |  |  | Non Federally-Regulated | 02/06/2008 |  | 12/05/2019
Gardco Lighting | Gardco | A1913**350PSMH************** | Horizontal | Pulse-start - magnetic | 350 |  |  |  |  | 88 | No Exceptions Met |  |  |  |  | Non Federally-Regulated | 02/06/2008 |  | 12/05/2019
Gardco Lighting | Emco | ECW1812H**250PSMH************** | Horizontal | Pulse-start - magnetic | 250 |  |  |  |  | 88 | No Exceptions Met |  |  |  |  | Non Federally-Regulated | 02/06/2008 |  | 12/05/2019
Gardco Lighting | Gardco | CTP2111**250PSMH************** | Horizontal | Pulse-start - magnetic | 250 |  |  |  |  | 88 | No Exceptions Met |  |  |  |  | Non Federally-Regulated | 02/06/2008 |  | 12/05/2019
Gardco Lighting | Gardco | BE1411**200MH************** | Horizontal | Pulse-start - magnetic | 200 |  |  |  |  | 88 | No Exceptions Met |  |  |  |  | Non Federally-Regulated | 02/06/2008 |  | 12/05/2019
Gardco Lighting | Emco | DECW181FH**320PSMH************** | Horizontal | Pulse-start - magnetic | 320 |  |  |  |  | 88 | No Exceptions Met |  |  |  |  | Non Federally-Regulated | 02/06/2008 |  | 12/05/2019
Gardco Lighting | Gardco | SCBEH191FM**350PSMH************** | Horizontal | Pulse-start - magnetic | 350 |  |  |  |  | 88 | No Exceptions Met |  |  |  |  | Non Federally-Regulated | 02/06/2008 |  | 12/05/2019
Gardco Lighting | Gardco | WE191FM**350PSMH************** | Horizontal | Pulse-start - magnetic | 350 |  |  |  |  | 88 | No Exceptions Met |  |  |  |  | Non Federally-Regulated | 02/06/2008 |  | 12/05/2019
Gardco Lighting | Gardco | 600C**150MH************** | Horizontal | Pulse-start - magnetic | 150 |  |  |  |  | 80 | Vertical - Base Up |  |  |  |  | Non Federally-Regulated | 02/06/2008 |  | 12/05/2019
Gardco Lighting | Emco | ECWA1413H**200MH************** | Horizontal | Pulse-start - magnetic | 200 |  |  |  |  | 88 | No Exceptions Met |  |  |  |  | Non Federally-Regulated | 02/06/2008 |  | 12/05/2019
Gardco Lighting | Gardco | CTP2114XL**200MH************** | Horizontal | Pulse-start - magnetic | 200 |  |  |  |  | 88 | No Exceptions Met |  |  |  |  | Non Federally-Regulated | 02/06/2008 |  | 12/05/2019
Gardco Lighting | Gardco | 109FT**150MH************** | Horizontal | Pulse-start - magnetic | 150 |  |  |  |  | 80 | Vertical - Base Up |  |  |  |  | Non Federally-Regulated | 02/06/2008 |  | 12/05/2019
Gardco Lighting | Gardco | BH1914X**350PSMH************** | Horizontal | Pulse-start - magnetic | 350 |  |  |  |  | 88 | No Exceptions Met |  |  |  |  | Non Federally-Regulated | 02/06/2008 |  | 12/05/2019
Gardco Lighting | Emco | ERA201QH**200MH************** | Horizontal | Pulse-start - magnetic | 200 |  |  |  |  | 88 | No Exceptions Met |  |  |  |  | Non Federally-Regulated | 02/06/2008 |  | 12/05/2019
Gardco Lighting | Gardco | LU610ML1*150MH*100HPS*102************* | Horizontal | Pulse-start - magnetic | 150 |  |  |  |  | 80 | Vertical - Base Up |  |  |  |  | Non Federally-Regulated | 02/06/2008 |  | 12/05/2019
Gardco Lighting | Gardco | MAGL1813**200MH************** | Horizontal | Pulse-start - magnetic | 200 |  |  |  |  | 88 | No Exceptions Met |  |  |  |  | Non Federally-Regulated | 02/06/2008 |  | 12/05/2019
Gardco Lighting | Gardco | CR20(W,WS)4XL**150MH************** | Horizontal | Pulse-start - magnetic | 150 |  |  |  |  | 80 | Vertical - Base Up |  |  |  |  | Non Federally-Regulated | 02/06/2008 |  | 12/05/2019
Gardco Lighting | Emco | DECW1812H**350PSMH************** | Horizontal | Pulse-start - magnetic | 350 |  |  |  |  | 88 | No Exceptions Met |  |  |  |  | Non Federally-Regulated | 02/06/2008 |  | 12/05/2019
Gardco Lighting | Gardco | MP171FM**150MH************** | Horizontal | Pulse-start - magnetic | 150 |  |  |  |  | 80 | Vertical - Base Up |  |  |  |  | Non Federally-Regulated | 02/06/2008 |  | 12/05/2019
Gardco Lighting | Gardco | G18(W,WS)4XL**350PSMH************** | Horizontal | Pulse-start - magnetic | 350 |  |  |  |  | 88 | No Exceptions Met |  |  |  |  | Non Federally-Regulated | 02/06/2008 |  | 12/05/2019
Gardco Lighting | Gardco | EH191Q**400PSMH************** | Horizontal | Pulse-start - magnetic | 400 |  |  |  |  | 88 | No Exceptions Met |  |  |  |  | Non Federally-Regulated | 02/06/2008 |  | 12/05/2019
Gardco Lighting | Emco | ECA1412H**150MH************** | Horizontal | Pulse-start - magnetic | 150 |  |  |  |  | 80 | Vertical - Base Up |  |  |  |  | Non Federally-Regulated | 02/06/2008 |  | 12/05/2019
Gardco Lighting | Gardco | 301EFT**T150MH************** | Horizontal | Pulse-start - magnetic | 150 |  |  |  |  | 80 | Vertical - Base Up |  |  |  |  | Non Federally-Regulated | 02/06/2008 |  | 12/05/2019
Gardco Lighting | Gardco | CTB2114XL**400PSMH************** | Horizontal | Pulse-start - magnetic | 400 |  |  |  |  | 88 | No Exceptions Met |  |  |  |  | Non Federally-Regulated | 02/06/2008 |  | 12/05/2019
Gardco Lighting | Gardco | BH141FM**200MH************** | Horizontal | Pulse-start - magnetic | 200 |  |  |  |  | 88 | No Exceptions Met |  |  |  |  | Non Federally-Regulated | 02/06/2008 |  | 12/05/2019
Gardco Lighting | Emco | DECW181FH**350PSMH************** | Horizontal | Pulse-start - magnetic | 350 |  |  |  |  | 88 | No Exceptions Met |  |  |  |  | Non Federally-Regulated | 02/06/2008 |  | 12/05/2019
Gardco Lighting | Emco | DECWA1813H**350PSMH************** | Horizontal | Pulse-start - magnetic | 350 |  |  |  |  | 88 | No Exceptions Met |  |  |  |  | Non Federally-Regulated | 02/06/2008 |  | 12/05/2019
Gardco Lighting | Gardco | H1413**150MH************** | Horizontal | Pulse-start - magnetic | 150 |  |  |  |  | 80 | Vertical - Base Up |  |  |  |  | Non Federally-Regulated | 02/06/2008 |  | 12/05/2019
Gardco Lighting | Gardco | WH1911**320PSMH************** | Horizontal | Pulse-start - magnetic | 320 |  |  |  |  | 88 | No Exceptions Met |  |  |  |  | Non Federally-Regulated | 02/06/2008 |  | 12/05/2019
Gardco Lighting | Gardco | CA221FM**250PSMH************** | Horizontal | Pulse-start - magnetic | 250 |  |  |  |  | 88 | No Exceptions Met |  |  |  |  | Non Federally-Regulated | 02/06/2008 |  | 12/05/2019
Gardco Lighting | Gardco | CR2513XL**400PSMH************** | Horizontal | Pulse-start - magnetic | 400 |  |  |  |  | 88 | No Exceptions Met |  |  |  |  | Non Federally-Regulated | 02/06/2008 |  | 12/05/2019
Gardco Lighting | Gardco | CAG1811**200MH************** | Horizontal | Pulse-start - magnetic | 200 |  |  |  |  | 88 | No Exceptions Met |  |  |  |  | Non Federally-Regulated | 02/06/2008 |  | 12/05/2019
Gardco Lighting | Gardco | EH191FM**350PSMH************** | Horizontal | Pulse-start - magnetic | 350 |  |  |  |  | 88 | No Exceptions Met |  |  |  |  | Non Federally-Regulated | 02/06/2008 |  | 12/05/2019
Gardco Lighting | Gardco | A1421**150MH************** | Horizontal | Pulse-start - magnetic | 150 |  |  |  |  | 80 | Vertical - Base Up |  |  |  |  | Non Federally-Regulated | 02/06/2008 |  | 12/05/2019
Gardco Lighting | Gardco | CW2214X**250PSMH************** | Horizontal | Pulse-start - magnetic | 250 |  |  |  |  | 88 | No Exceptions Met |  |  |  |  | Non Federally-Regulated | 02/06/2008 |  | 12/05/2019
Gardco Lighting | Gardco | SCA14S1**150MH************** | Horizontal | Pulse-start - magnetic | 150 |  |  |  |  | 80 | Vertical - Base Up |  |  |  |  | Non Federally-Regulated | 02/06/2008 |  | 12/05/2019
Gardco Lighting | Emco | AVA-1-3/F**320PSMH************** | Horizontal | Pulse-start - magnetic | 320 |  |  |  |  | 88 | No Exceptions Met |  |  |  |  | Non Federally-Regulated | 02/06/2008 |  | 12/05/2019
Gardco Lighting | Gardco | LU610ML1*150MH*50MH*102************* | Horizontal | Pulse-start - magnetic | 150 |  |  |  |  | 80 | Vertical - Base Up |  |  |  |  | Non Federally-Regulated | 02/06/2008 |  | 12/05/2019
Gardco Lighting | Gardco | CTB2113XL**350PSMH************** | Horizontal | Pulse-start - magnetic | 350 |  |  |  |  | 88 | No Exceptions Met |  |  |  |  | Non Federally-Regulated | 02/06/2008 |  | 12/05/2019
Gardco Lighting | Emco | ECP181QH**320PSMH************** | Horizontal | Pulse-start - magnetic | 320 |  |  |  |  | 88 | No Exceptions Met |  |  |  |  | Non Federally-Regulated | 02/06/2008 |  | 12/05/2019
Gardco Lighting | Gardco | G1814XL**320PSMH************** | Horizontal | Pulse-start - magnetic | 320 |  |  |  |  | 88 | No Exceptions Met |  |  |  |  | Non Federally-Regulated | 02/06/2008 |  | 12/05/2019
Gardco Lighting | Gardco | CR2515V**450PSMH************** | Horizontal | Pulse-start - magnetic | 450 |  |  |  |  | 88 | No Exceptions Met |  |  |  |  | Non Federally-Regulated | 02/06/2008 |  | 12/05/2019
Gardco Lighting | Gardco | CR2515V**320PSMH************** | Horizontal | Pulse-start - magnetic | 320 |  |  |  |  | 88 | No Exceptions Met |  |  |  |  | Non Federally-Regulated | 02/06/2008 |  | 12/05/2019
Gardco Lighting | Emco | DECP181QH**400PSMH************** | Horizontal | Pulse-start - magnetic | 400 |  |  |  |  | 88 | No Exceptions Met |  |  |  |  | Non Federally-Regulated | 02/06/2008 |  | 12/05/2019
Gardco Lighting | Gardco | 220P**150MH************** | Horizontal | Pulse-start - magnetic | 150 |  |  |  |  | 80 | Vertical - Base Up |  |  |  |  | Non Federally-Regulated | 02/06/2008 |  | 12/05/2019
Gardco Lighting | Gardco | CA1711**150MH************** | Horizontal | Pulse-start - magnetic | 150 |  |  |  |  | 80 | Vertical - Base Up |  |  |  |  | Non Federally-Regulated | 02/06/2008 |  | 12/05/2019
Gardco Lighting | Emco | ECA141QH**200MH************** | Horizontal | Pulse-start - magnetic | 200 |  |  |  |  | 88 | No Exceptions Met |  |  |  |  | Non Federally-Regulated | 02/06/2008 |  | 12/05/2019
Gardco Lighting | Emco | DECA141QH**150MH************** | Horizontal | Pulse-start - magnetic | 150 |  |  |  |  | 80 | Vertical - Base Up |  |  |  |  | Non Federally-Regulated | 02/06/2008 |  | 12/05/2019
Gardco Lighting | Gardco | CR20(W,WS)4XLV**150MH************** | Horizontal | Pulse-start - magnetic | 150 |  |  |  |  | 80 | Vertical - Base Up |  |  |  |  | Non Federally-Regulated | 02/06/2008 |  | 12/05/2019
Gardco Lighting | Gardco | STLEH1911**320PSMH************** | Horizontal | Pulse-start - magnetic | 320 |  |  |  |  | 88 | No Exceptions Met |  |  |  |  | Non Federally-Regulated | 02/06/2008 |  | 12/05/2019
Gardco Lighting | Gardco | G181Q**320PSMH************** | Horizontal | Pulse-start - magnetic | 320 |  |  |  |  | 88 | No Exceptions Met |  |  |  |  | Non Federally-Regulated | 02/06/2008 |  | 12/05/2019
Gardco Lighting | Gardco | G1813XL**320PSMH************** | Horizontal | Pulse-start - magnetic | 320 |  |  |  |  | 88 | No Exceptions Met |  |  |  |  | Non Federally-Regulated | 02/06/2008 |  | 12/05/2019
Gardco Lighting | Gardco | CR2015V**200MH************** | Horizontal | Pulse-start - magnetic | 200 |  |  |  |  | 88 | No Exceptions Met |  |  |  |  | Non Federally-Regulated | 02/06/2008 |  | 12/05/2019
Gardco Lighting | Gardco | STLEH1913**350PSMH************** | Horizontal | Pulse-start - magnetic | 350 |  |  |  |  | 88 | No Exceptions Met |  |  |  |  | Non Federally-Regulated | 02/06/2008 |  | 12/05/2019
Gardco Lighting | Gardco | CTB2111**250PSMH************** | Horizontal | Pulse-start - magnetic | 250 |  |  |  |  | 88 | No Exceptions Met |  |  |  |  | Non Federally-Regulated | 02/06/2008 |  | 12/05/2019
Gardco Lighting | Gardco | JEH1914X**320PSMH************** | Horizontal | Pulse-start - magnetic | 320 |  |  |  |  | 88 | No Exceptions Met |  |  |  |  | Non Federally-Regulated | 02/06/2008 |  | 12/05/2019
Gardco Lighting | Gardco | CTA2113XL**350PSMH************** | Horizontal | Pulse-start - magnetic | 350 |  |  |  |  | 88 | No Exceptions Met |  |  |  |  | Non Federally-Regulated | 02/06/2008 |  | 12/05/2019
Gardco Lighting | Gardco | JEH191FM**320PSMH************** | Horizontal | Pulse-start - magnetic | 320 |  |  |  |  | 88 | No Exceptions Met |  |  |  |  | Non Federally-Regulated | 02/06/2008 |  | 12/05/2019
Gardco Lighting | Gardco | 301ESB**150MH************** | Horizontal | Pulse-start - magnetic | 150 |  |  |  |  | 80 | Vertical - Base Up |  |  |  |  | Non Federally-Regulated | 02/06/2008 |  | 12/05/2019
Gardco Lighting | Gardco | CR2512XL**320PSMH************** | Horizontal | Pulse-start - magnetic | 320 |  |  |  |  | 88 | No Exceptions Met |  |  |  |  | Non Federally-Regulated | 02/06/2008 |  | 12/05/2019
Gardco Lighting | Gardco | CTP211Q**350PSMH************** | Horizontal | Pulse-start - magnetic | 350 |  |  |  |  | 88 | No Exceptions Met |  |  |  |  | Non Federally-Regulated | 02/06/2008 |  | 12/05/2019
Gardco Lighting | Emco | PAES-3H-WA**150MH************** | Horizontal | Pulse-start - magnetic | 150 |  |  |  |  | 80 | Vertical - Base Up |  |  |  |  | Non Federally-Regulated | 02/06/2008 |  | 12/05/2019
Gardco Lighting | Gardco | DF12HFL**350PSMH************** | Horizontal | Pulse-start - magnetic | 350 |  |  |  |  | 88 | No Exceptions Met |  |  |  |  | Non Federally-Regulated | 02/06/2008 |  | 12/05/2019
Gardco Lighting | Emco | PAEM-FH-WA**400PSMH************** | Horizontal | Pulse-start - magnetic | 400 |  |  |  |  | 88 | No Exceptions Met |  |  |  |  | Non Federally-Regulated | 02/06/2008 |  | 12/05/2019
Gardco Lighting | Gardco | G18(W,WS)3XL**350PSMH************** | Horizontal | Pulse-start - magnetic | 350 |  |  |  |  | 88 | No Exceptions Met |  |  |  |  | Non Federally-Regulated | 02/06/2008 |  | 12/05/2019
Gardco Lighting | Gardco | CTB2114XL**320PSMH************** | Horizontal | Pulse-start - magnetic | 320 |  |  |  |  | 88 | No Exceptions Met |  |  |  |  | Non Federally-Regulated | 02/06/2008 |  | 12/05/2019
Gardco Lighting | Emco | ECP1813H**320PSMH************** | Horizontal | Pulse-start - magnetic | 320 |  |  |  |  | 88 | No Exceptions Met |  |  |  |  | Non Federally-Regulated | 02/06/2008 |  | 12/05/2019
Gardco Lighting | Gardco | MPGL181FM**200MH************** | Horizontal | Pulse-start - magnetic | 200 |  |  |  |  | 88 | No Exceptions Met |  |  |  |  | Non Federally-Regulated | 02/06/2008 |  | 12/05/2019
Gardco Lighting | Gardco | CTA211Q**400PSMH************** | Horizontal | Pulse-start - magnetic | 400 |  |  |  |  | 88 | No Exceptions Met |  |  |  |  | Non Federally-Regulated | 02/06/2008 |  | 12/05/2019
Gardco Lighting | Gardco | A1943**320PSMH************** | Horizontal | Pulse-start - magnetic | 320 |  |  |  |  | 88 | No Exceptions Met |  |  |  |  | Non Federally-Regulated | 02/06/2008 |  | 12/05/2019
Gardco Lighting | Emco | ECW181FH**350PSMH************** | Horizontal | Pulse-start - magnetic | 350 |  |  |  |  | 88 | No Exceptions Met |  |  |  |  | Non Federally-Regulated | 02/06/2008 |  | 12/05/2019
Gardco Lighting | Gardco | CR2514XLV**450PSMH************** | Horizontal | Pulse-start - magnetic | 450 |  |  |  |  | 88 | No Exceptions Met |  |  |  |  | Non Federally-Regulated | 02/06/2008 |  | 12/05/2019
Gardco Lighting | Emco | PAEM-QH-WA**400PSMH************** | Horizontal | Pulse-start - magnetic | 400 |  |  |  |  | 88 | No Exceptions Met |  |  |  |  | Non Federally-Regulated | 02/06/2008 |  | 12/05/2019
Gardco Lighting | Gardco | CA221Q**350PSMH************** | Horizontal | Pulse-start - magnetic | 350 |  |  |  |  | 88 | No Exceptions Met |  |  |  |  | Non Federally-Regulated | 02/06/2008 |  | 12/05/2019
Gardco Lighting | Gardco | CTB2112XL**250PSMH************** | Horizontal | Pulse-start - magnetic | 250 |  |  |  |  | 88 | No Exceptions Met |  |  |  |  | Non Federally-Regulated | 02/06/2008 |  | 12/05/2019
Gardco Lighting | Gardco | JEH1911**350PSMH************** | Horizontal | Pulse-start - magnetic | 350 |  |  |  |  | 88 | No Exceptions Met |  |  |  |  | Non Federally-Regulated | 02/06/2008 |  | 12/05/2019
Gardco Lighting | Gardco | LU610ML1*150MH*70HPS*120************* | Horizontal | Pulse-start - magnetic | 150 |  |  |  |  | 80 | Vertical - Base Up |  |  |  |  | Non Federally-Regulated | 02/06/2008 |  | 12/05/2019
Gardco Lighting | Gardco | MAGL1813**150MH************** | Horizontal | Pulse-start - magnetic | 150 |  |  |  |  | 80 | Vertical - Base Up |  |  |  |  | Non Federally-Regulated | 02/06/2008 |  | 12/05/2019
Gardco Lighting | Gardco | JEH191Q**320PSMH************** | Horizontal | Pulse-start - magnetic | 320 |  |  |  |  | 88 | No Exceptions Met |  |  |  |  | Non Federally-Regulated | 02/06/2008 |  | 12/05/2019
Gardco Lighting | Gardco | G1812XL**320PSMH************** | Horizontal | Pulse-start - magnetic | 320 |  |  |  |  | 88 | No Exceptions Met |  |  |  |  | Non Federally-Regulated | 02/06/2008 |  | 12/05/2019
Gardco Lighting | Gardco | CWG1813**150MH************** | Horizontal | Pulse-start - magnetic | 150 |  |  |  |  | 80 | Vertical - Base Up |  |  |  |  | Non Federally-Regulated | 02/06/2008 |  | 12/05/2019
Gardco Lighting | Emco | ERP2513H**350PSMH************** | Horizontal | Pulse-start - magnetic | 350 |  |  |  |  | 88 | No Exceptions Met |  |  |  |  | Non Federally-Regulated | 02/06/2008 |  | 12/05/2019
Gardco Lighting | Gardco | CR2514XLV**350PSMH************** | Horizontal | Pulse-start - magnetic | 350 |  |  |  |  | 88 | No Exceptions Met |  |  |  |  | Non Federally-Regulated | 02/06/2008 |  | 12/05/2019
Gardco Lighting | Gardco | A1913**400PSMH************** | Horizontal | Pulse-start - magnetic | 400 |  |  |  |  | 88 | No Exceptions Met |  |  |  |  | Non Federally-Regulated | 02/06/2008 |  | 12/05/2019
Gardco Lighting | Gardco | 440W1**320PSMH************** | Horizontal | Pulse-start - magnetic | 320 |  |  |  |  | 88 | No Exceptions Met |  |  |  |  | Non Federally-Regulated | 02/06/2008 |  | 12/05/2019
Gardco Lighting | Gardco | MW2214X**250PSMH************** | Horizontal | Pulse-start - magnetic | 250 |  |  |  |  | 88 | No Exceptions Met |  |  |  |  | Non Federally-Regulated | 02/06/2008 |  | 12/05/2019
Gardco Lighting | Emco | DECA181QH**250PSMH************** | Horizontal | Pulse-start - magnetic | 250 |  |  |  |  | 88 | No Exceptions Met |  |  |  |  | Non Federally-Regulated | 02/06/2008 |  | 12/05/2019
Gardco Lighting | Emco | DECA1413H**200MH************** | Horizontal | Pulse-start - magnetic | 200 |  |  |  |  | 88 | No Exceptions Met |  |  |  |  | Non Federally-Regulated | 02/06/2008 |  | 12/05/2019
Gardco Lighting | Gardco | JH191Q**400PSMH************** | Horizontal | Pulse-start - magnetic | 400 |  |  |  |  | 88 | No Exceptions Met |  |  |  |  | Non Federally-Regulated | 02/06/2008 |  | 12/05/2019
Gardco Lighting | Gardco | WE1413**200MH************** | Horizontal | Pulse-start - magnetic | 200 |  |  |  |  | 88 | No Exceptions Met |  |  |  |  | Non Federally-Regulated | 02/06/2008 |  | 12/05/2019
Gardco Lighting | Gardco | LU610ML1*150MH*100HPS*144************* | Horizontal | Pulse-start - magnetic | 150 |  |  |  |  | 80 | Vertical - Base Up |  |  |  |  | Non Federally-Regulated | 02/06/2008 |  | 12/05/2019
Gardco Lighting | Gardco | BR160Q**150MH************** | Horizontal | Pulse-start - magnetic | 150 |  |  |  |  | 80 | Vertical - Base Up |  |  |  |  | Non Federally-Regulated | 02/06/2008 |  | 12/05/2019
Gardco Lighting | Emco | PAEM-3H-WA**400PSMH************** | Horizontal | Pulse-start - magnetic | 400 |  |  |  |  | 88 | No Exceptions Met |  |  |  |  | Non Federally-Regulated | 02/06/2008 |  | 12/05/2019
Gardco Lighting | Gardco | MW2213**350PSMH************** | Horizontal | Pulse-start - magnetic | 350 |  |  |  |  | 88 | No Exceptions Met |  |  |  |  | Non Federally-Regulated | 02/06/2008 |  | 12/05/2019
Gardco Lighting | Gardco | MP2214X**250PSMH************** | Horizontal | Pulse-start - magnetic | 250 |  |  |  |  | 88 | No Exceptions Met |  |  |  |  | Non Federally-Regulated | 02/06/2008 |  | 12/05/2019
Gardco Lighting | Emco | ERW2012H**150MH************** | Horizontal | Pulse-start - magnetic | 150 |  |  |  |  | 80 | Vertical - Base Up |  |  |  |  | Non Federally-Regulated | 02/06/2008 |  | 12/05/2019
Gardco Lighting | Gardco | GP1T-175PSMH-277V-F**175PSMH************** | Horizontal | Pulse-start - magnetic | 175 |  |  |  |  | 88 | No Exceptions Met |  |  |  |  | Non Federally-Regulated | 02/06/2008 |  | 12/05/2019
Gardco Lighting | Gardco | MWGL181**150MH************** | Horizontal | Pulse-start - magnetic | 150 |  |  |  |  | 80 | Vertical - Base Up |  |  |  |  | Non Federally-Regulated | 02/06/2008 |  | 12/05/2019
Gardco Lighting | Emco | DECW1813H**400PSMH************** | Horizontal | Pulse-start - magnetic | 400 |  |  |  |  | 88 | No Exceptions Met |  |  |  |  | Non Federally-Regulated | 02/06/2008 |  | 12/05/2019
Gardco Lighting | Gardco | G18(W,WS)4XL**150MH************** | Horizontal | Pulse-start - magnetic | 150 |  |  |  |  | 80 | Vertical - Base Up |  |  |  |  | Non Federally-Regulated | 02/06/2008 |  | 12/05/2019
Gardco Lighting | Emco | DECW1812H**320PSMH************** | Horizontal | Pulse-start - magnetic | 320 |  |  |  |  | 88 | No Exceptions Met |  |  |  |  | Non Federally-Regulated | 02/06/2008 |  | 12/05/2019
Gardco Lighting | Emco | AVA-1-3/F**400PSMH************** | Horizontal | Pulse-start - magnetic | 400 |  |  |  |  | 88 | No Exceptions Met |  |  |  |  | Non Federally-Regulated | 02/06/2008 |  | 12/05/2019
Gardco Lighting | Gardco | MWG181FM**150MH************** | Horizontal | Pulse-start - magnetic | 150 |  |  |  |  | 80 | Vertical - Base Up |  |  |  |  | Non Federally-Regulated | 02/06/2008 |  | 12/05/2019
Gardco Lighting | Emco | ERA2513H**350PSMH************** | Horizontal | Pulse-start - magnetic | 350 |  |  |  |  | 88 | No Exceptions Met |  |  |  |  | Non Federally-Regulated | 02/06/2008 |  | 12/05/2019
Gardco Lighting | Gardco | CP2214X**320PSMH************** | Horizontal | Pulse-start - magnetic | 320 |  |  |  |  | 88 | No Exceptions Met |  |  |  |  | Non Federally-Regulated | 02/06/2008 |  | 12/05/2019
Gardco Lighting | Gardco | CR20(W,WS)3XLV**175PSMH************** | Horizontal | Pulse-start - magnetic | 175 |  |  |  |  | 88 | No Exceptions Met |  |  |  |  | Non Federally-Regulated | 02/06/2008 |  | 12/05/2019
Gardco Lighting | Gardco | 301DEL**150MH************** | Horizontal | Pulse-start - magnetic | 150 |  |  |  |  | 80 | Vertical - Base Up |  |  |  |  | Non Federally-Regulated | 02/06/2008 |  | 12/05/2019
Gardco Lighting | Gardco | MW1711**150MH************** | Horizontal | Pulse-start - magnetic | 150 |  |  |  |  | 80 | Vertical - Base Up |  |  |  |  | Non Federally-Regulated | 02/06/2008 |  | 12/05/2019
Gardco Lighting | Gardco | A1944X**400PSMH************** | Horizontal | Pulse-start - magnetic | 400 |  |  |  |  | 88 | No Exceptions Met |  |  |  |  | Non Federally-Regulated | 02/06/2008 |  | 12/05/2019
Gardco Lighting | Gardco | MAGL1811**150MH************** | Horizontal | Pulse-start - magnetic | 150 |  |  |  |  | 80 | Vertical - Base Up |  |  |  |  | Non Federally-Regulated | 02/06/2008 |  | 12/05/2019
Gardco Lighting | Gardco | WE1913**320PSMH************** | Horizontal | Pulse-start - magnetic | 320 |  |  |  |  | 88 | No Exceptions Met |  |  |  |  | Non Federally-Regulated | 02/06/2008 |  | 12/05/2019
Gardco Lighting | Gardco | MPG181FM**150MH************** | Horizontal | Pulse-start - magnetic | 150 |  |  |  |  | 80 | Vertical - Base Up |  |  |  |  | Non Federally-Regulated | 02/06/2008 |  | 12/05/2019
Gardco Lighting | Gardco | GS01A-12XL**150MH************** | Horizontal | Pulse-start - magnetic | 150 |  |  |  |  | 80 | Vertical - Base Up |  |  |  |  | Non Federally-Regulated | 02/06/2008 |  | 12/05/2019
Gardco Lighting | Gardco | BE1913**250PSMH************** | Horizontal | Pulse-start - magnetic | 250 |  |  |  |  | 88 | No Exceptions Met |  |  |  |  | Non Federally-Regulated | 02/06/2008 |  | 12/05/2019
Gardco Lighting | Gardco | 141WT**250PSMH************** | Horizontal | Pulse-start - magnetic | 250 |  |  |  |  | 88 | No Exceptions Met |  |  |  |  | Non Federally-Regulated | 02/06/2008 |  | 12/05/2019
Gardco Lighting | Gardco | MAGL181FM**150MH************** | Horizontal | Pulse-start - magnetic | 150 |  |  |  |  | 80 | Vertical - Base Up |  |  |  |  | Non Federally-Regulated | 02/06/2008 |  | 12/05/2019
Gardco Lighting | Gardco | BH1911**400PSMH************** | Horizontal | Pulse-start - magnetic | 400 |  |  |  |  | 88 | No Exceptions Met |  |  |  |  | Non Federally-Regulated | 02/06/2008 |  | 12/05/2019
Gardco Lighting | Gardco | CTB211Q**400PSMH************** | Horizontal | Pulse-start - magnetic | 400 |  |  |  |  | 88 | No Exceptions Met |  |  |  |  | Non Federally-Regulated | 02/06/2008 |  | 12/05/2019
Gardco Lighting | Emco | AVR-1-5**150MH************** | Horizontal | Pulse-start - magnetic | 150 |  |  |  |  | 80 | Vertical - Base Up |  |  |  |  | Non Federally-Regulated | 02/06/2008 |  | 12/05/2019
Gardco Lighting | Emco | AVR-1-3/F**250PSMH************** | Horizontal | Pulse-start - magnetic | 250 |  |  |  |  | 88 | No Exceptions Met |  |  |  |  | Non Federally-Regulated | 02/06/2008 |  | 12/05/2019
Gardco Lighting | Gardco | DF12MFL**400PSMH************** | Horizontal | Pulse-start - magnetic | 400 |  |  |  |  | 88 | No Exceptions Met |  |  |  |  | Non Federally-Regulated | 02/06/2008 |  | 12/05/2019
Gardco Lighting | Gardco | BR163BQ**150MH************** | Horizontal | Pulse-start - magnetic | 150 |  |  |  |  | 80 | Vertical - Base Up |  |  |  |  | Non Federally-Regulated | 02/06/2008 |  | 12/05/2019
Gardco Lighting | Emco | ECWA1812H**320PSMH************** | Horizontal | Pulse-start - magnetic | 320 |  |  |  |  | 88 | No Exceptions Met |  |  |  |  | Non Federally-Regulated | 02/06/2008 |  | 12/05/2019
Gardco Lighting | Emco | ERA251QH**250PSMH************** | Horizontal | Pulse-start - magnetic | 250 |  |  |  |  | 88 | No Exceptions Met |  |  |  |  | Non Federally-Regulated | 02/06/2008 |  | 12/05/2019
Gardco Lighting | Gardco | CTP2111**400PSMH************** | Horizontal | Pulse-start - magnetic | 400 |  |  |  |  | 88 | No Exceptions Met |  |  |  |  | Non Federally-Regulated | 02/06/2008 |  | 12/05/2019
Gardco Lighting | Gardco | SCBEH191Q**400PSMH************** | Horizontal | Pulse-start - magnetic | 400 |  |  |  |  | 88 | No Exceptions Met |  |  |  |  | Non Federally-Regulated | 02/06/2008 |  | 12/05/2019
Gardco Lighting | Gardco | CP1711**150MH************** | Horizontal | Pulse-start - magnetic | 150 |  |  |  |  | 80 | Vertical - Base Up |  |  |  |  | Non Federally-Regulated | 02/06/2008 |  | 12/05/2019
Gardco Lighting | Gardco | CP221Q**320PSMH************** | Horizontal | Pulse-start - magnetic | 320 |  |  |  |  | 88 | No Exceptions Met |  |  |  |  | Non Federally-Regulated | 02/06/2008 |  | 12/05/2019
Gardco Lighting | Gardco | 103FT-U**150MH************** | Horizontal | Pulse-start - magnetic | 150 |  |  |  |  | 80 | Vertical - Base Up |  |  |  |  | Non Federally-Regulated | 02/06/2008 |  | 12/05/2019
Gardco Lighting | Gardco | MAGL181FM**200MH************** | Horizontal | Pulse-start - magnetic | 200 |  |  |  |  | 88 | No Exceptions Met |  |  |  |  | Non Federally-Regulated | 02/06/2008 |  | 12/05/2019
Gardco Lighting | Gardco | CTP211Q**400PSMH************** | Horizontal | Pulse-start - magnetic | 400 |  |  |  |  | 88 | No Exceptions Met |  |  |  |  | Non Federally-Regulated | 02/06/2008 |  | 12/05/2019
Gardco Lighting | Gardco | STLEH1911**250PSMH************** | Horizontal | Pulse-start - magnetic | 250 |  |  |  |  | 88 | No Exceptions Met |  |  |  |  | Non Federally-Regulated | 02/06/2008 |  | 12/05/2019
Gardco Lighting | Gardco | LU610ML*150MH*50MH*102************* | Horizontal | Pulse-start - magnetic | 150 |  |  |  |  | 80 | Vertical - Base Up |  |  |  |  | Non Federally-Regulated | 02/06/2008 |  | 12/05/2019
Gardco Lighting | Emco | ECP1812H**320PSMH************** | Horizontal | Pulse-start - magnetic | 320 |  |  |  |  | 88 | No Exceptions Met |  |  |  |  | Non Federally-Regulated | 02/06/2008 |  | 12/05/2019
Gardco Lighting | Emco | ERW2513H**250PSMH************** | Horizontal | Pulse-start - magnetic | 250 |  |  |  |  | 88 | No Exceptions Met |  |  |  |  | Non Federally-Regulated | 02/06/2008 |  | 12/05/2019
Gardco Lighting | Emco | ERA251FH**250PSMH************** | Horizontal | Pulse-start - magnetic | 250 |  |  |  |  | 88 | No Exceptions Met |  |  |  |  | Non Federally-Regulated | 02/06/2008 |  | 12/05/2019
Gardco Lighting | Gardco | G18(W,WS)3XL**250PSMH************** | Horizontal | Pulse-start - magnetic | 250 |  |  |  |  | 88 | No Exceptions Met |  |  |  |  | Non Federally-Regulated | 02/06/2008 |  | 12/05/2019
Gardco Lighting | Gardco | CP221FM**250PSMH************** | Horizontal | Pulse-start - magnetic | 250 |  |  |  |  | 88 | No Exceptions Met |  |  |  |  | Non Federally-Regulated | 02/06/2008 |  | 12/05/2019
Gardco Lighting | Emco | ERW2013H**200MH************** | Horizontal | Pulse-start - magnetic | 200 |  |  |  |  | 88 | No Exceptions Met |  |  |  |  | Non Federally-Regulated | 02/06/2008 |  | 12/05/2019
Gardco Lighting | Gardco | CAG1811**150MH************** | Horizontal | Pulse-start - magnetic | 150 |  |  |  |  | 80 | Vertical - Base Up |  |  |  |  | Non Federally-Regulated | 02/06/2008 |  | 12/05/2019
Gardco Lighting | Gardco | GP1**150MH************** | Horizontal | Pulse-start - magnetic | 150 |  |  |  |  | 80 | Vertical - Base Up |  |  |  |  | Non Federally-Regulated | 02/06/2008 |  | 12/05/2019
Gardco Lighting | Gardco | EH191FM**400PSMH************** | Horizontal | Pulse-start - magnetic | 400 |  |  |  |  | 88 | No Exceptions Met |  |  |  |  | Non Federally-Regulated | 02/06/2008 |  | 12/05/2019
Gardco Lighting | Gardco | MWGL18FM**150MH************** | Horizontal | Pulse-start - magnetic | 150 |  |  |  |  | 80 | Vertical - Base Up |  |  |  |  | Non Federally-Regulated | 02/06/2008 |  | 12/05/2019
Gardco Lighting | Gardco | MPG1813**150MH************** | Horizontal | Pulse-start - magnetic | 150 |  |  |  |  | 80 | Vertical - Base Up |  |  |  |  | Non Federally-Regulated | 02/06/2008 |  | 12/05/2019
Gardco Lighting | Gardco | SCBEH191FM**400PSMH************** | Horizontal | Pulse-start - magnetic | 400 |  |  |  |  | 88 | No Exceptions Met |  |  |  |  | Non Federally-Regulated | 02/06/2008 |  | 12/05/2019
Gardco Lighting | Gardco | SCA14SQ**150MH************** | Horizontal | Pulse-start - magnetic | 150 |  |  |  |  | 80 | Vertical - Base Up |  |  |  |  | Non Federally-Regulated | 02/06/2008 |  | 12/05/2019
Gardco Lighting | Gardco | JH1913**320PSMH************** | Horizontal | Pulse-start - magnetic | 320 |  |  |  |  | 88 | No Exceptions Met |  |  |  |  | Non Federally-Regulated | 02/06/2008 |  | 12/05/2019
Gardco Lighting | Gardco | MW1713**150MH************** | Horizontal | Pulse-start - magnetic | 150 |  |  |  |  | 80 | Vertical - Base Up |  |  |  |  | Non Federally-Regulated | 02/06/2008 |  | 12/05/2019
Gardco Lighting | Gardco | STLEH191Q**250PSMH************** | Horizontal | Pulse-start - magnetic | 250 |  |  |  |  | 88 | No Exceptions Met |  |  |  |  | Non Federally-Regulated | 02/06/2008 |  | 12/05/2019
Gardco Lighting | Gardco | JEH141Q**150MH************** | Horizontal | Pulse-start - magnetic | 150 |  |  |  |  | 80 | Vertical - Base Up |  |  |  |  | Non Federally-Regulated | 02/06/2008 |  | 12/05/2019
Gardco Lighting | Gardco | MA2214X**250PSMH************** | Horizontal | Pulse-start - magnetic | 250 |  |  |  |  | 88 | No Exceptions Met |  |  |  |  | Non Federally-Regulated | 02/06/2008 |  | 12/05/2019
Gardco Lighting | Gardco | CP221FM**320PSMH************** | Horizontal | Pulse-start - magnetic | 320 |  |  |  |  | 88 | No Exceptions Met |  |  |  |  | Non Federally-Regulated | 02/06/2008 |  | 12/05/2019
Gardco Lighting | Gardco | JEH191Q**250PSMH************** | Horizontal | Pulse-start - magnetic | 250 |  |  |  |  | 88 | No Exceptions Met |  |  |  |  | Non Federally-Regulated | 02/06/2008 |  | 12/05/2019
Gardco Lighting | Gardco | MW221FM**320PSMH************** | Horizontal | Pulse-start - magnetic | 320 |  |  |  |  | 88 | No Exceptions Met |  |  |  |  | Non Federally-Regulated | 02/06/2008 |  | 12/05/2019
Gardco Lighting | Emco | DECWA181FH**320PSMH************** | Horizontal | Pulse-start - magnetic | 320 |  |  |  |  | 88 | No Exceptions Met |  |  |  |  | Non Federally-Regulated | 02/06/2008 |  | 12/05/2019
Gardco Lighting | Gardco | EH1914X**250PSMH************** | Horizontal | Pulse-start - magnetic | 250 |  |  |  |  | 88 | No Exceptions Met |  |  |  |  | Non Federally-Regulated | 02/06/2008 |  | 12/05/2019
Gardco Lighting | Gardco | CR2514XL**320PSMH************** | Horizontal | Pulse-start - magnetic | 320 |  |  |  |  | 88 | No Exceptions Met |  |  |  |  | Non Federally-Regulated | 02/06/2008 |  | 12/05/2019
Gardco Lighting | Emco | DECP1812H**250PSMH************** | Horizontal | Pulse-start - magnetic | 250 |  |  |  |  | 88 | No Exceptions Met |  |  |  |  | Non Federally-Regulated | 02/06/2008 |  | 12/05/2019
Gardco Lighting | Gardco | A1944X**350PSMH************** | Horizontal | Pulse-start - magnetic | 350 |  |  |  |  | 88 | No Exceptions Met |  |  |  |  | Non Federally-Regulated | 02/06/2008 |  | 12/05/2019
Gardco Lighting | Gardco | DF12NSP**350PSMH************** | Horizontal | Pulse-start - magnetic | 350 |  |  |  |  | 88 | No Exceptions Met |  |  |  |  | Non Federally-Regulated | 02/06/2008 |  | 12/05/2019
Gardco Lighting | Gardco | LU610ML*150MH*100MH*102************* | Horizontal | Pulse-start - magnetic | 150 |  |  |  |  | 80 | Vertical - Base Up |  |  |  |  | Non Federally-Regulated | 02/06/2008 |  | 12/05/2019
Gardco Lighting | Gardco | STSEH1913**350PSMH************** | Horizontal | Pulse-start - magnetic | 350 |  |  |  |  | 88 | No Exceptions Met |  |  |  |  | Non Federally-Regulated | 02/06/2008 |  | 12/05/2019
Gardco Lighting | Gardco | BH1914X**250PSMH************** | Horizontal | Pulse-start - magnetic | 250 |  |  |  |  | 88 | No Exceptions Met |  |  |  |  | Non Federally-Regulated | 02/06/2008 |  | 12/05/2019
Gardco Lighting | Emco | PAEM-3H**320PSMH************** | Horizontal | Pulse-start - magnetic | 320 |  |  |  |  | 88 | No Exceptions Met |  |  |  |  | Non Federally-Regulated | 02/06/2008 |  | 12/05/2019
Gardco Lighting | Gardco | MAG1811**200MH************** | Horizontal | Pulse-start - magnetic | 200 |  |  |  |  | 88 | No Exceptions Met |  |  |  |  | Non Federally-Regulated | 02/06/2008 |  | 12/05/2019
Gardco Lighting | Gardco | MA2213**350PSMH************** | Horizontal | Pulse-start - magnetic | 350 |  |  |  |  | 88 | No Exceptions Met |  |  |  |  | Non Federally-Regulated | 02/06/2008 |  | 12/05/2019
Gardco Lighting | Gardco | H1911**400PSMH************** | Horizontal | Pulse-start - magnetic | 400 |  |  |  |  | 88 | No Exceptions Met |  |  |  |  | Non Federally-Regulated | 02/06/2008 |  | 12/05/2019
Gardco Lighting | Gardco | BR1603**150MH************** | Horizontal | Pulse-start - magnetic | 150 |  |  |  |  | 80 | Vertical - Base Up |  |  |  |  | Non Federally-Regulated | 02/06/2008 |  | 12/05/2019
Gardco Lighting | Gardco | CTP211Q**250PSMH************** | Horizontal | Pulse-start - magnetic | 250 |  |  |  |  | 88 | No Exceptions Met |  |  |  |  | Non Federally-Regulated | 02/06/2008 |  | 12/05/2019
Gardco Lighting | Gardco | WE1911**250PSMH************** | Horizontal | Pulse-start - magnetic | 250 |  |  |  |  | 88 | No Exceptions Met |  |  |  |  | Non Federally-Regulated | 02/06/2008 |  | 12/05/2019
Gardco Lighting | Gardco | MPGL1813**150MH************** | Horizontal | Pulse-start - magnetic | 150 |  |  |  |  | 80 | Vertical - Base Up |  |  |  |  | Non Federally-Regulated | 02/06/2008 |  | 12/05/2019
Gardco Lighting | Emco | DECA181FH**400PSMH************** | Horizontal | Pulse-start - magnetic | 400 |  |  |  |  | 88 | No Exceptions Met |  |  |  |  | Non Federally-Regulated | 02/06/2008 |  | 12/05/2019
Gardco Lighting | Gardco | MPGL1811**200MH************** | Horizontal | Pulse-start - magnetic | 200 |  |  |  |  | 88 | No Exceptions Met |  |  |  |  | Non Federally-Regulated | 02/06/2008 |  | 12/05/2019
Gardco Lighting | Gardco | BH1411**150MH************** | Horizontal | Pulse-start - magnetic | 150 |  |  |  |  | 80 | Vertical - Base Up |  |  |  |  | Non Federally-Regulated | 02/06/2008 |  | 12/05/2019
Gardco Lighting | Gardco | JEH191Q**400PSMH************** | Horizontal | Pulse-start - magnetic | 400 |  |  |  |  | 88 | No Exceptions Met |  |  |  |  | Non Federally-Regulated | 02/06/2008 |  | 12/05/2019
Gardco Lighting | Gardco | A192Q**350PSMH************** | Horizontal | Pulse-start - magnetic | 350 |  |  |  |  | 88 | No Exceptions Met |  |  |  |  | Non Federally-Regulated | 02/06/2008 |  | 12/05/2019
Gardco Lighting | Gardco | WE1913**350PSMH************** | Horizontal | Pulse-start - magnetic | 350 |  |  |  |  | 88 | No Exceptions Met |  |  |  |  | Non Federally-Regulated | 02/06/2008 |  | 12/05/2019
Gardco Lighting | Gardco | G1811**250PSMH************** | Horizontal | Pulse-start - magnetic | 250 |  |  |  |  | 88 | No Exceptions Met |  |  |  |  | Non Federally-Regulated | 02/06/2008 |  | 12/05/2019
Gardco Lighting | Emco | ECWA141FH**200MH************** | Horizontal | Pulse-start - magnetic | 200 |  |  |  |  | 88 | No Exceptions Met |  |  |  |  | Non Federally-Regulated | 02/06/2008 |  | 12/05/2019
Gardco Lighting | Gardco | 101WT**150MH************** | Horizontal | Pulse-start - magnetic | 150 |  |  |  |  | 80 | Vertical - Base Up |  |  |  |  | Non Federally-Regulated | 02/06/2008 |  | 12/05/2019
Gardco Lighting | Gardco | WE1411**200MH************** | Horizontal | Pulse-start - magnetic | 200 |  |  |  |  | 88 | No Exceptions Met |  |  |  |  | Non Federally-Regulated | 02/06/2008 |  | 12/05/2019
Gardco Lighting | Emco | ECA181FH**250PSMH************** | Horizontal | Pulse-start - magnetic | 250 |  |  |  |  | 88 | No Exceptions Met |  |  |  |  | Non Federally-Regulated | 02/06/2008 |  | 12/05/2019
Gardco Lighting | Emco | DECP181QH**250PSMH************** | Horizontal | Pulse-start - magnetic | 250 |  |  |  |  | 88 | No Exceptions Met |  |  |  |  | Non Federally-Regulated | 02/06/2008 |  | 12/05/2019
Gardco Lighting | Gardco | SCA14SV1**150MH************** | Horizontal | Pulse-start - magnetic | 150 |  |  |  |  | 80 | Vertical - Base Up |  |  |  |  | Non Federally-Regulated | 02/06/2008 |  | 12/05/2019
Gardco Lighting | Emco | PAEM-2H**400PSMH************** | Horizontal | Pulse-start - magnetic | 400 |  |  |  |  | 88 | No Exceptions Met |  |  |  |  | Non Federally-Regulated | 02/06/2008 |  | 12/05/2019
Gardco Lighting | Gardco | JEH1411**150MH************** | Horizontal | Pulse-start - magnetic | 150 |  |  |  |  | 80 | Vertical - Base Up |  |  |  |  | Non Federally-Regulated | 02/06/2008 |  | 12/05/2019
Gardco Lighting | Gardco | WH1911**400PSMH************** | Horizontal | Pulse-start - magnetic | 400 |  |  |  |  | 88 | No Exceptions Met |  |  |  |  | Non Federally-Regulated | 02/06/2008 |  | 12/05/2019
Gardco Lighting | Gardco | BE141FM**150MH************** | Horizontal | Pulse-start - magnetic | 150 |  |  |  |  | 80 | Vertical - Base Up |  |  |  |  | Non Federally-Regulated | 02/06/2008 |  | 12/05/2019
Gardco Lighting | Gardco | CTA2114XL**200MH************** | Horizontal | Pulse-start - magnetic | 200 |  |  |  |  | 88 | No Exceptions Met |  |  |  |  | Non Federally-Regulated | 02/06/2008 |  | 12/05/2019
Gardco Lighting | Gardco | CTA2111**400PSMH************** | Horizontal | Pulse-start - magnetic | 400 |  |  |  |  | 88 | No Exceptions Met |  |  |  |  | Non Federally-Regulated | 02/06/2008 |  | 12/05/2019
Gardco Lighting | Emco | EV15-N-F/WT**320PSMH************** | Horizontal | Pulse-start - magnetic | 320 |  |  |  |  | 88 | No Exceptions Met |  |  |  |  | Non Federally-Regulated | 02/06/2008 |  | 12/05/2019
Gardco Lighting | Gardco | JH141Q**200MH************** | Horizontal | Pulse-start - magnetic | 200 |  |  |  |  | 88 | No Exceptions Met |  |  |  |  | Non Federally-Regulated | 02/06/2008 |  | 12/05/2019
Gardco Lighting | Gardco | DF12NSP**250PSMH************** | Horizontal | Pulse-start - magnetic | 250 |  |  |  |  | 88 | No Exceptions Met |  |  |  |  | Non Federally-Regulated | 02/06/2008 |  | 12/05/2019
Gardco Lighting | Gardco | CTA2114XL**350PSMH************** | Horizontal | Pulse-start - magnetic | 350 |  |  |  |  | 88 | No Exceptions Met |  |  |  |  | Non Federally-Regulated | 02/06/2008 |  | 12/05/2019
Gardco Lighting | Gardco | MP2211**350PSMH************** | Horizontal | Pulse-start - magnetic | 350 |  |  |  |  | 88 | No Exceptions Met |  |  |  |  | Non Federally-Regulated | 02/06/2008 |  | 12/05/2019
Gardco Lighting | Gardco | G18(W,WS)4XL**320PSMH************** | Horizontal | Pulse-start - magnetic | 320 |  |  |  |  | 88 | No Exceptions Met |  |  |  |  | Non Federally-Regulated | 02/06/2008 |  | 12/05/2019
Gardco Lighting | Gardco | A1923**400PSMH************** | Horizontal | Pulse-start - magnetic | 400 |  |  |  |  | 88 | No Exceptions Met |  |  |  |  | Non Federally-Regulated | 02/06/2008 |  | 12/05/2019
Gardco Lighting | Gardco | LU610**150MH*120************* | Horizontal | Pulse-start - magnetic | 150 |  |  |  |  | 80 | Vertical - Base Up |  |  |  |  | Non Federally-Regulated | 02/06/2008 |  | 12/05/2019
Gardco Lighting | Emco | PAEM-QH-WA**250PSMH************** | Horizontal | Pulse-start - magnetic | 250 |  |  |  |  | 88 | No Exceptions Met |  |  |  |  | Non Federally-Regulated | 02/06/2008 |  | 12/05/2019
Gardco Lighting | Gardco | STLEH1913**320PSMH************** | Horizontal | Pulse-start - magnetic | 320 |  |  |  |  | 88 | No Exceptions Met |  |  |  |  | Non Federally-Regulated | 02/06/2008 |  | 12/05/2019
Gardco Lighting | Gardco | A192FM**350PSMH************** | Horizontal | Pulse-start - magnetic | 350 |  |  |  |  | 88 | No Exceptions Met |  |  |  |  | Non Federally-Regulated | 02/06/2008 |  | 12/05/2019
Gardco Lighting | Gardco | A194Q**250PSMH************** | Horizontal | Pulse-start - magnetic | 250 |  |  |  |  | 88 | No Exceptions Met |  |  |  |  | Non Federally-Regulated | 02/06/2008 |  | 12/05/2019
Gardco Lighting | Emco | PAEM-FH**350PSMH************** | Horizontal | Pulse-start - magnetic | 350 |  |  |  |  | 88 | No Exceptions Met |  |  |  |  | Non Federally-Regulated | 02/06/2008 |  | 12/05/2019
Gardco Lighting | Emco | DECWA141FH**200MH************** | Horizontal | Pulse-start - magnetic | 200 |  |  |  |  | 88 | No Exceptions Met |  |  |  |  | Non Federally-Regulated | 02/06/2008 |  | 12/05/2019
Gardco Lighting | Emco | DECP181FH**350PSMH************** | Horizontal | Pulse-start - magnetic | 350 |  |  |  |  | 88 | No Exceptions Met |  |  |  |  | Non Federally-Regulated | 02/06/2008 |  | 12/05/2019
Gardco Lighting | Emco | DECA181FH**320PSMH************** | Horizontal | Pulse-start - magnetic | 320 |  |  |  |  | 88 | No Exceptions Met |  |  |  |  | Non Federally-Regulated | 02/06/2008 |  | 12/05/2019
Gardco Lighting | Gardco | STLEH191Q**320PSMH************** | Horizontal | Pulse-start - magnetic | 320 |  |  |  |  | 88 | No Exceptions Met |  |  |  |  | Non Federally-Regulated | 02/06/2008 |  | 12/05/2019
Gardco Lighting | Gardco | DF12MFL**250PSMH************** | Horizontal | Pulse-start - magnetic | 250 |  |  |  |  | 88 | No Exceptions Met |  |  |  |  | Non Federally-Regulated | 02/06/2008 |  | 12/05/2019
Gardco Lighting | Gardco | A192Q**250PSMH************** | Horizontal | Pulse-start - magnetic | 250 |  |  |  |  | 88 | No Exceptions Met |  |  |  |  | Non Federally-Regulated | 02/06/2008 |  | 12/05/2019
Gardco Lighting | Gardco | WH1913**350PSMH************** | Horizontal | Pulse-start - magnetic | 350 |  |  |  |  | 88 | No Exceptions Met |  |  |  |  | Non Federally-Regulated | 02/06/2008 |  | 12/05/2019
Gardco Lighting | Gardco | CR2015V**150MH************** | Horizontal | Pulse-start - magnetic | 150 |  |  |  |  | 80 | Vertical - Base Up |  |  |  |  | Non Federally-Regulated | 02/06/2008 |  | 12/05/2019
Gardco Lighting | Gardco | SCBEH191Q**250PSMH************** | Horizontal | Pulse-start - magnetic | 250 |  |  |  |  | 88 | No Exceptions Met |  |  |  |  | Non Federally-Regulated | 02/06/2008 |  | 12/05/2019
Gardco Lighting | Gardco | CWG1811**150MH************** | Horizontal | Pulse-start - magnetic | 150 |  |  |  |  | 80 | Vertical - Base Up |  |  |  |  | Non Federally-Regulated | 02/06/2008 |  | 12/05/2019
Gardco Lighting | Gardco | JEH191FM**350PSMH************** | Horizontal | Pulse-start - magnetic | 350 |  |  |  |  | 88 | No Exceptions Met |  |  |  |  | Non Federally-Regulated | 02/06/2008 |  | 12/05/2019
Gardco Lighting | Emco | PAES-FH**150MH************** | Horizontal | Pulse-start - magnetic | 150 |  |  |  |  | 80 | Vertical - Base Up |  |  |  |  | Non Federally-Regulated | 02/06/2008 |  | 12/05/2019
Gardco Lighting | Gardco | G1813XL**250PSMH************** | Horizontal | Pulse-start - magnetic | 250 |  |  |  |  | 88 | No Exceptions Met |  |  |  |  | Non Federally-Regulated | 02/06/2008 |  | 12/05/2019
Gardco Lighting | Gardco | JH191FM**350PSMH************** | Horizontal | Pulse-start - magnetic | 350 |  |  |  |  | 88 | No Exceptions Met |  |  |  |  | Non Federally-Regulated | 02/06/2008 |  | 12/05/2019
Gardco Lighting | Gardco | CTB2111**350PSMH************** | Horizontal | Pulse-start - magnetic | 350 |  |  |  |  | 88 | No Exceptions Met |  |  |  |  | Non Federally-Regulated | 02/06/2008 |  | 12/05/2019
Gardco Lighting | Gardco | BR162Q**150MH************** | Horizontal | Pulse-start - magnetic | 150 |  |  |  |  | 80 | Vertical - Base Up |  |  |  |  | Non Federally-Regulated | 02/06/2008 |  | 12/05/2019
Gardco Lighting | Emco | PAES-FH**250PSMH************** | Horizontal | Pulse-start - magnetic | 250 |  |  |  |  | 88 | No Exceptions Met |  |  |  |  | Non Federally-Regulated | 02/06/2008 |  | 12/05/2019
Gardco Lighting | Gardco | CW2211**350PSMH************** | Horizontal | Pulse-start - magnetic | 350 |  |  |  |  | 88 | No Exceptions Met |  |  |  |  | Non Federally-Regulated | 02/06/2008 |  | 12/05/2019
Gardco Lighting | Gardco | MA221FM**250PSMH************** | Horizontal | Pulse-start - magnetic | 250 |  |  |  |  | 88 | No Exceptions Met |  |  |  |  | Non Federally-Regulated | 02/06/2008 |  | 12/05/2019
Gardco Lighting | Gardco | MAG181FM**200MH************** | Horizontal | Pulse-start - magnetic | 200 |  |  |  |  | 88 | No Exceptions Met |  |  |  |  | Non Federally-Regulated | 02/06/2008 |  | 12/05/2019
Gardco Lighting | Gardco | A191Q**400PSMH************** | Horizontal | Pulse-start - magnetic | 400 |  |  |  |  | 88 | No Exceptions Met |  |  |  |  | Non Federally-Regulated | 02/06/2008 |  | 12/05/2019
Gardco Lighting | Gardco | STLEH191FM**250PSMH************** | Horizontal | Pulse-start - magnetic | 250 |  |  |  |  | 88 | No Exceptions Met |  |  |  |  | Non Federally-Regulated | 02/06/2008 |  | 12/05/2019
Gardco Lighting | Gardco | CR2511**400PSMH************** | Horizontal | Pulse-start - magnetic | 400 |  |  |  |  | 88 | No Exceptions Met |  |  |  |  | Non Federally-Regulated | 02/06/2008 |  | 12/05/2019
Gardco Lighting | Gardco | CR2513XLV**250PSMH************** | Horizontal | Pulse-start - magnetic | 250 |  |  |  |  | 88 | No Exceptions Met |  |  |  |  | Non Federally-Regulated | 02/06/2008 |  | 12/05/2019
Gardco Lighting | Gardco | CR25(W,WS)4XLV**450PSMH************** | Horizontal | Pulse-start - magnetic | 450 |  |  |  |  | 88 | No Exceptions Met |  |  |  |  | Non Federally-Regulated | 02/06/2008 |  | 12/05/2019
Gardco Lighting | Emco | EV15-U-F/WT**250PSMH************** | Horizontal | Pulse-start - magnetic | 250 |  |  |  |  | 88 | No Exceptions Met |  |  |  |  | Non Federally-Regulated | 02/06/2008 |  | 12/05/2019
Gardco Lighting | Gardco | A191Q**350PSMH************** | Horizontal | Pulse-start - magnetic | 350 |  |  |  |  | 88 | No Exceptions Met |  |  |  |  | Non Federally-Regulated | 02/06/2008 |  | 12/05/2019
Gardco Lighting | Gardco | SCBEH1913**350PSMH************** | Horizontal | Pulse-start - magnetic | 350 |  |  |  |  | 88 | No Exceptions Met |  |  |  |  | Non Federally-Regulated | 02/06/2008 |  | 12/05/2019
Gardco Lighting | Emco | ECWA1813H**320PSMH************** | Horizontal | Pulse-start - magnetic | 320 |  |  |  |  | 88 | No Exceptions Met |  |  |  |  | Non Federally-Regulated | 02/06/2008 |  | 12/05/2019
Gardco Lighting | Gardco | LU610ML1*150MH*100MH*144************* | Horizontal | Pulse-start - magnetic | 150 |  |  |  |  | 80 | Vertical - Base Up |  |  |  |  | Non Federally-Regulated | 02/06/2008 |  | 12/05/2019
Gardco Lighting | Gardco | JH1913**400PSMH************** | Horizontal | Pulse-start - magnetic | 400 |  |  |  |  | 88 | No Exceptions Met |  |  |  |  | Non Federally-Regulated | 02/06/2008 |  | 12/05/2019
Gardco Lighting | Gardco | MW171FM**150MH************** | Horizontal | Pulse-start - magnetic | 150 |  |  |  |  | 80 | Vertical - Base Up |  |  |  |  | Non Federally-Regulated | 02/06/2008 |  | 12/05/2019
Gardco Lighting | Gardco | LU610ML*150MH*50HPS*144************* | Horizontal | Pulse-start - magnetic | 150 |  |  |  |  | 80 | Vertical - Base Up |  |  |  |  | Non Federally-Regulated | 02/06/2008 |  | 12/05/2019
Gardco Lighting | Gardco | G1814XL**250PSMH************** | Horizontal | Pulse-start - magnetic | 250 |  |  |  |  | 88 | No Exceptions Met |  |  |  |  | Non Federally-Regulated | 02/06/2008 |  | 12/05/2019
Gardco Lighting | Gardco | STSEH1911**250PSMH************** | Horizontal | Pulse-start - magnetic | 250 |  |  |  |  | 88 | No Exceptions Met |  |  |  |  | Non Federally-Regulated | 02/06/2008 |  | 12/05/2019
Gardco Lighting | Emco | ECWA1813H**250PSMH************** | Horizontal | Pulse-start - magnetic | 250 |  |  |  |  | 88 | No Exceptions Met |  |  |  |  | Non Federally-Regulated | 02/06/2008 |  | 12/05/2019
Gardco Lighting | Gardco | CR25(W,WS)4XLV**320PSMH************** | Horizontal | Pulse-start - magnetic | 320 |  |  |  |  | 88 | No Exceptions Met |  |  |  |  | Non Federally-Regulated | 02/06/2008 |  | 12/05/2019
Gardco Lighting | Gardco | G1313XL**150MH************** | Horizontal | Pulse-start - magnetic | 150 |  |  |  |  | 80 | Vertical - Base Up |  |  |  |  | Non Federally-Regulated | 02/06/2008 |  | 12/05/2019
Gardco Lighting | Gardco | CR25(W,WS)4XL**400PSMH************** | Horizontal | Pulse-start - magnetic | 400 |  |  |  |  | 88 | No Exceptions Met |  |  |  |  | Non Federally-Regulated | 02/06/2008 |  | 12/05/2019
Gardco Lighting | Gardco | JEH191Q**350PSMH************** | Horizontal | Pulse-start - magnetic | 350 |  |  |  |  | 88 | No Exceptions Met |  |  |  |  | Non Federally-Regulated | 02/06/2008 |  | 12/05/2019
Gardco Lighting | Gardco | G1812XL**350PSMH************** | Horizontal | Pulse-start - magnetic | 350 |  |  |  |  | 88 | No Exceptions Met |  |  |  |  | Non Federally-Regulated | 02/06/2008 |  | 12/05/2019
Gardco Lighting | Gardco | CP2213**400PSMH************** | Horizontal | Pulse-start - magnetic | 400 |  |  |  |  | 88 | No Exceptions Met |  |  |  |  | Non Federally-Regulated | 02/06/2008 |  | 12/05/2019
Gardco Lighting | Gardco | CTA2112XL**320PSMH************** | Horizontal | Pulse-start - magnetic | 320 |  |  |  |  | 88 | No Exceptions Met |  |  |  |  | Non Federally-Regulated | 02/06/2008 |  | 12/05/2019
Gardco Lighting | Gardco | H191Q**320PSMH************** | Horizontal | Pulse-start - magnetic | 320 |  |  |  |  | 88 | No Exceptions Met |  |  |  |  | Non Federally-Regulated | 02/06/2008 |  | 12/05/2019
Gardco Lighting | Gardco | CA2214X**400PSMH************** | Horizontal | Pulse-start - magnetic | 400 |  |  |  |  | 88 | No Exceptions Met |  |  |  |  | Non Federally-Regulated | 02/06/2008 |  | 12/05/2019
Gardco Lighting | Gardco | A144Q**150MH************** | Horizontal | Pulse-start - magnetic | 150 |  |  |  |  | 80 | Vertical - Base Up |  |  |  |  | Non Federally-Regulated | 02/06/2008 |  | 12/05/2019
Gardco Lighting | Gardco | CA1711**200MH************** | Horizontal | Pulse-start - magnetic | 200 |  |  |  |  | 88 | No Exceptions Met |  |  |  |  | Non Federally-Regulated | 02/06/2008 |  | 12/05/2019
Gardco Lighting | Gardco | MW2214X**400PSMH************** | Horizontal | Pulse-start - magnetic | 400 |  |  |  |  | 88 | No Exceptions Met |  |  |  |  | Non Federally-Regulated | 02/06/2008 |  | 12/05/2019
Gardco Lighting | Gardco | MA2211**350PSMH************** | Horizontal | Pulse-start - magnetic | 350 |  |  |  |  | 88 | No Exceptions Met |  |  |  |  | Non Federally-Regulated | 02/06/2008 |  | 12/05/2019
Gardco Lighting | Gardco | CR25(W,WS)4XLV**350PSMH************** | Horizontal | Pulse-start - magnetic | 350 |  |  |  |  | 88 | No Exceptions Met |  |  |  |  | Non Federally-Regulated | 02/06/2008 |  | 12/05/2019
Gardco Lighting | Gardco | CR2515V**250PSMH************** | Horizontal | Pulse-start - magnetic | 250 |  |  |  |  | 88 | No Exceptions Met |  |  |  |  | Non Federally-Regulated | 02/06/2008 |  | 12/05/2019
Gardco Lighting | Gardco | G1314XL**150MH************** | Horizontal | Pulse-start - magnetic | 150 |  |  |  |  | 80 | Vertical - Base Up |  |  |  |  | Non Federally-Regulated | 02/06/2008 |  | 12/05/2019
Gardco Lighting | Gardco | CR2511**350PSMH************** | Horizontal | Pulse-start - magnetic | 350 |  |  |  |  | 88 | No Exceptions Met |  |  |  |  | Non Federally-Regulated | 02/06/2008 |  | 12/05/2019
Gardco Lighting | Gardco | JH191Q**320PSMH************** | Horizontal | Pulse-start - magnetic | 320 |  |  |  |  | 88 | No Exceptions Met |  |  |  |  | Non Federally-Regulated | 02/06/2008 |  | 12/05/2019
Gardco Lighting | Gardco | A1921**350PSMH************** | Horizontal | Pulse-start - magnetic | 350 |  |  |  |  | 88 | No Exceptions Met |  |  |  |  | Non Federally-Regulated | 02/06/2008 |  | 12/05/2019
Gardco Lighting | Gardco | 141FT**320PSMH************** | Horizontal | Pulse-start - magnetic | 320 |  |  |  |  | 88 | No Exceptions Met |  |  |  |  | Non Federally-Regulated | 02/06/2008 |  | 12/05/2019
Gardco Lighting | Gardco | CTB2113XL**320PSMH************** | Horizontal | Pulse-start - magnetic | 320 |  |  |  |  | 88 | No Exceptions Met |  |  |  |  | Non Federally-Regulated | 02/06/2008 |  | 12/05/2019
Gardco Lighting | Gardco | 102WT**150MH************** | Horizontal | Pulse-start - magnetic | 150 |  |  |  |  | 80 | Vertical - Base Up |  |  |  |  | Non Federally-Regulated | 02/06/2008 |  | 12/05/2019
Gardco Lighting | Gardco | MW2214X**320PSMH************** | Horizontal | Pulse-start - magnetic | 320 |  |  |  |  | 88 | No Exceptions Met |  |  |  |  | Non Federally-Regulated | 02/06/2008 |  | 12/05/2019
Gardco Lighting | Gardco | WH1911**350PSMH************** | Horizontal | Pulse-start - magnetic | 350 |  |  |  |  | 88 | No Exceptions Met |  |  |  |  | Non Federally-Regulated | 02/06/2008 |  | 12/05/2019
Gardco Lighting | Gardco | LD600**150MH*144************* | Horizontal | Pulse-start - magnetic | 150 |  |  |  |  | 80 | Vertical - Base Up |  |  |  |  | Non Federally-Regulated | 02/06/2008 |  | 12/05/2019
Gardco Lighting | Gardco | CTP1713XL**150MH************** | Horizontal | Pulse-start - magnetic | 150 |  |  |  |  | 80 | Vertical - Base Up |  |  |  |  | Non Federally-Regulated | 02/06/2008 |  | 12/05/2019
Gardco Lighting | Gardco | LU610ML1*150MH*50HPS*84************* | Horizontal | Pulse-start - magnetic | 150 |  |  |  |  | 80 | Vertical - Base Up |  |  |  |  | Non Federally-Regulated | 02/06/2008 |  | 12/05/2019
Gardco Lighting | Gardco | 101FT**150MH************** | Horizontal | Pulse-start - magnetic | 150 |  |  |  |  | 80 | Vertical - Base Up |  |  |  |  | Non Federally-Regulated | 02/06/2008 |  | 12/05/2019
Gardco Lighting | Gardco | CR2514XL**350PSMH************** | Horizontal | Pulse-start - magnetic | 350 |  |  |  |  | 88 | No Exceptions Met |  |  |  |  | Non Federally-Regulated | 02/06/2008 |  | 12/05/2019
Gardco Lighting | Gardco | CP171Q**150MH************** | Horizontal | Pulse-start - magnetic | 150 |  |  |  |  | 80 | Vertical - Base Up |  |  |  |  | Non Federally-Regulated | 02/06/2008 |  | 12/05/2019
Gardco Lighting | Gardco | MP2211**250PSMH************** | Horizontal | Pulse-start - magnetic | 250 |  |  |  |  | 88 | No Exceptions Met |  |  |  |  | Non Federally-Regulated | 02/06/2008 |  | 12/05/2019
Gardco Lighting | Gardco | CTA211Q**350PSMH************** | Horizontal | Pulse-start - magnetic | 350 |  |  |  |  | 88 | No Exceptions Met |  |  |  |  | Non Federally-Regulated | 02/06/2008 |  | 12/05/2019
Gardco Lighting | Gardco | CP1711**200MH************** | Horizontal | Pulse-start - magnetic | 200 |  |  |  |  | 88 | No Exceptions Met |  |  |  |  | Non Federally-Regulated | 02/06/2008 |  | 12/05/2019
Gardco Lighting | Gardco | STSEH191Q**250PSMH************** | Horizontal | Pulse-start - magnetic | 250 |  |  |  |  | 88 | No Exceptions Met |  |  |  |  | Non Federally-Regulated | 02/06/2008 |  | 12/05/2019
Gardco Lighting | Gardco | G18(W,WS)2XL**320PSMH************** | Horizontal | Pulse-start - magnetic | 320 |  |  |  |  | 88 | No Exceptions Met |  |  |  |  | Non Federally-Regulated | 02/06/2008 |  | 12/05/2019
Gardco Lighting | Gardco | CW1711**150MH************** | Horizontal | Pulse-start - magnetic | 150 |  |  |  |  | 80 | Vertical - Base Up |  |  |  |  | Non Federally-Regulated | 02/06/2008 |  | 12/05/2019
Gardco Lighting | Gardco | MW2213**320PSMH************** | Horizontal | Pulse-start - magnetic | 320 |  |  |  |  | 88 | No Exceptions Met |  |  |  |  | Non Federally-Regulated | 02/06/2008 |  | 12/05/2019
Gardco Lighting | Gardco | CW2213**320PSMH************** | Horizontal | Pulse-start - magnetic | 320 |  |  |  |  | 88 | No Exceptions Met |  |  |  |  | Non Federally-Regulated | 02/06/2008 |  | 12/05/2019
Gardco Lighting | Emco | PAES-2H**150MH************** | Horizontal | Pulse-start - magnetic | 150 |  |  |  |  | 80 | Vertical - Base Up |  |  |  |  | Non Federally-Regulated | 02/06/2008 |  | 12/05/2019
Gardco Lighting | Emco | ECWA1412H**200MH************** | Horizontal | Pulse-start - magnetic | 200 |  |  |  |  | 88 | No Exceptions Met |  |  |  |  | Non Federally-Regulated | 02/06/2008 |  | 12/05/2019
Gardco Lighting | Emco | ECW181FH**400PSMH************** | Horizontal | Pulse-start - magnetic | 400 |  |  |  |  | 88 | No Exceptions Met |  |  |  |  | Non Federally-Regulated | 02/06/2008 |  | 12/05/2019
Gardco Lighting | Gardco | CTB2114XL**200MH************** | Horizontal | Pulse-start - magnetic | 200 |  |  |  |  | 88 | No Exceptions Met |  |  |  |  | Non Federally-Regulated | 02/06/2008 |  | 12/05/2019
Gardco Lighting | Gardco | WE141FM**200MH************** | Horizontal | Pulse-start - magnetic | 200 |  |  |  |  | 88 | No Exceptions Met |  |  |  |  | Non Federally-Regulated | 02/06/2008 |  | 12/05/2019
Gardco Lighting | Emco | ERP2512H**200MH************** | Horizontal | Pulse-start - magnetic | 200 |  |  |  |  | 88 | No Exceptions Met |  |  |  |  | Non Federally-Regulated | 02/06/2008 |  | 12/05/2019
Gardco Lighting | Gardco | LD600**150MH*84************* | Horizontal | Pulse-start - magnetic | 150 |  |  |  |  | 80 | Vertical - Base Up |  |  |  |  | Non Federally-Regulated | 02/06/2008 |  | 12/05/2019
Gardco Lighting | Emco | ERP251QH**250PSMH************** | Horizontal | Pulse-start - magnetic | 250 |  |  |  |  | 88 | No Exceptions Met |  |  |  |  | Non Federally-Regulated | 02/06/2008 |  | 12/05/2019
Gardco Lighting | Gardco | BH191FM**250PSMH************** | Horizontal | Pulse-start - magnetic | 250 |  |  |  |  | 88 | No Exceptions Met |  |  |  |  | Non Federally-Regulated | 02/06/2008 |  | 12/05/2019
Gardco Lighting | Gardco | DF12VFL**320PSMH************** | Horizontal | Pulse-start - magnetic | 320 |  |  |  |  | 88 | No Exceptions Met |  |  |  |  | Non Federally-Regulated | 02/06/2008 |  | 12/05/2019
Gardco Lighting | Gardco | CTB2114XL**350PSMH************** | Horizontal | Pulse-start - magnetic | 350 |  |  |  |  | 88 | No Exceptions Met |  |  |  |  | Non Federally-Regulated | 02/06/2008 |  | 12/05/2019
Gardco Lighting | Gardco | JH191FM**400PSMH************** | Horizontal | Pulse-start - magnetic | 400 |  |  |  |  | 88 | No Exceptions Met |  |  |  |  | Non Federally-Regulated | 02/06/2008 |  | 12/05/2019
Gardco Lighting | Gardco | LU610ML*150MH*70HPS*78************* | Horizontal | Pulse-start - magnetic | 150 |  |  |  |  | 80 | Vertical - Base Up |  |  |  |  | Non Federally-Regulated | 02/06/2008 |  | 12/05/2019
Gardco Lighting | Gardco | GS01A-13XL**150MH************** | Horizontal | Pulse-start - magnetic | 150 |  |  |  |  | 80 | Vertical - Base Up |  |  |  |  | Non Federally-Regulated | 02/06/2008 |  | 12/05/2019
Gardco Lighting | Gardco | LU610ML*150MH*70HPS*102************* | Horizontal | Pulse-start - magnetic | 150 |  |  |  |  | 80 | Vertical - Base Up |  |  |  |  | Non Federally-Regulated | 02/06/2008 |  | 12/05/2019
Gardco Lighting | Emco | DECW1413H**200MH************** | Horizontal | Pulse-start - magnetic | 200 |  |  |  |  | 88 | No Exceptions Met |  |  |  |  | Non Federally-Regulated | 02/06/2008 |  | 12/05/2019
Gardco Lighting | Gardco | EH1911**350PSMH************** | Horizontal | Pulse-start - magnetic | 350 |  |  |  |  | 88 | No Exceptions Met |  |  |  |  | Non Federally-Regulated | 02/06/2008 |  | 12/05/2019
Gardco Lighting | Emco | ECA1412H**200MH************** | Horizontal | Pulse-start - magnetic | 200 |  |  |  |  | 88 | No Exceptions Met |  |  |  |  | Non Federally-Regulated | 02/06/2008 |  | 12/05/2019
Gardco Lighting | Gardco | MPG1811**150MH************** | Horizontal | Pulse-start - magnetic | 150 |  |  |  |  | 80 | Vertical - Base Up |  |  |  |  | Non Federally-Regulated | 02/06/2008 |  | 12/05/2019
Gardco Lighting | Gardco | LU610ML*150MH*100HPS*144************* | Horizontal | Pulse-start - magnetic | 150 |  |  |  |  | 80 | Vertical - Base Up |  |  |  |  | Non Federally-Regulated | 02/06/2008 |  | 12/05/2019
Gardco Lighting | Gardco | CR25(W,WS)2XL**350PSMH************** | Horizontal | Pulse-start - magnetic | 350 |  |  |  |  | 88 | No Exceptions Met |  |  |  |  | Non Federally-Regulated | 02/06/2008 |  | 12/05/2019
Gardco Lighting | Gardco | WH1411**200MH************** | Horizontal | Pulse-start - magnetic | 200 |  |  |  |  | 88 | No Exceptions Met |  |  |  |  | Non Federally-Regulated | 02/06/2008 |  | 12/05/2019
Gardco Lighting | Gardco | STSEH1913**250PSMH************** | Horizontal | Pulse-start - magnetic | 250 |  |  |  |  | 88 | No Exceptions Met |  |  |  |  | Non Federally-Regulated | 02/06/2008 |  | 12/05/2019
Gardco Lighting | Emco | ECA1813H**250PSMH************** | Horizontal | Pulse-start - magnetic | 250 |  |  |  |  | 88 | No Exceptions Met |  |  |  |  | Non Federally-Regulated | 02/06/2008 |  | 12/05/2019
Gardco Lighting | Gardco | WE191FM**320PSMH************** | Horizontal | Pulse-start - magnetic | 320 |  |  |  |  | 88 | No Exceptions Met |  |  |  |  | Non Federally-Regulated | 02/06/2008 |  | 12/05/2019
Gardco Lighting | Emco | ECA1812H**320PSMH************** | Horizontal | Pulse-start - magnetic | 320 |  |  |  |  | 88 | No Exceptions Met |  |  |  |  | Non Federally-Regulated | 02/06/2008 |  | 12/05/2019
Gardco Lighting | Gardco | H1911**250PSMH************** | Horizontal | Pulse-start - magnetic | 250 |  |  |  |  | 88 | No Exceptions Met |  |  |  |  | Non Federally-Regulated | 02/06/2008 |  | 12/05/2019
Gardco Lighting | Gardco | CTA2112XL**200MH************** | Horizontal | Pulse-start - magnetic | 200 |  |  |  |  | 88 | No Exceptions Met |  |  |  |  | Non Federally-Regulated | 02/06/2008 |  | 12/05/2019
Gardco Lighting | Gardco | LU610ML1*150MH*50HPS*144************* | Horizontal | Pulse-start - magnetic | 150 |  |  |  |  | 80 | Vertical - Base Up |  |  |  |  | Non Federally-Regulated | 02/06/2008 |  | 12/05/2019
Gardco Lighting | Gardco | CW171FM**150MH************** | Horizontal | Pulse-start - magnetic | 150 |  |  |  |  | 80 | Vertical - Base Up |  |  |  |  | Non Federally-Regulated | 02/06/2008 |  | 12/05/2019
Gardco Lighting | Gardco | JH1911**250PSMH************** | Horizontal | Pulse-start - magnetic | 250 |  |  |  |  | 88 | No Exceptions Met |  |  |  |  | Non Federally-Regulated | 02/06/2008 |  | 12/05/2019
Gardco Lighting | Emco | ECA1812H**400PSMH************** | Horizontal | Pulse-start - magnetic | 400 |  |  |  |  | 88 | No Exceptions Met |  |  |  |  | Non Federally-Regulated | 02/06/2008 |  | 12/05/2019
Gardco Lighting | Gardco | A192Q**400PSMH************** | Horizontal | Pulse-start - magnetic | 400 |  |  |  |  | 88 | No Exceptions Met |  |  |  |  | Non Federally-Regulated | 02/06/2008 |  | 12/05/2019
Gardco Lighting | Gardco | STLEH191FM**350PSMH************** | Horizontal | Pulse-start - magnetic | 350 |  |  |  |  | 88 | No Exceptions Met |  |  |  |  | Non Federally-Regulated | 02/06/2008 |  | 12/05/2019
Gardco Lighting | Gardco | H1413**200MH************** | Horizontal | Pulse-start - magnetic | 200 |  |  |  |  | 88 | No Exceptions Met |  |  |  |  | Non Federally-Regulated | 02/06/2008 |  | 12/05/2019
Gardco Lighting | Gardco | MAGL1811**200MH************** | Horizontal | Pulse-start - magnetic | 200 |  |  |  |  | 88 | No Exceptions Met |  |  |  |  | Non Federally-Regulated | 02/06/2008 |  | 12/05/2019
Gardco Lighting | Emco | DECWA1812H**250PSMH************** | Horizontal | Pulse-start - magnetic | 250 |  |  |  |  | 88 | No Exceptions Met |  |  |  |  | Non Federally-Regulated | 02/06/2008 |  | 12/05/2019
Gardco Lighting | Gardco | 221P**150MH************** | Horizontal | Pulse-start - magnetic | 150 |  |  |  |  | 80 | Vertical - Base Up |  |  |  |  | Non Federally-Regulated | 02/06/2008 |  | 12/05/2019
Gardco Lighting | Gardco | CTB1713XL**150MH************** | Horizontal | Pulse-start - magnetic | 150 |  |  |  |  | 80 | Vertical - Base Up |  |  |  |  | Non Federally-Regulated | 02/06/2008 |  | 12/05/2019
Gardco Lighting | Gardco | MA2211**320PSMH************** | Horizontal | Pulse-start - magnetic | 320 |  |  |  |  | 88 | No Exceptions Met |  |  |  |  | Non Federally-Regulated | 02/06/2008 |  | 12/05/2019
Gardco Lighting | Gardco | MW2211**250PSMH************** | Horizontal | Pulse-start - magnetic | 250 |  |  |  |  | 88 | No Exceptions Met |  |  |  |  | Non Federally-Regulated | 02/06/2008 |  | 12/05/2019
Gardco Lighting | Gardco | BH1411**200MH************** | Horizontal | Pulse-start - magnetic | 200 |  |  |  |  | 88 | No Exceptions Met |  |  |  |  | Non Federally-Regulated | 02/06/2008 |  | 12/05/2019
Gardco Lighting | Emco | DECW141FH**200MH************** | Horizontal | Pulse-start - magnetic | 200 |  |  |  |  | 88 | No Exceptions Met |  |  |  |  | Non Federally-Regulated | 02/06/2008 |  | 12/05/2019
Gardco Lighting | Gardco | EH1411**200MH************** | Horizontal | Pulse-start - magnetic | 200 |  |  |  |  | 88 | No Exceptions Met |  |  |  |  | Non Federally-Regulated | 02/06/2008 |  | 12/05/2019
Gardco Lighting | Gardco | MP221Q**400PSMH************** | Horizontal | Pulse-start - magnetic | 400 |  |  |  |  | 88 | No Exceptions Met |  |  |  |  | Non Federally-Regulated | 02/06/2008 |  | 12/05/2019
Gardco Lighting | Emco | ECA181FH**320PSMH************** | Horizontal | Pulse-start - magnetic | 320 |  |  |  |  | 88 | No Exceptions Met |  |  |  |  | Non Federally-Regulated | 02/06/2008 |  | 12/05/2019
Gardco Lighting | Gardco | CP171FM**200MH************** | Horizontal | Pulse-start - magnetic | 200 |  |  |  |  | 88 | No Exceptions Met |  |  |  |  | Non Federally-Regulated | 02/06/2008 |  | 12/05/2019
Gardco Lighting | Gardco | MP2214X**320PSMH************** | Horizontal | Pulse-start - magnetic | 320 |  |  |  |  | 88 | No Exceptions Met |  |  |  |  | Non Federally-Regulated | 02/06/2008 |  | 12/05/2019
Gardco Lighting | Gardco | MAG181FM**150MH************** | Horizontal | Pulse-start - magnetic | 150 |  |  |  |  | 80 | Vertical - Base Up |  |  |  |  | Non Federally-Regulated | 02/06/2008 |  | 12/05/2019
Gardco Lighting | Emco | DECWA1813H**320PSMH************** | Horizontal | Pulse-start - magnetic | 320 |  |  |  |  | 88 | No Exceptions Met |  |  |  |  | Non Federally-Regulated | 02/06/2008 |  | 12/05/2019
Gardco Lighting | Gardco | A1944X**250PSMH************** | Horizontal | Pulse-start - magnetic | 250 |  |  |  |  | 88 | No Exceptions Met |  |  |  |  | Non Federally-Regulated | 02/06/2008 |  | 12/05/2019
Gardco Lighting | Gardco | G1814XL**400PSMH************** | Horizontal | Pulse-start - magnetic | 400 |  |  |  |  | 88 | No Exceptions Met |  |  |  |  | Non Federally-Regulated | 02/06/2008 |  | 12/05/2019
Gardco Lighting | Gardco | CR25(W,WS)2XLV**350PSMH************** | Horizontal | Pulse-start - magnetic | 350 |  |  |  |  | 88 | No Exceptions Met |  |  |  |  | Non Federally-Regulated | 02/06/2008 |  | 12/05/2019
Gardco Lighting | Emco | DECWA1412H**200MH************** | Horizontal | Pulse-start - magnetic | 200 |  |  |  |  | 88 | No Exceptions Met |  |  |  |  | Non Federally-Regulated | 02/06/2008 |  | 12/05/2019
Gardco Lighting | Gardco | BH191FM**400PSMH************** | Horizontal | Pulse-start - magnetic | 400 |  |  |  |  | 88 | No Exceptions Met |  |  |  |  | Non Federally-Regulated | 02/06/2008 |  | 12/05/2019
Gardco Lighting | Gardco | JEH141FM**150MH************** | Horizontal | Pulse-start - magnetic | 150 |  |  |  |  | 80 | Vertical - Base Up |  |  |  |  | Non Federally-Regulated | 02/06/2008 |  | 12/05/2019
Gardco Lighting | Gardco | CR20(W,WS)2XL**150MH************** | Horizontal | Pulse-start - magnetic | 150 |  |  |  |  | 80 | Vertical - Base Up |  |  |  |  | Non Federally-Regulated | 02/06/2008 |  | 12/05/2019
Gardco Lighting | Emco | ECW1412H**200MH************** | Horizontal | Pulse-start - magnetic | 200 |  |  |  |  | 88 | No Exceptions Met |  |  |  |  | Non Federally-Regulated | 02/06/2008 |  | 12/05/2019
Gardco Lighting | Gardco | JEH1413**150MH************** | Horizontal | Pulse-start - magnetic | 150 |  |  |  |  | 80 | Vertical - Base Up |  |  |  |  | Non Federally-Regulated | 02/06/2008 |  | 12/05/2019
Gardco Lighting | Emco | ERP251FH**350PSMH************** | Horizontal | Pulse-start - magnetic | 350 |  |  |  |  | 88 | No Exceptions Met |  |  |  |  | Non Federally-Regulated | 02/06/2008 |  | 12/05/2019
Gardco Lighting | Gardco | BE1914X**400PSMH************** | Horizontal | Pulse-start - magnetic | 400 |  |  |  |  | 88 | No Exceptions Met |  |  |  |  | Non Federally-Regulated | 02/06/2008 |  | 12/05/2019
Gardco Lighting | Emco | DECA1813H**400PSMH************** | Horizontal | Pulse-start - magnetic | 400 |  |  |  |  | 88 | No Exceptions Met |  |  |  |  | Non Federally-Regulated | 02/06/2008 |  | 12/05/2019
Gardco Lighting | Gardco | G1812XL**150MH************** | Horizontal | Pulse-start - magnetic | 150 |  |  |  |  | 80 | Vertical - Base Up |  |  |  |  | Non Federally-Regulated | 02/06/2008 |  | 12/05/2019
Gardco Lighting | Gardco | G181Q**400PSMH************** | Horizontal | Pulse-start - magnetic | 400 |  |  |  |  | 88 | No Exceptions Met |  |  |  |  | Non Federally-Regulated | 02/06/2008 |  | 12/05/2019
Gardco Lighting | Gardco | STSEH191FM**320PSMH************** | Horizontal | Pulse-start - magnetic | 320 |  |  |  |  | 88 | No Exceptions Met |  |  |  |  | Non Federally-Regulated | 02/06/2008 |  | 12/05/2019
Gardco Lighting | Emco | PAEM-QH**320PSMH************** | Horizontal | Pulse-start - magnetic | 320 |  |  |  |  | 88 | No Exceptions Met |  |  |  |  | Non Federally-Regulated | 02/06/2008 |  | 12/05/2019
Gardco Lighting | Emco | ECP181FH**350PSMH************** | Horizontal | Pulse-start - magnetic | 350 |  |  |  |  | 88 | No Exceptions Met |  |  |  |  | Non Federally-Regulated | 02/06/2008 |  | 12/05/2019
Gardco Lighting | Gardco | EH191FM**250PSMH************** | Horizontal | Pulse-start - magnetic | 250 |  |  |  |  | 88 | No Exceptions Met |  |  |  |  | Non Federally-Regulated | 02/06/2008 |  | 12/05/2019
Gardco Lighting | Gardco | A1941**320PSMH************** | Horizontal | Pulse-start - magnetic | 320 |  |  |  |  | 88 | No Exceptions Met |  |  |  |  | Non Federally-Regulated | 02/06/2008 |  | 12/05/2019
Gardco Lighting | Emco | AVR-1-3/F**350PSMH************** | Horizontal | Pulse-start - magnetic | 350 |  |  |  |  | 88 | No Exceptions Met |  |  |  |  | Non Federally-Regulated | 02/06/2008 |  | 12/05/2019
Gardco Lighting | Gardco | CTA1713XL**150MH************** | Horizontal | Pulse-start - magnetic | 150 |  |  |  |  | 80 | Vertical - Base Up |  |  |  |  | Non Federally-Regulated | 02/06/2008 |  | 12/05/2019
Gardco Lighting | Gardco | EH191Q**320PSMH************** | Horizontal | Pulse-start - magnetic | 320 |  |  |  |  | 88 | No Exceptions Met |  |  |  |  | Non Federally-Regulated | 02/06/2008 |  | 12/05/2019
Gardco Lighting | Gardco | 440W1**250PSMH************** | Horizontal | Pulse-start - magnetic | 250 |  |  |  |  | 88 | No Exceptions Met |  |  |  |  | Non Federally-Regulated | 02/06/2008 |  | 12/05/2019
Gardco Lighting | Emco | ERW251FH**400PSMH************** | Horizontal | Pulse-start - magnetic | 400 |  |  |  |  | 88 | No Exceptions Met |  |  |  |  | Non Federally-Regulated | 02/06/2008 |  | 12/05/2019
Gardco Lighting | Gardco | CW2213**400PSMH************** | Horizontal | Pulse-start - magnetic | 400 |  |  |  |  | 88 | No Exceptions Met |  |  |  |  | Non Federally-Regulated | 02/06/2008 |  | 12/05/2019
Gardco Lighting | Gardco | DF12HFL**250PSMH************** | Horizontal | Pulse-start - magnetic | 250 |  |  |  |  | 88 | No Exceptions Met |  |  |  |  | Non Federally-Regulated | 02/06/2008 |  | 12/05/2019
Gardco Lighting | Gardco | CA2213**250PSMH************** | Horizontal | Pulse-start - magnetic | 250 |  |  |  |  | 88 | No Exceptions Met |  |  |  |  | Non Federally-Regulated | 02/06/2008 |  | 12/05/2019
Gardco Lighting | Gardco | CAG181Q**200MH************** | Horizontal | Pulse-start - magnetic | 200 |  |  |  |  | 88 | No Exceptions Met |  |  |  |  | Non Federally-Regulated | 02/06/2008 |  | 12/05/2019
Gardco Lighting | Gardco | MA221Q**350PSMH************** | Horizontal | Pulse-start - magnetic | 350 |  |  |  |  | 88 | No Exceptions Met |  |  |  |  | Non Federally-Regulated | 02/06/2008 |  | 12/05/2019
Gardco Lighting | Gardco | SCA14SV1**200MH************** | Horizontal | Pulse-start - magnetic | 200 |  |  |  |  | 88 | No Exceptions Met |  |  |  |  | Non Federally-Regulated | 02/06/2008 |  | 12/05/2019
Gardco Lighting | Emco | ERP201QH**200MH************** | Horizontal | Pulse-start - magnetic | 200 |  |  |  |  | 88 | No Exceptions Met |  |  |  |  | Non Federally-Regulated | 02/06/2008 |  | 12/05/2019
Gardco Lighting | Gardco | CR2512XLV**350PSMH************** | Horizontal | Pulse-start - magnetic | 350 |  |  |  |  | 88 | No Exceptions Met |  |  |  |  | Non Federally-Regulated | 02/06/2008 |  | 12/05/2019
Gardco Lighting | Gardco | LU610ML1*150MH*70HPS*84************* | Horizontal | Pulse-start - magnetic | 150 |  |  |  |  | 80 | Vertical - Base Up |  |  |  |  | Non Federally-Regulated | 02/06/2008 |  | 12/05/2019
Gardco Lighting | Gardco | GP1T-150MH-277V-F-QS**150MH************** | Horizontal | Pulse-start - magnetic | 150 |  |  |  |  | 80 | Vertical - Base Up |  |  |  |  | Non Federally-Regulated | 02/06/2008 |  | 12/05/2019
Gardco Lighting | Gardco | CAG1813**200MH************** | Horizontal | Pulse-start - magnetic | 200 |  |  |  |  | 88 | No Exceptions Met |  |  |  |  | Non Federally-Regulated | 02/06/2008 |  | 12/05/2019
Gardco Lighting | Gardco | JEH1914X**250PSMH************** | Horizontal | Pulse-start - magnetic | 250 |  |  |  |  | 88 | No Exceptions Met |  |  |  |  | Non Federally-Regulated | 02/06/2008 |  | 12/05/2019
Gardco Lighting | Gardco | H141Q**150MH************** | Horizontal | Pulse-start - magnetic | 150 |  |  |  |  | 80 | Vertical - Base Up |  |  |  |  | Non Federally-Regulated | 02/06/2008 |  | 12/05/2019
Gardco Lighting | Gardco | STLEH191FM**400PSMH************** | Horizontal | Pulse-start - magnetic | 400 |  |  |  |  | 88 | No Exceptions Met |  |  |  |  | Non Federally-Regulated | 02/06/2008 |  | 12/05/2019
Gardco Lighting | Gardco | G18(W,WS)4XL**400PSMH************** | Horizontal | Pulse-start - magnetic | 400 |  |  |  |  | 88 | No Exceptions Met |  |  |  |  | Non Federally-Regulated | 02/06/2008 |  | 12/05/2019
Gardco Lighting | Gardco | CTP2112XL**200MH************** | Horizontal | Pulse-start - magnetic | 200 |  |  |  |  | 88 | No Exceptions Met |  |  |  |  | Non Federally-Regulated | 02/06/2008 |  | 12/05/2019
Gardco Lighting | Gardco | DF12HSP**250PSMH************** | Horizontal | Pulse-start - magnetic | 250 |  |  |  |  | 88 | No Exceptions Met |  |  |  |  | Non Federally-Regulated | 02/06/2008 |  | 12/05/2019
Gardco Lighting | Gardco | CTP2114XL**400PSMH************** | Horizontal | Pulse-start - magnetic | 400 |  |  |  |  | 88 | No Exceptions Met |  |  |  |  | Non Federally-Regulated | 02/06/2008 |  | 12/05/2019
Gardco Lighting | Gardco | CTP2113XL**250PSMH************** | Horizontal | Pulse-start - magnetic | 250 |  |  |  |  | 88 | No Exceptions Met |  |  |  |  | Non Federally-Regulated | 02/06/2008 |  | 12/05/2019
Gardco Lighting | Gardco | CTB2112XL**320PSMH************** | Horizontal | Pulse-start - magnetic | 320 |  |  |  |  | 88 | No Exceptions Met |  |  |  |  | Non Federally-Regulated | 02/06/2008 |  | 12/05/2019
Gardco Lighting | Gardco | SCA14SFM**150MH************** | Horizontal | Pulse-start - magnetic | 150 |  |  |  |  | 80 | Vertical - Base Up |  |  |  |  | Non Federally-Regulated | 02/06/2008 |  | 12/05/2019
Gardco Lighting | Gardco | EH191FM**320PSMH************** | Horizontal | Pulse-start - magnetic | 320 |  |  |  |  | 88 | No Exceptions Met |  |  |  |  | Non Federally-Regulated | 02/06/2008 |  | 12/05/2019
Gardco Lighting | Gardco | SCA14D3**150MH************** | Horizontal | Pulse-start - magnetic | 150 |  |  |  |  | 80 | Vertical - Base Up |  |  |  |  | Non Federally-Regulated | 02/06/2008 |  | 12/05/2019
Gardco Lighting | Gardco | CA2214X**320PSMH************** | Horizontal | Pulse-start - magnetic | 320 |  |  |  |  | 88 | No Exceptions Met |  |  |  |  | Non Federally-Regulated | 02/06/2008 |  | 12/05/2019
Gardco Lighting | Gardco | MPGL181Q**150MH************** | Horizontal | Pulse-start - magnetic | 150 |  |  |  |  | 80 | Vertical - Base Up |  |  |  |  | Non Federally-Regulated | 02/06/2008 |  | 12/05/2019
Gardco Lighting | Gardco | A142FM**150MH************** | Horizontal | Pulse-start - magnetic | 150 |  |  |  |  | 80 | Vertical - Base Up |  |  |  |  | Non Federally-Regulated | 02/06/2008 |  | 12/05/2019
Gardco Lighting | Gardco | WH191FM**400PSMH************** | Horizontal | Pulse-start - magnetic | 400 |  |  |  |  | 88 | No Exceptions Met |  |  |  |  | Non Federally-Regulated | 02/06/2008 |  | 12/05/2019
Gardco Lighting | Gardco | LU610ML*150MH*50HPS*84************* | Horizontal | Pulse-start - magnetic | 150 |  |  |  |  | 80 | Vertical - Base Up |  |  |  |  | Non Federally-Regulated | 02/06/2008 |  | 12/05/2019
Gardco Lighting | Emco | ERA2512H**400PSMH************** | Horizontal | Pulse-start - magnetic | 400 |  |  |  |  | 88 | No Exceptions Met |  |  |  |  | Non Federally-Regulated | 02/06/2008 |  | 12/05/2019
Gardco Lighting | Emco | DECA181FH**250PSMH************** | Horizontal | Pulse-start - magnetic | 250 |  |  |  |  | 88 | No Exceptions Met |  |  |  |  | Non Federally-Regulated | 02/06/2008 |  | 12/05/2019
Gardco Lighting | Gardco | CTP2114XL**350PSMH************** | Horizontal | Pulse-start - magnetic | 350 |  |  |  |  | 88 | No Exceptions Met |  |  |  |  | Non Federally-Regulated | 02/06/2008 |  | 12/05/2019
Gardco Lighting | Emco | DECWA181FH**400PSMH************** | Horizontal | Pulse-start - magnetic | 400 |  |  |  |  | 88 | No Exceptions Met |  |  |  |  | Non Federally-Regulated | 02/06/2008 |  | 12/05/2019
Gardco Lighting | Gardco | BR163Q**150MH************** | Horizontal | Pulse-start - magnetic | 150 |  |  |  |  | 80 | Vertical - Base Up |  |  |  |  | Non Federally-Regulated | 02/06/2008 |  | 12/05/2019
Gardco Lighting | Emco | AVR-1-3/F**320PSMH************** | Horizontal | Pulse-start - magnetic | 320 |  |  |  |  | 88 | No Exceptions Met |  |  |  |  | Non Federally-Regulated | 02/06/2008 |  | 12/05/2019
Gardco Lighting | Emco | ERA201QH**150MH************** | Horizontal | Pulse-start - magnetic | 150 |  |  |  |  | 80 | Vertical - Base Up |  |  |  |  | Non Federally-Regulated | 02/06/2008 |  | 12/05/2019
Gardco Lighting | Emco | ERP201FH**200MH************** | Horizontal | Pulse-start - magnetic | 200 |  |  |  |  | 88 | No Exceptions Met |  |  |  |  | Non Federally-Regulated | 02/06/2008 |  | 12/05/2019
Gardco Lighting | Gardco | LU610ML*150MH*70HPS*84************* | Horizontal | Pulse-start - magnetic | 150 |  |  |  |  | 80 | Vertical - Base Up |  |  |  |  | Non Federally-Regulated | 02/06/2008 |  | 12/05/2019
Gardco Lighting | Emco | PAEM-QH**400PSMH************** | Horizontal | Pulse-start - magnetic | 400 |  |  |  |  | 88 | No Exceptions Met |  |  |  |  | Non Federally-Regulated | 02/06/2008 |  | 12/05/2019
Gardco Lighting | Gardco | CR2012XLV**175PSMH************** | Horizontal | Pulse-start - magnetic | 175 |  |  |  |  | 88 | No Exceptions Met |  |  |  |  | Non Federally-Regulated | 02/06/2008 |  | 12/05/2019
Gardco Lighting | Gardco | MA221FM**320PSMH************** | Horizontal | Pulse-start - magnetic | 320 |  |  |  |  | 88 | No Exceptions Met |  |  |  |  | Non Federally-Regulated | 02/06/2008 |  | 12/05/2019
Gardco Lighting | Gardco | JEH141Q**200MH************** | Horizontal | Pulse-start - magnetic | 200 |  |  |  |  | 88 | No Exceptions Met |  |  |  |  | Non Federally-Regulated | 02/06/2008 |  | 12/05/2019
Gardco Lighting | Gardco | LU610ML*150MH*100HPS*120************* | Horizontal | Pulse-start - magnetic | 150 |  |  |  |  | 80 | Vertical - Base Up |  |  |  |  | Non Federally-Regulated | 02/06/2008 |  | 12/05/2019
Gardco Lighting | Gardco | 108FT**150MH************** | Horizontal | Pulse-start - magnetic | 150 |  |  |  |  | 80 | Vertical - Base Up |  |  |  |  | Non Federally-Regulated | 02/06/2008 |  | 12/05/2019
Gardco Lighting | Gardco | A191FM**320PSMH************** | Horizontal | Pulse-start - magnetic | 320 |  |  |  |  | 88 | No Exceptions Met |  |  |  |  | Non Federally-Regulated | 02/06/2008 |  | 12/05/2019
Gardco Lighting | Gardco | DF7NSP**150MH************** | Horizontal | Pulse-start - magnetic | 150 |  |  |  |  | 80 | Vertical - Base Up |  |  |  |  | Non Federally-Regulated | 02/06/2008 |  | 12/05/2019
Gardco Lighting | Gardco | CTP2111**200MH************** | Horizontal | Pulse-start - magnetic | 200 |  |  |  |  | 88 | No Exceptions Met |  |  |  |  | Non Federally-Regulated | 02/06/2008 |  | 12/05/2019
Gardco Lighting | Emco | DECA141FH**150MH************** | Horizontal | Pulse-start - magnetic | 150 |  |  |  |  | 80 | Vertical - Base Up |  |  |  |  | Non Federally-Regulated | 02/06/2008 |  | 12/05/2019
Gardco Lighting | Gardco | STLEH191Q**350PSMH************** | Horizontal | Pulse-start - magnetic | 350 |  |  |  |  | 88 | No Exceptions Met |  |  |  |  | Non Federally-Regulated | 02/06/2008 |  | 12/05/2019
Gardco Lighting | Emco | DECP1813H**350PSMH************** | Horizontal | Pulse-start - magnetic | 350 |  |  |  |  | 88 | No Exceptions Met |  |  |  |  | Non Federally-Regulated | 02/06/2008 |  | 12/05/2019
Gardco Lighting | Emco | ERP2012H**200MH************** | Horizontal | Pulse-start - magnetic | 200 |  |  |  |  | 88 | No Exceptions Met |  |  |  |  | Non Federally-Regulated | 02/06/2008 |  | 12/05/2019
Gardco Lighting | Gardco | G18(W,WS)2XL**350PSMH************** | Horizontal | Pulse-start - magnetic | 350 |  |  |  |  | 88 | No Exceptions Met |  |  |  |  | Non Federally-Regulated | 02/06/2008 |  | 12/05/2019
Gardco Lighting | Gardco | STLEH1911**400PSMH************** | Horizontal | Pulse-start - magnetic | 400 |  |  |  |  | 88 | No Exceptions Met |  |  |  |  | Non Federally-Regulated | 02/06/2008 |  | 12/05/2019
Gardco Lighting | Gardco | BE1913**320PSMH************** | Horizontal | Pulse-start - magnetic | 320 |  |  |  |  | 88 | No Exceptions Met |  |  |  |  | Non Federally-Regulated | 02/06/2008 |  | 12/05/2019
Gardco Lighting | Gardco | BH191FM**320PSMH************** | Horizontal | Pulse-start - magnetic | 320 |  |  |  |  | 88 | No Exceptions Met |  |  |  |  | Non Federally-Regulated | 02/06/2008 |  | 12/05/2019
Gardco Lighting | Emco | ECWA181FH**320PSMH************** | Horizontal | Pulse-start - magnetic | 320 |  |  |  |  | 88 | No Exceptions Met |  |  |  |  | Non Federally-Regulated | 02/06/2008 |  | 12/05/2019
Gardco Lighting | Gardco | MPG181Q**200MH************** | Horizontal | Pulse-start - magnetic | 200 |  |  |  |  | 88 | No Exceptions Met |  |  |  |  | Non Federally-Regulated | 02/06/2008 |  | 12/05/2019
Gardco Lighting | Emco | ERW251FH**350PSMH************** | Horizontal | Pulse-start - magnetic | 350 |  |  |  |  | 88 | No Exceptions Met |  |  |  |  | Non Federally-Regulated | 02/06/2008 |  | 12/05/2019
Gardco Lighting | Gardco | BE1411**150MH************** | Horizontal | Pulse-start - magnetic | 150 |  |  |  |  | 80 | Vertical - Base Up |  |  |  |  | Non Federally-Regulated | 02/06/2008 |  | 12/05/2019
Gardco Lighting | Gardco | A192FM**250PSMH************** | Horizontal | Pulse-start - magnetic | 250 |  |  |  |  | 88 | No Exceptions Met |  |  |  |  | Non Federally-Regulated | 02/06/2008 |  | 12/05/2019
Gardco Lighting | Gardco | A1413**150MH************** | Horizontal | Pulse-start - magnetic | 150 |  |  |  |  | 80 | Vertical - Base Up |  |  |  |  | Non Federally-Regulated | 02/06/2008 |  | 12/05/2019
Gardco Lighting | Gardco | MAG181Q**200MH************** | Horizontal | Pulse-start - magnetic | 200 |  |  |  |  | 88 | No Exceptions Met |  |  |  |  | Non Federally-Regulated | 02/06/2008 |  | 12/05/2019
Gardco Lighting | Gardco | LU610ML*150MH*100MH*78************* | Horizontal | Pulse-start - magnetic | 150 |  |  |  |  | 80 | Vertical - Base Up |  |  |  |  | Non Federally-Regulated | 02/06/2008 |  | 12/05/2019
Gardco Lighting | Gardco | LU610ML*150MH*70MH*120************* | Horizontal | Pulse-start - magnetic | 150 |  |  |  |  | 80 | Vertical - Base Up |  |  |  |  | Non Federally-Regulated | 02/06/2008 |  | 12/05/2019
Gardco Lighting | Gardco | LU610ML1*150MH*50HPS*102************* | Horizontal | Pulse-start - magnetic | 150 |  |  |  |  | 80 | Vertical - Base Up |  |  |  |  | Non Federally-Regulated | 02/06/2008 |  | 12/05/2019
Gardco Lighting | Emco | DECP181FH**250PSMH************** | Horizontal | Pulse-start - magnetic | 250 |  |  |  |  | 88 | No Exceptions Met |  |  |  |  | Non Federally-Regulated | 02/06/2008 |  | 12/05/2019
Gardco Lighting | Gardco | EH141FM**200MH************** | Horizontal | Pulse-start - magnetic | 200 |  |  |  |  | 88 | No Exceptions Met |  |  |  |  | Non Federally-Regulated | 02/06/2008 |  | 12/05/2019
Gardco Lighting | Emco | PAEM-FH**400PSMH************** | Horizontal | Pulse-start - magnetic | 400 |  |  |  |  | 88 | No Exceptions Met |  |  |  |  | Non Federally-Regulated | 02/06/2008 |  | 12/05/2019
Gardco Lighting | Gardco | CR25(W,WS)3XL**250PSMH************** | Horizontal | Pulse-start - magnetic | 250 |  |  |  |  | 88 | No Exceptions Met |  |  |  |  | Non Federally-Regulated | 02/06/2008 |  | 12/05/2019
Gardco Lighting | Emco | ERW201FH**200MH************** | Horizontal | Pulse-start - magnetic | 200 |  |  |  |  | 88 | No Exceptions Met |  |  |  |  | Non Federally-Regulated | 02/06/2008 |  | 12/05/2019
Gardco Lighting | Emco | ERW2512H**250PSMH************** | Horizontal | Pulse-start - magnetic | 250 |  |  |  |  | 88 | No Exceptions Met |  |  |  |  | Non Federally-Regulated | 02/06/2008 |  | 12/05/2019
Gardco Lighting | Gardco | A1911**400PSMH************** | Horizontal | Pulse-start - magnetic | 400 |  |  |  |  | 88 | No Exceptions Met |  |  |  |  | Non Federally-Regulated | 02/06/2008 |  | 12/05/2019
Gardco Lighting | Gardco | 104WT**150MH************** | Horizontal | Pulse-start - magnetic | 150 |  |  |  |  | 80 | Vertical - Base Up |  |  |  |  | Non Federally-Regulated | 02/06/2008 |  | 12/05/2019
Gardco Lighting | Gardco | MA221Q**320PSMH************** | Horizontal | Pulse-start - magnetic | 320 |  |  |  |  | 88 | No Exceptions Met |  |  |  |  | Non Federally-Regulated | 02/06/2008 |  | 12/05/2019
Gardco Lighting | Emco | DECWA1812H**320PSMH************** | Horizontal | Pulse-start - magnetic | 320 |  |  |  |  | 88 | No Exceptions Met |  |  |  |  | Non Federally-Regulated | 02/06/2008 |  | 12/05/2019
Gardco Lighting | Gardco | MA171FM**150MH************** | Horizontal | Pulse-start - magnetic | 150 |  |  |  |  | 80 | Vertical - Base Up |  |  |  |  | Non Federally-Regulated | 02/06/2008 |  | 12/05/2019
Gardco Lighting | Gardco | MAGL181Q**200MH************** | Horizontal | Pulse-start - magnetic | 200 |  |  |  |  | 88 | No Exceptions Met |  |  |  |  | Non Federally-Regulated | 02/06/2008 |  | 12/05/2019
Gardco Lighting | Emco | ERP251QH**200MH************** | Horizontal | Pulse-start - magnetic | 200 |  |  |  |  | 88 | No Exceptions Met |  |  |  |  | Non Federally-Regulated | 02/06/2008 |  | 12/05/2019
Gardco Lighting | Emco | DECW1412H**200MH************** | Horizontal | Pulse-start - magnetic | 200 |  |  |  |  | 88 | No Exceptions Met |  |  |  |  | Non Federally-Regulated | 02/06/2008 |  | 12/05/2019
Gardco Lighting | Emco | DECW1413H**150MH************** | Horizontal | Pulse-start - magnetic | 150 |  |  |  |  | 80 | Vertical - Base Up |  |  |  |  | Non Federally-Regulated | 02/06/2008 |  | 12/05/2019
Gardco Lighting | Gardco | BR162FM**150MH************** | Horizontal | Pulse-start - magnetic | 150 |  |  |  |  | 80 | Vertical - Base Up |  |  |  |  | Non Federally-Regulated | 02/06/2008 |  | 12/05/2019
Gardco Lighting | Gardco | A141FM**150MH************** | Horizontal | Pulse-start - magnetic | 150 |  |  |  |  | 80 | Vertical - Base Up |  |  |  |  | Non Federally-Regulated | 02/06/2008 |  | 12/05/2019
Gardco Lighting | Gardco | 141WT**400PSMH************** | Horizontal | Pulse-start - magnetic | 400 |  |  |  |  | 88 | No Exceptions Met |  |  |  |  | Non Federally-Regulated | 02/06/2008 |  | 12/05/2019
Gardco Lighting | Emco | ERW2513H**400PSMH************** | Horizontal | Pulse-start - magnetic | 400 |  |  |  |  | 88 | No Exceptions Met |  |  |  |  | Non Federally-Regulated | 02/06/2008 |  | 12/05/2019
Gardco Lighting | Gardco | CR2512XLV**450PSMH************** | Horizontal | Pulse-start - magnetic | 450 |  |  |  |  | 88 | No Exceptions Met |  |  |  |  | Non Federally-Regulated | 02/06/2008 |  | 12/05/2019
Gardco Lighting | Gardco | CP171Q**200MH************** | Horizontal | Pulse-start - magnetic | 200 |  |  |  |  | 88 | No Exceptions Met |  |  |  |  | Non Federally-Regulated | 02/06/2008 |  | 12/05/2019
Gardco Lighting | Emco | PAEM-3H-WA**320PSMH************** | Horizontal | Pulse-start - magnetic | 320 |  |  |  |  | 88 | No Exceptions Met |  |  |  |  | Non Federally-Regulated | 02/06/2008 |  | 12/05/2019
Gardco Lighting | Gardco | MP221FM**250PSMH************** | Horizontal | Pulse-start - magnetic | 250 |  |  |  |  | 88 | No Exceptions Met |  |  |  |  | Non Federally-Regulated | 02/06/2008 |  | 12/05/2019
Gardco Lighting | Gardco | MP2213**350PSMH************** | Horizontal | Pulse-start - magnetic | 350 |  |  |  |  | 88 | No Exceptions Met |  |  |  |  | Non Federally-Regulated | 02/06/2008 |  | 12/05/2019
Gardco Lighting | Gardco | G181Q**250PSMH************** | Horizontal | Pulse-start - magnetic | 250 |  |  |  |  | 88 | No Exceptions Met |  |  |  |  | Non Federally-Regulated | 02/06/2008 |  | 12/05/2019
Gardco Lighting | Emco | ERP2513H**250PSMH************** | Horizontal | Pulse-start - magnetic | 250 |  |  |  |  | 88 | No Exceptions Met |  |  |  |  | Non Federally-Regulated | 02/06/2008 |  | 12/05/2019
Gardco Lighting | Gardco | MW221FM**350PSMH************** | Horizontal | Pulse-start - magnetic | 350 |  |  |  |  | 88 | No Exceptions Met |  |  |  |  | Non Federally-Regulated | 02/06/2008 |  | 12/05/2019
Gardco Lighting | Gardco | A1924X**350PSMH************** | Horizontal | Pulse-start - magnetic | 350 |  |  |  |  | 88 | No Exceptions Met |  |  |  |  | Non Federally-Regulated | 02/06/2008 |  | 12/05/2019
Gardco Lighting | Gardco | WE1911**400PSMH************** | Horizontal | Pulse-start - magnetic | 400 |  |  |  |  | 88 | No Exceptions Met |  |  |  |  | Non Federally-Regulated | 02/06/2008 |  | 12/05/2019
Gardco Lighting | Gardco | LU610ML*150MH*100HPS*102************* | Horizontal | Pulse-start - magnetic | 150 |  |  |  |  | 80 | Vertical - Base Up |  |  |  |  | Non Federally-Regulated | 02/06/2008 |  | 12/05/2019
Gardco Lighting | Emco | ECWA1812H**400PSMH************** | Horizontal | Pulse-start - magnetic | 400 |  |  |  |  | 88 | No Exceptions Met |  |  |  |  | Non Federally-Regulated | 02/06/2008 |  | 12/05/2019
Gardco Lighting | Gardco | GS01A-14XL**150MH************** | Horizontal | Pulse-start - magnetic | 150 |  |  |  |  | 80 | Vertical - Base Up |  |  |  |  | Non Federally-Regulated | 02/06/2008 |  | 12/05/2019
Gardco Lighting | Gardco | MW2213**250PSMH************** | Horizontal | Pulse-start - magnetic | 250 |  |  |  |  | 88 | No Exceptions Met |  |  |  |  | Non Federally-Regulated | 02/06/2008 |  | 12/05/2019
Gardco Lighting | Gardco | A1924X**250PSMH************** | Horizontal | Pulse-start - magnetic | 250 |  |  |  |  | 88 | No Exceptions Met |  |  |  |  | Non Federally-Regulated | 02/06/2008 |  | 12/05/2019
Gardco Lighting | Gardco | WE1413**150MH************** | Horizontal | Pulse-start - magnetic | 150 |  |  |  |  | 80 | Vertical - Base Up |  |  |  |  | Non Federally-Regulated | 02/06/2008 |  | 12/05/2019
Gardco Lighting | Emco | DECP181FH**320PSMH************** | Horizontal | Pulse-start - magnetic | 320 |  |  |  |  | 88 | No Exceptions Met |  |  |  |  | Non Federally-Regulated | 02/06/2008 |  | 12/05/2019
Gardco Lighting | Gardco | G1814XL**350PSMH************** | Horizontal | Pulse-start - magnetic | 350 |  |  |  |  | 88 | No Exceptions Met |  |  |  |  | Non Federally-Regulated | 02/06/2008 |  | 12/05/2019
Gardco Lighting | Gardco | MA2213**400PSMH************** | Horizontal | Pulse-start - magnetic | 400 |  |  |  |  | 88 | No Exceptions Met |  |  |  |  | Non Federally-Regulated | 02/06/2008 |  | 12/05/2019
Gardco Lighting | Gardco | A192FM**400PSMH************** | Horizontal | Pulse-start - magnetic | 400 |  |  |  |  | 88 | No Exceptions Met |  |  |  |  | Non Federally-Regulated | 02/06/2008 |  | 12/05/2019
Gardco Lighting | Gardco | SCA14S3**150MH************** | Horizontal | Pulse-start - magnetic | 150 |  |  |  |  | 80 | Vertical - Base Up |  |  |  |  | Non Federally-Regulated | 02/06/2008 |  | 12/05/2019
Gardco Lighting | Emco | ERA2012H**150MH************** | Horizontal | Pulse-start - magnetic | 150 |  |  |  |  | 80 | Vertical - Base Up |  |  |  |  | Non Federally-Regulated | 02/06/2008 |  | 12/05/2019
Gardco Lighting | Gardco | A1941**350PSMH************** | Horizontal | Pulse-start - magnetic | 350 |  |  |  |  | 88 | No Exceptions Met |  |  |  |  | Non Federally-Regulated | 02/06/2008 |  | 12/05/2019
Gardco Lighting | Gardco | BR163GQ**150MH************** | Horizontal | Pulse-start - magnetic | 150 |  |  |  |  | 80 | Vertical - Base Up |  |  |  |  | Non Federally-Regulated | 02/06/2008 |  | 12/05/2019
Gardco Lighting | Gardco | DF12HFL**400PSMH************** | Horizontal | Pulse-start - magnetic | 400 |  |  |  |  | 88 | No Exceptions Met |  |  |  |  | Non Federally-Regulated | 02/06/2008 |  | 12/05/2019
Gardco Lighting | Gardco | MA2214X**350PSMH************** | Horizontal | Pulse-start - magnetic | 350 |  |  |  |  | 88 | No Exceptions Met |  |  |  |  | Non Federally-Regulated | 02/06/2008 |  | 12/05/2019
Gardco Lighting | Gardco | A1914X**350PSMH************** | Horizontal | Pulse-start - magnetic | 350 |  |  |  |  | 88 | No Exceptions Met |  |  |  |  | Non Federally-Regulated | 02/06/2008 |  | 12/05/2019
Gardco Lighting | Gardco | CA171Q**150MH************** | Horizontal | Pulse-start - magnetic | 150 |  |  |  |  | 80 | Vertical - Base Up |  |  |  |  | Non Federally-Regulated | 02/06/2008 |  | 12/05/2019
Gardco Lighting | Gardco | 301ESD**150MH************** | Horizontal | Pulse-start - magnetic | 150 |  |  |  |  | 80 | Vertical - Base Up |  |  |  |  | Non Federally-Regulated | 02/06/2008 |  | 12/05/2019
Gardco Lighting | Gardco | JH1411**200MH************** | Horizontal | Pulse-start - magnetic | 200 |  |  |  |  | 88 | No Exceptions Met |  |  |  |  | Non Federally-Regulated | 02/06/2008 |  | 12/05/2019
Gardco Lighting | Gardco | DF12HFL**320PSMH************** | Horizontal | Pulse-start - magnetic | 320 |  |  |  |  | 88 | No Exceptions Met |  |  |  |  | Non Federally-Regulated | 02/06/2008 |  | 12/05/2019
Gardco Lighting | Gardco | CR2012XLV**150MH************** | Horizontal | Pulse-start - magnetic | 150 |  |  |  |  | 80 | Vertical - Base Up |  |  |  |  | Non Federally-Regulated | 02/06/2008 |  | 12/05/2019
Gardco Lighting | Gardco | JH1914X**400PSMH************** | Horizontal | Pulse-start - magnetic | 400 |  |  |  |  | 88 | No Exceptions Met |  |  |  |  | Non Federally-Regulated | 02/06/2008 |  | 12/05/2019
Gardco Lighting | Emco | DECWA141FH**150MH************** | Horizontal | Pulse-start - magnetic | 150 |  |  |  |  | 80 | Vertical - Base Up |  |  |  |  | Non Federally-Regulated | 02/06/2008 |  | 12/05/2019
Gardco Lighting | Emco | DECW1813H**250PSMH************** | Horizontal | Pulse-start - magnetic | 250 |  |  |  |  | 88 | No Exceptions Met |  |  |  |  | Non Federally-Regulated | 02/06/2008 |  | 12/05/2019
Gardco Lighting | Emco | ECA1812H**350PSMH************** | Horizontal | Pulse-start - magnetic | 350 |  |  |  |  | 88 | No Exceptions Met |  |  |  |  | Non Federally-Regulated | 02/06/2008 |  | 12/05/2019
Gardco Lighting | Gardco | CR25(W,WS)2XLV**450PSMH************** | Horizontal | Pulse-start - magnetic | 450 |  |  |  |  | 88 | No Exceptions Met |  |  |  |  | Non Federally-Regulated | 02/06/2008 |  | 12/05/2019
Gardco Lighting | Gardco | MPGL181Q**200MH************** | Horizontal | Pulse-start - magnetic | 200 |  |  |  |  | 88 | No Exceptions Met |  |  |  |  | Non Federally-Regulated | 02/06/2008 |  | 12/05/2019
Gardco Lighting | Gardco | CTA2112XL**350PSMH************** | Horizontal | Pulse-start - magnetic | 350 |  |  |  |  | 88 | No Exceptions Met |  |  |  |  | Non Federally-Regulated | 02/06/2008 |  | 12/05/2019
Gardco Lighting | Gardco | 107WT**150MH************** | Horizontal | Pulse-start - magnetic | 150 |  |  |  |  | 80 | Vertical - Base Up |  |  |  |  | Non Federally-Regulated | 02/06/2008 |  | 12/05/2019
Gardco Lighting | Emco | DECA1413H**150MH************** | Horizontal | Pulse-start - magnetic | 150 |  |  |  |  | 80 | Vertical - Base Up |  |  |  |  | Non Federally-Regulated | 02/06/2008 |  | 12/05/2019
Gardco Lighting | Gardco | A191FM**400PSMH************** | Horizontal | Pulse-start - magnetic | 400 |  |  |  |  | 88 | No Exceptions Met |  |  |  |  | Non Federally-Regulated | 02/06/2008 |  | 12/05/2019
Gardco Lighting | Emco | ERP2013H**150MH************** | Horizontal | Pulse-start - magnetic | 150 |  |  |  |  | 80 | Vertical - Base Up |  |  |  |  | Non Federally-Regulated | 02/06/2008 |  | 12/05/2019
Gardco Lighting | Gardco | WH1914X**250PSMH************** | Horizontal | Pulse-start - magnetic | 250 |  |  |  |  | 88 | No Exceptions Met |  |  |  |  | Non Federally-Regulated | 02/06/2008 |  | 12/05/2019
Gardco Lighting | Gardco | H1914X**400PSMH************** | Horizontal | Pulse-start - magnetic | 400 |  |  |  |  | 88 | No Exceptions Met |  |  |  |  | Non Federally-Regulated | 02/06/2008 |  | 12/05/2019
Gardco Lighting | Emco | DECA1813H**320PSMH************** | Horizontal | Pulse-start - magnetic | 320 |  |  |  |  | 88 | No Exceptions Met |  |  |  |  | Non Federally-Regulated | 02/06/2008 |  | 12/05/2019
Gardco Lighting | Gardco | STLEH1913**400PSMH************** | Horizontal | Pulse-start - magnetic | 400 |  |  |  |  | 88 | No Exceptions Met |  |  |  |  | Non Federally-Regulated | 02/06/2008 |  | 12/05/2019
Gardco Lighting | Gardco | WH191FM**350PSMH************** | Horizontal | Pulse-start - magnetic | 350 |  |  |  |  | 88 | No Exceptions Met |  |  |  |  | Non Federally-Regulated | 02/06/2008 |  | 12/05/2019
Gardco Lighting | Emco | ERW2513H**350PSMH************** | Horizontal | Pulse-start - magnetic | 350 |  |  |  |  | 88 | No Exceptions Met |  |  |  |  | Non Federally-Regulated | 02/06/2008 |  | 12/05/2019
Gardco Lighting | Gardco | CA2214X**250PSMH************** | Horizontal | Pulse-start - magnetic | 250 |  |  |  |  | 88 | No Exceptions Met |  |  |  |  | Non Federally-Regulated | 02/06/2008 |  | 12/05/2019
Gardco Lighting | Emco | ECA181FH**400PSMH************** | Horizontal | Pulse-start - magnetic | 400 |  |  |  |  | 88 | No Exceptions Met |  |  |  |  | Non Federally-Regulated | 02/06/2008 |  | 12/05/2019
Gardco Lighting | Gardco | 107MT**150MH************** | Horizontal | Pulse-start - magnetic | 150 |  |  |  |  | 80 | Vertical - Base Up |  |  |  |  | Non Federally-Regulated | 02/06/2008 |  | 12/05/2019
Gardco Lighting | Gardco | GP1T-150MH-277V-F**150MH************** | Horizontal | Pulse-start - magnetic | 150 |  |  |  |  | 80 | Vertical - Base Up |  |  |  |  | Non Federally-Regulated | 02/06/2008 |  | 12/05/2019
Gardco Lighting | Gardco | BR163BFM**150MH************** | Horizontal | Pulse-start - magnetic | 150 |  |  |  |  | 80 | Vertical - Base Up |  |  |  |  | Non Federally-Regulated | 02/06/2008 |  | 12/05/2019
Gardco Lighting | Gardco | MAG181Q**150MH************** | Horizontal | Pulse-start - magnetic | 150 |  |  |  |  | 80 | Vertical - Base Up |  |  |  |  | Non Federally-Regulated | 02/06/2008 |  | 12/05/2019
Gardco Lighting | Gardco | CTP2112XL**350PSMH************** | Horizontal | Pulse-start - magnetic | 350 |  |  |  |  | 88 | No Exceptions Met |  |  |  |  | Non Federally-Regulated | 02/06/2008 |  | 12/05/2019
Gardco Lighting | Gardco | MAG1813**150MH************** | Horizontal | Pulse-start - magnetic | 150 |  |  |  |  | 80 | Vertical - Base Up |  |  |  |  | Non Federally-Regulated | 02/06/2008 |  | 12/05/2019
Gardco Lighting | Gardco | CA2213**320PSMH************** | Horizontal | Pulse-start - magnetic | 320 |  |  |  |  | 88 | No Exceptions Met |  |  |  |  | Non Federally-Regulated | 02/06/2008 |  | 12/05/2019
Gardco Lighting | Gardco | LU610ML1*150MH*70MH*144************* | Horizontal | Pulse-start - magnetic | 150 |  |  |  |  | 80 | Vertical - Base Up |  |  |  |  | Non Federally-Regulated | 02/06/2008 |  | 12/05/2019
Gardco Lighting | Gardco | 600D**150MH************** | Horizontal | Pulse-start - magnetic | 150 |  |  |  |  | 80 | Vertical - Base Up |  |  |  |  | Non Federally-Regulated | 02/06/2008 |  | 12/05/2019
Gardco Lighting | Gardco | STSEH1913**400PSMH************** | Horizontal | Pulse-start - magnetic | 400 |  |  |  |  | 88 | No Exceptions Met |  |  |  |  | Non Federally-Regulated | 02/06/2008 |  | 12/05/2019
Gardco Lighting | Gardco | WE1411**150MH************** | Horizontal | Pulse-start - magnetic | 150 |  |  |  |  | 80 | Vertical - Base Up |  |  |  |  | Non Federally-Regulated | 02/06/2008 |  | 12/05/2019
Gardco Lighting | Gardco | EH1914X**350PSMH************** | Horizontal | Pulse-start - magnetic | 350 |  |  |  |  | 88 | No Exceptions Met |  |  |  |  | Non Federally-Regulated | 02/06/2008 |  | 12/05/2019
Gardco Lighting | Emco | ECW181FH**320PSMH************** | Horizontal | Pulse-start - magnetic | 320 |  |  |  |  | 88 | No Exceptions Met |  |  |  |  | Non Federally-Regulated | 02/06/2008 |  | 12/05/2019
Gardco Lighting | Gardco | SCA14LV1**150MH************** | Horizontal | Pulse-start - magnetic | 150 |  |  |  |  | 80 | Vertical - Base Up |  |  |  |  | Non Federally-Regulated | 02/06/2008 |  | 12/05/2019
Gardco Lighting | Gardco | CTP2113XL**320PSMH************** | Horizontal | Pulse-start - magnetic | 320 |  |  |  |  | 88 | No Exceptions Met |  |  |  |  | Non Federally-Regulated | 02/06/2008 |  | 12/05/2019
Gardco Lighting | Emco | AVR-1-5**320PSMH************** | Horizontal | Pulse-start - magnetic | 320 |  |  |  |  | 88 | No Exceptions Met |  |  |  |  | Non Federally-Regulated | 02/06/2008 |  | 12/05/2019
Gardco Lighting | Gardco | CTP2114XL**250PSMH************** | Horizontal | Pulse-start - magnetic | 250 |  |  |  |  | 88 | No Exceptions Met |  |  |  |  | Non Federally-Regulated | 02/06/2008 |  | 12/05/2019
Gardco Lighting | Gardco | MA221FM**350PSMH************** | Horizontal | Pulse-start - magnetic | 350 |  |  |  |  | 88 | No Exceptions Met |  |  |  |  | Non Federally-Regulated | 02/06/2008 |  | 12/05/2019
Gardco Lighting | Gardco | A1423**150MH************** | Horizontal | Pulse-start - magnetic | 150 |  |  |  |  | 80 | Vertical - Base Up |  |  |  |  | Non Federally-Regulated | 02/06/2008 |  | 12/05/2019
Gardco Lighting | Emco | DECWA1413H**200MH************** | Horizontal | Pulse-start - magnetic | 200 |  |  |  |  | 88 | No Exceptions Met |  |  |  |  | Non Federally-Regulated | 02/06/2008 |  | 12/05/2019
Gardco Lighting | Gardco | CW221FM**350PSMH************** | Horizontal | Pulse-start - magnetic | 350 |  |  |  |  | 88 | No Exceptions Met |  |  |  |  | Non Federally-Regulated | 02/06/2008 |  | 12/05/2019
Gardco Lighting | Gardco | CA171FM**150MH************** | Horizontal | Pulse-start - magnetic | 150 |  |  |  |  | 80 | Vertical - Base Up |  |  |  |  | Non Federally-Regulated | 02/06/2008 |  | 12/05/2019
Gardco Lighting | Gardco | WH1411**150MH************** | Horizontal | Pulse-start - magnetic | 150 |  |  |  |  | 80 | Vertical - Base Up |  |  |  |  | Non Federally-Regulated | 02/06/2008 |  | 12/05/2019
Gardco Lighting | Emco | DECA181FH**350PSMH************** | Horizontal | Pulse-start - magnetic | 350 |  |  |  |  | 88 | No Exceptions Met |  |  |  |  | Non Federally-Regulated | 02/06/2008 |  | 12/05/2019
Gardco Lighting | Gardco | MW221FM**250PSMH************** | Horizontal | Pulse-start - magnetic | 250 |  |  |  |  | 88 | No Exceptions Met |  |  |  |  | Non Federally-Regulated | 02/06/2008 |  | 12/05/2019
Gardco Lighting | Emco | ERA201FH**150MH************** | Horizontal | Pulse-start - magnetic | 150 |  |  |  |  | 80 | Vertical - Base Up |  |  |  |  | Non Federally-Regulated | 02/06/2008 |  | 12/05/2019
Gardco Lighting | Gardco | H191Q**400PSMH************** | Horizontal | Pulse-start - magnetic | 400 |  |  |  |  | 88 | No Exceptions Met |  |  |  |  | Non Federally-Regulated | 02/06/2008 |  | 12/05/2019
Gardco Lighting | Gardco | 301EL**150MH************** | Horizontal | Pulse-start - magnetic | 150 |  |  |  |  | 80 | Vertical - Base Up |  |  |  |  | Non Federally-Regulated | 02/06/2008 |  | 12/05/2019
Gardco Lighting | Gardco | CR2513XLV**450PSMH************** | Horizontal | Pulse-start - magnetic | 450 |  |  |  |  | 88 | No Exceptions Met |  |  |  |  | Non Federally-Regulated | 02/06/2008 |  | 12/05/2019
Gardco Lighting | Emco | ERP2512H**400PSMH************** | Horizontal | Pulse-start - magnetic | 400 |  |  |  |  | 88 | No Exceptions Met |  |  |  |  | Non Federally-Regulated | 02/06/2008 |  | 12/05/2019
Gardco Lighting | Emco | AVA-1-3/F**350PSMH************** | Horizontal | Pulse-start - magnetic | 350 |  |  |  |  | 88 | No Exceptions Met |  |  |  |  | Non Federally-Regulated | 02/06/2008 |  | 12/05/2019
Gardco Lighting | Gardco | H191FM**320PSMH************** | Horizontal | Pulse-start - magnetic | 320 |  |  |  |  | 88 | No Exceptions Met |  |  |  |  | Non Federally-Regulated | 02/06/2008 |  | 12/05/2019
Gardco Lighting | Emco | ERP251QH**320PSMH************** | Horizontal | Pulse-start - magnetic | 320 |  |  |  |  | 88 | No Exceptions Met |  |  |  |  | Non Federally-Regulated | 02/06/2008 |  | 12/05/2019
Gardco Lighting | Gardco | WE1913**250PSMH************** | Horizontal | Pulse-start - magnetic | 250 |  |  |  |  | 88 | No Exceptions Met |  |  |  |  | Non Federally-Regulated | 02/06/2008 |  | 12/05/2019
Gardco Lighting | Gardco | BH1913**350PSMH************** | Horizontal | Pulse-start - magnetic | 350 |  |  |  |  | 88 | No Exceptions Met |  |  |  |  | Non Federally-Regulated | 02/06/2008 |  | 12/05/2019
Gardco Lighting | Gardco | 141WT**350PSMH************** | Horizontal | Pulse-start - magnetic | 350 |  |  |  |  | 88 | No Exceptions Met |  |  |  |  | Non Federally-Regulated | 02/06/2008 |  | 12/05/2019
Gardco Lighting | Gardco | MAGL181Q**150MH************** | Horizontal | Pulse-start - magnetic | 150 |  |  |  |  | 80 | Vertical - Base Up |  |  |  |  | Non Federally-Regulated | 02/06/2008 |  | 12/05/2019
Gardco Lighting | Gardco | EH1413**200MH************** | Horizontal | Pulse-start - magnetic | 200 |  |  |  |  | 88 | No Exceptions Met |  |  |  |  | Non Federally-Regulated | 02/06/2008 |  | 12/05/2019
Gardco Lighting | Gardco | MA2213**320PSMH************** | Horizontal | Pulse-start - magnetic | 320 |  |  |  |  | 88 | No Exceptions Met |  |  |  |  | Non Federally-Regulated | 02/06/2008 |  | 12/05/2019
Gardco Lighting | Gardco | CTA211Q**320PSMH************** | Horizontal | Pulse-start - magnetic | 320 |  |  |  |  | 88 | No Exceptions Met |  |  |  |  | Non Federally-Regulated | 02/06/2008 |  | 12/05/2019
Gardco Lighting | Emco | ECA1413H**150MH************** | Horizontal | Pulse-start - magnetic | 150 |  |  |  |  | 80 | Vertical - Base Up |  |  |  |  | Non Federally-Regulated | 02/06/2008 |  | 12/05/2019
Gardco Lighting | Emco | ECWA1812H**350PSMH************** | Horizontal | Pulse-start - magnetic | 350 |  |  |  |  | 88 | No Exceptions Met |  |  |  |  | Non Federally-Regulated | 02/06/2008 |  | 12/05/2019
Gardco Lighting | Gardco | SCA14J3**150MH************** | Horizontal | Pulse-start - magnetic | 150 |  |  |  |  | 80 | Vertical - Base Up |  |  |  |  | Non Federally-Regulated | 02/06/2008 |  | 12/05/2019
Gardco Lighting | Gardco | BH1413**150MH************** | Horizontal | Pulse-start - magnetic | 150 |  |  |  |  | 80 | Vertical - Base Up |  |  |  |  | Non Federally-Regulated | 02/06/2008 |  | 12/05/2019
Gardco Lighting | Gardco | CR2514XL**250PSMH************** | Horizontal | Pulse-start - magnetic | 250 |  |  |  |  | 88 | No Exceptions Met |  |  |  |  | Non Federally-Regulated | 02/06/2008 |  | 12/05/2019
Gardco Lighting | Gardco | CTA2113XL**320PSMH************** | Horizontal | Pulse-start - magnetic | 320 |  |  |  |  | 88 | No Exceptions Met |  |  |  |  | Non Federally-Regulated | 02/06/2008 |  | 12/05/2019
Gardco Lighting | Gardco | CA2211**250PSMH************** | Horizontal | Pulse-start - magnetic | 250 |  |  |  |  | 88 | No Exceptions Met |  |  |  |  | Non Federally-Regulated | 02/06/2008 |  | 12/05/2019
Gardco Lighting | Emco | DECP181QH**350PSMH************** | Horizontal | Pulse-start - magnetic | 350 |  |  |  |  | 88 | No Exceptions Met |  |  |  |  | Non Federally-Regulated | 02/06/2008 |  | 12/05/2019
Gardco Lighting | Emco | ECW181FH**250PSMH************** | Horizontal | Pulse-start - magnetic | 250 |  |  |  |  | 88 | No Exceptions Met |  |  |  |  | Non Federally-Regulated | 02/06/2008 |  | 12/05/2019
Gardco Lighting | Gardco | DF12VFL**400PSMH************** | Horizontal | Pulse-start - magnetic | 400 |  |  |  |  | 88 | No Exceptions Met |  |  |  |  | Non Federally-Regulated | 02/06/2008 |  | 12/05/2019
Gardco Lighting | Gardco | LU610ML1*150MH*70MH*120************* | Horizontal | Pulse-start - magnetic | 150 |  |  |  |  | 80 | Vertical - Base Up |  |  |  |  | Non Federally-Regulated | 02/06/2008 |  | 12/05/2019
Gardco Lighting | Emco | AVR-1-5**400PSMH************** | Horizontal | Pulse-start - magnetic | 400 |  |  |  |  | 88 | No Exceptions Met |  |  |  |  | Non Federally-Regulated | 02/06/2008 |  | 12/05/2019
Gardco Lighting | Emco | ECW141FH**200MH************** | Horizontal | Pulse-start - magnetic | 200 |  |  |  |  | 88 | No Exceptions Met |  |  |  |  | Non Federally-Regulated | 02/06/2008 |  | 12/05/2019
Gardco Lighting | Gardco | MAG1813**200MH************** | Horizontal | Pulse-start - magnetic | 200 |  |  |  |  | 88 | No Exceptions Met |  |  |  |  | Non Federally-Regulated | 02/06/2008 |  | 12/05/2019
Gardco Lighting | Gardco | LU610ML1*150MH*50MH*78************* | Horizontal | Pulse-start - magnetic | 150 |  |  |  |  | 80 | Vertical - Base Up |  |  |  |  | Non Federally-Regulated | 02/06/2008 |  | 12/05/2019
Gardco Lighting | Gardco | STLEH191Q**400PSMH************** | Horizontal | Pulse-start - magnetic | 400 |  |  |  |  | 88 | No Exceptions Met |  |  |  |  | Non Federally-Regulated | 02/06/2008 |  | 12/05/2019
Gardco Lighting | Emco | AVR-1-3/F**150MH************** | Horizontal | Pulse-start - magnetic | 150 |  |  |  |  | 80 | Vertical - Base Up |  |  |  |  | Non Federally-Regulated | 02/06/2008 |  | 12/05/2019
Gardco Lighting | Gardco | MP1711**150MH************** | Horizontal | Pulse-start - magnetic | 150 |  |  |  |  | 80 | Vertical - Base Up |  |  |  |  | Non Federally-Regulated | 02/06/2008 |  | 12/05/2019
Gardco Lighting | Gardco | CR25(W,WS)3XL**350PSMH************** | Horizontal | Pulse-start - magnetic | 350 |  |  |  |  | 88 | No Exceptions Met |  |  |  |  | Non Federally-Regulated | 02/06/2008 |  | 12/05/2019
Gardco Lighting | Emco | ERW2512H**400PSMH************** | Horizontal | Pulse-start - magnetic | 400 |  |  |  |  | 88 | No Exceptions Met |  |  |  |  | Non Federally-Regulated | 02/06/2008 |  | 12/05/2019
Gardco Lighting | Gardco | BR160FM**150MH************** | Horizontal | Pulse-start - magnetic | 150 |  |  |  |  | 80 | Vertical - Base Up |  |  |  |  | Non Federally-Regulated | 02/06/2008 |  | 12/05/2019
Gardco Lighting | Gardco | SCA14D1**150MH************** | Horizontal | Pulse-start - magnetic | 150 |  |  |  |  | 80 | Vertical - Base Up |  |  |  |  | Non Federally-Regulated | 02/06/2008 |  | 12/05/2019
Gardco Lighting | Gardco | 106MT**150MH************** | Horizontal | Pulse-start - magnetic | 150 |  |  |  |  | 80 | Vertical - Base Up |  |  |  |  | Non Federally-Regulated | 02/06/2008 |  | 12/05/2019
Gardco Lighting | Gardco | BE1914X**250PSMH************** | Horizontal | Pulse-start - magnetic | 250 |  |  |  |  | 88 | No Exceptions Met |  |  |  |  | Non Federally-Regulated | 02/06/2008 |  | 12/05/2019
Gardco Lighting | Emco | ECA181QH**250PSMH************** | Horizontal | Pulse-start - magnetic | 250 |  |  |  |  | 88 | No Exceptions Met |  |  |  |  | Non Federally-Regulated | 02/06/2008 |  | 12/05/2019
Gardco Lighting | Gardco | STSEH191FM**250PSMH************** | Horizontal | Pulse-start - magnetic | 250 |  |  |  |  | 88 | No Exceptions Met |  |  |  |  | Non Federally-Regulated | 02/06/2008 |  | 12/05/2019
Gardco Lighting | Gardco | A191Q**320PSMH************** | Horizontal | Pulse-start - magnetic | 320 |  |  |  |  | 88 | No Exceptions Met |  |  |  |  | Non Federally-Regulated | 02/06/2008 |  | 12/05/2019
Gardco Lighting | Gardco | CP2214X**250PSMH************** | Horizontal | Pulse-start - magnetic | 250 |  |  |  |  | 88 | No Exceptions Met |  |  |  |  | Non Federally-Regulated | 02/06/2008 |  | 12/05/2019
Gardco Lighting | Emco | ECW1813H**250PSMH************** | Horizontal | Pulse-start - magnetic | 250 |  |  |  |  | 88 | No Exceptions Met |  |  |  |  | Non Federally-Regulated | 02/06/2008 |  | 12/05/2019
Gardco Lighting | Emco | DECA1813H**350PSMH************** | Horizontal | Pulse-start - magnetic | 350 |  |  |  |  | 88 | No Exceptions Met |  |  |  |  | Non Federally-Regulated | 02/06/2008 |  | 12/05/2019
Gardco Lighting | Gardco | LU610**150MH*42************* | Horizontal | Pulse-start - magnetic | 150 |  |  |  |  | 80 | Vertical - Base Up |  |  |  |  | Non Federally-Regulated | 02/06/2008 |  | 12/05/2019
Gardco Lighting | Gardco | G13(W,WS)3XL**150MH************** | Horizontal | Pulse-start - magnetic | 150 |  |  |  |  | 80 | Vertical - Base Up |  |  |  |  | Non Federally-Regulated | 02/06/2008 |  | 12/05/2019
Gardco Lighting | Emco | AVA-1-5**320PSMH************** | Horizontal | Pulse-start - magnetic | 320 |  |  |  |  | 88 | No Exceptions Met |  |  |  |  | Non Federally-Regulated | 02/06/2008 |  | 12/05/2019
Gardco Lighting | Gardco | LU610ML*150MH*100MH*144************* | Horizontal | Pulse-start - magnetic | 150 |  |  |  |  | 80 | Vertical - Base Up |  |  |  |  | Non Federally-Regulated | 02/06/2008 |  | 12/05/2019
Gardco Lighting | Gardco | CTA2114XL**400PSMH************** | Horizontal | Pulse-start - magnetic | 400 |  |  |  |  | 88 | No Exceptions Met |  |  |  |  | Non Federally-Regulated | 02/06/2008 |  | 12/05/2019
Gardco Lighting | Gardco | G18(W,WS)2XL**400PSMH************** | Horizontal | Pulse-start - magnetic | 400 |  |  |  |  | 88 | No Exceptions Met |  |  |  |  | Non Federally-Regulated | 02/06/2008 |  | 12/05/2019
Gardco Lighting | Emco | ECP181FH**250PSMH************** | Horizontal | Pulse-start - magnetic | 250 |  |  |  |  | 88 | No Exceptions Met |  |  |  |  | Non Federally-Regulated | 02/06/2008 |  | 12/05/2019
Gardco Lighting | Gardco | CR2513XL**250PSMH************** | Horizontal | Pulse-start - magnetic | 250 |  |  |  |  | 88 | No Exceptions Met |  |  |  |  | Non Federally-Regulated | 02/06/2008 |  | 12/05/2019
Gardco Lighting | Gardco | CTA2112XL**400PSMH************** | Horizontal | Pulse-start - magnetic | 400 |  |  |  |  | 88 | No Exceptions Met |  |  |  |  | Non Federally-Regulated | 02/06/2008 |  | 12/05/2019
Gardco Lighting | Gardco | A1923**250PSMH************** | Horizontal | Pulse-start - magnetic | 250 |  |  |  |  | 88 | No Exceptions Met |  |  |  |  | Non Federally-Regulated | 02/06/2008 |  | 12/05/2019
Gardco Lighting | Emco | PAEM-3H**400PSMH************** | Horizontal | Pulse-start - magnetic | 400 |  |  |  |  | 88 | No Exceptions Met |  |  |  |  | Non Federally-Regulated | 02/06/2008 |  | 12/05/2019
Gardco Lighting | Gardco | CP2214X**400PSMH************** | Horizontal | Pulse-start - magnetic | 400 |  |  |  |  | 88 | No Exceptions Met |  |  |  |  | Non Federally-Regulated | 02/06/2008 |  | 12/05/2019
Gardco Lighting | Gardco | CA171FM**200MH************** | Horizontal | Pulse-start - magnetic | 200 |  |  |  |  | 88 | No Exceptions Met |  |  |  |  | Non Federally-Regulated | 02/06/2008 |  | 12/05/2019
Gardco Lighting | Gardco | WH191FM**320PSMH************** | Horizontal | Pulse-start - magnetic | 320 |  |  |  |  | 88 | No Exceptions Met |  |  |  |  | Non Federally-Regulated | 02/06/2008 |  | 12/05/2019
Gardco Lighting | Emco | ERP2512H**320PSMH************** | Horizontal | Pulse-start - magnetic | 320 |  |  |  |  | 88 | No Exceptions Met |  |  |  |  | Non Federally-Regulated | 02/06/2008 |  | 12/05/2019
Gardco Lighting | Gardco | WE1911**350PSMH************** | Horizontal | Pulse-start - magnetic | 350 |  |  |  |  | 88 | No Exceptions Met |  |  |  |  | Non Federally-Regulated | 02/06/2008 |  | 12/05/2019
Gardco Lighting | Gardco | 102MT**150MH************** | Horizontal | Pulse-start - magnetic | 150 |  |  |  |  | 80 | Vertical - Base Up |  |  |  |  | Non Federally-Regulated | 02/06/2008 |  | 12/05/2019
Gardco Lighting | Gardco | DF12HSP**320PSMH************** | Horizontal | Pulse-start - magnetic | 320 |  |  |  |  | 88 | No Exceptions Met |  |  |  |  | Non Federally-Regulated | 02/06/2008 |  | 12/05/2019
Gardco Lighting | Gardco | DF12NSP**320PSMH************** | Horizontal | Pulse-start - magnetic | 320 |  |  |  |  | 88 | No Exceptions Met |  |  |  |  | Non Federally-Regulated | 02/06/2008 |  | 12/05/2019
Gardco Lighting | Gardco | MP2214X**400PSMH************** | Horizontal | Pulse-start - magnetic | 400 |  |  |  |  | 88 | No Exceptions Met |  |  |  |  | Non Federally-Regulated | 02/06/2008 |  | 12/05/2019
Gardco Lighting | Emco | AVA-1-5**150MH************** | Horizontal | Pulse-start - magnetic | 150 |  |  |  |  | 80 | Vertical - Base Up |  |  |  |  | Non Federally-Regulated | 02/06/2008 |  | 12/05/2019
Gardco Lighting | Gardco | WH141FM**200MH************** | Horizontal | Pulse-start - magnetic | 200 |  |  |  |  | 88 | No Exceptions Met |  |  |  |  | Non Federally-Regulated | 02/06/2008 |  | 12/05/2019
Gardco Lighting | Emco | PAEM-2H-WA**350PSMH************** | Horizontal | Pulse-start - magnetic | 350 |  |  |  |  | 88 | No Exceptions Met |  |  |  |  | Non Federally-Regulated | 02/06/2008 |  | 12/05/2019
Gardco Lighting | Gardco | CP2213**320PSMH************** | Horizontal | Pulse-start - magnetic | 320 |  |  |  |  | 88 | No Exceptions Met |  |  |  |  | Non Federally-Regulated | 02/06/2008 |  | 12/05/2019
Gardco Lighting | Gardco | EH1411**150MH************** | Horizontal | Pulse-start - magnetic | 150 |  |  |  |  | 80 | Vertical - Base Up |  |  |  |  | Non Federally-Regulated | 02/06/2008 |  | 12/05/2019
Gardco Lighting | Emco | DECA1812H**350PSMH************** | Horizontal | Pulse-start - magnetic | 350 |  |  |  |  | 88 | No Exceptions Met |  |  |  |  | Non Federally-Regulated | 02/06/2008 |  | 12/05/2019
Gardco Lighting | Emco | EV15-TW-F/WT**350PSMH************** | Horizontal | Pulse-start - magnetic | 350 |  |  |  |  | 88 | No Exceptions Met |  |  |  |  | Non Federally-Regulated | 02/06/2008 |  | 12/05/2019
Gardco Lighting | Gardco | WE141FM**150MH************** | Horizontal | Pulse-start - magnetic | 150 |  |  |  |  | 80 | Vertical - Base Up |  |  |  |  | Non Federally-Regulated | 02/06/2008 |  | 12/05/2019
Gardco Lighting | Gardco | CR2511**250PSMH************** | Horizontal | Pulse-start - magnetic | 250 |  |  |  |  | 88 | No Exceptions Met |  |  |  |  | Non Federally-Regulated | 02/06/2008 |  | 12/05/2019
Gardco Lighting | Emco | DECWA1813H**250PSMH************** | Horizontal | Pulse-start - magnetic | 250 |  |  |  |  | 88 | No Exceptions Met |  |  |  |  | Non Federally-Regulated | 02/06/2008 |  | 12/05/2019
Gardco Lighting | Emco | PAEM-3H-WA**350PSMH************** | Horizontal | Pulse-start - magnetic | 350 |  |  |  |  | 88 | No Exceptions Met |  |  |  |  | Non Federally-Regulated | 02/06/2008 |  | 12/05/2019
Gardco Lighting | Emco | ERA251FH**350PSMH************** | Horizontal | Pulse-start - magnetic | 350 |  |  |  |  | 88 | No Exceptions Met |  |  |  |  | Non Federally-Regulated | 02/06/2008 |  | 12/05/2019
Gardco Lighting | Gardco | MP221FM**350PSMH************** | Horizontal | Pulse-start - magnetic | 350 |  |  |  |  | 88 | No Exceptions Met |  |  |  |  | Non Federally-Regulated | 02/06/2008 |  | 12/05/2019
Gardco Lighting | Gardco | BE1413**150MH************** | Horizontal | Pulse-start - magnetic | 150 |  |  |  |  | 80 | Vertical - Base Up |  |  |  |  | Non Federally-Regulated | 02/06/2008 |  | 12/05/2019
Gardco Lighting | Gardco | A1443**150MH************** | Horizontal | Pulse-start - magnetic | 150 |  |  |  |  | 80 | Vertical - Base Up |  |  |  |  | Non Federally-Regulated | 02/06/2008 |  | 12/05/2019
Gardco Lighting | Gardco | 105FT-U**150MH************** | Horizontal | Pulse-start - magnetic | 150 |  |  |  |  | 80 | Vertical - Base Up |  |  |  |  | Non Federally-Regulated | 02/06/2008 |  | 12/05/2019
Gardco Lighting | Emco | ECP1813H**250PSMH************** | Horizontal | Pulse-start - magnetic | 250 |  |  |  |  | 88 | No Exceptions Met |  |  |  |  | Non Federally-Regulated | 02/06/2008 |  | 12/05/2019
Gardco Lighting | Gardco | CTB2113XL**250PSMH************** | Horizontal | Pulse-start - magnetic | 250 |  |  |  |  | 88 | No Exceptions Met |  |  |  |  | Non Federally-Regulated | 02/06/2008 |  | 12/05/2019
Gardco Lighting | Emco | EV15-TW-F/WT**250PSMH************** | Horizontal | Pulse-start - magnetic | 250 |  |  |  |  | 88 | No Exceptions Met |  |  |  |  | Non Federally-Regulated | 02/06/2008 |  | 12/05/2019
Gardco Lighting | Gardco | A1913**250PSMH************** | Horizontal | Pulse-start - magnetic | 250 |  |  |  |  | 88 | No Exceptions Met |  |  |  |  | Non Federally-Regulated | 02/06/2008 |  | 12/05/2019
Gardco Lighting | Gardco | STSEH191Q**400PSMH************** | Horizontal | Pulse-start - magnetic | 400 |  |  |  |  | 88 | No Exceptions Met |  |  |  |  | Non Federally-Regulated | 02/06/2008 |  | 12/05/2019
Gardco Lighting | Gardco | CW2214X**350PSMH************** | Horizontal | Pulse-start - magnetic | 350 |  |  |  |  | 88 | No Exceptions Met |  |  |  |  | Non Federally-Regulated | 02/06/2008 |  | 12/05/2019
Gardco Lighting | Emco | ECA141FH**150MH************** | Horizontal | Pulse-start - magnetic | 150 |  |  |  |  | 80 | Vertical - Base Up |  |  |  |  | Non Federally-Regulated | 02/06/2008 |  | 12/05/2019
Gardco Lighting | Emco | PAES-2H-WA**150MH************** | Horizontal | Pulse-start - magnetic | 150 |  |  |  |  | 80 | Vertical - Base Up |  |  |  |  | Non Federally-Regulated | 02/06/2008 |  | 12/05/2019
Gardco Lighting | Gardco | LU610ML*150MH*70MH*84************* | Horizontal | Pulse-start - magnetic | 150 |  |  |  |  | 80 | Vertical - Base Up |  |  |  |  | Non Federally-Regulated | 02/06/2008 |  | 12/05/2019
Gardco Lighting | Gardco | JH141FM**200MH************** | Horizontal | Pulse-start - magnetic | 200 |  |  |  |  | 88 | No Exceptions Met |  |  |  |  | Non Federally-Regulated | 02/06/2008 |  | 12/05/2019
Gardco Lighting | Gardco | CP1713**150MH************** | Horizontal | Pulse-start - magnetic | 150 |  |  |  |  | 80 | Vertical - Base Up |  |  |  |  | Non Federally-Regulated | 02/06/2008 |  | 12/05/2019
Gardco Lighting | Gardco | CW2211**400PSMH************** | Horizontal | Pulse-start - magnetic | 400 |  |  |  |  | 88 | No Exceptions Met |  |  |  |  | Non Federally-Regulated | 02/06/2008 |  | 12/05/2019
Gardco Lighting | Gardco | JH1411**150MH************** | Horizontal | Pulse-start - magnetic | 150 |  |  |  |  | 80 | Vertical - Base Up |  |  |  |  | Non Federally-Regulated | 02/06/2008 |  | 12/05/2019
Gardco Lighting | Gardco | H191FM**250PSMH************** | Horizontal | Pulse-start - magnetic | 250 |  |  |  |  | 88 | No Exceptions Met |  |  |  |  | Non Federally-Regulated | 02/06/2008 |  | 12/05/2019
Gardco Lighting | Gardco | SCA14L1**150MH************** | Horizontal | Pulse-start - magnetic | 150 |  |  |  |  | 80 | Vertical - Base Up |  |  |  |  | Non Federally-Regulated | 02/06/2008 |  | 12/05/2019
Gardco Lighting | Gardco | LU610ML*150MH*50MH*144************* | Horizontal | Pulse-start - magnetic | 150 |  |  |  |  | 80 | Vertical - Base Up |  |  |  |  | Non Federally-Regulated | 02/06/2008 |  | 12/05/2019
Gardco Lighting | Gardco | BR163GFM**150MH************** | Horizontal | Pulse-start - magnetic | 150 |  |  |  |  | 80 | Vertical - Base Up |  |  |  |  | Non Federally-Regulated | 02/06/2008 |  | 12/05/2019
Gardco Lighting | Gardco | CR2014XLV**150MH************** | Horizontal | Pulse-start - magnetic | 150 |  |  |  |  | 80 | Vertical - Base Up |  |  |  |  | Non Federally-Regulated | 02/06/2008 |  | 12/05/2019
Gardco Lighting | Emco | PAES-3H-WA**250PSMH************** | Horizontal | Pulse-start - magnetic | 250 |  |  |  |  | 88 | No Exceptions Met |  |  |  |  | Non Federally-Regulated | 02/06/2008 |  | 12/05/2019
Gardco Lighting | Emco | AVA-1-5**250PSMH************** | Horizontal | Pulse-start - magnetic | 250 |  |  |  |  | 88 | No Exceptions Met |  |  |  |  | Non Federally-Regulated | 02/06/2008 |  | 12/05/2019
Gardco Lighting | Gardco | CR2513XLV**350PSMH************** | Horizontal | Pulse-start - magnetic | 350 |  |  |  |  | 88 | No Exceptions Met |  |  |  |  | Non Federally-Regulated | 02/06/2008 |  | 12/05/2019
Gardco Lighting | Gardco | MP2211**320PSMH************** | Horizontal | Pulse-start - magnetic | 320 |  |  |  |  | 88 | No Exceptions Met |  |  |  |  | Non Federally-Regulated | 02/06/2008 |  | 12/05/2019
Gardco Lighting | Gardco | CR20(W,WS)3XLV**150MH************** | Horizontal | Pulse-start - magnetic | 150 |  |  |  |  | 80 | Vertical - Base Up |  |  |  |  | Non Federally-Regulated | 02/06/2008 |  | 12/05/2019
Gardco Lighting | Gardco | JH1913**250PSMH************** | Horizontal | Pulse-start - magnetic | 250 |  |  |  |  | 88 | No Exceptions Met |  |  |  |  | Non Federally-Regulated | 02/06/2008 |  | 12/05/2019
Gardco Lighting | Gardco | JEH1911**320PSMH************** | Horizontal | Pulse-start - magnetic | 320 |  |  |  |  | 88 | No Exceptions Met |  |  |  |  | Non Federally-Regulated | 02/06/2008 |  | 12/05/2019
Gardco Lighting | Emco | ECP1812H**250PSMH************** | Horizontal | Pulse-start - magnetic | 250 |  |  |  |  | 88 | No Exceptions Met |  |  |  |  | Non Federally-Regulated | 02/06/2008 |  | 12/05/2019
Gardco Lighting | Emco | ECP1812H**400PSMH************** | Horizontal | Pulse-start - magnetic | 400 |  |  |  |  | 88 | No Exceptions Met |  |  |  |  | Non Federally-Regulated | 02/06/2008 |  | 12/05/2019
Gardco Lighting | Emco | DECP1813H**400PSMH************** | Horizontal | Pulse-start - magnetic | 400 |  |  |  |  | 88 | No Exceptions Met |  |  |  |  | Non Federally-Regulated | 02/06/2008 |  | 12/05/2019
Gardco Lighting | Gardco | BR163FM**150MH************** | Horizontal | Pulse-start - magnetic | 150 |  |  |  |  | 80 | Vertical - Base Up |  |  |  |  | Non Federally-Regulated | 02/06/2008 |  | 12/05/2019
Gardco Lighting | Gardco | CA221FM**320PSMH************** | Horizontal | Pulse-start - magnetic | 320 |  |  |  |  | 88 | No Exceptions Met |  |  |  |  | Non Federally-Regulated | 02/06/2008 |  | 12/05/2019
Gardco Lighting | Gardco | BE191FM**400PSMH************** | Horizontal | Pulse-start - magnetic | 400 |  |  |  |  | 88 | No Exceptions Met |  |  |  |  | Non Federally-Regulated | 02/06/2008 |  | 12/05/2019
Gardco Lighting | Gardco | MPGL1811**150MH************** | Horizontal | Pulse-start - magnetic | 150 |  |  |  |  | 80 | Vertical - Base Up |  |  |  |  | Non Federally-Regulated | 02/06/2008 |  | 12/05/2019
Gardco Lighting | Gardco | BE1913**400PSMH************** | Horizontal | Pulse-start - magnetic | 400 |  |  |  |  | 88 | No Exceptions Met |  |  |  |  | Non Federally-Regulated | 02/06/2008 |  | 12/05/2019
Gardco Lighting | Gardco | A1914X**400PSMH************** | Horizontal | Pulse-start - magnetic | 400 |  |  |  |  | 88 | No Exceptions Met |  |  |  |  | Non Federally-Regulated | 02/06/2008 |  | 12/05/2019
Gardco Lighting | Gardco | LU610ML1*150MH*50MH*120************* | Horizontal | Pulse-start - magnetic | 150 |  |  |  |  | 80 | Vertical - Base Up |  |  |  |  | Non Federally-Regulated | 02/06/2008 |  | 12/05/2019
Gardco Lighting | Gardco | CR25(W,WS)4XL**250PSMH************** | Horizontal | Pulse-start - magnetic | 250 |  |  |  |  | 88 | No Exceptions Met |  |  |  |  | Non Federally-Regulated | 02/06/2008 |  | 12/05/2019
Gardco Lighting | Gardco | H191FM**350PSMH************** | Horizontal | Pulse-start - magnetic | 350 |  |  |  |  | 88 | No Exceptions Met |  |  |  |  | Non Federally-Regulated | 02/06/2008 |  | 12/05/2019
Gardco Lighting | Gardco | 105UD**150MH************** | Horizontal | Pulse-start - magnetic | 150 |  |  |  |  | 80 | Vertical - Base Up |  |  |  |  | Non Federally-Regulated | 02/06/2008 |  | 12/05/2019
Gardco Lighting | Gardco | 440W1**350PSMH************** | Horizontal | Pulse-start - magnetic | 350 |  |  |  |  | 88 | No Exceptions Met |  |  |  |  | Non Federally-Regulated | 02/06/2008 |  | 12/05/2019
Gardco Lighting | Gardco | CW2211**320PSMH************** | Horizontal | Pulse-start - magnetic | 320 |  |  |  |  | 88 | No Exceptions Met |  |  |  |  | Non Federally-Regulated | 02/06/2008 |  | 12/05/2019
Gardco Lighting | Gardco | BE1914X**350PSMH************** | Horizontal | Pulse-start - magnetic | 350 |  |  |  |  | 88 | No Exceptions Met |  |  |  |  | Non Federally-Regulated | 02/06/2008 |  | 12/05/2019
Gardco Lighting | Emco | ERW2512H**320PSMH************** | Horizontal | Pulse-start - magnetic | 320 |  |  |  |  | 88 | No Exceptions Met |  |  |  |  | Non Federally-Regulated | 02/06/2008 |  | 12/05/2019
Gardco Lighting | Gardco | LU610ML*150MH*100HPS*84************* | Horizontal | Pulse-start - magnetic | 150 |  |  |  |  | 80 | Vertical - Base Up |  |  |  |  | Non Federally-Regulated | 02/06/2008 |  | 12/05/2019
Gardco Lighting | Gardco | MP221FM**400PSMH************** | Horizontal | Pulse-start - magnetic | 400 |  |  |  |  | 88 | No Exceptions Met |  |  |  |  | Non Federally-Regulated | 02/06/2008 |  | 12/05/2019
Gardco Lighting | Gardco | WE1914X**350PSMH************** | Horizontal | Pulse-start - magnetic | 350 |  |  |  |  | 88 | No Exceptions Met |  |  |  |  | Non Federally-Regulated | 02/06/2008 |  | 12/05/2019
Gardco Lighting | Gardco | CR2512XLV**320PSMH************** | Horizontal | Pulse-start - magnetic | 320 |  |  |  |  | 88 | No Exceptions Met |  |  |  |  | Non Federally-Regulated | 02/06/2008 |  | 12/05/2019
Gardco Lighting | Gardco | CR25(W,WS)3XLV**320PSMH************** | Horizontal | Pulse-start - magnetic | 320 |  |  |  |  | 88 | No Exceptions Met |  |  |  |  | Non Federally-Regulated | 02/06/2008 |  | 12/05/2019
Gardco Lighting | Gardco | CW2213**250PSMH************** | Horizontal | Pulse-start - magnetic | 250 |  |  |  |  | 88 | No Exceptions Met |  |  |  |  | Non Federally-Regulated | 02/06/2008 |  | 12/05/2019
Gardco Lighting | Gardco | WE1914X**250PSMH************** | Horizontal | Pulse-start - magnetic | 250 |  |  |  |  | 88 | No Exceptions Met |  |  |  |  | Non Federally-Regulated | 02/06/2008 |  | 12/05/2019
Gardco Lighting | Gardco | GP1T-175PSMH-277V-F-QS**175PSMH************** | Horizontal | Pulse-start - magnetic | 175 |  |  |  |  | 88 | No Exceptions Met |  |  |  |  | Non Federally-Regulated | 02/06/2008 |  | 12/05/2019
Gardco Lighting | Gardco | CTA211Q**200MH************** | Horizontal | Pulse-start - magnetic | 200 |  |  |  |  | 88 | No Exceptions Met |  |  |  |  | Non Federally-Regulated | 02/06/2008 |  | 12/05/2019
Gardco Lighting | Gardco | CR2515H**400PSMH************** | Horizontal | Pulse-start - magnetic | 400 |  |  |  |  | 88 | No Exceptions Met |  |  |  |  | Non Federally-Regulated | 02/06/2008 |  | 12/05/2019
Gardco Lighting | Gardco | MA171Q**150MH************** | Horizontal | Pulse-start - magnetic | 150 |  |  |  |  | 80 | Vertical - Base Up |  |  |  |  | Non Federally-Regulated | 02/06/2008 |  | 12/05/2019
Gardco Lighting | Gardco | G1811**320PSMH************** | Horizontal | Pulse-start - magnetic | 320 |  |  |  |  | 88 | No Exceptions Met |  |  |  |  | Non Federally-Regulated | 02/06/2008 |  | 12/05/2019
Gardco Lighting | Gardco | CR25(W,WS)2XLV**400PSMH************** | Horizontal | Pulse-start - magnetic | 400 |  |  |  |  | 88 | No Exceptions Met |  |  |  |  | Non Federally-Regulated | 02/06/2008 |  | 12/05/2019
Gardco Lighting | Gardco | LU610ML*150MH*70MH*78************* | Horizontal | Pulse-start - magnetic | 150 |  |  |  |  | 80 | Vertical - Base Up |  |  |  |  | Non Federally-Regulated | 02/06/2008 |  | 12/05/2019
Gardco Lighting | Gardco | LU610ML1*150MH*70HPS*144************* | Horizontal | Pulse-start - magnetic | 150 |  |  |  |  | 80 | Vertical - Base Up |  |  |  |  | Non Federally-Regulated | 02/06/2008 |  | 12/05/2019
Gardco Lighting | Gardco | CTB211Q**200MH************** | Horizontal | Pulse-start - magnetic | 200 |  |  |  |  | 88 | No Exceptions Met |  |  |  |  | Non Federally-Regulated | 02/06/2008 |  | 12/05/2019
Gardco Lighting | Gardco | CR2513XL**350PSMH************** | Horizontal | Pulse-start - magnetic | 350 |  |  |  |  | 88 | No Exceptions Met |  |  |  |  | Non Federally-Regulated | 02/06/2008 |  | 12/05/2019
Gardco Lighting | Gardco | SCA14J1**150MH************** | Horizontal | Pulse-start - magnetic | 150 |  |  |  |  | 80 | Vertical - Base Up |  |  |  |  | Non Federally-Regulated | 02/06/2008 |  | 12/05/2019
Gardco Lighting | Gardco | MW2211**320PSMH************** | Horizontal | Pulse-start - magnetic | 320 |  |  |  |  | 88 | No Exceptions Met |  |  |  |  | Non Federally-Regulated | 02/06/2008 |  | 12/05/2019
Gardco Lighting | Gardco | EH1913**350PSMH************** | Horizontal | Pulse-start - magnetic | 350 |  |  |  |  | 88 | No Exceptions Met |  |  |  |  | Non Federally-Regulated | 02/06/2008 |  | 12/05/2019
Gardco Lighting | Emco | DECP1812H**350PSMH************** | Horizontal | Pulse-start - magnetic | 350 |  |  |  |  | 88 | No Exceptions Met |  |  |  |  | Non Federally-Regulated | 02/06/2008 |  | 12/05/2019
Gardco Lighting | Gardco | G1812XL**250PSMH************** | Horizontal | Pulse-start - magnetic | 250 |  |  |  |  | 88 | No Exceptions Met |  |  |  |  | Non Federally-Regulated | 02/06/2008 |  | 12/05/2019
Gardco Lighting | Gardco | MP2213**250PSMH************** | Horizontal | Pulse-start - magnetic | 250 |  |  |  |  | 88 | No Exceptions Met |  |  |  |  | Non Federally-Regulated | 02/06/2008 |  | 12/05/2019
Gardco Lighting | Gardco | A1943**350PSMH************** | Horizontal | Pulse-start - magnetic | 350 |  |  |  |  | 88 | No Exceptions Met |  |  |  |  | Non Federally-Regulated | 02/06/2008 |  | 12/05/2019
Gardco Lighting | Gardco | LU610ML*150MH*100MH*120************* | Horizontal | Pulse-start - magnetic | 150 |  |  |  |  | 80 | Vertical - Base Up |  |  |  |  | Non Federally-Regulated | 02/06/2008 |  | 12/05/2019
Gardco Lighting | Gardco | CA221FM**400PSMH************** | Horizontal | Pulse-start - magnetic | 400 |  |  |  |  | 88 | No Exceptions Met |  |  |  |  | Non Federally-Regulated | 02/06/2008 |  | 12/05/2019
Gardco Lighting | Gardco | JEH1413**200MH************** | Horizontal | Pulse-start - magnetic | 200 |  |  |  |  | 88 | No Exceptions Met |  |  |  |  | Non Federally-Regulated | 02/06/2008 |  | 12/05/2019
Gardco Lighting | Gardco | EH1913**320PSMH************** | Horizontal | Pulse-start - magnetic | 320 |  |  |  |  | 88 | No Exceptions Met |  |  |  |  | Non Federally-Regulated | 02/06/2008 |  | 12/05/2019
Gardco Lighting | Gardco | CTP2113XL**350PSMH************** | Horizontal | Pulse-start - magnetic | 350 |  |  |  |  | 88 | No Exceptions Met |  |  |  |  | Non Federally-Regulated | 02/06/2008 |  | 12/05/2019
Gardco Lighting | Emco | EV15-N-F/WT**350PSMH************** | Horizontal | Pulse-start - magnetic | 350 |  |  |  |  | 88 | No Exceptions Met |  |  |  |  | Non Federally-Regulated | 02/06/2008 |  | 12/05/2019
Gardco Lighting | Emco | AVA-1-5**400PSMH************** | Horizontal | Pulse-start - magnetic | 400 |  |  |  |  | 88 | No Exceptions Met |  |  |  |  | Non Federally-Regulated | 02/06/2008 |  | 12/05/2019
Gardco Lighting | Gardco | CAG181Q**150MH************** | Horizontal | Pulse-start - magnetic | 150 |  |  |  |  | 80 | Vertical - Base Up |  |  |  |  | Non Federally-Regulated | 02/06/2008 |  | 12/05/2019
Gardco Lighting | Gardco | SCA14JV1**200MH************** | Horizontal | Pulse-start - magnetic | 200 |  |  |  |  | 88 | No Exceptions Met |  |  |  |  | Non Federally-Regulated | 02/06/2008 |  | 12/05/2019
Gardco Lighting | Gardco | H141FM**150MH************** | Horizontal | Pulse-start - magnetic | 150 |  |  |  |  | 80 | Vertical - Base Up |  |  |  |  | Non Federally-Regulated | 02/06/2008 |  | 12/05/2019
Gardco Lighting | Gardco | CR2511**320PSMH************** | Horizontal | Pulse-start - magnetic | 320 |  |  |  |  | 88 | No Exceptions Met |  |  |  |  | Non Federally-Regulated | 02/06/2008 |  | 12/05/2019
Gardco Lighting | Gardco | JEH1411**200MH************** | Horizontal | Pulse-start - magnetic | 200 |  |  |  |  | 88 | No Exceptions Met |  |  |  |  | Non Federally-Regulated | 02/06/2008 |  | 12/05/2019
Gardco Lighting | Gardco | H1914X**320PSMH************** | Horizontal | Pulse-start - magnetic | 320 |  |  |  |  | 88 | No Exceptions Met |  |  |  |  | Non Federally-Regulated | 02/06/2008 |  | 12/05/2019
Gardco Lighting | Gardco | WH1913**250PSMH************** | Horizontal | Pulse-start - magnetic | 250 |  |  |  |  | 88 | No Exceptions Met |  |  |  |  | Non Federally-Regulated | 02/06/2008 |  | 12/05/2019
Gardco Lighting | Gardco | CTB2114XL**250PSMH************** | Horizontal | Pulse-start - magnetic | 250 |  |  |  |  | 88 | No Exceptions Met |  |  |  |  | Non Federally-Regulated | 02/06/2008 |  | 12/05/2019
Gardco Lighting | Emco | DECWA1412H**150MH************** | Horizontal | Pulse-start - magnetic | 150 |  |  |  |  | 80 | Vertical - Base Up |  |  |  |  | Non Federally-Regulated | 02/06/2008 |  | 12/05/2019
Gardco Lighting | Gardco | CR2512XLV**400PSMH************** | Horizontal | Pulse-start - magnetic | 400 |  |  |  |  | 88 | No Exceptions Met |  |  |  |  | Non Federally-Regulated | 02/06/2008 |  | 12/05/2019
Gardco Lighting | Emco | ERP2513H**200MH************** | Horizontal | Pulse-start - magnetic | 200 |  |  |  |  | 88 | No Exceptions Met |  |  |  |  | Non Federally-Regulated | 02/06/2008 |  | 12/05/2019
Gardco Lighting | Gardco | G181Q**150MH************** | Horizontal | Pulse-start - magnetic | 150 |  |  |  |  | 80 | Vertical - Base Up |  |  |  |  | Non Federally-Regulated | 02/06/2008 |  | 12/05/2019
Gardco Lighting | Emco | ERP251QH**400PSMH************** | Horizontal | Pulse-start - magnetic | 400 |  |  |  |  | 88 | No Exceptions Met |  |  |  |  | Non Federally-Regulated | 02/06/2008 |  | 12/05/2019
Gardco Lighting | Gardco | LU610ML*150MH*70MH*144************* | Horizontal | Pulse-start - magnetic | 150 |  |  |  |  | 80 | Vertical - Base Up |  |  |  |  | Non Federally-Regulated | 02/06/2008 |  | 12/05/2019
Gardco Lighting | Gardco | MPGL1813**200MH************** | Horizontal | Pulse-start - magnetic | 200 |  |  |  |  | 88 | No Exceptions Met |  |  |  |  | Non Federally-Regulated | 02/06/2008 |  | 12/05/2019
Gardco Lighting | Emco | ECW141FH**150MH************** | Horizontal | Pulse-start - magnetic | 150 |  |  |  |  | 80 | Vertical - Base Up |  |  |  |  | Non Federally-Regulated | 02/06/2008 |  | 12/05/2019
Gardco Lighting | Emco | ERA251FH**400PSMH************** | Horizontal | Pulse-start - magnetic | 400 |  |  |  |  | 88 | No Exceptions Met |  |  |  |  | Non Federally-Regulated | 02/06/2008 |  | 12/05/2019
Gardco Lighting | Gardco | CR2014XLV**175PSMH************** | Horizontal | Pulse-start - magnetic | 175 |  |  |  |  | 88 | No Exceptions Met |  |  |  |  | Non Federally-Regulated | 02/06/2008 |  | 12/05/2019
Gardco Lighting | Gardco | SCA14DQ**150MH************** | Horizontal | Pulse-start - magnetic | 150 |  |  |  |  | 80 | Vertical - Base Up |  |  |  |  | Non Federally-Regulated | 02/06/2008 |  | 12/05/2019
Gardco Lighting | Gardco | LU610ML*150MH*100HPS*78************* | Horizontal | Pulse-start - magnetic | 150 |  |  |  |  | 80 | Vertical - Base Up |  |  |  |  | Non Federally-Regulated | 02/06/2008 |  | 12/05/2019
Gardco Lighting | Gardco | SCBEH1913**250PSMH************** | Horizontal | Pulse-start - magnetic | 250 |  |  |  |  | 88 | No Exceptions Met |  |  |  |  | Non Federally-Regulated | 02/06/2008 |  | 12/05/2019
Gardco Lighting | Gardco | CA1713**150MH************** | Horizontal | Pulse-start - magnetic | 150 |  |  |  |  | 80 | Vertical - Base Up |  |  |  |  | Non Federally-Regulated | 02/06/2008 |  | 12/05/2019
Gardco Lighting | Gardco | H191FM**400PSMH************** | Horizontal | Pulse-start - magnetic | 400 |  |  |  |  | 88 | No Exceptions Met |  |  |  |  | Non Federally-Regulated | 02/06/2008 |  | 12/05/2019
Gardco Lighting | Gardco | G1812XL**400PSMH************** | Horizontal | Pulse-start - magnetic | 400 |  |  |  |  | 88 | No Exceptions Met |  |  |  |  | Non Federally-Regulated | 02/06/2008 |  | 12/05/2019
Gardco Lighting | Emco | ERW2013H**150MH************** | Horizontal | Pulse-start - magnetic | 150 |  |  |  |  | 80 | Vertical - Base Up |  |  |  |  | Non Federally-Regulated | 02/06/2008 |  | 12/05/2019
Gardco Lighting | Gardco | CR2014XLV**200MH************** | Horizontal | Pulse-start - magnetic | 200 |  |  |  |  | 88 | No Exceptions Met |  |  |  |  | Non Federally-Regulated | 02/06/2008 |  | 12/05/2019
Gardco Lighting | Gardco | A194FM**400PSMH************** | Horizontal | Pulse-start - magnetic | 400 |  |  |  |  | 88 | No Exceptions Met |  |  |  |  | Non Federally-Regulated | 02/06/2008 |  | 12/05/2019
Gardco Lighting | Gardco | WH1911**250PSMH************** | Horizontal | Pulse-start - magnetic | 250 |  |  |  |  | 88 | No Exceptions Met |  |  |  |  | Non Federally-Regulated | 02/06/2008 |  | 12/05/2019
Gardco Lighting | Gardco | LU610ML*150MH*50MH*84************* | Horizontal | Pulse-start - magnetic | 150 |  |  |  |  | 80 | Vertical - Base Up |  |  |  |  | Non Federally-Regulated | 02/06/2008 |  | 12/05/2019
Gardco Lighting | Emco | AVR-1-5**250PSMH************** | Horizontal | Pulse-start - magnetic | 250 |  |  |  |  | 88 | No Exceptions Met |  |  |  |  | Non Federally-Regulated | 02/06/2008 |  | 12/05/2019
Gardco Lighting | Gardco | CR2512XL**400PSMH************** | Horizontal | Pulse-start - magnetic | 400 |  |  |  |  | 88 | No Exceptions Met |  |  |  |  | Non Federally-Regulated | 02/06/2008 |  | 12/05/2019
Gardco Lighting | Gardco | H1914X**350PSMH************** | Horizontal | Pulse-start - magnetic | 350 |  |  |  |  | 88 | No Exceptions Met |  |  |  |  | Non Federally-Regulated | 02/06/2008 |  | 12/05/2019
Gardco Lighting | Gardco | MP171Q**150MH************** | Horizontal | Pulse-start - magnetic | 150 |  |  |  |  | 80 | Vertical - Base Up |  |  |  |  | Non Federally-Regulated | 02/06/2008 |  | 12/05/2019
Gardco Lighting | Gardco | LU610ML1*150MH*100MH*78************* | Horizontal | Pulse-start - magnetic | 150 |  |  |  |  | 80 | Vertical - Base Up |  |  |  |  | Non Federally-Regulated | 02/06/2008 |  | 12/05/2019
Gardco Lighting | Emco | PAES-3H**150MH************** | Horizontal | Pulse-start - magnetic | 150 |  |  |  |  | 80 | Vertical - Base Up |  |  |  |  | Non Federally-Regulated | 02/06/2008 |  | 12/05/2019
Gardco Lighting | Emco | PAES-2H**250PSMH************** | Horizontal | Pulse-start - magnetic | 250 |  |  |  |  | 88 | No Exceptions Met |  |  |  |  | Non Federally-Regulated | 02/06/2008 |  | 12/05/2019
Gardco Lighting | Gardco | CW1711**200MH************** | Horizontal | Pulse-start - magnetic | 200 |  |  |  |  | 88 | No Exceptions Met |  |  |  |  | Non Federally-Regulated | 02/06/2008 |  | 12/05/2019
Gardco Lighting | Gardco | MW2211**350PSMH************** | Horizontal | Pulse-start - magnetic | 350 |  |  |  |  | 88 | No Exceptions Met |  |  |  |  | Non Federally-Regulated | 02/06/2008 |  | 12/05/2019
Gardco Lighting | Gardco | EH1911**320PSMH************** | Horizontal | Pulse-start - magnetic | 320 |  |  |  |  | 88 | No Exceptions Met |  |  |  |  | Non Federally-Regulated | 02/06/2008 |  | 12/05/2019
Gardco Lighting | Gardco | CP2213**250PSMH************** | Horizontal | Pulse-start - magnetic | 250 |  |  |  |  | 88 | No Exceptions Met |  |  |  |  | Non Federally-Regulated | 02/06/2008 |  | 12/05/2019
Gardco Lighting | Gardco | A191Q**250PSMH************** | Horizontal | Pulse-start - magnetic | 250 |  |  |  |  | 88 | No Exceptions Met |  |  |  |  | Non Federally-Regulated | 02/06/2008 |  | 12/05/2019
Gardco Lighting | Gardco | LU610ML1*150MH*70HPS*102************* | Horizontal | Pulse-start - magnetic | 150 |  |  |  |  | 80 | Vertical - Base Up |  |  |  |  | Non Federally-Regulated | 02/06/2008 |  | 12/05/2019
Gardco Lighting | Gardco | CTA2112XL**250PSMH************** | Horizontal | Pulse-start - magnetic | 250 |  |  |  |  | 88 | No Exceptions Met |  |  |  |  | Non Federally-Regulated | 02/06/2008 |  | 12/05/2019
Gardco Lighting | Emco | ECW1812H**320PSMH************** | Horizontal | Pulse-start - magnetic | 320 |  |  |  |  | 88 | No Exceptions Met |  |  |  |  | Non Federally-Regulated | 02/06/2008 |  | 12/05/2019
Gardco Lighting | Gardco | BE1914X**320PSMH************** | Horizontal | Pulse-start - magnetic | 320 |  |  |  |  | 88 | No Exceptions Met |  |  |  |  | Non Federally-Regulated | 02/06/2008 |  | 12/05/2019
Gardco Lighting | Gardco | 301DOB**150MH************** | Horizontal | Pulse-start - magnetic | 150 |  |  |  |  | 80 | Vertical - Base Up |  |  |  |  | Non Federally-Regulated | 02/06/2008 |  | 12/05/2019
Gardco Lighting | Gardco | EH1413**150MH************** | Horizontal | Pulse-start - magnetic | 150 |  |  |  |  | 80 | Vertical - Base Up |  |  |  |  | Non Federally-Regulated | 02/06/2008 |  | 12/05/2019
Gardco Lighting | Gardco | CA2211**350PSMH************** | Horizontal | Pulse-start - magnetic | 350 |  |  |  |  | 88 | No Exceptions Met |  |  |  |  | Non Federally-Regulated | 02/06/2008 |  | 12/05/2019
Gardco Lighting | Gardco | CR20(W,WS)3XL**150MH************** | Horizontal | Pulse-start - magnetic | 150 |  |  |  |  | 80 | Vertical - Base Up |  |  |  |  | Non Federally-Regulated | 02/06/2008 |  | 12/05/2019
Gardco Lighting | Gardco | MPGL181FM**150MH************** | Horizontal | Pulse-start - magnetic | 150 |  |  |  |  | 80 | Vertical - Base Up |  |  |  |  | Non Federally-Regulated | 02/06/2008 |  | 12/05/2019
Gardco Lighting | Emco | ERP251FH**400PSMH************** | Horizontal | Pulse-start - magnetic | 400 |  |  |  |  | 88 | No Exceptions Met |  |  |  |  | Non Federally-Regulated | 02/06/2008 |  | 12/05/2019
Gardco Lighting | Gardco | JH191Q**350PSMH************** | Horizontal | Pulse-start - magnetic | 350 |  |  |  |  | 88 | No Exceptions Met |  |  |  |  | Non Federally-Regulated | 02/06/2008 |  | 12/05/2019
Gardco Lighting | Gardco | LU610ML1*150MH*50HPS*120************* | Horizontal | Pulse-start - magnetic | 150 |  |  |  |  | 80 | Vertical - Base Up |  |  |  |  | Non Federally-Regulated | 02/06/2008 |  | 12/05/2019
Gardco Lighting | Gardco | MA221Q**250PSMH************** | Horizontal | Pulse-start - magnetic | 250 |  |  |  |  | 88 | No Exceptions Met |  |  |  |  | Non Federally-Regulated | 02/06/2008 |  | 12/05/2019
Gardco Lighting | Gardco | CR20(W,WS)4XLV**175PSMH************** | Horizontal | Pulse-start - magnetic | 175 |  |  |  |  | 88 | No Exceptions Met |  |  |  |  | Non Federally-Regulated | 02/06/2008 |  | 12/05/2019
Gardco Lighting | Gardco | MP1713**150MH************** | Horizontal | Pulse-start - magnetic | 150 |  |  |  |  | 80 | Vertical - Base Up |  |  |  |  | Non Federally-Regulated | 02/06/2008 |  | 12/05/2019
Gardco Lighting | Gardco | CWG181FM**150MH************** | Horizontal | Pulse-start - magnetic | 150 |  |  |  |  | 80 | Vertical - Base Up |  |  |  |  | Non Federally-Regulated | 02/06/2008 |  | 12/05/2019
Gardco Lighting | Gardco | LU610ML*150MH*100MH*84************* | Horizontal | Pulse-start - magnetic | 150 |  |  |  |  | 80 | Vertical - Base Up |  |  |  |  | Non Federally-Regulated | 02/06/2008 |  | 12/05/2019
Gardco Lighting | Gardco | CTB211Q**350PSMH************** | Horizontal | Pulse-start - magnetic | 350 |  |  |  |  | 88 | No Exceptions Met |  |  |  |  | Non Federally-Regulated | 02/06/2008 |  | 12/05/2019
Gardco Lighting | Emco | DECP181FH**400PSMH************** | Horizontal | Pulse-start - magnetic | 400 |  |  |  |  | 88 | No Exceptions Met |  |  |  |  | Non Federally-Regulated | 02/06/2008 |  | 12/05/2019
Gardco Lighting | Gardco | 108WT**150MH************** | Horizontal | Pulse-start - magnetic | 150 |  |  |  |  | 80 | Vertical - Base Up |  |  |  |  | Non Federally-Regulated | 02/06/2008 |  | 12/05/2019
Gardco Lighting | Gardco | CPG1811**150MH************** | Horizontal | Pulse-start - magnetic | 150 |  |  |  |  | 80 | Vertical - Base Up |  |  |  |  | Non Federally-Regulated | 02/06/2008 |  | 12/05/2019
Gardco Lighting | Gardco | CP1713**200MH************** | Horizontal | Pulse-start - magnetic | 200 |  |  |  |  | 88 | No Exceptions Met |  |  |  |  | Non Federally-Regulated | 02/06/2008 |  | 12/05/2019
Gardco Lighting | Gardco | CR25(W,WS)4XLV**400PSMH************** | Horizontal | Pulse-start - magnetic | 400 |  |  |  |  | 88 | No Exceptions Met |  |  |  |  | Non Federally-Regulated | 02/06/2008 |  | 12/05/2019
Gardco Lighting | Gardco | LU610ML1*150MH*100HPS*120************* | Horizontal | Pulse-start - magnetic | 150 |  |  |  |  | 80 | Vertical - Base Up |  |  |  |  | Non Federally-Regulated | 02/06/2008 |  | 12/05/2019
Gardco Lighting | Gardco | CR2012XL**150MH************** | Horizontal | Pulse-start - magnetic | 150 |  |  |  |  | 80 | Vertical - Base Up |  |  |  |  | Non Federally-Regulated | 02/06/2008 |  | 12/05/2019
Gardco Lighting | Gardco | WH1914X**320PSMH************** | Horizontal | Pulse-start - magnetic | 320 |  |  |  |  | 88 | No Exceptions Met |  |  |  |  | Non Federally-Regulated | 02/06/2008 |  | 12/05/2019
Gardco Lighting | Gardco | H1411**150MH************** | Horizontal | Pulse-start - magnetic | 150 |  |  |  |  | 80 | Vertical - Base Up |  |  |  |  | Non Federally-Regulated | 02/06/2008 |  | 12/05/2019
Gardco Lighting | Gardco | CTB211Q**320PSMH************** | Horizontal | Pulse-start - magnetic | 320 |  |  |  |  | 88 | No Exceptions Met |  |  |  |  | Non Federally-Regulated | 02/06/2008 |  | 12/05/2019
Gardco Lighting | Gardco | G18(W,WS)3XL**150MH************** | Horizontal | Pulse-start - magnetic | 150 |  |  |  |  | 80 | Vertical - Base Up |  |  |  |  | Non Federally-Regulated | 02/06/2008 |  | 12/05/2019
Gardco Lighting | Emco | AVA-1-3/F**150MH************** | Horizontal | Pulse-start - magnetic | 150 |  |  |  |  | 80 | Vertical - Base Up |  |  |  |  | Non Federally-Regulated | 02/06/2008 |  | 12/05/2019
Gardco Lighting | Gardco | CTB1714XL**150MH************** | Horizontal | Pulse-start - magnetic | 150 |  |  |  |  | 80 | Vertical - Base Up |  |  |  |  | Non Federally-Regulated | 02/06/2008 |  | 12/05/2019
Gardco Lighting | Gardco | 104MT**150MH************** | Horizontal | Pulse-start - magnetic | 150 |  |  |  |  | 80 | Vertical - Base Up |  |  |  |  | Non Federally-Regulated | 02/06/2008 |  | 12/05/2019
Gardco Lighting | Emco | ERP2513H**400PSMH************** | Horizontal | Pulse-start - magnetic | 400 |  |  |  |  | 88 | No Exceptions Met |  |  |  |  | Non Federally-Regulated | 02/06/2008 |  | 12/05/2019
Gardco Lighting | Gardco | CR20(W,WS)4XLV**200MH************** | Horizontal | Pulse-start - magnetic | 200 |  |  |  |  | 88 | No Exceptions Met |  |  |  |  | Non Federally-Regulated | 02/06/2008 |  | 12/05/2019
Gardco Lighting | Gardco | MA2211**400PSMH************** | Horizontal | Pulse-start - magnetic | 400 |  |  |  |  | 88 | No Exceptions Met |  |  |  |  | Non Federally-Regulated | 02/06/2008 |  | 12/05/2019
Gardco Lighting | Gardco | 301OB**150MH************** | Horizontal | Pulse-start - magnetic | 150 |  |  |  |  | 80 | Vertical - Base Up |  |  |  |  | Non Federally-Regulated | 02/06/2008 |  | 12/05/2019
Gardco Lighting | Gardco | A1441**150MH************** | Horizontal | Pulse-start - magnetic | 150 |  |  |  |  | 80 | Vertical - Base Up |  |  |  |  | Non Federally-Regulated | 02/06/2008 |  | 12/05/2019
Gardco Lighting | Gardco | CW1713**150MH************** | Horizontal | Pulse-start - magnetic | 150 |  |  |  |  | 80 | Vertical - Base Up |  |  |  |  | Non Federally-Regulated | 02/06/2008 |  | 12/05/2019
Gardco Lighting | Emco | ERP201QH**150MH************** | Horizontal | Pulse-start - magnetic | 150 |  |  |  |  | 80 | Vertical - Base Up |  |  |  |  | Non Federally-Regulated | 02/06/2008 |  | 12/05/2019
Gardco Lighting | Gardco | A194Q**320PSMH************** | Horizontal | Pulse-start - magnetic | 320 |  |  |  |  | 88 | No Exceptions Met |  |  |  |  | Non Federally-Regulated | 02/06/2008 |  | 12/05/2019
Gardco Lighting | Gardco | CTB2113XL**200MH************** | Horizontal | Pulse-start - magnetic | 200 |  |  |  |  | 88 | No Exceptions Met |  |  |  |  | Non Federally-Regulated | 02/06/2008 |  | 12/05/2019
Gardco Lighting | Gardco | CP2213**350PSMH************** | Horizontal | Pulse-start - magnetic | 350 |  |  |  |  | 88 | No Exceptions Met |  |  |  |  | Non Federally-Regulated | 02/06/2008 |  | 12/05/2019
Gardco Lighting | Gardco | LU610ML*150MH*70MH*102************* | Horizontal | Pulse-start - magnetic | 150 |  |  |  |  | 80 | Vertical - Base Up |  |  |  |  | Non Federally-Regulated | 02/06/2008 |  | 12/05/2019
Gardco Lighting | Emco | ECA181QH**400PSMH************** | Horizontal | Pulse-start - magnetic | 400 |  |  |  |  | 88 | No Exceptions Met |  |  |  |  | Non Federally-Regulated | 02/06/2008 |  | 12/05/2019
Gardco Lighting | Gardco | G1813XL**400PSMH************** | Horizontal | Pulse-start - magnetic | 400 |  |  |  |  | 88 | No Exceptions Met |  |  |  |  | Non Federally-Regulated | 02/06/2008 |  | 12/05/2019
Gardco Lighting | Gardco | 103MT-U**150MH************** | Horizontal | Pulse-start - magnetic | 150 |  |  |  |  | 80 | Vertical - Base Up |  |  |  |  | Non Federally-Regulated | 02/06/2008 |  | 12/05/2019
Gardco Lighting | Gardco | BH1911**250PSMH************** | Horizontal | Pulse-start - magnetic | 250 |  |  |  |  | 88 | No Exceptions Met |  |  |  |  | Non Federally-Regulated | 02/06/2008 |  | 12/05/2019
Gardco Lighting | Gardco | SCBEH1913**400PSMH************** | Horizontal | Pulse-start - magnetic | 400 |  |  |  |  | 88 | No Exceptions Met |  |  |  |  | Non Federally-Regulated | 02/06/2008 |  | 12/05/2019
Gardco Lighting | Gardco | CR25(W,WS)3XLV**350PSMH************** | Horizontal | Pulse-start - magnetic | 350 |  |  |  |  | 88 | No Exceptions Met |  |  |  |  | Non Federally-Regulated | 02/06/2008 |  | 12/05/2019
Gardco Lighting | Emco | EV15-TW-F/WT**320PSMH************** | Horizontal | Pulse-start - magnetic | 320 |  |  |  |  | 88 | No Exceptions Met |  |  |  |  | Non Federally-Regulated | 02/06/2008 |  | 12/05/2019
Gardco Lighting | Emco | PAES-2H-WA**250PSMH************** | Horizontal | Pulse-start - magnetic | 250 |  |  |  |  | 88 | No Exceptions Met |  |  |  |  | Non Federally-Regulated | 02/06/2008 |  | 12/05/2019
Gardco Lighting | Gardco | MW221FM**400PSMH************** | Horizontal | Pulse-start - magnetic | 400 |  |  |  |  | 88 | No Exceptions Met |  |  |  |  | Non Federally-Regulated | 02/06/2008 |  | 12/05/2019
Gardco Lighting | Emco | AVA-1-5**350PSMH************** | Horizontal | Pulse-start - magnetic | 350 |  |  |  |  | 88 | No Exceptions Met |  |  |  |  | Non Federally-Regulated | 02/06/2008 |  | 12/05/2019
Gardco Lighting | Gardco | JH1914X**350PSMH************** | Horizontal | Pulse-start - magnetic | 350 |  |  |  |  | 88 | No Exceptions Met |  |  |  |  | Non Federally-Regulated | 02/06/2008 |  | 12/05/2019
Gardco Lighting | Gardco | 301DOR**150MH************** | Horizontal | Pulse-start - magnetic | 150 |  |  |  |  | 80 | Vertical - Base Up |  |  |  |  | Non Federally-Regulated | 02/06/2008 |  | 12/05/2019
Gardco Lighting | Gardco | A191FM**250PSMH************** | Horizontal | Pulse-start - magnetic | 250 |  |  |  |  | 88 | No Exceptions Met |  |  |  |  | Non Federally-Regulated | 02/06/2008 |  | 12/05/2019
Gardco Lighting | Gardco | LD600**150MH*102************* | Horizontal | Pulse-start - magnetic | 150 |  |  |  |  | 80 | Vertical - Base Up |  |  |  |  | Non Federally-Regulated | 02/06/2008 |  | 12/05/2019
Gardco Lighting | Gardco | BH141FM**150MH************** | Horizontal | Pulse-start - magnetic | 150 |  |  |  |  | 80 | Vertical - Base Up |  |  |  |  | Non Federally-Regulated | 02/06/2008 |  | 12/05/2019
Gardco Lighting | Gardco | WH1914X**350PSMH************** | Horizontal | Pulse-start - magnetic | 350 |  |  |  |  | 88 | No Exceptions Met |  |  |  |  | Non Federally-Regulated | 02/06/2008 |  | 12/05/2019
Gardco Lighting | Gardco | MA1713**150MH************** | Horizontal | Pulse-start - magnetic | 150 |  |  |  |  | 80 | Vertical - Base Up |  |  |  |  | Non Federally-Regulated | 02/06/2008 |  | 12/05/2019
Gardco Lighting | Gardco | CA2214X**350PSMH************** | Horizontal | Pulse-start - magnetic | 350 |  |  |  |  | 88 | No Exceptions Met |  |  |  |  | Non Federally-Regulated | 02/06/2008 |  | 12/05/2019
Gardco Lighting | Gardco | MW2214X**350PSMH************** | Horizontal | Pulse-start - magnetic | 350 |  |  |  |  | 88 | No Exceptions Met |  |  |  |  | Non Federally-Regulated | 02/06/2008 |  | 12/05/2019
Gardco Lighting | Gardco | BE141FM**200MH************** | Horizontal | Pulse-start - magnetic | 200 |  |  |  |  | 88 | No Exceptions Met |  |  |  |  | Non Federally-Regulated | 02/06/2008 |  | 12/05/2019
Gardco Lighting | Emco | ECWA181FH**350PSMH************** | Horizontal | Pulse-start - magnetic | 350 |  |  |  |  | 88 | No Exceptions Met |  |  |  |  | Non Federally-Regulated | 02/06/2008 |  | 12/05/2019
Gardco Lighting | Gardco | WE191FM**400PSMH************** | Horizontal | Pulse-start - magnetic | 400 |  |  |  |  | 88 | No Exceptions Met |  |  |  |  | Non Federally-Regulated | 02/06/2008 |  | 12/05/2019
Gardco Lighting | Gardco | JH1914X**320PSMH************** | Horizontal | Pulse-start - magnetic | 320 |  |  |  |  | 88 | No Exceptions Met |  |  |  |  | Non Federally-Regulated | 02/06/2008 |  | 12/05/2019
Gardco Lighting | Gardco | SCBEH191FM**250PSMH************** | Horizontal | Pulse-start - magnetic | 250 |  |  |  |  | 88 | No Exceptions Met |  |  |  |  | Non Federally-Regulated | 02/06/2008 |  | 12/05/2019
Gardco Lighting | Gardco | CW2211**250PSMH************** | Horizontal | Pulse-start - magnetic | 250 |  |  |  |  | 88 | No Exceptions Met |  |  |  |  | Non Federally-Regulated | 02/06/2008 |  | 12/05/2019
Gardco Lighting | Emco | ERA251QH**350PSMH************** | Horizontal | Pulse-start - magnetic | 350 |  |  |  |  | 88 | No Exceptions Met |  |  |  |  | Non Federally-Regulated | 02/06/2008 |  | 12/05/2019
Gardco Lighting | Gardco | STSEH191FM**400PSMH************** | Horizontal | Pulse-start - magnetic | 400 |  |  |  |  | 88 | No Exceptions Met |  |  |  |  | Non Federally-Regulated | 02/06/2008 |  | 12/05/2019
Gardco Lighting | Gardco | JH141FM**150MH************** | Horizontal | Pulse-start - magnetic | 150 |  |  |  |  | 80 | Vertical - Base Up |  |  |  |  | Non Federally-Regulated | 02/06/2008 |  | 12/05/2019
Gardco Lighting | Emco | EV13-U-F/WT**150MH************** | Horizontal | Pulse-start - magnetic | 150 |  |  |  |  | 80 | Vertical - Base Up |  |  |  |  | Non Federally-Regulated | 02/06/2008 |  | 12/05/2019
Gardco Lighting | Emco | DECA181QH**350PSMH************** | Horizontal | Pulse-start - magnetic | 350 |  |  |  |  | 88 | No Exceptions Met |  |  |  |  | Non Federally-Regulated | 02/06/2008 |  | 12/05/2019
Gardco Lighting | Emco | ECA181FH**350PSMH************** | Horizontal | Pulse-start - magnetic | 350 |  |  |  |  | 88 | No Exceptions Met |  |  |  |  | Non Federally-Regulated | 02/06/2008 |  | 12/05/2019
Gardco Lighting | Gardco | CA2213**350PSMH************** | Horizontal | Pulse-start - magnetic | 350 |  |  |  |  | 88 | No Exceptions Met |  |  |  |  | Non Federally-Regulated | 02/06/2008 |  | 12/05/2019
Gardco Lighting | Emco | DECP181QH**320PSMH************** | Horizontal | Pulse-start - magnetic | 320 |  |  |  |  | 88 | No Exceptions Met |  |  |  |  | Non Federally-Regulated | 02/06/2008 |  | 12/05/2019
Gardco Lighting | Gardco | G13(W,WS)2XL**150MH************** | Horizontal | Pulse-start - magnetic | 150 |  |  |  |  | 80 | Vertical - Base Up |  |  |  |  | Non Federally-Regulated | 02/06/2008 |  | 12/05/2019
Gardco Lighting | Gardco | BH1913**320PSMH************** | Horizontal | Pulse-start - magnetic | 320 |  |  |  |  | 88 | No Exceptions Met |  |  |  |  | Non Federally-Regulated | 02/06/2008 |  | 12/05/2019
Gardco Lighting | Emco | ERP2013H**200MH************** | Horizontal | Pulse-start - magnetic | 200 |  |  |  |  | 88 | No Exceptions Met |  |  |  |  | Non Federally-Regulated | 02/06/2008 |  | 12/05/2019
Gardco Lighting | Gardco | JH1913**350PSMH************** | Horizontal | Pulse-start - magnetic | 350 |  |  |  |  | 88 | No Exceptions Met |  |  |  |  | Non Federally-Regulated | 02/06/2008 |  | 12/05/2019
Gardco Lighting | Gardco | BE1911**400PSMH************** | Horizontal | Pulse-start - magnetic | 400 |  |  |  |  | 88 | No Exceptions Met |  |  |  |  | Non Federally-Regulated | 02/06/2008 |  | 12/05/2019
Gardco Lighting | Emco | ECP181QH**400PSMH************** | Horizontal | Pulse-start - magnetic | 400 |  |  |  |  | 88 | No Exceptions Met |  |  |  |  | Non Federally-Regulated | 02/06/2008 |  | 12/05/2019
Gardco Lighting | Gardco | BH191FM**350PSMH************** | Horizontal | Pulse-start - magnetic | 350 |  |  |  |  | 88 | No Exceptions Met |  |  |  |  | Non Federally-Regulated | 02/06/2008 |  | 12/05/2019
Gardco Lighting | Gardco | A1921**400PSMH************** | Horizontal | Pulse-start - magnetic | 400 |  |  |  |  | 88 | No Exceptions Met |  |  |  |  | Non Federally-Regulated | 02/06/2008 |  | 12/05/2019
Gardco Lighting | Gardco | CP221Q**350PSMH************** | Horizontal | Pulse-start - magnetic | 350 |  |  |  |  | 88 | No Exceptions Met |  |  |  |  | Non Federally-Regulated | 02/06/2008 |  | 12/05/2019
Gardco Lighting | Gardco | CTB2112XL**350PSMH************** | Horizontal | Pulse-start - magnetic | 350 |  |  |  |  | 88 | No Exceptions Met |  |  |  |  | Non Federally-Regulated | 02/06/2008 |  | 12/05/2019
Gardco Lighting | Gardco | LU610ML1*150MH*70HPS*78************* | Horizontal | Pulse-start - magnetic | 150 |  |  |  |  | 80 | Vertical - Base Up |  |  |  |  | Non Federally-Regulated | 02/06/2008 |  | 12/05/2019
Gardco Lighting | Emco | ECA181QH**320PSMH************** | Horizontal | Pulse-start - magnetic | 320 |  |  |  |  | 88 | No Exceptions Met |  |  |  |  | Non Federally-Regulated | 02/06/2008 |  | 12/05/2019
Gardco Lighting | Gardco | CR25(W,WS)2XL**250PSMH************** | Horizontal | Pulse-start - magnetic | 250 |  |  |  |  | 88 | No Exceptions Met |  |  |  |  | Non Federally-Regulated | 02/06/2008 |  | 12/05/2019
Gardco Lighting | Gardco | A1411**150MH************** | Horizontal | Pulse-start - magnetic | 150 |  |  |  |  | 80 | Vertical - Base Up |  |  |  |  | Non Federally-Regulated | 02/06/2008 |  | 12/05/2019
Gardco Lighting | Gardco | CR20(W,WS)3XLV**200MH************** | Horizontal | Pulse-start - magnetic | 200 |  |  |  |  | 88 | No Exceptions Met |  |  |  |  | Non Federally-Regulated | 02/06/2008 |  | 12/05/2019
Gardco Lighting | Gardco | 440W1**400PSMH************** | Horizontal | Pulse-start - magnetic | 400 |  |  |  |  | 88 | No Exceptions Met |  |  |  |  | Non Federally-Regulated | 02/06/2008 |  | 12/05/2019
Gardco Lighting | Emco | ECW1413H**150MH************** | Horizontal | Pulse-start - magnetic | 150 |  |  |  |  | 80 | Vertical - Base Up |  |  |  |  | Non Federally-Regulated | 02/06/2008 |  | 12/05/2019
Gardco Lighting | Gardco | SCA14JQ**150MH************** | Horizontal | Pulse-start - magnetic | 150 |  |  |  |  | 80 | Vertical - Base Up |  |  |  |  | Non Federally-Regulated | 02/06/2008 |  | 12/05/2019
Gardco Lighting | Gardco | BE1911**250PSMH************** | Horizontal | Pulse-start - magnetic | 250 |  |  |  |  | 88 | No Exceptions Met |  |  |  |  | Non Federally-Regulated | 02/06/2008 |  | 12/05/2019
Gardco Lighting | Emco | ECA141QH**150MH************** | Horizontal | Pulse-start - magnetic | 150 |  |  |  |  | 80 | Vertical - Base Up |  |  |  |  | Non Federally-Regulated | 02/06/2008 |  | 12/05/2019
Gardco Lighting | Gardco | 109WT**150MH************** | Horizontal | Pulse-start - magnetic | 150 |  |  |  |  | 80 | Vertical - Base Up |  |  |  |  | Non Federally-Regulated | 02/06/2008 |  | 12/05/2019
Gardco Lighting | Gardco | GP1**175PSMH************** | Horizontal | Pulse-start - magnetic | 175 |  |  |  |  | 88 | No Exceptions Met |  |  |  |  | Non Federally-Regulated | 02/06/2008 |  | 12/05/2019
Gardco Lighting | Gardco | H1913**400PSMH************** | Horizontal | Pulse-start - magnetic | 400 |  |  |  |  | 88 | No Exceptions Met |  |  |  |  | Non Federally-Regulated | 02/06/2008 |  | 12/05/2019
Gardco Lighting | Gardco | A1923**320PSMH************** | Horizontal | Pulse-start - magnetic | 320 |  |  |  |  | 88 | No Exceptions Met |  |  |  |  | Non Federally-Regulated | 02/06/2008 |  | 12/05/2019
Gardco Lighting | Gardco | A1921**250PSMH************** | Horizontal | Pulse-start - magnetic | 250 |  |  |  |  | 88 | No Exceptions Met |  |  |  |  | Non Federally-Regulated | 02/06/2008 |  | 12/05/2019
Gardco Lighting | Gardco | BE191FM**250PSMH************** | Horizontal | Pulse-start - magnetic | 250 |  |  |  |  | 88 | No Exceptions Met |  |  |  |  | Non Federally-Regulated | 02/06/2008 |  | 12/05/2019
Gardco Lighting | Gardco | A194FM**320PSMH************** | Horizontal | Pulse-start - magnetic | 320 |  |  |  |  | 88 | No Exceptions Met |  |  |  |  | Non Federally-Regulated | 02/06/2008 |  | 12/05/2019
Gardco Lighting | Gardco | CR25(W,WS)4XLV**250PSMH************** | Horizontal | Pulse-start - magnetic | 250 |  |  |  |  | 88 | No Exceptions Met |  |  |  |  | Non Federally-Regulated | 02/06/2008 |  | 12/05/2019
Gardco Lighting | Gardco | 141WT**320PSMH************** | Horizontal | Pulse-start - magnetic | 320 |  |  |  |  | 88 | No Exceptions Met |  |  |  |  | Non Federally-Regulated | 02/06/2008 |  | 12/05/2019
Gardco Lighting | Emco | ERW2012H**200MH************** | Horizontal | Pulse-start - magnetic | 200 |  |  |  |  | 88 | No Exceptions Met |  |  |  |  | Non Federally-Regulated | 02/06/2008 |  | 12/05/2019
Gardco Lighting | Gardco | G1814XL**150MH************** | Horizontal | Pulse-start - magnetic | 150 |  |  |  |  | 80 | Vertical - Base Up |  |  |  |  | Non Federally-Regulated | 02/06/2008 |  | 12/05/2019
Gardco Lighting | Gardco | DF7HSP**150MH************** | Horizontal | Pulse-start - magnetic | 150 |  |  |  |  | 80 | Vertical - Base Up |  |  |  |  | Non Federally-Regulated | 02/06/2008 |  | 12/05/2019
Gardco Lighting | Emco | ERP2512H**350PSMH************** | Horizontal | Pulse-start - magnetic | 350 |  |  |  |  | 88 | No Exceptions Met |  |  |  |  | Non Federally-Regulated | 02/06/2008 |  | 12/05/2019
Gardco Lighting | Gardco | CR25(W,WS)2XL**320PSMH************** | Horizontal | Pulse-start - magnetic | 320 |  |  |  |  | 88 | No Exceptions Met |  |  |  |  | Non Federally-Regulated | 02/06/2008 |  | 12/05/2019
Gardco Lighting | Gardco | JH191Q**250PSMH************** | Horizontal | Pulse-start - magnetic | 250 |  |  |  |  | 88 | No Exceptions Met |  |  |  |  | Non Federally-Regulated | 02/06/2008 |  | 12/05/2019
Gardco Lighting | Gardco | MA221FM**400PSMH************** | Horizontal | Pulse-start - magnetic | 400 |  |  |  |  | 88 | No Exceptions Met |  |  |  |  | Non Federally-Regulated | 02/06/2008 |  | 12/05/2019
Gardco Lighting | Gardco | MA221Q**400PSMH************** | Horizontal | Pulse-start - magnetic | 400 |  |  |  |  | 88 | No Exceptions Met |  |  |  |  | Non Federally-Regulated | 02/06/2008 |  | 12/05/2019
Gardco Lighting | Emco | ECP1813H**350PSMH************** | Horizontal | Pulse-start - magnetic | 350 |  |  |  |  | 88 | No Exceptions Met |  |  |  |  | Non Federally-Regulated | 02/06/2008 |  | 12/05/2019
Gardco Lighting | Gardco | CP2211**250PSMH************** | Horizontal | Pulse-start - magnetic | 250 |  |  |  |  | 88 | No Exceptions Met |  |  |  |  | Non Federally-Regulated | 02/06/2008 |  | 12/05/2019
Gardco Lighting | Gardco | LU610ML*150MH*50HPS*102************* | Horizontal | Pulse-start - magnetic | 150 |  |  |  |  | 80 | Vertical - Base Up |  |  |  |  | Non Federally-Regulated | 02/06/2008 |  | 12/05/2019
Gardco Lighting | Emco | ECP1813H**400PSMH************** | Horizontal | Pulse-start - magnetic | 400 |  |  |  |  | 88 | No Exceptions Met |  |  |  |  | Non Federally-Regulated | 02/06/2008 |  | 12/05/2019
Gardco Lighting | Gardco | CTP2113XL**400PSMH************** | Horizontal | Pulse-start - magnetic | 400 |  |  |  |  | 88 | No Exceptions Met |  |  |  |  | Non Federally-Regulated | 02/06/2008 |  | 12/05/2019
Gardco Lighting | Gardco | JEH1911**400PSMH************** | Horizontal | Pulse-start - magnetic | 400 |  |  |  |  | 88 | No Exceptions Met |  |  |  |  | Non Federally-Regulated | 02/06/2008 |  | 12/05/2019
Gardco Lighting | Emco | ERP251FH**200MH************** | Horizontal | Pulse-start - magnetic | 200 |  |  |  |  | 88 | No Exceptions Met |  |  |  |  | Non Federally-Regulated | 02/06/2008 |  | 12/05/2019
Gardco Lighting | Gardco | JH1911**350PSMH************** | Horizontal | Pulse-start - magnetic | 350 |  |  |  |  | 88 | No Exceptions Met |  |  |  |  | Non Federally-Regulated | 02/06/2008 |  | 12/05/2019
Gardco Lighting | Gardco | MPG1811**200MH************** | Horizontal | Pulse-start - magnetic | 200 |  |  |  |  | 88 | No Exceptions Met |  |  |  |  | Non Federally-Regulated | 02/06/2008 |  | 12/05/2019
Gardco Lighting | Gardco | CR2013XLV**200MH************** | Horizontal | Pulse-start - magnetic | 200 |  |  |  |  | 88 | No Exceptions Met |  |  |  |  | Non Federally-Regulated | 02/06/2008 |  | 12/05/2019
Gardco Lighting | Emco | PAEM-2H**320PSMH************** | Horizontal | Pulse-start - magnetic | 320 |  |  |  |  | 88 | No Exceptions Met |  |  |  |  | Non Federally-Regulated | 02/06/2008 |  | 12/05/2019
Gardco Lighting | Gardco | G1813XL**350PSMH************** | Horizontal | Pulse-start - magnetic | 350 |  |  |  |  | 88 | No Exceptions Met |  |  |  |  | Non Federally-Regulated | 02/06/2008 |  | 12/05/2019
Gardco Lighting | Gardco | WH1413**150MH************** | Horizontal | Pulse-start - magnetic | 150 |  |  |  |  | 80 | Vertical - Base Up |  |  |  |  | Non Federally-Regulated | 02/06/2008 |  | 12/05/2019
Gardco Lighting | Emco | PAEM-FH-WA**320PSMH************** | Horizontal | Pulse-start - magnetic | 320 |  |  |  |  | 88 | No Exceptions Met |  |  |  |  | Non Federally-Regulated | 02/06/2008 |  | 12/05/2019
Gardco Lighting | Emco | ERP251QH**350PSMH************** | Horizontal | Pulse-start - magnetic | 350 |  |  |  |  | 88 | No Exceptions Met |  |  |  |  | Non Federally-Regulated | 02/06/2008 |  | 12/05/2019
Gardco Lighting | Gardco | LU610**150MH*84************* | Horizontal | Pulse-start - magnetic | 150 |  |  |  |  | 80 | Vertical - Base Up |  |  |  |  | Non Federally-Regulated | 02/06/2008 |  | 12/05/2019
Gardco Lighting | Gardco | CW221FM**320PSMH************** | Horizontal | Pulse-start - magnetic | 320 |  |  |  |  | 88 | No Exceptions Met |  |  |  |  | Non Federally-Regulated | 02/06/2008 |  | 12/05/2019
Gardco Lighting | Gardco | JEH1911**250PSMH************** | Horizontal | Pulse-start - magnetic | 250 |  |  |  |  | 88 | No Exceptions Met |  |  |  |  | Non Federally-Regulated | 02/06/2008 |  | 12/05/2019
Gardco Lighting | Gardco | CR25(W,WS)3XLV**400PSMH************** | Horizontal | Pulse-start - magnetic | 400 |  |  |  |  | 88 | No Exceptions Met |  |  |  |  | Non Federally-Regulated | 02/06/2008 |  | 12/05/2019
Gardco Lighting | Gardco | WE1911**320PSMH************** | Horizontal | Pulse-start - magnetic | 320 |  |  |  |  | 88 | No Exceptions Met |  |  |  |  | Non Federally-Regulated | 02/06/2008 |  | 12/05/2019
Gardco Lighting | Emco | DECA181QH**320PSMH************** | Horizontal | Pulse-start - magnetic | 320 |  |  |  |  | 88 | No Exceptions Met |  |  |  |  | Non Federally-Regulated | 02/06/2008 |  | 12/05/2019
Gardco Lighting | Gardco | LU610ML1*150MH*100HPS*78************* | Horizontal | Pulse-start - magnetic | 150 |  |  |  |  | 80 | Vertical - Base Up |  |  |  |  | Non Federally-Regulated | 02/06/2008 |  | 12/05/2019
Gardco Lighting | Gardco | SCA14DV1**150MH************** | Horizontal | Pulse-start - magnetic | 150 |  |  |  |  | 80 | Vertical - Base Up |  |  |  |  | Non Federally-Regulated | 02/06/2008 |  | 12/05/2019
Gardco Lighting | Gardco | CTB2111**200MH************** | Horizontal | Pulse-start - magnetic | 200 |  |  |  |  | 88 | No Exceptions Met |  |  |  |  | Non Federally-Regulated | 02/06/2008 |  | 12/05/2019
Gardco Lighting | Gardco | CR2515H**320PSMH************** | Horizontal | Pulse-start - magnetic | 320 |  |  |  |  | 88 | No Exceptions Met |  |  |  |  | Non Federally-Regulated | 02/06/2008 |  | 12/05/2019
Gardco Lighting | Gardco | A194Q**400PSMH************** | Horizontal | Pulse-start - magnetic | 400 |  |  |  |  | 88 | No Exceptions Met |  |  |  |  | Non Federally-Regulated | 02/06/2008 |  | 12/05/2019
Gardco Lighting | Gardco | SCA14LV1**200MH************** | Horizontal | Pulse-start - magnetic | 200 |  |  |  |  | 88 | No Exceptions Met |  |  |  |  | Non Federally-Regulated | 02/06/2008 |  | 12/05/2019
Gardco Lighting | Emco | ECW1812H**400PSMH************** | Horizontal | Pulse-start - magnetic | 400 |  |  |  |  | 88 | No Exceptions Met |  |  |  |  | Non Federally-Regulated | 02/06/2008 |  | 12/05/2019
Gardco Lighting | Gardco | CTP2111**350PSMH************** | Horizontal | Pulse-start - magnetic | 350 |  |  |  |  | 88 | No Exceptions Met |  |  |  |  | Non Federally-Regulated | 02/06/2008 |  | 12/05/2019
Gardco Lighting | Gardco | CR2015V**175PSMH************** | Horizontal | Pulse-start - magnetic | 175 |  |  |  |  | 88 | No Exceptions Met |  |  |  |  | Non Federally-Regulated | 02/06/2008 |  | 12/05/2019
Gardco Lighting | Emco | ECA1813H**400PSMH************** | Horizontal | Pulse-start - magnetic | 400 |  |  |  |  | 88 | No Exceptions Met |  |  |  |  | Non Federally-Regulated | 02/06/2008 |  | 12/05/2019
Gardco Lighting | Emco | ECWA1412H**150MH************** | Horizontal | Pulse-start - magnetic | 150 |  |  |  |  | 80 | Vertical - Base Up |  |  |  |  | Non Federally-Regulated | 02/06/2008 |  | 12/05/2019
Gardco Lighting | Gardco | 109MT**150MH************** | Horizontal | Pulse-start - magnetic | 150 |  |  |  |  | 80 | Vertical - Base Up |  |  |  |  | Non Federally-Regulated | 02/06/2008 |  | 12/05/2019
Gardco Lighting | Emco | PAEM-FH-WA**350PSMH************** | Horizontal | Pulse-start - magnetic | 350 |  |  |  |  | 88 | No Exceptions Met |  |  |  |  | Non Federally-Regulated | 02/06/2008 |  | 12/05/2019
Gardco Lighting | Gardco | H1911**350PSMH************** | Horizontal | Pulse-start - magnetic | 350 |  |  |  |  | 88 | No Exceptions Met |  |  |  |  | Non Federally-Regulated | 02/06/2008 |  | 12/05/2019
Gardco Lighting | Gardco | LU610ML*150MH*70HPS*120************* | Horizontal | Pulse-start - magnetic | 150 |  |  |  |  | 80 | Vertical - Base Up |  |  |  |  | Non Federally-Regulated | 02/06/2008 |  | 12/05/2019
Gardco Lighting | Gardco | G18(W,WS)2XL**150MH************** | Horizontal | Pulse-start - magnetic | 150 |  |  |  |  | 80 | Vertical - Base Up |  |  |  |  | Non Federally-Regulated | 02/06/2008 |  | 12/05/2019
Gardco Lighting | Emco | DECWA1813H**400PSMH************** | Horizontal | Pulse-start - magnetic | 400 |  |  |  |  | 88 | No Exceptions Met |  |  |  |  | Non Federally-Regulated | 02/06/2008 |  | 12/05/2019
Gardco Lighting | Gardco | BE191FM**320PSMH************** | Horizontal | Pulse-start - magnetic | 320 |  |  |  |  | 88 | No Exceptions Met |  |  |  |  | Non Federally-Regulated | 02/06/2008 |  | 12/05/2019
Gardco Lighting | Emco | DECA1412H**200MH************** | Horizontal | Pulse-start - magnetic | 200 |  |  |  |  | 88 | No Exceptions Met |  |  |  |  | Non Federally-Regulated | 02/06/2008 |  | 12/05/2019
Gardco Lighting | Emco | ECWA141FH**150MH************** | Horizontal | Pulse-start - magnetic | 150 |  |  |  |  | 80 | Vertical - Base Up |  |  |  |  | Non Federally-Regulated | 02/06/2008 |  | 12/05/2019
Gardco Lighting | Gardco | BR163B3**150MH************** | Horizontal | Pulse-start - magnetic | 150 |  |  |  |  | 80 | Vertical - Base Up |  |  |  |  | Non Federally-Regulated | 02/06/2008 |  | 12/05/2019
Gardco Lighting | Gardco | CR2515H**350PSMH************** | Horizontal | Pulse-start - magnetic | 350 |  |  |  |  | 88 | No Exceptions Met |  |  |  |  | Non Federally-Regulated | 02/06/2008 |  | 12/05/2019
Gardco Lighting | Gardco | CW171FM**200MH************** | Horizontal | Pulse-start - magnetic | 200 |  |  |  |  | 88 | No Exceptions Met |  |  |  |  | Non Federally-Regulated | 02/06/2008 |  | 12/05/2019
Gardco Lighting | Gardco | 102FT**150MH************** | Horizontal | Pulse-start - magnetic | 150 |  |  |  |  | 80 | Vertical - Base Up |  |  |  |  | Non Federally-Regulated | 02/06/2008 |  | 12/05/2019
Gardco Lighting | Emco | ERA251QH**320PSMH************** | Horizontal | Pulse-start - magnetic | 320 |  |  |  |  | 88 | No Exceptions Met |  |  |  |  | Non Federally-Regulated | 02/06/2008 |  | 12/05/2019
Gardco Lighting | Gardco | CPG1811**200MH************** | Horizontal | Pulse-start - magnetic | 200 |  |  |  |  | 88 | No Exceptions Met |  |  |  |  | Non Federally-Regulated | 02/06/2008 |  | 12/05/2019
Gardco Lighting | Gardco | CTA2111**250PSMH************** | Horizontal | Pulse-start - magnetic | 250 |  |  |  |  | 88 | No Exceptions Met |  |  |  |  | Non Federally-Regulated | 02/06/2008 |  | 12/05/2019
Gardco Lighting | Gardco | LU610ML1*150MH*100MH*102************* | Horizontal | Pulse-start - magnetic | 150 |  |  |  |  | 80 | Vertical - Base Up |  |  |  |  | Non Federally-Regulated | 02/06/2008 |  | 12/05/2019
Gardco Lighting | Gardco | EH1911**400PSMH************** | Horizontal | Pulse-start - magnetic | 400 |  |  |  |  | 88 | No Exceptions Met |  |  |  |  | Non Federally-Regulated | 02/06/2008 |  | 12/05/2019
Gardco Lighting | Gardco | CPG1813**150MH************** | Horizontal | Pulse-start - magnetic | 150 |  |  |  |  | 80 | Vertical - Base Up |  |  |  |  | Non Federally-Regulated | 02/06/2008 |  | 12/05/2019
Gardco Lighting | Gardco | DF12VFL**350PSMH************** | Horizontal | Pulse-start - magnetic | 350 |  |  |  |  | 88 | No Exceptions Met |  |  |  |  | Non Federally-Regulated | 02/06/2008 |  | 12/05/2019
Gardco Lighting | Gardco | CR2514XLV**320PSMH************** | Horizontal | Pulse-start - magnetic | 320 |  |  |  |  | 88 | No Exceptions Met |  |  |  |  | Non Federally-Regulated | 02/06/2008 |  | 12/05/2019
Gardco Lighting | Emco | ECA1813H**350PSMH************** | Horizontal | Pulse-start - magnetic | 350 |  |  |  |  | 88 | No Exceptions Met |  |  |  |  | Non Federally-Regulated | 02/06/2008 |  | 12/05/2019
Gardco Lighting | Gardco | JH1914X**250PSMH************** | Horizontal | Pulse-start - magnetic | 250 |  |  |  |  | 88 | No Exceptions Met |  |  |  |  | Non Federally-Regulated | 02/06/2008 |  | 12/05/2019
Gardco Lighting | Gardco | MA1711**150MH************** | Horizontal | Pulse-start - magnetic | 150 |  |  |  |  | 80 | Vertical - Base Up |  |  |  |  | Non Federally-Regulated | 02/06/2008 |  | 12/05/2019
Gardco Lighting | Gardco | 220F**150MH************** | Horizontal | Pulse-start - magnetic | 150 |  |  |  |  | 80 | Vertical - Base Up |  |  |  |  | Non Federally-Regulated | 02/06/2008 |  | 12/05/2019
Gardco Lighting | Gardco | BE191FM**350PSMH************** | Horizontal | Pulse-start - magnetic | 350 |  |  |  |  | 88 | No Exceptions Met |  |  |  |  | Non Federally-Regulated | 02/06/2008 |  | 12/05/2019
Gardco Lighting | Emco | ECA1413H**200MH************** | Horizontal | Pulse-start - magnetic | 200 |  |  |  |  | 88 | No Exceptions Met |  |  |  |  | Non Federally-Regulated | 02/06/2008 |  | 12/05/2019
Gardco Lighting | Gardco | G13(W,WS)4XL**150MH************** | Horizontal | Pulse-start - magnetic | 150 |  |  |  |  | 80 | Vertical - Base Up |  |  |  |  | Non Federally-Regulated | 02/06/2008 |  | 12/05/2019
Gardco Lighting | Gardco | MPG181FM**200MH************** | Horizontal | Pulse-start - magnetic | 200 |  |  |  |  | 88 | No Exceptions Met |  |  |  |  | Non Federally-Regulated | 02/06/2008 |  | 12/05/2019
Gardco Lighting | Gardco | SCA14SV1**175PSMH************** | Horizontal | Pulse-start - magnetic | 175 |  |  |  |  | 88 | No Exceptions Met |  |  |  |  | Non Federally-Regulated | 02/06/2008 |  | 12/05/2019
Gardco Lighting | Gardco | JEH1914X**400PSMH************** | Horizontal | Pulse-start - magnetic | 400 |  |  |  |  | 88 | No Exceptions Met |  |  |  |  | Non Federally-Regulated | 02/06/2008 |  | 12/05/2019
Gardco Lighting | Gardco | LD600**150MH*120************* | Horizontal | Pulse-start - magnetic | 150 |  |  |  |  | 80 | Vertical - Base Up |  |  |  |  | Non Federally-Regulated | 02/06/2008 |  | 12/05/2019
Gardco Lighting | Gardco | LU610ML*150MH*50HPS*120************* | Horizontal | Pulse-start - magnetic | 150 |  |  |  |  | 80 | Vertical - Base Up |  |  |  |  | Non Federally-Regulated | 02/06/2008 |  | 12/05/2019
Gardco Lighting | Gardco | CR2011**150MH************** | Horizontal | Pulse-start - magnetic | 150 |  |  |  |  | 80 | Vertical - Base Up |  |  |  |  | Non Federally-Regulated | 02/06/2008 |  | 12/05/2019
Gardco Lighting | Emco | ECW1813H**320PSMH************** | Horizontal | Pulse-start - magnetic | 320 |  |  |  |  | 88 | No Exceptions Met |  |  |  |  | Non Federally-Regulated | 02/06/2008 |  | 12/05/2019
Gardco Lighting | Gardco | CTA2114XL**320PSMH************** | Horizontal | Pulse-start - magnetic | 320 |  |  |  |  | 88 | No Exceptions Met |  |  |  |  | Non Federally-Regulated | 02/06/2008 |  | 12/05/2019
Gardco Lighting | Gardco | CR25(W,WS)2XLV**250PSMH************** | Horizontal | Pulse-start - magnetic | 250 |  |  |  |  | 88 | No Exceptions Met |  |  |  |  | Non Federally-Regulated | 02/06/2008 |  | 12/05/2019
Gardco Lighting | Emco | ECP181FH**320PSMH************** | Horizontal | Pulse-start - magnetic | 320 |  |  |  |  | 88 | No Exceptions Met |  |  |  |  | Non Federally-Regulated | 02/06/2008 |  | 12/05/2019
Gardco Lighting | Gardco | MA2214X**320PSMH************** | Horizontal | Pulse-start - magnetic | 320 |  |  |  |  | 88 | No Exceptions Met |  |  |  |  | Non Federally-Regulated | 02/06/2008 |  | 12/05/2019
Gardco Lighting | Gardco | JEH191FM**250PSMH************** | Horizontal | Pulse-start - magnetic | 250 |  |  |  |  | 88 | No Exceptions Met |  |  |  |  | Non Federally-Regulated | 02/06/2008 |  | 12/05/2019
Gardco Lighting | Gardco | CR2514XLV**250PSMH************** | Horizontal | Pulse-start - magnetic | 250 |  |  |  |  | 88 | No Exceptions Met |  |  |  |  | Non Federally-Regulated | 02/06/2008 |  | 12/05/2019
Gardco Lighting | Emco | EV15-TW-F/WT**400PSMH************** | Horizontal | Pulse-start - magnetic | 400 |  |  |  |  | 88 | No Exceptions Met |  |  |  |  | Non Federally-Regulated | 02/06/2008 |  | 12/05/2019
Gardco Lighting | Gardco | CW221FM**250PSMH************** | Horizontal | Pulse-start - magnetic | 250 |  |  |  |  | 88 | No Exceptions Met |  |  |  |  | Non Federally-Regulated | 02/06/2008 |  | 12/05/2019
Gardco Lighting | Gardco | CR2513XLV**400PSMH************** | Horizontal | Pulse-start - magnetic | 400 |  |  |  |  | 88 | No Exceptions Met |  |  |  |  | Non Federally-Regulated | 02/06/2008 |  | 12/05/2019
Gardco Lighting | Gardco | MP2213**320PSMH************** | Horizontal | Pulse-start - magnetic | 320 |  |  |  |  | 88 | No Exceptions Met |  |  |  |  | Non Federally-Regulated | 02/06/2008 |  | 12/05/2019
Gardco Lighting | Gardco | SCA14L3**150MH************** | Horizontal | Pulse-start - magnetic | 150 |  |  |  |  | 80 | Vertical - Base Up |  |  |  |  | Non Federally-Regulated | 02/06/2008 |  | 12/05/2019
Gardco Lighting | Gardco | EH1914X**320PSMH************** | Horizontal | Pulse-start - magnetic | 320 |  |  |  |  | 88 | No Exceptions Met |  |  |  |  | Non Federally-Regulated | 02/06/2008 |  | 12/05/2019
Gardco Lighting | Gardco | CR25(W,WS)4XL**350PSMH************** | Horizontal | Pulse-start - magnetic | 350 |  |  |  |  | 88 | No Exceptions Met |  |  |  |  | Non Federally-Regulated | 02/06/2008 |  | 12/05/2019
Gardco Lighting | Gardco | CTA1714XL**150MH************** | Horizontal | Pulse-start - magnetic | 150 |  |  |  |  | 80 | Vertical - Base Up |  |  |  |  | Non Federally-Regulated | 02/06/2008 |  | 12/05/2019
Gardco Lighting | Gardco | LU610ML1*150MH*100HPS*84************* | Horizontal | Pulse-start - magnetic | 150 |  |  |  |  | 80 | Vertical - Base Up |  |  |  |  | Non Federally-Regulated | 02/06/2008 |  | 12/05/2019
Gardco Lighting | Gardco | LU610**150MH*144************* | Horizontal | Pulse-start - magnetic | 150 |  |  |  |  | 80 | Vertical - Base Up |  |  |  |  | Non Federally-Regulated | 02/06/2008 |  | 12/05/2019
Gardco Lighting | Gardco | CTB2111**400PSMH************** | Horizontal | Pulse-start - magnetic | 400 |  |  |  |  | 88 | No Exceptions Met |  |  |  |  | Non Federally-Regulated | 02/06/2008 |  | 12/05/2019
Gardco Lighting | Gardco | G18(W,WS)2XL**250PSMH************** | Horizontal | Pulse-start - magnetic | 250 |  |  |  |  | 88 | No Exceptions Met |  |  |  |  | Non Federally-Regulated | 02/06/2008 |  | 12/05/2019
Gardco Lighting | Gardco | A192FM**320PSMH************** | Horizontal | Pulse-start - magnetic | 320 |  |  |  |  | 88 | No Exceptions Met |  |  |  |  | Non Federally-Regulated | 02/06/2008 |  | 12/05/2019
Gardco Lighting | Gardco | A1911**320PSMH************** | Horizontal | Pulse-start - magnetic | 320 |  |  |  |  | 88 | No Exceptions Met |  |  |  |  | Non Federally-Regulated | 02/06/2008 |  | 12/05/2019
Gardco Lighting | Gardco | LD600**150MH*42************* | Horizontal | Pulse-start - magnetic | 150 |  |  |  |  | 80 | Vertical - Base Up |  |  |  |  | Non Federally-Regulated | 02/06/2008 |  | 12/05/2019
Gardco Lighting | Gardco | BH1914X**320PSMH************** | Horizontal | Pulse-start - magnetic | 320 |  |  |  |  | 88 | No Exceptions Met |  |  |  |  | Non Federally-Regulated | 02/06/2008 |  | 12/05/2019
Gardco Lighting | Gardco | 301DESD**150MH************** | Horizontal | Pulse-start - magnetic | 150 |  |  |  |  | 80 | Vertical - Base Up |  |  |  |  | Non Federally-Regulated | 02/06/2008 |  | 12/05/2019
Gardco Lighting | Gardco | DF12HSP**350PSMH************** | Horizontal | Pulse-start - magnetic | 350 |  |  |  |  | 88 | No Exceptions Met |  |  |  |  | Non Federally-Regulated | 02/06/2008 |  | 12/05/2019
Gardco Lighting | Gardco | A191FM**350PSMH************** | Horizontal | Pulse-start - magnetic | 350 |  |  |  |  | 88 | No Exceptions Met |  |  |  |  | Non Federally-Regulated | 02/06/2008 |  | 12/05/2019
Gardco Lighting | Gardco | A1914X**320PSMH************** | Horizontal | Pulse-start - magnetic | 320 |  |  |  |  | 88 | No Exceptions Met |  |  |  |  | Non Federally-Regulated | 02/06/2008 |  | 12/05/2019
Gardco Lighting | Emco | ERP201FH**150MH************** | Horizontal | Pulse-start - magnetic | 150 |  |  |  |  | 80 | Vertical - Base Up |  |  |  |  | Non Federally-Regulated | 02/06/2008 |  | 12/05/2019
Gardco Lighting | Gardco | A1941**400PSMH************** | Horizontal | Pulse-start - magnetic | 400 |  |  |  |  | 88 | No Exceptions Met |  |  |  |  | Non Federally-Regulated | 02/06/2008 |  | 12/05/2019
Gardco Lighting | Emco | ERA2013H**150MH************** | Horizontal | Pulse-start - magnetic | 150 |  |  |  |  | 80 | Vertical - Base Up |  |  |  |  | Non Federally-Regulated | 02/06/2008 |  | 12/05/2019
Gardco Lighting | Gardco | BH1413**200MH************** | Horizontal | Pulse-start - magnetic | 200 |  |  |  |  | 88 | No Exceptions Met |  |  |  |  | Non Federally-Regulated | 02/06/2008 |  | 12/05/2019
Gardco Lighting | Gardco | CTP1714XL**150MH************** | Horizontal | Pulse-start - magnetic | 150 |  |  |  |  | 80 | Vertical - Base Up |  |  |  |  | Non Federally-Regulated | 02/06/2008 |  | 12/05/2019
Gardco Lighting | Emco | ECW1813H**400PSMH************** | Horizontal | Pulse-start - magnetic | 400 |  |  |  |  | 88 | No Exceptions Met |  |  |  |  | Non Federally-Regulated | 02/06/2008 |  | 12/05/2019
Gardco Lighting | Gardco | DF12MFL**320PSMH************** | Horizontal | Pulse-start - magnetic | 320 |  |  |  |  | 88 | No Exceptions Met |  |  |  |  | Non Federally-Regulated | 02/06/2008 |  | 12/05/2019
Gardco Lighting | Gardco | SCBEH191Q**320PSMH************** | Horizontal | Pulse-start - magnetic | 320 |  |  |  |  | 88 | No Exceptions Met |  |  |  |  | Non Federally-Regulated | 02/06/2008 |  | 12/05/2019
Gardco Lighting | Emco | DECW1412H**150MH************** | Horizontal | Pulse-start - magnetic | 150 |  |  |  |  | 80 | Vertical - Base Up |  |  |  |  | Non Federally-Regulated | 02/06/2008 |  | 12/05/2019
Gardco Lighting | Gardco | LU610ML1*150MH*70MH*102************* | Horizontal | Pulse-start - magnetic | 150 |  |  |  |  | 80 | Vertical - Base Up |  |  |  |  | Non Federally-Regulated | 02/06/2008 |  | 12/05/2019
Gardco Lighting | Gardco | JEH1913**350PSMH************** | Horizontal | Pulse-start - magnetic | 350 |  |  |  |  | 88 | No Exceptions Met |  |  |  |  | Non Federally-Regulated | 02/06/2008 |  | 12/05/2019
Gardco Lighting | Gardco | LU610**150MH*102************* | Horizontal | Pulse-start - magnetic | 150 |  |  |  |  | 80 | Vertical - Base Up |  |  |  |  | Non Federally-Regulated | 02/06/2008 |  | 12/05/2019
Gardco Lighting | Gardco | JEH1913**400PSMH************** | Horizontal | Pulse-start - magnetic | 400 |  |  |  |  | 88 | No Exceptions Met |  |  |  |  | Non Federally-Regulated | 02/06/2008 |  | 12/05/2019
Gardco Lighting | Gardco | 106WT**150MH************** | Horizontal | Pulse-start - magnetic | 150 |  |  |  |  | 80 | Vertical - Base Up |  |  |  |  | Non Federally-Regulated | 02/06/2008 |  | 12/05/2019
Gardco Lighting | Gardco | H1913**320PSMH************** | Horizontal | Pulse-start - magnetic | 320 |  |  |  |  | 88 | No Exceptions Met |  |  |  |  | Non Federally-Regulated | 02/06/2008 |  | 12/05/2019
Gardco Lighting | Gardco | SCBEH191Q**350PSMH************** | Horizontal | Pulse-start - magnetic | 350 |  |  |  |  | 88 | No Exceptions Met |  |  |  |  | Non Federally-Regulated | 02/06/2008 |  | 12/05/2019
Gardco Lighting | Gardco | EH1911**250PSMH************** | Horizontal | Pulse-start - magnetic | 250 |  |  |  |  | 88 | No Exceptions Met |  |  |  |  | Non Federally-Regulated | 02/06/2008 |  | 12/05/2019
Gardco Lighting | Gardco | CR2513XL**320PSMH************** | Horizontal | Pulse-start - magnetic | 320 |  |  |  |  | 88 | No Exceptions Met |  |  |  |  | Non Federally-Regulated | 02/06/2008 |  | 12/05/2019
Gardco Lighting | Gardco | 103WT-U**150MH************** | Horizontal | Pulse-start - magnetic | 150 |  |  |  |  | 80 | Vertical - Base Up |  |  |  |  | Non Federally-Regulated | 02/06/2008 |  | 12/05/2019
Gardco Lighting | Emco | ECW1412H**150MH************** | Horizontal | Pulse-start - magnetic | 150 |  |  |  |  | 80 | Vertical - Base Up |  |  |  |  | Non Federally-Regulated | 02/06/2008 |  | 12/05/2019
Gardco Lighting | Gardco | CR25(W,WS)3XL**400PSMH************** | Horizontal | Pulse-start - magnetic | 400 |  |  |  |  | 88 | No Exceptions Met |  |  |  |  | Non Federally-Regulated | 02/06/2008 |  | 12/05/2019
Gardco Lighting | Emco | PAEM-FH**320PSMH************** | Horizontal | Pulse-start - magnetic | 320 |  |  |  |  | 88 | No Exceptions Met |  |  |  |  | Non Federally-Regulated | 02/06/2008 |  | 12/05/2019
Gardco Lighting | Gardco | CR2515H**250PSMH************** | Horizontal | Pulse-start - magnetic | 250 |  |  |  |  | 88 | No Exceptions Met |  |  |  |  | Non Federally-Regulated | 02/06/2008 |  | 12/05/2019
Gardco Lighting | Emco | ECWA1413H**150MH************** | Horizontal | Pulse-start - magnetic | 150 |  |  |  |  | 80 | Vertical - Base Up |  |  |  |  | Non Federally-Regulated | 02/06/2008 |  | 12/05/2019
Gardco Lighting | Gardco | JH1911**400PSMH************** | Horizontal | Pulse-start - magnetic | 400 |  |  |  |  | 88 | No Exceptions Met |  |  |  |  | Non Federally-Regulated | 02/06/2008 |  | 12/05/2019
Gardco Lighting | Gardco | CTA2114XL**250PSMH************** | Horizontal | Pulse-start - magnetic | 250 |  |  |  |  | 88 | No Exceptions Met |  |  |  |  | Non Federally-Regulated | 02/06/2008 |  | 12/05/2019
Gardco Lighting | Gardco | LU610ML1*150MH*100MH*84************* | Horizontal | Pulse-start - magnetic | 150 |  |  |  |  | 80 | Vertical - Base Up |  |  |  |  | Non Federally-Regulated | 02/06/2008 |  | 12/05/2019
Gardco Lighting | Gardco | 301ESU**150MH************** | Horizontal | Pulse-start - magnetic | 150 |  |  |  |  | 80 | Vertical - Base Up |  |  |  |  | Non Federally-Regulated | 02/06/2008 |  | 12/05/2019
Gardco Lighting | Emco | ECWA1813H**350PSMH************** | Horizontal | Pulse-start - magnetic | 350 |  |  |  |  | 88 | No Exceptions Met |  |  |  |  | Non Federally-Regulated | 02/06/2008 |  | 12/05/2019
Gardco Lighting | Gardco | JEH141FM**200MH************** | Horizontal | Pulse-start - magnetic | 200 |  |  |  |  | 88 | No Exceptions Met |  |  |  |  | Non Federally-Regulated | 02/06/2008 |  | 12/05/2019
Gardco Lighting | Gardco | LD600**150MH*66************* | Horizontal | Pulse-start - magnetic | 150 |  |  |  |  | 80 | Vertical - Base Up |  |  |  |  | Non Federally-Regulated | 02/06/2008 |  | 12/05/2019
Gardco Lighting | Gardco | MP221Q**320PSMH************** | Horizontal | Pulse-start - magnetic | 320 |  |  |  |  | 88 | No Exceptions Met |  |  |  |  | Non Federally-Regulated | 02/06/2008 |  | 12/05/2019
Gardco Lighting | Gardco | A1911**350PSMH************** | Horizontal | Pulse-start - magnetic | 350 |  |  |  |  | 88 | No Exceptions Met |  |  |  |  | Non Federally-Regulated | 02/06/2008 |  | 12/05/2019
Gardco Lighting | Emco | DECA141FH**200MH************** | Horizontal | Pulse-start - magnetic | 200 |  |  |  |  | 88 | No Exceptions Met |  |  |  |  | Non Federally-Regulated | 02/06/2008 |  | 12/05/2019
Gardco Lighting | Gardco | EH1914X**400PSMH************** | Horizontal | Pulse-start - magnetic | 400 |  |  |  |  | 88 | No Exceptions Met |  |  |  |  | Non Federally-Regulated | 02/06/2008 |  | 12/05/2019
Gardco Lighting | Gardco | STSEH191Q**320PSMH************** | Horizontal | Pulse-start - magnetic | 320 |  |  |  |  | 88 | No Exceptions Met |  |  |  |  | Non Federally-Regulated | 02/06/2008 |  | 12/05/2019
Gardco Lighting | Emco | AVA-1-3/F**250PSMH************** | Horizontal | Pulse-start - magnetic | 250 |  |  |  |  | 88 | No Exceptions Met |  |  |  |  | Non Federally-Regulated | 02/06/2008 |  | 12/05/2019
Gardco Lighting | Emco | DECWA1812H**350PSMH************** | Horizontal | Pulse-start - magnetic | 350 |  |  |  |  | 88 | No Exceptions Met |  |  |  |  | Non Federally-Regulated | 02/06/2008 |  | 12/05/2019
Gardco Lighting | Gardco | 106FT**150MH************** | Horizontal | Pulse-start - magnetic | 150 |  |  |  |  | 80 | Vertical - Base Up |  |  |  |  | Non Federally-Regulated | 02/06/2008 |  | 12/05/2019
Gardco Lighting | Emco | DECP1813H**320PSMH************** | Horizontal | Pulse-start - magnetic | 320 |  |  |  |  | 88 | No Exceptions Met |  |  |  |  | Non Federally-Regulated | 02/06/2008 |  | 12/05/2019
Gardco Lighting | Gardco | CTB2111**320PSMH************** | Horizontal | Pulse-start - magnetic | 320 |  |  |  |  | 88 | No Exceptions Met |  |  |  |  | Non Federally-Regulated | 02/06/2008 |  | 12/05/2019
Gardco Lighting | Gardco | MP2213**400PSMH************** | Horizontal | Pulse-start - magnetic | 400 |  |  |  |  | 88 | No Exceptions Met |  |  |  |  | Non Federally-Regulated | 02/06/2008 |  | 12/05/2019
Gardco Lighting | Gardco | A194FM**250PSMH************** | Horizontal | Pulse-start - magnetic | 250 |  |  |  |  | 88 | No Exceptions Met |  |  |  |  | Non Federally-Regulated | 02/06/2008 |  | 12/05/2019
Gardco Lighting | Gardco | CA171Q**200MH************** | Horizontal | Pulse-start - magnetic | 200 |  |  |  |  | 88 | No Exceptions Met |  |  |  |  | Non Federally-Regulated | 02/06/2008 |  | 12/05/2019
Gardco Lighting | Gardco | CTP211Q**200MH************** | Horizontal | Pulse-start - magnetic | 200 |  |  |  |  | 88 | No Exceptions Met |  |  |  |  | Non Federally-Regulated | 02/06/2008 |  | 12/05/2019
Gardco Lighting | Gardco | EH191Q**350PSMH************** | Horizontal | Pulse-start - magnetic | 350 |  |  |  |  | 88 | No Exceptions Met |  |  |  |  | Non Federally-Regulated | 02/06/2008 |  | 12/05/2019
Gardco Lighting | Emco | ECWA181FH**400PSMH************** | Horizontal | Pulse-start - magnetic | 400 |  |  |  |  | 88 | No Exceptions Met |  |  |  |  | Non Federally-Regulated | 02/06/2008 |  | 12/05/2019
Gardco Lighting | Gardco | A144FM**150MH************** | Horizontal | Pulse-start - magnetic | 150 |  |  |  |  | 80 | Vertical - Base Up |  |  |  |  | Non Federally-Regulated | 02/06/2008 |  | 12/05/2019
Gardco Lighting | Gardco | CR2013XL**150MH************** | Horizontal | Pulse-start - magnetic | 150 |  |  |  |  | 80 | Vertical - Base Up |  |  |  |  | Non Federally-Regulated | 02/06/2008 |  | 12/05/2019
Gardco Lighting | Gardco | A1914X**250PSMH************** | Horizontal | Pulse-start - magnetic | 250 |  |  |  |  | 88 | No Exceptions Met |  |  |  |  | Non Federally-Regulated | 02/06/2008 |  | 12/05/2019
Gardco Lighting | Emco | PAEM-QH**350PSMH************** | Horizontal | Pulse-start - magnetic | 350 |  |  |  |  | 88 | No Exceptions Met |  |  |  |  | Non Federally-Regulated | 02/06/2008 |  | 12/05/2019
Gardco Lighting | Gardco | CW2214X**320PSMH************** | Horizontal | Pulse-start - magnetic | 320 |  |  |  |  | 88 | No Exceptions Met |  |  |  |  | Non Federally-Regulated | 02/06/2008 |  | 12/05/2019
Gardco Lighting | Gardco | G1813XL**150MH************** | Horizontal | Pulse-start - magnetic | 150 |  |  |  |  | 80 | Vertical - Base Up |  |  |  |  | Non Federally-Regulated | 02/06/2008 |  | 12/05/2019
Gardco Lighting | Gardco | G18(W,WS)4XL**250PSMH************** | Horizontal | Pulse-start - magnetic | 250 |  |  |  |  | 88 | No Exceptions Met |  |  |  |  | Non Federally-Regulated | 02/06/2008 |  | 12/05/2019
Gardco Lighting | Emco | ECP181FH**400PSMH************** | Horizontal | Pulse-start - magnetic | 400 |  |  |  |  | 88 | No Exceptions Met |  |  |  |  | Non Federally-Regulated | 02/06/2008 |  | 12/05/2019
Gardco Lighting | Gardco | WE1914X**320PSMH************** | Horizontal | Pulse-start - magnetic | 320 |  |  |  |  | 88 | No Exceptions Met |  |  |  |  | Non Federally-Regulated | 02/06/2008 |  | 12/05/2019
Gardco Lighting | Gardco | H191Q**350PSMH************** | Horizontal | Pulse-start - magnetic | 350 |  |  |  |  | 88 | No Exceptions Met |  |  |  |  | Non Federally-Regulated | 02/06/2008 |  | 12/05/2019
Gardco Lighting | Gardco | MP2214X**350PSMH************** | Horizontal | Pulse-start - magnetic | 350 |  |  |  |  | 88 | No Exceptions Met |  |  |  |  | Non Federally-Regulated | 02/06/2008 |  | 12/05/2019
Gardco Lighting | Emco | DECW141FH**150MH************** | Horizontal | Pulse-start - magnetic | 150 |  |  |  |  | 80 | Vertical - Base Up |  |  |  |  | Non Federally-Regulated | 02/06/2008 |  | 12/05/2019
Gardco Lighting | Gardco | CA2211**400PSMH************** | Horizontal | Pulse-start - magnetic | 400 |  |  |  |  | 88 | No Exceptions Met |  |  |  |  | Non Federally-Regulated | 02/06/2008 |  | 12/05/2019
Gardco Lighting | Gardco | A1944X**320PSMH************** | Horizontal | Pulse-start - magnetic | 320 |  |  |  |  | 88 | No Exceptions Met |  |  |  |  | Non Federally-Regulated | 02/06/2008 |  | 12/05/2019
Gardco Lighting | Emco | DECWA181FH**250PSMH************** | Horizontal | Pulse-start - magnetic | 250 |  |  |  |  | 88 | No Exceptions Met |  |  |  |  | Non Federally-Regulated | 02/06/2008 |  | 12/05/2019
Gardco Lighting | Gardco | LU610ML*150MH*70HPS*144************* | Horizontal | Pulse-start - magnetic | 150 |  |  |  |  | 80 | Vertical - Base Up |  |  |  |  | Non Federally-Regulated | 02/06/2008 |  | 12/05/2019
Gardco Lighting | Emco | ECW1413H**200MH************** | Horizontal | Pulse-start - magnetic | 200 |  |  |  |  | 88 | No Exceptions Met |  |  |  |  | Non Federally-Regulated | 02/06/2008 |  | 12/05/2019
Gardco Lighting | Gardco | MWGL183**150MH************** | Horizontal | Pulse-start - magnetic | 150 |  |  |  |  | 80 | Vertical - Base Up |  |  |  |  | Non Federally-Regulated | 02/06/2008 |  | 12/05/2019
Gardco Lighting | Emco | ERA201FH**200MH************** | Horizontal | Pulse-start - magnetic | 200 |  |  |  |  | 88 | No Exceptions Met |  |  |  |  | Non Federally-Regulated | 02/06/2008 |  | 12/05/2019
Gardco Lighting | Gardco | CA2213**400PSMH************** | Horizontal | Pulse-start - magnetic | 400 |  |  |  |  | 88 | No Exceptions Met |  |  |  |  | Non Federally-Regulated | 02/06/2008 |  | 12/05/2019
Gardco Lighting | Gardco | SCBEH1911**350PSMH************** | Horizontal | Pulse-start - magnetic | 350 |  |  |  |  | 88 | No Exceptions Met |  |  |  |  | Non Federally-Regulated | 02/06/2008 |  | 12/05/2019
Gardco Lighting | Gardco | CP221FM**400PSMH************** | Horizontal | Pulse-start - magnetic | 400 |  |  |  |  | 88 | No Exceptions Met |  |  |  |  | Non Federally-Regulated | 02/06/2008 |  | 12/05/2019
Gardco Lighting | Gardco | CTB1712XL**150MH************** | Horizontal | Pulse-start - magnetic | 150 |  |  |  |  | 80 | Vertical - Base Up |  |  |  |  | Non Federally-Regulated | 02/06/2008 |  | 12/05/2019
Gardco Lighting | Gardco | CR2512XL**250PSMH************** | Horizontal | Pulse-start - magnetic | 250 |  |  |  |  | 88 | No Exceptions Met |  |  |  |  | Non Federally-Regulated | 02/06/2008 |  | 12/05/2019
Gardco Lighting | Gardco | WH191FM**250PSMH************** | Horizontal | Pulse-start - magnetic | 250 |  |  |  |  | 88 | No Exceptions Met |  |  |  |  | Non Federally-Regulated | 02/06/2008 |  | 12/05/2019
Gardco Lighting | Emco | ECWA1813H**400PSMH************** | Horizontal | Pulse-start - magnetic | 400 |  |  |  |  | 88 | No Exceptions Met |  |  |  |  | Non Federally-Regulated | 02/06/2008 |  | 12/05/2019
Gardco Lighting | Gardco | CA2211**320PSMH************** | Horizontal | Pulse-start - magnetic | 320 |  |  |  |  | 88 | No Exceptions Met |  |  |  |  | Non Federally-Regulated | 02/06/2008 |  | 12/05/2019
Gardco Lighting | Gardco | A142Q**150MH************** | Horizontal | Pulse-start - magnetic | 150 |  |  |  |  | 80 | Vertical - Base Up |  |  |  |  | Non Federally-Regulated | 02/06/2008 |  | 12/05/2019
Gardco Lighting | Gardco | A192Q**320PSMH************** | Horizontal | Pulse-start - magnetic | 320 |  |  |  |  | 88 | No Exceptions Met |  |  |  |  | Non Federally-Regulated | 02/06/2008 |  | 12/05/2019
Gardco Lighting | Gardco | CA1713**200MH************** | Horizontal | Pulse-start - magnetic | 200 |  |  |  |  | 88 | No Exceptions Met |  |  |  |  | Non Federally-Regulated | 02/06/2008 |  | 12/05/2019
Gardco Lighting | Emco | PAEM-3H**350PSMH************** | Horizontal | Pulse-start - magnetic | 350 |  |  |  |  | 88 | No Exceptions Met |  |  |  |  | Non Federally-Regulated | 02/06/2008 |  | 12/05/2019
Gardco Lighting | Gardco | CTP211Q**320PSMH************** | Horizontal | Pulse-start - magnetic | 320 |  |  |  |  | 88 | No Exceptions Met |  |  |  |  | Non Federally-Regulated | 02/06/2008 |  | 12/05/2019
Gardco Lighting | Gardco | MW2211**400PSMH************** | Horizontal | Pulse-start - magnetic | 400 |  |  |  |  | 88 | No Exceptions Met |  |  |  |  | Non Federally-Regulated | 02/06/2008 |  | 12/05/2019
Gardco Lighting | Gardco | WH1914X**400PSMH************** | Horizontal | Pulse-start - magnetic | 400 |  |  |  |  | 88 | No Exceptions Met |  |  |  |  | Non Federally-Regulated | 02/06/2008 |  | 12/05/2019
Gardco Lighting | Emco | DECW1812H**250PSMH************** | Horizontal | Pulse-start - magnetic | 250 |  |  |  |  | 88 | No Exceptions Met |  |  |  |  | Non Federally-Regulated | 02/06/2008 |  | 12/05/2019
Gardco Lighting | Emco | ERP2513H**320PSMH************** | Horizontal | Pulse-start - magnetic | 320 |  |  |  |  | 88 | No Exceptions Met |  |  |  |  | Non Federally-Regulated | 02/06/2008 |  | 12/05/2019
Gardco Lighting | Gardco | CTA2111**200MH************** | Horizontal | Pulse-start - magnetic | 200 |  |  |  |  | 88 | No Exceptions Met |  |  |  |  | Non Federally-Regulated | 02/06/2008 |  | 12/05/2019
Gardco Lighting | Gardco | MPG1813**200MH************** | Horizontal | Pulse-start - magnetic | 200 |  |  |  |  | 88 | No Exceptions Met |  |  |  |  | Non Federally-Regulated | 02/06/2008 |  | 12/05/2019
Gardco Lighting | Gardco | WH1913**320PSMH************** | Horizontal | Pulse-start - magnetic | 320 |  |  |  |  | 88 | No Exceptions Met |  |  |  |  | Non Federally-Regulated | 02/06/2008 |  | 12/05/2019
Gardco Lighting | Gardco | CA221Q**400PSMH************** | Horizontal | Pulse-start - magnetic | 400 |  |  |  |  | 88 | No Exceptions Met |  |  |  |  | Non Federally-Regulated | 02/06/2008 |  | 12/05/2019
Gardco Lighting | Gardco | CTP2112XL**250PSMH************** | Horizontal | Pulse-start - magnetic | 250 |  |  |  |  | 88 | No Exceptions Met |  |  |  |  | Non Federally-Regulated | 02/06/2008 |  | 12/05/2019
Gardco Lighting | Gardco | CTP2114XL**320PSMH************** | Horizontal | Pulse-start - magnetic | 320 |  |  |  |  | 88 | No Exceptions Met |  |  |  |  | Non Federally-Regulated | 02/06/2008 |  | 12/05/2019
Gardco Lighting | Gardco | SCBEH1911**400PSMH************** | Horizontal | Pulse-start - magnetic | 400 |  |  |  |  | 88 | No Exceptions Met |  |  |  |  | Non Federally-Regulated | 02/06/2008 |  | 12/05/2019
Gardco Lighting | Gardco | GP1**200MH************** | Horizontal | Pulse-start - magnetic | 200 |  |  |  |  | 88 | No Exceptions Met |  |  |  |  | Non Federally-Regulated | 02/06/2008 |  | 12/05/2019
Gardco Lighting | Gardco | LU610ML*150MH*50HPS*78************* | Horizontal | Pulse-start - magnetic | 150 |  |  |  |  | 80 | Vertical - Base Up |  |  |  |  | Non Federally-Regulated | 02/06/2008 |  | 12/05/2019
Gardco Lighting | Gardco | G18(W,WS)3XL**400PSMH************** | Horizontal | Pulse-start - magnetic | 400 |  |  |  |  | 88 | No Exceptions Met |  |  |  |  | Non Federally-Regulated | 02/06/2008 |  | 12/05/2019
Gardco Lighting | Emco | ERP251FH**320PSMH************** | Horizontal | Pulse-start - magnetic | 320 |  |  |  |  | 88 | No Exceptions Met |  |  |  |  | Non Federally-Regulated | 02/06/2008 |  | 12/05/2019
Gardco Lighting | Gardco | DF12HSP**400PSMH************** | Horizontal | Pulse-start - magnetic | 400 |  |  |  |  | 88 | No Exceptions Met |  |  |  |  | Non Federally-Regulated | 02/06/2008 |  | 12/05/2019
Gardco Lighting | Gardco | LU610**150MH*66************* | Horizontal | Pulse-start - magnetic | 150 |  |  |  |  | 80 | Vertical - Base Up |  |  |  |  | Non Federally-Regulated | 02/06/2008 |  | 12/05/2019
Gardco Lighting | Emco | DECA1812H**400PSMH************** | Horizontal | Pulse-start - magnetic | 400 |  |  |  |  | 88 | No Exceptions Met |  |  |  |  | Non Federally-Regulated | 02/06/2008 |  | 12/05/2019
Gardco Lighting | Gardco | BE1413**200MH************** | Horizontal | Pulse-start - magnetic | 200 |  |  |  |  | 88 | No Exceptions Met |  |  |  |  | Non Federally-Regulated | 02/06/2008 |  | 12/05/2019
Gardco Lighting | Gardco | BH1913**400PSMH************** | Horizontal | Pulse-start - magnetic | 400 |  |  |  |  | 88 | No Exceptions Met |  |  |  |  | Non Federally-Regulated | 02/06/2008 |  | 12/05/2019
Gardco Lighting | Gardco | CP2211**350PSMH************** | Horizontal | Pulse-start - magnetic | 350 |  |  |  |  | 88 | No Exceptions Met |  |  |  |  | Non Federally-Regulated | 02/06/2008 |  | 12/05/2019
Gardco Lighting | Gardco | CTA2111**320PSMH************** | Horizontal | Pulse-start - magnetic | 320 |  |  |  |  | 88 | No Exceptions Met |  |  |  |  | Non Federally-Regulated | 02/06/2008 |  | 12/05/2019
Gardco Lighting | Gardco | LU610ML1*150MH*70MH*84************* | Horizontal | Pulse-start - magnetic | 150 |  |  |  |  | 80 | Vertical - Base Up |  |  |  |  | Non Federally-Regulated | 02/06/2008 |  | 12/05/2019
Gardco Lighting | Gardco | JH1413**150MH************** | Horizontal | Pulse-start - magnetic | 150 |  |  |  |  | 80 | Vertical - Base Up |  |  |  |  | Non Federally-Regulated | 02/06/2008 |  | 12/05/2019
Gardco Lighting | Emco | ECWA181FH**250PSMH************** | Horizontal | Pulse-start - magnetic | 250 |  |  |  |  | 88 | No Exceptions Met |  |  |  |  | Non Federally-Regulated | 02/06/2008 |  | 12/05/2019
Gardco Lighting | Gardco | MWG1813**150MH************** | Horizontal | Pulse-start - magnetic | 150 |  |  |  |  | 80 | Vertical - Base Up |  |  |  |  | Non Federally-Regulated | 02/06/2008 |  | 12/05/2019
Gardco Lighting | Gardco | CP221Q**400PSMH************** | Horizontal | Pulse-start - magnetic | 400 |  |  |  |  | 88 | No Exceptions Met |  |  |  |  | Non Federally-Regulated | 02/06/2008 |  | 12/05/2019
Gardco Lighting | Gardco | CTA2111**350PSMH************** | Horizontal | Pulse-start - magnetic | 350 |  |  |  |  | 88 | No Exceptions Met |  |  |  |  | Non Federally-Regulated | 02/06/2008 |  | 12/05/2019
Gardco Lighting | Emco | ECW1812H**350PSMH************** | Horizontal | Pulse-start - magnetic | 350 |  |  |  |  | 88 | No Exceptions Met |  |  |  |  | Non Federally-Regulated | 02/06/2008 |  | 12/05/2019
Gardco Lighting | Emco | PAES-3H**250PSMH************** | Horizontal | Pulse-start - magnetic | 250 |  |  |  |  | 88 | No Exceptions Met |  |  |  |  | Non Federally-Regulated | 02/06/2008 |  | 12/05/2019
Gardco Lighting | Gardco | STSEH1913**320PSMH************** | Horizontal | Pulse-start - magnetic | 320 |  |  |  |  | 88 | No Exceptions Met |  |  |  |  | Non Federally-Regulated | 02/06/2008 |  | 12/05/2019
Gardco Lighting | Gardco | CR25(W,WS)3XL**320PSMH************** | Horizontal | Pulse-start - magnetic | 320 |  |  |  |  | 88 | No Exceptions Met |  |  |  |  | Non Federally-Regulated | 02/06/2008 |  | 12/05/2019
Gardco Lighting | Gardco | WH1913**400PSMH************** | Horizontal | Pulse-start - magnetic | 400 |  |  |  |  | 88 | No Exceptions Met |  |  |  |  | Non Federally-Regulated | 02/06/2008 |  | 12/05/2019
Gardco Lighting | Gardco | JH1413**200MH************** | Horizontal | Pulse-start - magnetic | 200 |  |  |  |  | 88 | No Exceptions Met |  |  |  |  | Non Federally-Regulated | 02/06/2008 |  | 12/05/2019
Gardco Lighting | Gardco | CR2014XL**150MH************** | Horizontal | Pulse-start - magnetic | 150 |  |  |  |  | 80 | Vertical - Base Up |  |  |  |  | Non Federally-Regulated | 02/06/2008 |  | 12/05/2019
Gardco Lighting | Gardco | CTB2112XL**400PSMH************** | Horizontal | Pulse-start - magnetic | 400 |  |  |  |  | 88 | No Exceptions Met |  |  |  |  | Non Federally-Regulated | 02/06/2008 |  | 12/05/2019
Gardco Lighting | Emco | ECA1813H**320PSMH************** | Horizontal | Pulse-start - magnetic | 320 |  |  |  |  | 88 | No Exceptions Met |  |  |  |  | Non Federally-Regulated | 02/06/2008 |  | 12/05/2019
Gardco Lighting | Gardco | 103MT-UD**150MH************** | Horizontal | Pulse-start - magnetic | 150 |  |  |  |  | 80 | Vertical - Base Up |  |  |  |  | Non Federally-Regulated | 02/06/2008 |  | 12/05/2019
Gardco Lighting | Gardco | JH191FM**320PSMH************** | Horizontal | Pulse-start - magnetic | 320 |  |  |  |  | 88 | No Exceptions Met |  |  |  |  | Non Federally-Regulated | 02/06/2008 |  | 12/05/2019
Gardco Lighting | Gardco | A1943**400PSMH************** | Horizontal | Pulse-start - magnetic | 400 |  |  |  |  | 88 | No Exceptions Met |  |  |  |  | Non Federally-Regulated | 02/06/2008 |  | 12/05/2019
Gardco Lighting | Gardco | CR2515V**400PSMH************** | Horizontal | Pulse-start - magnetic | 400 |  |  |  |  | 88 | No Exceptions Met |  |  |  |  | Non Federally-Regulated | 02/06/2008 |  | 12/05/2019
Gardco Lighting | Gardco | G1811**150MH************** | Horizontal | Pulse-start - magnetic | 150 |  |  |  |  | 80 | Vertical - Base Up |  |  |  |  | Non Federally-Regulated | 02/06/2008 |  | 12/05/2019
Gardco Lighting | Gardco | CTA211Q**250PSMH************** | Horizontal | Pulse-start - magnetic | 250 |  |  |  |  | 88 | No Exceptions Met |  |  |  |  | Non Federally-Regulated | 02/06/2008 |  | 12/05/2019
Gardco Lighting | Gardco | BH1914X**400PSMH************** | Horizontal | Pulse-start - magnetic | 400 |  |  |  |  | 88 | No Exceptions Met |  |  |  |  | Non Federally-Regulated | 02/06/2008 |  | 12/05/2019
Gardco Lighting | Gardco | A1913**320PSMH************** | Horizontal | Pulse-start - magnetic | 320 |  |  |  |  | 88 | No Exceptions Met |  |  |  |  | Non Federally-Regulated | 02/06/2008 |  | 12/05/2019
Gardco Lighting | Gardco | MP221FM**320PSMH************** | Horizontal | Pulse-start - magnetic | 320 |  |  |  |  | 88 | No Exceptions Met |  |  |  |  | Non Federally-Regulated | 02/06/2008 |  | 12/05/2019
Gardco Lighting | Emco | ECA141FH**200MH************** | Horizontal | Pulse-start - magnetic | 200 |  |  |  |  | 88 | No Exceptions Met |  |  |  |  | Non Federally-Regulated | 02/06/2008 |  | 12/05/2019
Gardco Lighting | Gardco | CR2514XL**400PSMH************** | Horizontal | Pulse-start - magnetic | 400 |  |  |  |  | 88 | No Exceptions Met |  |  |  |  | Non Federally-Regulated | 02/06/2008 |  | 12/05/2019
Gardco Lighting | Emco | ERW2513H**320PSMH************** | Horizontal | Pulse-start - magnetic | 320 |  |  |  |  | 88 | No Exceptions Met |  |  |  |  | Non Federally-Regulated | 02/06/2008 |  | 12/05/2019
Gardco Lighting | Gardco | 301OR**150MH************** | Horizontal | Pulse-start - magnetic | 150 |  |  |  |  | 80 | Vertical - Base Up |  |  |  |  | Non Federally-Regulated | 02/06/2008 |  | 12/05/2019
Gardco Lighting | Gardco | JH141Q**150MH************** | Horizontal | Pulse-start - magnetic | 150 |  |  |  |  | 80 | Vertical - Base Up |  |  |  |  | Non Federally-Regulated | 02/06/2008 |  | 12/05/2019
Gardco Lighting | Gardco | LU610ML*150MH*50MH*120************* | Horizontal | Pulse-start - magnetic | 150 |  |  |  |  | 80 | Vertical - Base Up |  |  |  |  | Non Federally-Regulated | 02/06/2008 |  | 12/05/2019
Gardco Lighting | Gardco | 107FT**150MH************** | Horizontal | Pulse-start - magnetic | 150 |  |  |  |  | 80 | Vertical - Base Up |  |  |  |  | Non Federally-Regulated | 02/06/2008 |  | 12/05/2019
Gardco Lighting | Gardco | CPG181Q**150MH************** | Horizontal | Pulse-start - magnetic | 150 |  |  |  |  | 80 | Vertical - Base Up |  |  |  |  | Non Federally-Regulated | 02/06/2008 |  | 12/05/2019
Gardco Lighting | Gardco | MP221Q**350PSMH************** | Horizontal | Pulse-start - magnetic | 350 |  |  |  |  | 88 | No Exceptions Met |  |  |  |  | Non Federally-Regulated | 02/06/2008 |  | 12/05/2019
Gardco Lighting | Emco | PAES-FH-WA**150MH************** | Horizontal | Pulse-start - magnetic | 150 |  |  |  |  | 80 | Vertical - Base Up |  |  |  |  | Non Federally-Regulated | 02/06/2008 |  | 12/05/2019
Gardco Lighting | Emco | DECA1812H**320PSMH************** | Horizontal | Pulse-start - magnetic | 320 |  |  |  |  | 88 | No Exceptions Met |  |  |  |  | Non Federally-Regulated | 02/06/2008 |  | 12/05/2019
Gardco Lighting | Gardco | CAG181FM**200MH************** | Horizontal | Pulse-start - magnetic | 200 |  |  |  |  | 88 | No Exceptions Met |  |  |  |  | Non Federally-Regulated | 02/06/2008 |  | 12/05/2019
Gardco Lighting | Gardco | H141FM**200MH************** | Horizontal | Pulse-start - magnetic | 200 |  |  |  |  | 88 | No Exceptions Met |  |  |  |  | Non Federally-Regulated | 02/06/2008 |  | 12/05/2019
Gardco Lighting | Gardco | SCBEH1911**320PSMH************** | Horizontal | Pulse-start - magnetic | 320 |  |  |  |  | 88 | No Exceptions Met |  |  |  |  | Non Federally-Regulated | 02/06/2008 |  | 12/05/2019
Gardco Lighting | Gardco | SCA14DV1**175PSMH************** | Horizontal | Pulse-start - magnetic | 175 |  |  |  |  | 88 | No Exceptions Met |  |  |  |  | Non Federally-Regulated | 02/06/2008 |  | 12/05/2019
Gardco Lighting | Gardco | SCA14LFM**150MH************** | Horizontal | Pulse-start - magnetic | 150 |  |  |  |  | 80 | Vertical - Base Up |  |  |  |  | Non Federally-Regulated | 02/06/2008 |  | 12/05/2019
Gardco Lighting | Gardco | EH141Q**200MH************** | Horizontal | Pulse-start - magnetic | 200 |  |  |  |  | 88 | No Exceptions Met |  |  |  |  | Non Federally-Regulated | 02/06/2008 |  | 12/05/2019
Gardco Lighting | Gardco | CAG1813**150MH************** | Horizontal | Pulse-start - magnetic | 150 |  |  |  |  | 80 | Vertical - Base Up |  |  |  |  | Non Federally-Regulated | 02/06/2008 |  | 12/05/2019
Gardco Lighting | Emco | DECW1813H**350PSMH************** | Horizontal | Pulse-start - magnetic | 350 |  |  |  |  | 88 | No Exceptions Met |  |  |  |  | Non Federally-Regulated | 02/06/2008 |  | 12/05/2019
Gardco Lighting | Emco | DECA1412H**150MH************** | Horizontal | Pulse-start - magnetic | 150 |  |  |  |  | 80 | Vertical - Base Up |  |  |  |  | Non Federally-Regulated | 02/06/2008 |  | 12/05/2019
Gardco Lighting | Gardco | BH1911**320PSMH************** | Horizontal | Pulse-start - magnetic | 320 |  |  |  |  | 88 | No Exceptions Met |  |  |  |  | Non Federally-Regulated | 02/06/2008 |  | 12/05/2019
Gardco Lighting | Gardco | STSEH1911**400PSMH************** | Horizontal | Pulse-start - magnetic | 400 |  |  |  |  | 88 | No Exceptions Met |  |  |  |  | Non Federally-Regulated | 02/06/2008 |  | 12/05/2019
Gardco Lighting | Gardco | G181Q**350PSMH************** | Horizontal | Pulse-start - magnetic | 350 |  |  |  |  | 88 | No Exceptions Met |  |  |  |  | Non Federally-Regulated | 02/06/2008 |  | 12/05/2019
Gardco Lighting | Gardco | CA221FM**350PSMH************** | Horizontal | Pulse-start - magnetic | 350 |  |  |  |  | 88 | No Exceptions Met |  |  |  |  | Non Federally-Regulated | 02/06/2008 |  | 12/05/2019
Gardco Lighting | Gardco | 101MT**150MH************** | Horizontal | Pulse-start - magnetic | 150 |  |  |  |  | 80 | Vertical - Base Up |  |  |  |  | Non Federally-Regulated | 02/06/2008 |  | 12/05/2019
Gardco Lighting | Gardco | G1811**350PSMH************** | Horizontal | Pulse-start - magnetic | 350 |  |  |  |  | 88 | No Exceptions Met |  |  |  |  | Non Federally-Regulated | 02/06/2008 |  | 12/05/2019
Gardco Lighting | Gardco | MP221Q**250PSMH************** | Horizontal | Pulse-start - magnetic | 250 |  |  |  |  | 88 | No Exceptions Met |  |  |  |  | Non Federally-Regulated | 02/06/2008 |  | 12/05/2019
Gardco Lighting | Gardco | STLEH191FM**320PSMH************** | Horizontal | Pulse-start - magnetic | 320 |  |  |  |  | 88 | No Exceptions Met |  |  |  |  | Non Federally-Regulated | 02/06/2008 |  | 12/05/2019
Gardco Lighting | Emco | DECP1812H**320PSMH************** | Horizontal | Pulse-start - magnetic | 320 |  |  |  |  | 88 | No Exceptions Met |  |  |  |  | Non Federally-Regulated | 02/06/2008 |  | 12/05/2019
Gardco Lighting | Gardco | JEH1913**250PSMH************** | Horizontal | Pulse-start - magnetic | 250 |  |  |  |  | 88 | No Exceptions Met |  |  |  |  | Non Federally-Regulated | 02/06/2008 |  | 12/05/2019
Gardco Lighting | Gardco | CR25(W,WS)3XLV**450PSMH************** | Horizontal | Pulse-start - magnetic | 450 |  |  |  |  | 88 | No Exceptions Met |  |  |  |  | Non Federally-Regulated | 02/06/2008 |  | 12/05/2019
Gardco Lighting | Gardco | CP2211**320PSMH************** | Horizontal | Pulse-start - magnetic | 320 |  |  |  |  | 88 | No Exceptions Met |  |  |  |  | Non Federally-Regulated | 02/06/2008 |  | 12/05/2019
Gardco Lighting | Emco | PAEM-2H-WA**400PSMH************** | Horizontal | Pulse-start - magnetic | 400 |  |  |  |  | 88 | No Exceptions Met |  |  |  |  | Non Federally-Regulated | 02/06/2008 |  | 12/05/2019
Gardco Lighting | Emco | ERW201FH**150MH************** | Horizontal | Pulse-start - magnetic | 150 |  |  |  |  | 80 | Vertical - Base Up |  |  |  |  | Non Federally-Regulated | 02/06/2008 |  | 12/05/2019
Gardco Lighting | Emco | EV13-U-F/WT-150MH-QUAD-BRP************** | Horizontal | Pulse-start - magnetic | 150 |  |  |  |  | 80 | Vertical - Base Up |  |  |  |  | Non Federally-Regulated | 02/06/2008 |  | 12/05/2019
Gardco Lighting | Gardco | WE1914X**400PSMH************** | Horizontal | Pulse-start - magnetic | 400 |  |  |  |  | 88 | No Exceptions Met |  |  |  |  | Non Federally-Regulated | 02/06/2008 |  | 12/05/2019
Gardco Lighting | Emco | ERA2013H**200MH************** | Horizontal | Pulse-start - magnetic | 200 |  |  |  |  | 88 | No Exceptions Met |  |  |  |  | Non Federally-Regulated | 02/06/2008 |  | 12/05/2019
Gardco Lighting | Emco | DECWA1812H**400PSMH************** | Horizontal | Pulse-start - magnetic | 400 |  |  |  |  | 88 | No Exceptions Met |  |  |  |  | Non Federally-Regulated | 02/06/2008 |  | 12/05/2019
Gardco Lighting | Gardco | CP221Q**250PSMH************** | Horizontal | Pulse-start - magnetic | 250 |  |  |  |  | 88 | No Exceptions Met |  |  |  |  | Non Federally-Regulated | 02/06/2008 |  | 12/05/2019
Gardco Lighting | Gardco | A1943**250PSMH************** | Horizontal | Pulse-start - magnetic | 250 |  |  |  |  | 88 | No Exceptions Met |  |  |  |  | Non Federally-Regulated | 02/06/2008 |  | 12/05/2019
Gardco Lighting | Gardco | CW221FM**400PSMH************** | Horizontal | Pulse-start - magnetic | 400 |  |  |  |  | 88 | No Exceptions Met |  |  |  |  | Non Federally-Regulated | 02/06/2008 |  | 12/05/2019
Gardco Lighting | Gardco | JEH1913**320PSMH************** | Horizontal | Pulse-start - magnetic | 320 |  |  |  |  | 88 | No Exceptions Met |  |  |  |  | Non Federally-Regulated | 02/06/2008 |  | 12/05/2019
Gardco Lighting | Gardco | CTP2113XL**200MH************** | Horizontal | Pulse-start - magnetic | 200 |  |  |  |  | 88 | No Exceptions Met |  |  |  |  | Non Federally-Regulated | 02/06/2008 |  | 12/05/2019
Gardco Lighting | Gardco | 141FT**400PSMH************** | Horizontal | Pulse-start - magnetic | 400 |  |  |  |  | 88 | No Exceptions Met |  |  |  |  | Non Federally-Regulated | 02/06/2008 |  | 12/05/2019
Gardco Lighting | Gardco | G1811**400PSMH************** | Horizontal | Pulse-start - magnetic | 400 |  |  |  |  | 88 | No Exceptions Met |  |  |  |  | Non Federally-Regulated | 02/06/2008 |  | 12/05/2019
Gardco Lighting | Emco | DECP1813H**250PSMH************** | Horizontal | Pulse-start - magnetic | 250 |  |  |  |  | 88 | No Exceptions Met |  |  |  |  | Non Federally-Regulated | 02/06/2008 |  | 12/05/2019
Gardco Lighting | Gardco | BE1913**350PSMH************** | Horizontal | Pulse-start - magnetic | 350 |  |  |  |  | 88 | No Exceptions Met |  |  |  |  | Non Federally-Regulated | 02/06/2008 |  | 12/05/2019
Gardco Lighting | Gardco | CA221Q**250PSMH************** | Horizontal | Pulse-start - magnetic | 250 |  |  |  |  | 88 | No Exceptions Met |  |  |  |  | Non Federally-Regulated | 02/06/2008 |  | 12/05/2019
Gardco Lighting | Gardco | G1312XL**150MH************** | Horizontal | Pulse-start - magnetic | 150 |  |  |  |  | 80 | Vertical - Base Up |  |  |  |  | Non Federally-Regulated | 02/06/2008 |  | 12/05/2019
Gardco Lighting | Emco | DECA181QH**400PSMH************** | Horizontal | Pulse-start - magnetic | 400 |  |  |  |  | 88 | No Exceptions Met |  |  |  |  | Non Federally-Regulated | 02/06/2008 |  | 12/05/2019
Gardco Lighting | Gardco | CTA2113XL**400PSMH************** | Horizontal | Pulse-start - magnetic | 400 |  |  |  |  | 88 | No Exceptions Met |  |  |  |  | Non Federally-Regulated | 02/06/2008 |  | 12/05/2019
Gardco Lighting | Gardco | CTB211Q**250PSMH************** | Horizontal | Pulse-start - magnetic | 250 |  |  |  |  | 88 | No Exceptions Met |  |  |  |  | Non Federally-Regulated | 02/06/2008 |  | 12/05/2019
Gardco Lighting | Emco | PAEM-2H-WA**320PSMH************** | Horizontal | Pulse-start - magnetic | 320 |  |  |  |  | 88 | No Exceptions Met |  |  |  |  | Non Federally-Regulated | 02/06/2008 |  | 12/05/2019
Gardco Lighting | Gardco | CA221Q**320PSMH************** | Horizontal | Pulse-start - magnetic | 320 |  |  |  |  | 88 | No Exceptions Met |  |  |  |  | Non Federally-Regulated | 02/06/2008 |  | 12/05/2019
Gardco Lighting | Gardco | CPG1813**200MH************** | Horizontal | Pulse-start - magnetic | 200 |  |  |  |  | 88 | No Exceptions Met |  |  |  |  | Non Federally-Regulated | 02/06/2008 |  | 12/05/2019
Gardco Lighting | Gardco | CP2211**400PSMH************** | Horizontal | Pulse-start - magnetic | 400 |  |  |  |  | 88 | No Exceptions Met |  |  |  |  | Non Federally-Regulated | 02/06/2008 |  | 12/05/2019
Gardco Lighting | Emco | DECW181FH**400PSMH************** | Horizontal | Pulse-start - magnetic | 400 |  |  |  |  | 88 | No Exceptions Met |  |  |  |  | Non Federally-Regulated | 02/06/2008 |  | 12/05/2019
Gardco Lighting | Gardco | STSEH191FM**350PSMH************** | Horizontal | Pulse-start - magnetic | 350 |  |  |  |  | 88 | No Exceptions Met |  |  |  |  | Non Federally-Regulated | 02/06/2008 |  | 12/05/2019
Gardco Lighting | Gardco | A1921**320PSMH************** | Horizontal | Pulse-start - magnetic | 320 |  |  |  |  | 88 | No Exceptions Met |  |  |  |  | Non Federally-Regulated | 02/06/2008 |  | 12/05/2019
Gardco Lighting | Emco | ERA251FH**320PSMH************** | Horizontal | Pulse-start - magnetic | 320 |  |  |  |  | 88 | No Exceptions Met |  |  |  |  | Non Federally-Regulated | 02/06/2008 |  | 12/05/2019
Gardco Lighting | Gardco | A1941**250PSMH************** | Horizontal | Pulse-start - magnetic | 250 |  |  |  |  | 88 | No Exceptions Met |  |  |  |  | Non Federally-Regulated | 02/06/2008 |  | 12/05/2019
Gardco Lighting | Gardco | LU610ML1*150MH*50HPS*78************* | Horizontal | Pulse-start - magnetic | 150 |  |  |  |  | 80 | Vertical - Base Up |  |  |  |  | Non Federally-Regulated | 02/06/2008 |  | 12/05/2019
Gardco Lighting | Gardco | BR163G3**150MH************** | Horizontal | Pulse-start - magnetic | 150 |  |  |  |  | 80 | Vertical - Base Up |  |  |  |  | Non Federally-Regulated | 02/06/2008 |  | 12/05/2019
Gardco Lighting | Gardco | WE1913**400PSMH************** | Horizontal | Pulse-start - magnetic | 400 |  |  |  |  | 88 | No Exceptions Met |  |  |  |  | Non Federally-Regulated | 02/06/2008 |  | 12/05/2019
Gardco Lighting | Emco | ERA2512H**320PSMH************** | Horizontal | Pulse-start - magnetic | 320 |  |  |  |  | 88 | No Exceptions Met |  |  |  |  | Non Federally-Regulated | 02/06/2008 |  | 12/05/2019
Gardco Lighting | Emco | DECA1813H**250PSMH************** | Horizontal | Pulse-start - magnetic | 250 |  |  |  |  | 88 | No Exceptions Met |  |  |  |  | Non Federally-Regulated | 02/06/2008 |  | 12/05/2019
Gardco Lighting | Gardco | SCA14JV1**150MH************** | Horizontal | Pulse-start - magnetic | 150 |  |  |  |  | 80 | Vertical - Base Up |  |  |  |  | Non Federally-Regulated | 02/06/2008 |  | 12/05/2019
Gardco Lighting | Gardco | DF12VFL**250PSMH************** | Horizontal | Pulse-start - magnetic | 250 |  |  |  |  | 88 | No Exceptions Met |  |  |  |  | Non Federally-Regulated | 02/06/2008 |  | 12/05/2019
Gardco Lighting | Gardco | BH1913**250PSMH************** | Horizontal | Pulse-start - magnetic | 250 |  |  |  |  | 88 | No Exceptions Met |  |  |  |  | Non Federally-Regulated | 02/06/2008 |  | 12/05/2019
Gardco Lighting | Gardco | CP171FM**150MH************** | Horizontal | Pulse-start - magnetic | 150 |  |  |  |  | 80 | Vertical - Base Up |  |  |  |  | Non Federally-Regulated | 02/06/2008 |  | 12/05/2019
Gardco Lighting | Gardco | A141Q**150MH************** | Horizontal | Pulse-start - magnetic | 150 |  |  |  |  | 80 | Vertical - Base Up |  |  |  |  | Non Federally-Regulated | 02/06/2008 |  | 12/05/2019
Gardco Lighting | Gardco | H141Q**200MH************** | Horizontal | Pulse-start - magnetic | 200 |  |  |  |  | 88 | No Exceptions Met |  |  |  |  | Non Federally-Regulated | 02/06/2008 |  | 12/05/2019
Gardco Lighting | Gardco | CTP2112XL**320PSMH************** | Horizontal | Pulse-start - magnetic | 320 |  |  |  |  | 88 | No Exceptions Met |  |  |  |  | Non Federally-Regulated | 02/06/2008 |  | 12/05/2019
Gardco Lighting | Emco | ECA1812H**250PSMH************** | Horizontal | Pulse-start - magnetic | 250 |  |  |  |  | 88 | No Exceptions Met |  |  |  |  | Non Federally-Regulated | 02/06/2008 |  | 12/05/2019
Gardco Lighting | Gardco | STLEH1911**350PSMH************** | Horizontal | Pulse-start - magnetic | 350 |  |  |  |  | 88 | No Exceptions Met |  |  |  |  | Non Federally-Regulated | 02/06/2008 |  | 12/05/2019
Gardco Lighting | Gardco | A1923**350PSMH************** | Horizontal | Pulse-start - magnetic | 350 |  |  |  |  | 88 | No Exceptions Met |  |  |  |  | Non Federally-Regulated | 02/06/2008 |  | 12/05/2019
Gardco Lighting | Gardco | MA2214X**400PSMH************** | Horizontal | Pulse-start - magnetic | 400 |  |  |  |  | 88 | No Exceptions Met |  |  |  |  | Non Federally-Regulated | 02/06/2008 |  | 12/05/2019
Gardco Lighting | Gardco | H1914X**250PSMH************** | Horizontal | Pulse-start - magnetic | 250 |  |  |  |  | 88 | No Exceptions Met |  |  |  |  | Non Federally-Regulated | 02/06/2008 |  | 12/05/2019
Gardco Lighting | Gardco | DF7HFL**150MH************** | Horizontal | Pulse-start - magnetic | 150 |  |  |  |  | 80 | Vertical - Base Up |  |  |  |  | Non Federally-Regulated | 02/06/2008 |  | 12/05/2019
Gardco Lighting | Gardco | CW1713**200MH************** | Horizontal | Pulse-start - magnetic | 200 |  |  |  |  | 88 | No Exceptions Met |  |  |  |  | Non Federally-Regulated | 02/06/2008 |  | 12/05/2019
Gardco Lighting | Gardco | CW2213**350PSMH************** | Horizontal | Pulse-start - magnetic | 350 |  |  |  |  | 88 | No Exceptions Met |  |  |  |  | Non Federally-Regulated | 02/06/2008 |  | 12/05/2019
Gardco Lighting | Gardco | CPG181Q**200MH************** | Horizontal | Pulse-start - magnetic | 200 |  |  |  |  | 88 | No Exceptions Met |  |  |  |  | Non Federally-Regulated | 02/06/2008 |  | 12/05/2019
Gardco Lighting | Emco | ERA2513H**250PSMH************** | Horizontal | Pulse-start - magnetic | 250 |  |  |  |  | 88 | No Exceptions Met |  |  |  |  | Non Federally-Regulated | 02/06/2008 |  | 12/05/2019
Gardco Lighting | Gardco | SCA14LV1**175PSMH************** | Horizontal | Pulse-start - magnetic | 175 |  |  |  |  | 88 | No Exceptions Met |  |  |  |  | Non Federally-Regulated | 02/06/2008 |  | 12/05/2019
Gardco Lighting | Emco | DECW1812H**400PSMH************** | Horizontal | Pulse-start - magnetic | 400 |  |  |  |  | 88 | No Exceptions Met |  |  |  |  | Non Federally-Regulated | 02/06/2008 |  | 12/05/2019
Gardco Lighting | Gardco | BH1911**350PSMH************** | Horizontal | Pulse-start - magnetic | 350 |  |  |  |  | 88 | No Exceptions Met |  |  |  |  | Non Federally-Regulated | 02/06/2008 |  | 12/05/2019
Gardco Lighting | Gardco | CR2515V**350PSMH************** | Horizontal | Pulse-start - magnetic | 350 |  |  |  |  | 88 | No Exceptions Met |  |  |  |  | Non Federally-Regulated | 02/06/2008 |  | 12/05/2019
Gardco Lighting | Gardco | CPG181FM**150MH************** | Horizontal | Pulse-start - magnetic | 150 |  |  |  |  | 80 | Vertical - Base Up |  |  |  |  | Non Federally-Regulated | 02/06/2008 |  | 12/05/2019
Gardco Lighting | Emco | PAEM-QH-WA**320PSMH************** | Horizontal | Pulse-start - magnetic | 320 |  |  |  |  | 88 | No Exceptions Met |  |  |  |  | Non Federally-Regulated | 02/06/2008 |  | 12/05/2019
Gardco Lighting | Gardco | JEH191FM**400PSMH************** | Horizontal | Pulse-start - magnetic | 400 |  |  |  |  | 88 | No Exceptions Met |  |  |  |  | Non Federally-Regulated | 02/06/2008 |  | 12/05/2019
Gardco Lighting | Gardco | CR25(W,WS)3XLV**250PSMH************** | Horizontal | Pulse-start - magnetic | 250 |  |  |  |  | 88 | No Exceptions Met |  |  |  |  | Non Federally-Regulated | 02/06/2008 |  | 12/05/2019
Gardco Lighting | Emco | DECA141QH**200MH************** | Horizontal | Pulse-start - magnetic | 200 |  |  |  |  | 88 | No Exceptions Met |  |  |  |  | Non Federally-Regulated | 02/06/2008 |  | 12/05/2019
Gardco Lighting | Gardco | STSEH1911**350PSMH************** | Horizontal | Pulse-start - magnetic | 350 |  |  |  |  | 88 | No Exceptions Met |  |  |  |  | Non Federally-Regulated | 02/06/2008 |  | 12/05/2019
Gardco Lighting | Gardco | DF12NSP**400PSMH************** | Horizontal | Pulse-start - magnetic | 400 |  |  |  |  | 88 | No Exceptions Met |  |  |  |  | Non Federally-Regulated | 02/06/2008 |  | 12/05/2019
Gardco Lighting | Emco | DECW1813H**320PSMH************** | Horizontal | Pulse-start - magnetic | 320 |  |  |  |  | 88 | No Exceptions Met |  |  |  |  | Non Federally-Regulated | 02/06/2008 |  | 12/05/2019
Gardco Lighting | Gardco | 104FT**150MH************** | Horizontal | Pulse-start - magnetic | 150 |  |  |  |  | 80 | Vertical - Base Up |  |  |  |  | Non Federally-Regulated | 02/06/2008 |  | 12/05/2019
Gardco Lighting | Emco | ERW251FH**250PSMH************** | Horizontal | Pulse-start - magnetic | 250 |  |  |  |  | 88 | No Exceptions Met |  |  |  |  | Non Federally-Regulated | 02/06/2008 |  | 12/05/2019
Gardco Lighting | Gardco | CTB2113XL**400PSMH************** | Horizontal | Pulse-start - magnetic | 400 |  |  |  |  | 88 | No Exceptions Met |  |  |  |  | Non Federally-Regulated | 02/06/2008 |  | 12/05/2019
Gardco Lighting | Emco | ERA2012H**200MH************** | Horizontal | Pulse-start - magnetic | 200 |  |  |  |  | 88 | No Exceptions Met |  |  |  |  | Non Federally-Regulated | 02/06/2008 |  | 12/05/2019
Gardco Lighting | Gardco | CRP22-5VINDR**T150MH************** | Horizontal | Pulse-start - magnetic | 150 |  |  |  |  | 80 | Vertical - Base Up |  |  |  |  | Non Federally-Regulated | 02/06/2008 |  | 12/05/2019
Gardco Lighting | Gardco | CR2013XLV**175PSMH************** | Horizontal | Pulse-start - magnetic | 175 |  |  |  |  | 88 | No Exceptions Met |  |  |  |  | Non Federally-Regulated | 02/06/2008 |  | 12/05/2019
Gardco Lighting | Gardco | WH1413**200MH************** | Horizontal | Pulse-start - magnetic | 200 |  |  |  |  | 88 | No Exceptions Met |  |  |  |  | Non Federally-Regulated | 02/06/2008 |  | 12/05/2019
Gardco Lighting | Gardco | 301DEFT**T150MH************** | Horizontal | Pulse-start - magnetic | 150 |  |  |  |  | 80 | Vertical - Base Up |  |  |  |  | Non Federally-Regulated | 02/06/2008 |  | 12/05/2019
Gardco Lighting | Gardco | DF7VFL**150MH************** | Horizontal | Pulse-start - magnetic | 150 |  |  |  |  | 80 | Vertical - Base Up |  |  |  |  | Non Federally-Regulated | 02/06/2008 |  | 12/05/2019
Gardco Lighting | Gardco | SCBEH1913**320PSMH************** | Horizontal | Pulse-start - magnetic | 320 |  |  |  |  | 88 | No Exceptions Met |  |  |  |  | Non Federally-Regulated | 02/06/2008 |  | 12/05/2019
Gardco Lighting | Gardco | 301DELL**150MH************** | Horizontal | Pulse-start - magnetic | 150 |  |  |  |  | 80 | Vertical - Base Up |  |  |  |  | Non Federally-Regulated | 02/06/2008 |  | 12/05/2019
Gardco Lighting | Gardco | A1911**250PSMH************** | Horizontal | Pulse-start - magnetic | 250 |  |  |  |  | 88 | No Exceptions Met |  |  |  |  | Non Federally-Regulated | 02/06/2008 |  | 12/05/2019
Gardco Lighting | Emco | ERP251FH**250PSMH************** | Horizontal | Pulse-start - magnetic | 250 |  |  |  |  | 88 | No Exceptions Met |  |  |  |  | Non Federally-Regulated | 02/06/2008 |  | 12/05/2019
Gardco Lighting | Gardco | CR2013XLV**150MH************** | Horizontal | Pulse-start - magnetic | 150 |  |  |  |  | 80 | Vertical - Base Up |  |  |  |  | Non Federally-Regulated | 02/06/2008 |  | 12/05/2019
Gardco Lighting | Gardco | MA2211**250PSMH************** | Horizontal | Pulse-start - magnetic | 250 |  |  |  |  | 88 | No Exceptions Met |  |  |  |  | Non Federally-Regulated | 02/06/2008 |  | 12/05/2019
Gardco Lighting | Gardco | MW2213**400PSMH************** | Horizontal | Pulse-start - magnetic | 400 |  |  |  |  | 88 | No Exceptions Met |  |  |  |  | Non Federally-Regulated | 02/06/2008 |  | 12/05/2019
Gardco Lighting | Emco | PAEM-QH**250PSMH************** | Horizontal | Pulse-start - magnetic | 250 |  |  |  |  | 88 | No Exceptions Met |  |  |  |  | Non Federally-Regulated | 02/06/2008 |  | 12/05/2019
Gardco Lighting | Gardco | JH1911**320PSMH************** | Horizontal | Pulse-start - magnetic | 320 |  |  |  |  | 88 | No Exceptions Met |  |  |  |  | Non Federally-Regulated | 02/06/2008 |  | 12/05/2019
Gardco Lighting | Emco | ERP2012H**150MH************** | Horizontal | Pulse-start - magnetic | 150 |  |  |  |  | 80 | Vertical - Base Up |  |  |  |  | Non Federally-Regulated | 02/06/2008 |  | 12/05/2019
Gardco Lighting | Emco | DECP1812H**400PSMH************** | Horizontal | Pulse-start - magnetic | 400 |  |  |  |  | 88 | No Exceptions Met |  |  |  |  | Non Federally-Regulated | 02/06/2008 |  | 12/05/2019
Gardco Lighting | Emco | ERW251FH**320PSMH************** | Horizontal | Pulse-start - magnetic | 320 |  |  |  |  | 88 | No Exceptions Met |  |  |  |  | Non Federally-Regulated | 02/06/2008 |  | 12/05/2019
Gardco Lighting | Gardco | CR2514XLV**400PSMH************** | Horizontal | Pulse-start - magnetic | 400 |  |  |  |  | 88 | No Exceptions Met |  |  |  |  | Non Federally-Regulated | 02/06/2008 |  | 12/05/2019
Gardco Lighting | Gardco | BE1911**350PSMH************** | Horizontal | Pulse-start - magnetic | 350 |  |  |  |  | 88 | No Exceptions Met |  |  |  |  | Non Federally-Regulated | 02/06/2008 |  | 12/05/2019
Gardco Lighting | Emco | DECWA1413H**150MH************** | Horizontal | Pulse-start - magnetic | 150 |  |  |  |  | 80 | Vertical - Base Up |  |  |  |  | Non Federally-Regulated | 02/06/2008 |  | 12/05/2019
Gardco Lighting | Gardco | EH1913**250PSMH************** | Horizontal | Pulse-start - magnetic | 250 |  |  |  |  | 88 | No Exceptions Met |  |  |  |  | Non Federally-Regulated | 02/06/2008 |  | 12/05/2019
Gardco Lighting | Gardco | JEH1914X**350PSMH************** | Horizontal | Pulse-start - magnetic | 350 |  |  |  |  | 88 | No Exceptions Met |  |  |  |  | Non Federally-Regulated | 02/06/2008 |  | 12/05/2019
Gardco Lighting | Gardco | CR25(W,WS)2XL**400PSMH************** | Horizontal | Pulse-start - magnetic | 400 |  |  |  |  | 88 | No Exceptions Met |  |  |  |  | Non Federally-Regulated | 02/06/2008 |  | 12/05/2019
Gardco Lighting | Gardco | WH141FM**150MH************** | Horizontal | Pulse-start - magnetic | 150 |  |  |  |  | 80 | Vertical - Base Up |  |  |  |  | Non Federally-Regulated | 02/06/2008 |  | 12/05/2019
Gardco Lighting | Gardco | H1913**350PSMH************** | Horizontal | Pulse-start - magnetic | 350 |  |  |  |  | 88 | No Exceptions Met |  |  |  |  | Non Federally-Regulated | 02/06/2008 |  | 12/05/2019
Gardco Lighting | Emco | DECW181FH**250PSMH************** | Horizontal | Pulse-start - magnetic | 250 |  |  |  |  | 88 | No Exceptions Met |  |  |  |  | Non Federally-Regulated | 02/06/2008 |  | 12/05/2019
Gardco Lighting | Gardco | A1924X**400PSMH************** | Horizontal | Pulse-start - magnetic | 400 |  |  |  |  | 88 | No Exceptions Met |  |  |  |  | Non Federally-Regulated | 02/06/2008 |  | 12/05/2019
Gardco Lighting | Emco | ERA2513H**320PSMH************** | Horizontal | Pulse-start - magnetic | 320 |  |  |  |  | 88 | No Exceptions Met |  |  |  |  | Non Federally-Regulated | 02/06/2008 |  | 12/05/2019
Gardco Lighting | Emco | DECA1812H**250PSMH************** | Horizontal | Pulse-start - magnetic | 250 |  |  |  |  | 88 | No Exceptions Met |  |  |  |  | Non Federally-Regulated | 02/06/2008 |  | 12/05/2019
Gardco Lighting | Gardco | EH1913**400PSMH************** | Horizontal | Pulse-start - magnetic | 400 |  |  |  |  | 88 | No Exceptions Met |  |  |  |  | Non Federally-Regulated | 02/06/2008 |  | 12/05/2019
Gardco Lighting | Gardco | MAG1811**150MH************** | Horizontal | Pulse-start - magnetic | 150 |  |  |  |  | 80 | Vertical - Base Up |  |  |  |  | Non Federally-Regulated | 02/06/2008 |  | 12/05/2019
Gardco Lighting | Gardco | MPG181Q**150MH************** | Horizontal | Pulse-start - magnetic | 150 |  |  |  |  | 80 | Vertical - Base Up |  |  |  |  | Non Federally-Regulated | 02/06/2008 |  | 12/05/2019
Gardco Lighting | Gardco | CR25(W,WS)4XL**320PSMH************** | Horizontal | Pulse-start - magnetic | 320 |  |  |  |  | 88 | No Exceptions Met |  |  |  |  | Non Federally-Regulated | 02/06/2008 |  | 12/05/2019
Gardco Lighting | Gardco | CTP1712XL**150MH************** | Horizontal | Pulse-start - magnetic | 150 |  |  |  |  | 80 | Vertical - Base Up |  |  |  |  | Non Federally-Regulated | 02/06/2008 |  | 12/05/2019
Gardco Lighting | Gardco | H1411**200MH************** | Horizontal | Pulse-start - magnetic | 200 |  |  |  |  | 88 | No Exceptions Met |  |  |  |  | Non Federally-Regulated | 02/06/2008 |  | 12/05/2019
Gardco Lighting | Gardco | CR2512XL**350PSMH************** | Horizontal | Pulse-start - magnetic | 350 |  |  |  |  | 88 | No Exceptions Met |  |  |  |  | Non Federally-Regulated | 02/06/2008 |  | 12/05/2019
Gardco Lighting | Gardco | SCA14JFM**150MH************** | Horizontal | Pulse-start - magnetic | 150 |  |  |  |  | 80 | Vertical - Base Up |  |  |  |  | Non Federally-Regulated | 02/06/2008 |  | 12/05/2019
Gardco Lighting | Gardco | CTP2112XL**400PSMH************** | Horizontal | Pulse-start - magnetic | 400 |  |  |  |  | 88 | No Exceptions Met |  |  |  |  | Non Federally-Regulated | 02/06/2008 |  | 12/05/2019
Gardco Lighting | Gardco | BE1911**320PSMH************** | Horizontal | Pulse-start - magnetic | 320 |  |  |  |  | 88 | No Exceptions Met |  |  |  |  | Non Federally-Regulated | 02/06/2008 |  | 12/05/2019
Gardco Lighting | Gardco | LU610ML1*150MH*50MH*144************* | Horizontal | Pulse-start - magnetic | 150 |  |  |  |  | 80 | Vertical - Base Up |  |  |  |  | Non Federally-Regulated | 02/06/2008 |  | 12/05/2019
Gardco Lighting | Gardco | CTA2113XL**250PSMH************** | Horizontal | Pulse-start - magnetic | 250 |  |  |  |  | 88 | No Exceptions Met |  |  |  |  | Non Federally-Regulated | 02/06/2008 |  | 12/05/2019
Gardco Lighting | Emco | ECP181QH**350PSMH************** | Horizontal | Pulse-start - magnetic | 350 |  |  |  |  | 88 | No Exceptions Met |  |  |  |  | Non Federally-Regulated | 02/06/2008 |  | 12/05/2019
Gardco Lighting | Gardco | 108MT**150MH************** | Horizontal | Pulse-start - magnetic | 150 |  |  |  |  | 80 | Vertical - Base Up |  |  |  |  | Non Federally-Regulated | 02/06/2008 |  | 12/05/2019
Gardco Lighting | Emco | PAEM-QH-WA**350PSMH************** | Horizontal | Pulse-start - magnetic | 350 |  |  |  |  | 88 | No Exceptions Met |  |  |  |  | Non Federally-Regulated | 02/06/2008 |  | 12/05/2019
Gardco Lighting | Emco | AVR-1-5**350PSMH************** | Horizontal | Pulse-start - magnetic | 350 |  |  |  |  | 88 | No Exceptions Met |  |  |  |  | Non Federally-Regulated | 02/06/2008 |  | 12/05/2019
Gardco Lighting | Gardco | CAG181FM**150MH************** | Horizontal | Pulse-start - magnetic | 150 |  |  |  |  | 80 | Vertical - Base Up |  |  |  |  | Non Federally-Regulated | 02/06/2008 |  | 12/05/2019
Gardco Lighting | Gardco | SCBEH191FM**320PSMH************** | Horizontal | Pulse-start - magnetic | 320 |  |  |  |  | 88 | No Exceptions Met |  |  |  |  | Non Federally-Regulated | 02/06/2008 |  | 12/05/2019
Gardco Lighting | Gardco | 141FT**250PSMH************** | Horizontal | Pulse-start - magnetic | 250 |  |  |  |  | 88 | No Exceptions Met |  |  |  |  | Non Federally-Regulated | 02/06/2008 |  | 12/05/2019
Gardco Lighting | Emco | DECWA181FH**350PSMH************** | Horizontal | Pulse-start - magnetic | 350 |  |  |  |  | 88 | No Exceptions Met |  |  |  |  | Non Federally-Regulated | 02/06/2008 |  | 12/05/2019
Gardco Lighting | Emco | ECP181QH**250PSMH************** | Horizontal | Pulse-start - magnetic | 250 |  |  |  |  | 88 | No Exceptions Met |  |  |  |  | Non Federally-Regulated | 02/06/2008 |  | 12/05/2019
Gardco Lighting | Gardco | CR2512XLV**250PSMH************** | Horizontal | Pulse-start - magnetic | 250 |  |  |  |  | 88 | No Exceptions Met |  |  |  |  | Non Federally-Regulated | 02/06/2008 |  | 12/05/2019
Gardco Lighting | Gardco | MP2211**400PSMH************** | Horizontal | Pulse-start - magnetic | 400 |  |  |  |  | 88 | No Exceptions Met |  |  |  |  | Non Federally-Regulated | 02/06/2008 |  | 12/05/2019
Gardco Lighting | Gardco | BR1623**150MH************** | Horizontal | Pulse-start - magnetic | 150 |  |  |  |  | 80 | Vertical - Base Up |  |  |  |  | Non Federally-Regulated | 02/06/2008 |  | 12/05/2019
Gardco Lighting | Emco | ECW1813H**350PSMH************** | Horizontal | Pulse-start - magnetic | 350 |  |  |  |  | 88 | No Exceptions Met |  |  |  |  | Non Federally-Regulated | 02/06/2008 |  | 12/05/2019
Gardco Lighting | Gardco | CW2214X**400PSMH************** | Horizontal | Pulse-start - magnetic | 400 |  |  |  |  | 88 | No Exceptions Met |  |  |  |  | Non Federally-Regulated | 02/06/2008 |  | 12/05/2019
Gardco Lighting | Gardco | SCA14JV1**175PSMH************** | Horizontal | Pulse-start - magnetic | 175 |  |  |  |  | 88 | No Exceptions Met |  |  |  |  | Non Federally-Regulated | 02/06/2008 |  | 12/05/2019
Gardco Lighting | Gardco | SCBEH1911**250PSMH************** | Horizontal | Pulse-start - magnetic | 250 |  |  |  |  | 88 | No Exceptions Met |  |  |  |  | Non Federally-Regulated | 02/06/2008 |  | 12/05/2019
Gardco Lighting | Gardco | DF12MFL**350PSMH************** | Horizontal | Pulse-start - magnetic | 350 |  |  |  |  | 88 | No Exceptions Met |  |  |  |  | Non Federally-Regulated | 02/06/2008 |  | 12/05/2019
Lumec | Lumec | CPLS | Horizontal | Pulse-start - electronic | 175 |  |  |  |  | 88 | No Exceptions Met |  |  |  |  | Non Federally-Regulated | 01/24/2008 |  | 12/05/2019
Lumec | Lumec | CALW | Horizontal | Pulse-start - electronic | 70 |  |  |  |  | 88 | No Exceptions Met |  |  |  |  | Non Federally-Regulated | 01/24/2008 |  | 12/05/2019
Lumec | Lumec | CPLM | Horizontal | Pulse-start - electronic | 400 |  |  |  |  | 88 | No Exceptions Met |  |  |  |  | Non Federally-Regulated | 01/24/2008 |  | 12/05/2019
Lumec | Lumec | CAND1 | Vertical - Base Up | Pulse-start - magnetic | 250 |  |  |  |  | 88 | No Exceptions Met |  |  |  |  | Non Federally-Regulated | 01/24/2008 |  | 12/05/2019
Lumec | Lumec | BR20 | Vertical - Base Up | Pulse-start - magnetic | 250 |  |  |  |  | 88 | No Exceptions Met |  |  |  |  | Non Federally-Regulated | 01/24/2008 |  | 12/05/2019
Lumec | Lumec | CAND1** | Vertical - Base Up | Pulse-start - magnetic | 250 |  |  |  |  | 88 | No Exceptions Met |  |  |  |  | Non Federally-Regulated | 01/24/2008 |  | 12/05/2019
Lumec | Lumec | CANDS3 | Vertical - Base Up | Pulse-start - magnetic | 175 |  |  |  |  | 88 | No Exceptions Met |  |  |  |  | Non Federally-Regulated | 01/24/2008 |  | 12/05/2019
Lumec | Lumec | DOME | Vertical - Base Up | Pulse-start - magnetic | 250 |  |  |  |  | 88 | No Exceptions Met |  |  |  |  | Non Federally-Regulated | 01/24/2008 |  | 12/05/2019
Lumec | Lumec | EQX2 | Vertical - Base Up | Pulse-start - magnetic | 250 |  |  |  |  | 88 | No Exceptions Met |  |  |  |  | Non Federally-Regulated | 01/24/2008 |  | 12/05/2019
Lumec | Lumec | JLT20 | Vertical - Base Up | Pulse-start - magnetic | 400 |  |  |  |  | 88 | No Exceptions Met |  |  |  |  | Non Federally-Regulated | 01/24/2008 |  | 12/05/2019
Lumec | Lumec | CAND3 | Vertical - Base Up | Pulse-start - magnetic | 250 |  |  |  |  | 88 | No Exceptions Met |  |  |  |  | Non Federally-Regulated | 01/24/2008 |  | 12/05/2019
Lumec | Lumec | CAND5 | Vertical - Base Up | Pulse-start - magnetic | 250 |  |  |  |  | 88 | No Exceptions Met |  |  |  |  | Non Federally-Regulated | 01/24/2008 |  | 12/05/2019
Lumec | Lumec | JLT10 | Vertical - Base Up | Pulse-start - magnetic | 400 |  |  |  |  | 88 | No Exceptions Met |  |  |  |  | Non Federally-Regulated | 01/24/2008 |  | 12/05/2019
Lumec | Lumec | DOME2 | Vertical - Base Up | Pulse-start - magnetic | 250 |  |  |  |  | 88 | No Exceptions Met |  |  |  |  | Non Federally-Regulated | 01/24/2008 |  | 12/05/2019
Lumec | Lumec | CAND4 | Vertical - Base Up | Pulse-start - magnetic | 250 |  |  |  |  | 88 | No Exceptions Met |  |  |  |  | Non Federally-Regulated | 01/24/2008 |  | 12/05/2019
Lumec | Lumec | CAND7 | Vertical - Base Up | Pulse-start - magnetic | 250 |  |  |  |  | 88 | No Exceptions Met |  |  |  |  | Non Federally-Regulated | 01/24/2008 |  | 12/05/2019
Lumec | Lumec | CAL** | Vertical - Base Up | Pulse-start - magnetic | 175 |  |  |  |  | 88 | No Exceptions Met |  |  |  |  | Non Federally-Regulated | 01/24/2008 |  | 12/05/2019
Lumec | Lumec | EQX3 | Vertical - Base Up | Pulse-start - magnetic | 250 |  |  |  |  | 88 | No Exceptions Met |  |  |  |  | Non Federally-Regulated | 01/24/2008 |  | 12/05/2019
Lumec | Lumec | WD10 | Vertical - Base Up | Pulse-start - magnetic | 250 |  |  |  |  | 88 | No Exceptions Met |  |  |  |  | Non Federally-Regulated | 01/24/2008 |  | 12/05/2019
Lumec | Lumec | CALM | Vertical - Base Up | Pulse-start - magnetic | 175 |  |  |  |  | 88 | No Exceptions Met |  |  |  |  | Non Federally-Regulated | 01/24/2008 |  | 12/05/2019
Lumec | Lumec | JLT30 | Vertical - Base Up | Pulse-start - magnetic | 400 |  |  |  |  | 88 | No Exceptions Met |  |  |  |  | Non Federally-Regulated | 01/24/2008 |  | 12/05/2019
Lumec | Lumec | EQX1 | Vertical - Base Up | Pulse-start - magnetic | 250 |  |  |  |  | 88 | No Exceptions Met |  |  |  |  | Non Federally-Regulated | 01/24/2008 |  | 12/05/2019
Lumec | Lumec | BORAM6-DSH | Vertical - Base Down | Pulse-start - magnetic | 100 |  |  |  |  | 88 | No Exceptions Met |  |  |  |  | Non Federally-Regulated | 01/24/2008 |  | 12/05/2019
Lumec | Lumec | 5240 | Vertical - Base Down | Pulse-start - magnetic | 175 |  |  |  |  | 88 | No Exceptions Met |  |  |  |  | Non Federally-Regulated | 01/24/2008 |  | 12/05/2019
Lumec | Lumec | OV2 | Vertical - Base Down | Pulse-start - magnetic | 70 |  |  |  |  | 88 | No Exceptions Met |  |  |  |  | Non Federally-Regulated | 01/24/2008 |  | 12/05/2019
Lumec | Lumec | BOR80 | Vertical - Base Down | Pulse-start - magnetic | 100 |  |  |  |  | 88 | No Exceptions Met |  |  |  |  | Non Federally-Regulated | 01/24/2008 |  | 12/05/2019
Lumec | Lumec | Z12 | Vertical - Base Down | Pulse-start - magnetic | 175 |  |  |  |  | 88 | No Exceptions Met |  |  |  |  | Non Federally-Regulated | 01/24/2008 |  | 12/05/2019
Lumec | Lumec | Z65E | Vertical - Base Down | Pulse-start - magnetic | 175 |  |  |  |  | 88 | No Exceptions Met |  |  |  |  | Non Federally-Regulated | 01/24/2008 |  | 12/05/2019
Lumec | Lumec | S23C* | Vertical - Base Down | Pulse-start - magnetic | 250 |  |  |  |  | 88 | No Exceptions Met |  |  |  |  | Non Federally-Regulated | 01/24/2008 |  | 12/05/2019
Lumec | Lumec | BOR6* | Vertical - Base Down | Pulse-start - magnetic | 100 |  |  |  |  | 88 | No Exceptions Met |  |  |  |  | Non Federally-Regulated | 01/24/2008 |  | 12/05/2019
Lumec | Lumec | Z10* | Vertical - Base Down | Pulse-start - magnetic | 175 |  |  |  |  | 88 | No Exceptions Met |  |  |  |  | Non Federally-Regulated | 01/24/2008 |  | 12/05/2019
Lumec | Lumec | NW2** | Vertical - Base Down | Pulse-start - magnetic | 250 |  |  |  |  | 88 | No Exceptions Met |  |  |  |  | Non Federally-Regulated | 01/24/2008 |  | 12/05/2019
Lumec | Lumec | Z60B | Vertical - Base Down | Pulse-start - magnetic | 175 |  |  |  |  | 88 | No Exceptions Met |  |  |  |  | Non Federally-Regulated | 01/24/2008 |  | 12/05/2019
Lumec | Lumec | Z65F | Vertical - Base Down | Pulse-start - magnetic | 175 |  |  |  |  | 88 | No Exceptions Met |  |  |  |  | Non Federally-Regulated | 01/24/2008 |  | 12/05/2019
Lumec | Lumec | LLHS | Vertical - Base Down | Pulse-start - magnetic | 175 |  |  |  |  | 88 | No Exceptions Met |  |  |  |  | Non Federally-Regulated | 01/24/2008 |  | 12/05/2019
Lumec | Lumec | LL20 | Vertical - Base Down | Pulse-start - magnetic | 175 |  |  |  |  | 88 | No Exceptions Met |  |  |  |  | Non Federally-Regulated | 01/24/2008 |  | 12/05/2019
Lumec | Lumec | BOC8 | Vertical - Base Down | Pulse-start - magnetic | 100 |  |  |  |  | 88 | No Exceptions Met |  |  |  |  | Non Federally-Regulated | 01/24/2008 |  | 12/05/2019
Lumec | Lumec | S23* | Vertical - Base Down | Pulse-start - magnetic | 250 |  |  |  |  | 88 | No Exceptions Met |  |  |  |  | Non Federally-Regulated | 01/24/2008 |  | 12/05/2019
Lumec | Lumec | OPCB | Vertical - Base Down | Pulse-start - magnetic | 100 |  |  |  |  | 88 | No Exceptions Met |  |  |  |  | Non Federally-Regulated | 01/24/2008 |  | 12/05/2019
Lumec | Lumec | CALB2 | Vertical - Base Down | Pulse-start - magnetic | 50 |  |  |  |  | 88 | No Exceptions Met |  |  |  |  | Non Federally-Regulated | 01/24/2008 |  | 12/05/2019
Lumec | Lumec | CANDS1 | Vertical - Base Down | Pulse-start - magnetic | 175 |  |  |  |  | 88 | No Exceptions Met |  |  |  |  | Non Federally-Regulated | 01/24/2008 |  | 12/05/2019
Lumec | Lumec | CANDB1 | Vertical - Base Down | Pulse-start - magnetic | 100 |  |  |  |  | 88 | No Exceptions Met |  |  |  |  | Non Federally-Regulated | 01/24/2008 |  | 12/05/2019
Lumec | Lumec | S50C* | Vertical - Base Down | Pulse-start - magnetic | 250 |  |  |  |  | 88 | No Exceptions Met |  |  |  |  | Non Federally-Regulated | 01/24/2008 |  | 12/05/2019
Lumec | Lumec | CANDB2 | Vertical - Base Down | Pulse-start - magnetic | 100 |  |  |  |  | 88 | No Exceptions Met |  |  |  |  | Non Federally-Regulated | 01/24/2008 |  | 12/05/2019
Lumec | Lumec | STY-* | Vertical - Base Down | Pulse-start - magnetic | 100 |  |  |  |  | 88 | No Exceptions Met |  |  |  |  | Non Federally-Regulated | 01/24/2008 |  | 12/05/2019
Lumec | Lumec | LLHL | Vertical - Base Down | Pulse-start - magnetic | 175 |  |  |  |  | 88 | No Exceptions Met |  |  |  |  | Non Federally-Regulated | 01/24/2008 |  | 12/05/2019
Lumec | Lumec | Z11* | Vertical - Base Down | Pulse-start - magnetic | 175 |  |  |  |  | 88 | No Exceptions Met |  |  |  |  | Non Federally-Regulated | 01/24/2008 |  | 12/05/2019
Lumec | Lumec | Z40C | Vertical - Base Down | Pulse-start - magnetic | 175 |  |  |  |  | 88 | No Exceptions Met |  |  |  |  | Non Federally-Regulated | 01/24/2008 |  | 12/05/2019
Lumec | Lumec | CANDS1** | Vertical - Base Down | Pulse-start - magnetic | 175 |  |  |  |  | 88 | No Exceptions Met |  |  |  |  | Non Federally-Regulated | 01/24/2008 |  | 12/05/2019
Lumec | Lumec | Z40G | Vertical - Base Down | Pulse-start - magnetic | 175 |  |  |  |  | 88 | No Exceptions Met |  |  |  |  | Non Federally-Regulated | 01/24/2008 |  | 12/05/2019
Lumec | Lumec | LLCR** | Vertical - Base Down | Pulse-start - magnetic | 175 |  |  |  |  | 88 | No Exceptions Met |  |  |  |  | Non Federally-Regulated | 01/24/2008 |  | 12/05/2019
Lumec | Lumec | Z47B | Vertical - Base Down | Pulse-start - magnetic | 175 |  |  |  |  | 88 | No Exceptions Met |  |  |  |  | Non Federally-Regulated | 01/24/2008 |  | 12/05/2019
Lumec | Lumec | Z47A | Vertical - Base Down | Pulse-start - magnetic | 175 |  |  |  |  | 88 | No Exceptions Met |  |  |  |  | Non Federally-Regulated | 01/24/2008 |  | 12/05/2019
Lumec | Lumec | Z14 | Vertical - Base Down | Pulse-start - magnetic | 175 |  |  |  |  | 88 | No Exceptions Met |  |  |  |  | Non Federally-Regulated | 01/24/2008 |  | 12/05/2019
Lumec | Lumec | LL18 | Vertical - Base Down | Pulse-start - magnetic | 175 |  |  |  |  | 88 | No Exceptions Met |  |  |  |  | Non Federally-Regulated | 01/24/2008 |  | 12/05/2019
Lumec | Lumec | Z15 | Vertical - Base Down | Pulse-start - magnetic | 175 |  |  |  |  | 88 | No Exceptions Met |  |  |  |  | Non Federally-Regulated | 01/24/2008 |  | 12/05/2019
Lumec | Lumec | Z60A | Vertical - Base Down | Pulse-start - magnetic | 175 |  |  |  |  | 88 | No Exceptions Met |  |  |  |  | Non Federally-Regulated | 01/24/2008 |  | 12/05/2019
Lumec | Lumec | L57 | Vertical - Base Down | Pulse-start - magnetic | 250 |  |  |  |  | 88 | No Exceptions Met |  |  |  |  | Non Federally-Regulated | 01/24/2008 |  | 12/05/2019
Lumec | Lumec | Z42 | Vertical - Base Down | Pulse-start - magnetic | 175 |  |  |  |  | 88 | No Exceptions Met |  |  |  |  | Non Federally-Regulated | 01/24/2008 |  | 12/05/2019
Lumec | Lumec | NWS6** | Vertical - Base Down | Pulse-start - magnetic | 175 |  |  |  |  | 88 | No Exceptions Met |  |  |  |  | Non Federally-Regulated | 01/24/2008 |  | 12/05/2019
Lumec | Lumec | Z47 | Vertical - Base Down | Pulse-start - magnetic | 175 |  |  |  |  | 88 | No Exceptions Met |  |  |  |  | Non Federally-Regulated | 01/24/2008 |  | 12/05/2019
Lumec | Lumec | Z40E | Vertical - Base Down | Pulse-start - magnetic | 175 |  |  |  |  | 88 | No Exceptions Met |  |  |  |  | Non Federally-Regulated | 01/24/2008 |  | 12/05/2019
Lumec | Lumec | CAND2 | Vertical - Base Down | Pulse-start - magnetic | 250 |  |  |  |  | 88 | No Exceptions Met |  |  |  |  | Non Federally-Regulated | 01/24/2008 |  | 12/05/2019
Lumec | Lumec | S55C* | Vertical - Base Down | Pulse-start - magnetic | 250 |  |  |  |  | 88 | No Exceptions Met |  |  |  |  | Non Federally-Regulated | 01/24/2008 |  | 12/05/2019
Lumec | Lumec | CANDB4 | Vertical - Base Down | Pulse-start - magnetic | 100 |  |  |  |  | 88 | No Exceptions Met |  |  |  |  | Non Federally-Regulated | 01/24/2008 |  | 12/05/2019
Lumec | Lumec | CALB1 | Vertical - Base Down | Pulse-start - magnetic | 50 |  |  |  |  | 88 | No Exceptions Met |  |  |  |  | Non Federally-Regulated | 01/24/2008 |  | 12/05/2019
Lumec | Lumec | CAND6 | Vertical - Base Down | Pulse-start - magnetic | 250 |  |  |  |  | 88 | No Exceptions Met |  |  |  |  | Non Federally-Regulated | 01/24/2008 |  | 12/05/2019
Lumec | Lumec | NW | Vertical - Base Down | Pulse-start - magnetic | 250 |  |  |  |  | 88 | No Exceptions Met |  |  |  |  | Non Federally-Regulated | 01/24/2008 |  | 12/05/2019
Lumec | Lumec | DOSB1 | Vertical - Base Down | Pulse-start - magnetic | 50 |  |  |  |  | 88 | No Exceptions Met |  |  |  |  | Non Federally-Regulated | 01/24/2008 |  | 12/05/2019
Lumec | Lumec | Z65C | Vertical - Base Down | Pulse-start - magnetic | 175 |  |  |  |  | 88 | No Exceptions Met |  |  |  |  | Non Federally-Regulated | 01/24/2008 |  | 12/05/2019
Lumec | Lumec | CANDS2** | Vertical - Base Down | Pulse-start - magnetic | 175 |  |  |  |  | 88 | No Exceptions Met |  |  |  |  | Non Federally-Regulated | 01/24/2008 |  | 12/05/2019
Lumec | Lumec | BOR48 | Vertical - Base Down | Pulse-start - magnetic | 100 |  |  |  |  | 88 | No Exceptions Met |  |  |  |  | Non Federally-Regulated | 01/24/2008 |  | 12/05/2019
Lumec | Lumec | Z24 | Vertical - Base Down | Pulse-start - magnetic | 175 |  |  |  |  | 88 | No Exceptions Met |  |  |  |  | Non Federally-Regulated | 01/24/2008 |  | 12/05/2019
Lumec | Lumec | LLOL | Vertical - Base Down | Pulse-start - magnetic | 175 |  |  |  |  | 88 | No Exceptions Met |  |  |  |  | Non Federally-Regulated | 01/24/2008 |  | 12/05/2019
Lumec | Lumec | 5200 | Vertical - Base Down | Pulse-start - magnetic | 175 |  |  |  |  | 88 | No Exceptions Met |  |  |  |  | Non Federally-Regulated | 01/24/2008 |  | 12/05/2019
Lumec | Lumec | Z47L | Vertical - Base Down | Pulse-start - magnetic | 175 |  |  |  |  | 88 | No Exceptions Met |  |  |  |  | Non Federally-Regulated | 01/24/2008 |  | 12/05/2019
Lumec | Lumec | LL22 | Vertical - Base Down | Pulse-start - magnetic | 175 |  |  |  |  | 88 | No Exceptions Met |  |  |  |  | Non Federally-Regulated | 01/24/2008 |  | 12/05/2019
Lumec | Lumec | BORAM8-DSH | Vertical - Base Down | Pulse-start - magnetic | 100 |  |  |  |  | 88 | No Exceptions Met |  |  |  |  | Non Federally-Regulated | 01/24/2008 |  | 12/05/2019
Lumec | Lumec | L23 | Vertical - Base Down | Pulse-start - magnetic | 250 |  |  |  |  | 88 | No Exceptions Met |  |  |  |  | Non Federally-Regulated | 01/24/2008 |  | 12/05/2019
Lumec | Lumec | Z66* | Vertical - Base Down | Pulse-start - magnetic | 175 |  |  |  |  | 88 | No Exceptions Met |  |  |  |  | Non Federally-Regulated | 01/24/2008 |  | 12/05/2019
Lumec | Lumec | LL12 | Vertical - Base Down | Pulse-start - magnetic | 175 |  |  |  |  | 88 | No Exceptions Met |  |  |  |  | Non Federally-Regulated | 01/24/2008 |  | 12/05/2019
Lumec | Lumec | LLPLC | Vertical - Base Down | Pulse-start - magnetic | 175 |  |  |  |  | 88 | No Exceptions Met |  |  |  |  | Non Federally-Regulated | 01/24/2008 |  | 12/05/2019
Lumec | Lumec | L29 | Vertical - Base Down | Pulse-start - magnetic | 250 |  |  |  |  | 88 | No Exceptions Met |  |  |  |  | Non Federally-Regulated | 01/24/2008 |  | 12/05/2019
Lumec | Lumec | LL14 | Vertical - Base Down | Pulse-start - magnetic | 175 |  |  |  |  | 88 | No Exceptions Met |  |  |  |  | Non Federally-Regulated | 01/24/2008 |  | 12/05/2019
Lumec | Lumec | S56C* | Vertical - Base Down | Pulse-start - magnetic | 250 |  |  |  |  | 88 | No Exceptions Met |  |  |  |  | Non Federally-Regulated | 01/24/2008 |  | 12/05/2019
Lumec | Lumec | CANDB3 | Vertical - Base Down | Pulse-start - magnetic | 100 |  |  |  |  | 88 | No Exceptions Met |  |  |  |  | Non Federally-Regulated | 01/24/2008 |  | 12/05/2019
Lumec | Lumec | CANDS6 | Vertical - Base Down | Pulse-start - magnetic | 175 |  |  |  |  | 88 | No Exceptions Met |  |  |  |  | Non Federally-Regulated | 01/24/2008 |  | 12/05/2019
Lumec | Lumec | L51 | Vertical - Base Down | Pulse-start - magnetic | 250 |  |  |  |  | 88 | No Exceptions Met |  |  |  |  | Non Federally-Regulated | 01/24/2008 |  | 12/05/2019
Lumec | Lumec | NWS2** | Vertical - Base Down | Pulse-start - magnetic | 175 |  |  |  |  | 88 | No Exceptions Met |  |  |  |  | Non Federally-Regulated | 01/24/2008 |  | 12/05/2019
Lumec | Lumec | BD8T | Vertical - Base Down | Pulse-start - magnetic | 100 |  |  |  |  | 88 | No Exceptions Met |  |  |  |  | Non Federally-Regulated | 01/24/2008 |  | 12/05/2019
Lumec | Lumec | LP20 | Vertical - Base Down | Pulse-start - magnetic | 250 |  |  |  |  | 88 | No Exceptions Met |  |  |  |  | Non Federally-Regulated | 01/24/2008 |  | 12/05/2019
Lumec | Lumec | LLHX | Vertical - Base Down | Pulse-start - magnetic | 175 |  |  |  |  | 88 | No Exceptions Met |  |  |  |  | Non Federally-Regulated | 01/24/2008 |  | 12/05/2019
Lumec | Lumec | BD8R | Vertical - Base Down | Pulse-start - magnetic | 100 |  |  |  |  | 88 | No Exceptions Met |  |  |  |  | Non Federally-Regulated | 01/24/2008 |  | 12/05/2019
Lumec | Lumec | BD8G | Vertical - Base Down | Pulse-start - magnetic | 100 |  |  |  |  | 88 | No Exceptions Met |  |  |  |  | Non Federally-Regulated | 01/24/2008 |  | 12/05/2019
Lumec | Lumec | BOR8 | Vertical - Base Down | Pulse-start - magnetic | 100 |  |  |  |  | 88 | No Exceptions Met |  |  |  |  | Non Federally-Regulated | 01/24/2008 |  | 12/05/2019
Lumec | Lumec | Z12* | Vertical - Base Down | Pulse-start - magnetic | 175 |  |  |  |  | 88 | No Exceptions Met |  |  |  |  | Non Federally-Regulated | 01/24/2008 |  | 12/05/2019
Lumec | Lumec | Z40 | Vertical - Base Down | Pulse-start - magnetic | 175 |  |  |  |  | 88 | No Exceptions Met |  |  |  |  | Non Federally-Regulated | 01/24/2008 |  | 12/05/2019
Lumec | Lumec | LLL | Vertical - Base Down | Pulse-start - magnetic | 175 |  |  |  |  | 88 | No Exceptions Met |  |  |  |  | Non Federally-Regulated | 01/24/2008 |  | 12/05/2019
Lumec | Lumec | L50 | Vertical - Base Down | Pulse-start - magnetic | 250 |  |  |  |  | 88 | No Exceptions Met |  |  |  |  | Non Federally-Regulated | 01/24/2008 |  | 12/05/2019
Lumec | Lumec | S55 | Vertical - Base Down | Pulse-start - magnetic | 250 |  |  |  |  | 88 | No Exceptions Met |  |  |  |  | Non Federally-Regulated | 01/24/2008 |  | 12/05/2019
Lumec | Lumec | S50 | Vertical - Base Down | Pulse-start - magnetic | 250 |  |  |  |  | 88 | No Exceptions Met |  |  |  |  | Non Federally-Regulated | 01/24/2008 |  | 12/05/2019
Lumec | Lumec | 5280 | Vertical - Base Down | Pulse-start - magnetic | 175 |  |  |  |  | 88 | No Exceptions Met |  |  |  |  | Non Federally-Regulated | 01/24/2008 |  | 12/05/2019
Lumec | Lumec | LL16 | Vertical - Base Down | Pulse-start - magnetic | 175 |  |  |  |  | 88 | No Exceptions Met |  |  |  |  | Non Federally-Regulated | 01/24/2008 |  | 12/05/2019
Lumec | Lumec | LLCYL** | Vertical - Base Down | Pulse-start - magnetic | 175 |  |  |  |  | 88 | No Exceptions Met |  |  |  |  | Non Federally-Regulated | 01/24/2008 |  | 12/05/2019
Lumec | Lumec | BOR10* | Vertical - Base Down | Pulse-start - magnetic | 150 |  |  |  |  | 88 | No Exceptions Met |  |  |  |  | Non Federally-Regulated | 01/24/2008 |  | 12/05/2019
Lumec | Lumec | S51 | Vertical - Base Down | Pulse-start - magnetic | 250 |  |  |  |  | 88 | No Exceptions Met |  |  |  |  | Non Federally-Regulated | 01/24/2008 |  | 12/05/2019
Lumec | Lumec | LP30 | Vertical - Base Down | Pulse-start - magnetic | 250 |  |  |  |  | 88 | No Exceptions Met |  |  |  |  | Non Federally-Regulated | 01/24/2008 |  | 12/05/2019
Lumec | Lumec | S29 | Vertical - Base Down | Pulse-start - magnetic | 250 |  |  |  |  | 88 | No Exceptions Met |  |  |  |  | Non Federally-Regulated | 01/24/2008 |  | 12/05/2019
Lumec | Lumec | Z42G | Vertical - Base Down | Pulse-start - magnetic | 175 |  |  |  |  | 88 | No Exceptions Met |  |  |  |  | Non Federally-Regulated | 01/24/2008 |  | 12/05/2019
Lumec | Lumec | BD8 | Vertical - Base Down | Pulse-start - magnetic | 100 |  |  |  |  | 88 | No Exceptions Met |  |  |  |  | Non Federally-Regulated | 01/24/2008 |  | 12/05/2019
Lumec | Lumec | Z40F | Vertical - Base Down | Pulse-start - magnetic | 175 |  |  |  |  | 88 | No Exceptions Met |  |  |  |  | Non Federally-Regulated | 01/24/2008 |  | 12/05/2019
Lumec | Lumec | 5260 | Vertical - Base Down | Pulse-start - magnetic | 175 |  |  |  |  | 88 | No Exceptions Met |  |  |  |  | Non Federally-Regulated | 01/24/2008 |  | 12/05/2019
Lumec | Lumec | L52 | Vertical - Base Down | Pulse-start - magnetic | 250 |  |  |  |  | 88 | No Exceptions Met |  |  |  |  | Non Federally-Regulated | 01/24/2008 |  | 12/05/2019
Lumec | Lumec | NWS | Vertical - Base Down | Pulse-start - magnetic | 175 |  |  |  |  | 88 | No Exceptions Met |  |  |  |  | Non Federally-Regulated | 01/24/2008 |  | 12/05/2019
Lumec | Lumec | CANDS2 | Vertical - Base Down | Pulse-start - magnetic | 175 |  |  |  |  | 88 | No Exceptions Met |  |  |  |  | Non Federally-Regulated | 01/24/2008 |  | 12/05/2019
Lumec | Lumec | Z47G | Vertical - Base Down | Pulse-start - magnetic | 175 |  |  |  |  | 88 | No Exceptions Met |  |  |  |  | Non Federally-Regulated | 01/24/2008 |  | 12/05/2019
Lumec | Lumec | CAND2** | Vertical - Base Down | Pulse-start - magnetic | 250 |  |  |  |  | 88 | No Exceptions Met |  |  |  |  | Non Federally-Regulated | 01/24/2008 |  | 12/05/2019
Lumec | Lumec | Z41 | Vertical - Base Down | Pulse-start - magnetic | 175 |  |  |  |  | 88 | No Exceptions Met |  |  |  |  | Non Federally-Regulated | 01/24/2008 |  | 12/05/2019
Lumec | Lumec | Z65B | Vertical - Base Down | Pulse-start - magnetic | 175 |  |  |  |  | 88 | No Exceptions Met |  |  |  |  | Non Federally-Regulated | 01/24/2008 |  | 12/05/2019
Lumec | Lumec | S56 | Vertical - Base Down | Pulse-start - magnetic | 250 |  |  |  |  | 88 | No Exceptions Met |  |  |  |  | Non Federally-Regulated | 01/24/2008 |  | 12/05/2019
Lumec | Lumec | L40 | Universal | Pulse-start - magnetic | 250 |  |  |  |  | 88 | No Exceptions Met |  |  |  |  | Non Federally-Regulated | 01/24/2008 |  | 12/05/2019
Lumec | Lumec | L40S | Universal | Pulse-start - magnetic | 250 |  |  |  |  | 88 | No Exceptions Met |  |  |  |  | Non Federally-Regulated | 01/24/2008 |  | 12/05/2019
Lumec | Lumec | L26P | Universal | Pulse-start - magnetic | 250 |  |  |  |  | 88 | No Exceptions Met |  |  |  |  | Non Federally-Regulated | 01/24/2008 |  | 12/05/2019
Lumec | Lumec | DMS20 | Universal | Pulse-start - magnetic | 400 |  |  |  |  | 88 | No Exceptions Met |  |  |  |  | Non Federally-Regulated | 01/24/2008 |  | 12/05/2019
Lumec | Lumec | L28* | Universal | Pulse-start - magnetic | 250 |  |  |  |  | 88 | No Exceptions Met |  |  |  |  | Non Federally-Regulated | 01/24/2008 |  | 12/05/2019
Lumec | Lumec | L80* | Universal | Pulse-start - magnetic | 250 |  |  |  |  | 88 | No Exceptions Met |  |  |  |  | Non Federally-Regulated | 01/24/2008 |  | 12/05/2019
Lumec | Lumec | AT40 | Universal | Pulse-start - magnetic | 400 |  |  |  |  | 88 | No Exceptions Met |  |  |  |  | Non Federally-Regulated | 01/24/2008 |  | 12/05/2019
Lumec | Lumec | L26SP | Universal | Pulse-start - magnetic | 250 |  |  |  |  | 88 | No Exceptions Met |  |  |  |  | Non Federally-Regulated | 01/24/2008 |  | 12/05/2019
Lumec | Lumec | L71 | Universal | Pulse-start - magnetic | 250 |  |  |  |  | 88 | No Exceptions Met |  |  |  |  | Non Federally-Regulated | 01/24/2008 |  | 12/05/2019
Lumec | Lumec | SL40 | Universal | Pulse-start - magnetic | 250 |  |  |  |  | 88 | No Exceptions Met |  |  |  |  | Non Federally-Regulated | 01/24/2008 |  | 12/05/2019
Lumec | Lumec | L31 | Universal | Pulse-start - magnetic | 250 |  |  |  |  | 88 | No Exceptions Met |  |  |  |  | Non Federally-Regulated | 01/24/2008 |  | 12/05/2019
Lumec | Lumec | RN30 | Universal | Pulse-start - magnetic | 400 |  |  |  |  | 88 | No Exceptions Met |  |  |  |  | Non Federally-Regulated | 01/24/2008 |  | 12/05/2019
Lumec | Lumec | DMSL30 | Universal | Pulse-start - magnetic | 400 |  |  |  |  | 88 | No Exceptions Met |  |  |  |  | Non Federally-Regulated | 01/24/2008 |  | 12/05/2019
Lumec | Lumec | DMS30 | Universal | Pulse-start - magnetic | 400 |  |  |  |  | 88 | No Exceptions Met |  |  |  |  | Non Federally-Regulated | 01/24/2008 |  | 12/05/2019
Lumec | Lumec | L60* | Universal | Pulse-start - magnetic | 250 |  |  |  |  | 88 | No Exceptions Met |  |  |  |  | Non Federally-Regulated | 01/24/2008 |  | 12/05/2019
Lumec | Lumec | L61* | Universal | Pulse-start - magnetic | 250 |  |  |  |  | 88 | No Exceptions Met |  |  |  |  | Non Federally-Regulated | 01/24/2008 |  | 12/05/2019
Lumec | Lumec | AT30 | Universal | Pulse-start - magnetic | 400 |  |  |  |  | 88 | No Exceptions Met |  |  |  |  | Non Federally-Regulated | 01/24/2008 |  | 12/05/2019
Lumec | Lumec | RNS30 | Universal | Pulse-start - magnetic | 250 |  |  |  |  | 88 | No Exceptions Met |  |  |  |  | Non Federally-Regulated | 01/24/2008 |  | 12/05/2019
Lumec | Lumec | DMS50 | Universal | Pulse-start - magnetic | 400 |  |  |  |  | 88 | No Exceptions Met |  |  |  |  | Non Federally-Regulated | 01/24/2008 |  | 12/05/2019
Lumec | Lumec | OT10 | Universal | Pulse-start - magnetic | 400 |  |  |  |  | 88 | No Exceptions Met |  |  |  |  | Non Federally-Regulated | 01/24/2008 |  | 12/05/2019
Lumec | Lumec | L81 | Universal | Pulse-start - magnetic | 250 |  |  |  |  | 88 | No Exceptions Met |  |  |  |  | Non Federally-Regulated | 01/24/2008 |  | 12/05/2019
Lumec | Lumec | L40U | Universal | Pulse-start - magnetic | 250 |  |  |  |  | 88 | No Exceptions Met |  |  |  |  | Non Federally-Regulated | 01/24/2008 |  | 12/05/2019
Lumec | Lumec | TR20 | Universal | Pulse-start - magnetic | 400 |  |  |  |  | 88 | No Exceptions Met |  |  |  |  | Non Federally-Regulated | 01/24/2008 |  | 12/05/2019
Lumec | Lumec | L26SA | Universal | Pulse-start - magnetic | 250 |  |  |  |  | 88 | No Exceptions Met |  |  |  |  | Non Federally-Regulated | 01/24/2008 |  | 12/05/2019
Lumec | Lumec | DMS40 | Universal | Pulse-start - magnetic | 400 |  |  |  |  | 88 | No Exceptions Met |  |  |  |  | Non Federally-Regulated | 01/24/2008 |  | 12/05/2019
Lumec | Lumec | OT20 | Universal | Pulse-start - magnetic | 400 |  |  |  |  | 88 | No Exceptions Met |  |  |  |  | Non Federally-Regulated | 01/24/2008 |  | 12/05/2019
Lumec | Lumec | RNS20FPC | Universal | Pulse-start - magnetic | 250 |  |  |  |  | 88 | No Exceptions Met |  |  |  |  | Non Federally-Regulated | 01/24/2008 |  | 12/05/2019
Lumec | Lumec | AT10 | Universal | Pulse-start - magnetic | 400 |  |  |  |  | 88 | No Exceptions Met |  |  |  |  | Non Federally-Regulated | 01/24/2008 |  | 12/05/2019
Lumec | Lumec | VLM | Universal | Pulse-start - magnetic | 400 |  |  |  |  | 88 | No Exceptions Met |  |  |  |  | Non Federally-Regulated | 01/24/2008 |  | 12/05/2019
Lumec | Lumec | DMS60 | Universal | Pulse-start - magnetic | 400 |  |  |  |  | 88 | No Exceptions Met |  |  |  |  | Non Federally-Regulated | 01/24/2008 |  | 12/05/2019
Lumec | Lumec | RN20 | Universal | Pulse-start - magnetic | 400 |  |  |  |  | 88 | No Exceptions Met |  |  |  |  | Non Federally-Regulated | 01/24/2008 |  | 12/05/2019
Lumec | Lumec | L70* | Universal | Pulse-start - magnetic | 250 |  |  |  |  | 88 | No Exceptions Met |  |  |  |  | Non Federally-Regulated | 01/24/2008 |  | 12/05/2019
Lumec | Lumec | L21A | Universal | Pulse-start - magnetic | 250 |  |  |  |  | 88 | No Exceptions Met |  |  |  |  | Non Federally-Regulated | 01/24/2008 |  | 12/05/2019
Lumec | Lumec | XL10 | Universal | Pulse-start - magnetic | 400 |  |  |  |  | 88 | No Exceptions Met |  |  |  |  | Non Federally-Regulated | 01/24/2008 |  | 12/05/2019
Lumec | Lumec | XL20 | Universal | Pulse-start - magnetic | 400 |  |  |  |  | 88 | No Exceptions Met |  |  |  |  | Non Federally-Regulated | 01/24/2008 |  | 12/05/2019
Lumec | Lumec | L41* | Universal | Pulse-start - magnetic | 250 |  |  |  |  | 88 | No Exceptions Met |  |  |  |  | Non Federally-Regulated | 01/24/2008 |  | 12/05/2019
Lumec | Lumec | L26SN | Universal | Pulse-start - magnetic | 250 |  |  |  |  | 88 | No Exceptions Met |  |  |  |  | Non Federally-Regulated | 01/24/2008 |  | 12/05/2019
Lumec | Lumec | RNS20 | Universal | Pulse-start - magnetic | 250 |  |  |  |  | 88 | No Exceptions Met |  |  |  |  | Non Federally-Regulated | 01/24/2008 |  | 12/05/2019
Lumec | Lumec | L82 | Universal | Pulse-start - magnetic | 250 |  |  |  |  | 88 | No Exceptions Met |  |  |  |  | Non Federally-Regulated | 01/24/2008 |  | 12/05/2019
Lumec | Lumec | DMS50FPC | Universal | Pulse-start - magnetic | 400 |  |  |  |  | 88 | No Exceptions Met |  |  |  |  | Non Federally-Regulated | 01/24/2008 |  | 12/05/2019
Lumec | Lumec | L32 | Universal | Pulse-start - magnetic | 250 |  |  |  |  | 88 | No Exceptions Met |  |  |  |  | Non Federally-Regulated | 01/24/2008 |  | 12/05/2019
Lumec | Lumec | L20* | Universal | Pulse-start - magnetic | 250 |  |  |  |  | 88 | No Exceptions Met |  |  |  |  | Non Federally-Regulated | 01/24/2008 |  | 12/05/2019
Lumec | Lumec | TR10 | Universal | Pulse-start - magnetic | 400 |  |  |  |  | 88 | No Exceptions Met |  |  |  |  | Non Federally-Regulated | 01/24/2008 |  | 12/05/2019
Lumec | Lumec | DOS | Universal | Pulse-start - magnetic | 175 |  |  |  |  | 88 | No Exceptions Met |  |  |  |  | Non Federally-Regulated | 01/24/2008 |  | 12/05/2019
Lumec | Lumec | OPC | Universal | Pulse-start - magnetic | 400 |  |  |  |  | 88 | No Exceptions Met |  |  |  |  | Non Federally-Regulated | 01/24/2008 |  | 12/05/2019
Lumec | Lumec | L90 | Universal | Pulse-start - magnetic | 250 |  |  |  |  | 88 | No Exceptions Met |  |  |  |  | Non Federally-Regulated | 01/24/2008 |  | 12/05/2019
Lumec | Lumec | DMS55 | Universal | Pulse-start - magnetic | 400 |  |  |  |  | 88 | No Exceptions Met |  |  |  |  | Non Federally-Regulated | 01/24/2008 |  | 12/05/2019
Lumec | Lumec | L26A | Universal | Pulse-start - magnetic | 250 |  |  |  |  | 88 | No Exceptions Met |  |  |  |  | Non Federally-Regulated | 01/24/2008 |  | 12/05/2019
Lumec | Lumec | SL26* | Universal | Pulse-start - magnetic | 250 |  |  |  |  | 88 | No Exceptions Met |  |  |  |  | Non Federally-Regulated | 01/24/2008 |  | 12/05/2019
Lumec | Lumec | DMS10 | Universal | Pulse-start - magnetic | 400 |  |  |  |  | 88 | No Exceptions Met |  |  |  |  | Non Federally-Regulated | 01/24/2008 |  | 12/05/2019
Lumec | Lumec | L21N | Universal | Pulse-start - magnetic | 250 |  |  |  |  | 88 | No Exceptions Met |  |  |  |  | Non Federally-Regulated | 01/24/2008 |  | 12/05/2019
Lumec | Lumec | L30 | Universal | Pulse-start - magnetic | 250 |  |  |  |  | 88 | No Exceptions Met |  |  |  |  | Non Federally-Regulated | 01/24/2008 |  | 12/05/2019
Lumec | Lumec | L60S* | Universal | Pulse-start - magnetic | 250 |  |  |  |  | 88 | No Exceptions Met |  |  |  |  | Non Federally-Regulated | 01/24/2008 |  | 12/05/2019
Lumec | Lumec | L72 | Universal | Pulse-start - magnetic | 250 |  |  |  |  | 88 | No Exceptions Met |  |  |  |  | Non Federally-Regulated | 01/24/2008 |  | 12/05/2019
Lumec | Lumec | L24* | Universal | Pulse-start - magnetic | 250 |  |  |  |  | 88 | No Exceptions Met |  |  |  |  | Non Federally-Regulated | 01/24/2008 |  | 12/05/2019
Lumec | Lumec | AT50 | Universal | Pulse-start - magnetic | 400 |  |  |  |  | 88 | No Exceptions Met |  |  |  |  | Non Federally-Regulated | 01/24/2008 |  | 12/05/2019
Lumec | Lumec | RN20FPC | Universal | Pulse-start - magnetic | 400 |  |  |  |  | 88 | No Exceptions Met |  |  |  |  | Non Federally-Regulated | 01/24/2008 |  | 12/05/2019
Lumec | Lumec | L26N | Universal | Pulse-start - magnetic | 250 |  |  |  |  | 88 | No Exceptions Met |  |  |  |  | Non Federally-Regulated | 01/24/2008 |  | 12/05/2019
Lumec | Lumec | AT20 | Universal | Pulse-start - magnetic | 400 |  |  |  |  | 88 | No Exceptions Met |  |  |  |  | Non Federally-Regulated | 01/24/2008 |  | 12/05/2019
Lumec | Lumec | ECL** | Horizontal | Pulse-start - magnetic | 175 |  |  |  |  | 88 | No Exceptions Met |  |  |  |  | Non Federally-Regulated | 01/24/2008 |  | 12/05/2019
Lumec | Lumec | DOH | Horizontal | Pulse-start - magnetic | 175 |  |  |  |  | 88 | No Exceptions Met |  |  |  |  | Non Federally-Regulated | 01/24/2008 |  | 12/05/2019
Lumec | Lumec | HBM | Horizontal | Pulse-start - magnetic | 400 |  |  |  |  | 88 | No Exceptions Met |  |  |  |  | Non Federally-Regulated | 01/24/2008 |  | 12/05/2019
Lumec | Lumec | CTS | Horizontal | Pulse-start - magnetic | 400 |  |  |  |  | 88 | No Exceptions Met |  |  |  |  | Non Federally-Regulated | 01/24/2008 |  | 12/05/2019
Lumec | Lumec | OPL85 | Horizontal | Pulse-start - magnetic | 400 |  |  |  |  | 88 | No Exceptions Met |  |  |  |  | Non Federally-Regulated | 01/24/2008 |  | 12/05/2019
Lumec | Lumec | OPS85 | Horizontal | Pulse-start - magnetic | 250 |  |  |  |  | 88 | No Exceptions Met |  |  |  |  | Non Federally-Regulated | 01/24/2008 |  | 12/05/2019
Lumec | Lumec | SOL* | Horizontal | Pulse-start - magnetic | 175 |  |  |  |  | 88 | No Exceptions Met |  |  |  |  | Non Federally-Regulated | 01/24/2008 |  | 12/05/2019
Lumec | Lumec | OPS80 | Horizontal | Pulse-start - magnetic | 250 |  |  |  |  | 88 | No Exceptions Met |  |  |  |  | Non Federally-Regulated | 01/24/2008 |  | 12/05/2019
Lumec | Lumec | CTM | Horizontal | Pulse-start - magnetic | 400 |  |  |  |  | 88 | No Exceptions Met |  |  |  |  | Non Federally-Regulated | 01/24/2008 |  | 12/05/2019
Lumec | Lumec | CPLS | Horizontal | Pulse-start - magnetic | 175 |  |  |  |  | 88 | No Exceptions Met |  |  |  |  | Non Federally-Regulated | 01/24/2008 |  | 12/05/2019
Lumec | Lumec | OPL45 | Horizontal | Pulse-start - magnetic | 400 |  |  |  |  | 88 | No Exceptions Met |  |  |  |  | Non Federally-Regulated | 01/24/2008 |  | 12/05/2019
Lumec | Lumec | OPL40 | Horizontal | Pulse-start - magnetic | 400 |  |  |  |  | 88 | No Exceptions Met |  |  |  |  | Non Federally-Regulated | 01/24/2008 |  | 12/05/2019
Lumec | Lumec | ATR** | Horizontal | Pulse-start - magnetic | 175 |  |  |  |  | 88 | No Exceptions Met |  |  |  |  | Non Federally-Regulated | 01/24/2008 |  | 12/05/2019
Lumec | Lumec | ECLW | Horizontal | Pulse-start - magnetic | 175 |  |  |  |  | 88 | No Exceptions Met |  |  |  |  | Non Federally-Regulated | 01/24/2008 |  | 12/05/2019
Lumec | Lumec | OPCS | Horizontal | Pulse-start - magnetic | 250 |  |  |  |  | 88 | No Exceptions Met |  |  |  |  | Non Federally-Regulated | 01/24/2008 |  | 12/05/2019
Lumec | Lumec | OPS45 | Horizontal | Pulse-start - magnetic | 250 |  |  |  |  | 88 | No Exceptions Met |  |  |  |  | Non Federally-Regulated | 01/24/2008 |  | 12/05/2019
Lumec | Lumec | HBS | Horizontal | Pulse-start - magnetic | 250 |  |  |  |  | 88 | No Exceptions Met |  |  |  |  | Non Federally-Regulated | 01/24/2008 |  | 12/05/2019
Lumec | Lumec | OPL80 | Horizontal | Pulse-start - magnetic | 400 |  |  |  |  | 88 | No Exceptions Met |  |  |  |  | Non Federally-Regulated | 01/24/2008 |  | 12/05/2019
Lumec | Lumec | CEL* | Horizontal | Pulse-start - magnetic | 175 |  |  |  |  | 88 | No Exceptions Met |  |  |  |  | Non Federally-Regulated | 01/24/2008 |  | 12/05/2019
Lumec | Lumec | CPLM | Horizontal | Pulse-start - magnetic | 400 |  |  |  |  | 88 | No Exceptions Met |  |  |  |  | Non Federally-Regulated | 01/24/2008 |  | 12/05/2019
Lumec | Lumec | OPS40 | Horizontal | Pulse-start - magnetic | 250 |  |  |  |  | 88 | No Exceptions Met |  |  |  |  | Non Federally-Regulated | 01/24/2008 |  | 12/05/2019
Lumec | Lumec | DOF | Horizontal | Pulse-start - magnetic | 175 |  |  |  |  | 88 | No Exceptions Met |  |  |  |  | Non Federally-Regulated | 01/24/2008 |  | 12/05/2019
Metrolight, Inc. | SmartHID | M200MH-3-US-C-DD-COM | Universal | Pulse-start - electronic | 200 |  |  |  |  | 93.9 | No Exceptions Met |  |  |  |  | Non Federally-Regulated | 05/22/2009 |  | 12/05/2019
Metrolight, Inc. | SmartHID | M400MH-3-US-C-DD-COM | Universal | Pulse-start - electronic | 400 |  |  |  |  | 95.8 | No Exceptions Met |  |  |  |  | Non Federally-Regulated | 05/22/2009 |  | 12/05/2019
Metrolight, Inc. | SmartHID | M250MH-3-US-C-DD-COM | Universal | Pulse-start - electronic | 250 |  |  |  |  | 94.8 | No Exceptions Met |  |  |  |  | Non Federally-Regulated | 05/22/2009 |  | 12/05/2019
Metrolight, Inc. | SmartHID | M450MH-3-US-C-DD-COM | Universal | Pulse-start - electronic | 250 |  |  |  |  | 96.1 | No Exceptions Met |  |  |  |  | Non Federally-Regulated | 05/22/2009 |  | 12/05/2019
Metrolight, Inc. | SmartHID | M320MH-3-US-C-DD-COM | Universal | Pulse-start - electronic | 320 |  |  |  |  | 95.9 | No Exceptions Met |  |  |  |  | Non Federally-Regulated | 05/22/2009 |  | 12/05/2019
MW McWong International | Pacific Ballast | 4MP400SAA | Universal | Pulse-start - magnetic | 400 |  |  |  |  | 89 | No Exceptions Met |  |  |  |  | Non Federally-Regulated | 08/05/2008 |  | 12/05/2019
MW McWong International | Pacific Ballast | 2MP320SC/T | Universal | Pulse-start - magnetic | 320 |  |  |  |  | 89.3 | No Exceptions Met |  |  |  |  | Non Federally-Regulated | 10/31/2008 |  | 12/05/2019
MW McWong International | Pacific Ballast | 4MP320SC | Universal | Pulse-start - magnetic | 320 |  |  |  |  | 88.5 | No Exceptions Met |  |  |  |  | Non Federally-Regulated | 05/13/2008 |  | 12/05/2019
MW McWong International | Pacific Ballast | 2MP400SC/T | Universal | Pulse-start - magnetic | 400 |  |  |  |  | 89.4 | No Exceptions Met |  |  |  |  | Non Federally-Regulated | 08/05/2008 |  | 12/05/2019
MW McWong International | Pacific Ballast | 4MP320SAA | Universal | Pulse-start - magnetic | 320 |  |  |  |  | 88.9 | No Exceptions Met |  |  |  |  | Non Federally-Regulated | 08/05/2008 |  | 12/05/2019
MW McWong International | Pacific Ballast | 4MP250SCA | Universal | Pulse-start - magnetic | 250 |  |  |  |  | 89.3 | No Exceptions Met |  |  |  |  | Non Federally-Regulated | 10/31/2008 |  | 12/05/2019
MW McWong International | Pacific Ballast | 4MP250SC | Universal | Pulse-start - magnetic | 250 |  |  |  |  | 89.5 | No Exceptions Met |  |  |  |  | Non Federally-Regulated | 08/05/2008 |  | 12/05/2019
MW McWong International | Pacific Ballast | 5MP400SC | Universal | Pulse-start - magnetic | 400 |  |  |  |  | 89.5 | No Exceptions Met |  |  |  |  | Non Federally-Regulated | 08/05/2008 |  | 12/05/2019
MW McWong International | Pacific Ballast | 2MP350SC/T | Universal | Pulse-start - magnetic | 350 |  |  |  |  | 89.2 | No Exceptions Met |  |  |  |  | Non Federally-Regulated | 10/31/2008 |  | 12/05/2019
MW McWong International | Pacific Ballast | 5MP250CS | Universal | Pulse-start - magnetic | 250 |  |  |  |  | 89.5 | No Exceptions Met |  |  |  |  | Non Federally-Regulated | 10/31/2008 |  | 12/05/2019
MW McWong International | Pacific Ballast | 3MP400SCA | Universal | Pulse-start - magnetic | 400 |  |  |  |  | 89.3 | No Exceptions Met |  |  |  |  | Non Federally-Regulated | 08/05/2008 |  | 12/05/2019
MW McWong International | Pacific Ballast | 2MP250CS/T | Universal | Pulse-start - magnetic | 250 |  |  |  |  | 89.5 | No Exceptions Met |  |  |  |  | Non Federally-Regulated | 10/31/2008 |  | 12/05/2019
MW McWong International | Pacific Ballast | 4MP350SC | Universal | Pulse-start - magnetic | 350 |  |  |  |  | 88.3 | No Exceptions Met |  |  |  |  | Non Federally-Regulated | 05/13/2008 |  | 12/05/2019
MW McWong International | Pacific Ballast | 4MP175SC | Universal | Pulse-start - magnetic | 175 |  |  |  |  | 88.3 | No Exceptions Met |  |  |  |  | Non Federally-Regulated | 10/31/2008 |  | 12/05/2019
MW McWong International | Pacific Ballast | 4MP400SCA | Universal | Pulse-start - magnetic | 400 |  |  |  |  | 89.6 | No Exceptions Met |  |  |  |  | Non Federally-Regulated | 08/05/2008 |  | 12/05/2019
MW McWong International | Pacific Ballast | 4MP350SCA | Universal | Pulse-start - magnetic | 350 |  |  |  |  | 89.1 | No Exceptions Met |  |  |  |  | Non Federally-Regulated | 08/05/2008 |  | 12/05/2019
MW McWong International | Pacific Ballast | 3MP320SCC | Universal | Pulse-start - magnetic | 320 |  |  |  |  | 88.5 | No Exceptions Met |  |  |  |  | Non Federally-Regulated | 10/31/2008 |  | 12/05/2019
MW McWong International | Pacific Ballast | 5MP350SC | Universal | Pulse-start - magnetic | 350 |  |  |  |  | 89.3 | No Exceptions Met |  |  |  |  | Non Federally-Regulated | 10/31/2008 |  | 12/05/2019
MW McWong International | Pacific Ballast | 4MP400SC | Universal | Pulse-start - magnetic | 400 |  |  |  |  | 89 | No Exceptions Met |  |  |  |  | Non Federally-Regulated | 05/13/2008 |  | 12/05/2019
Philips Hadco | Hadco | TF1T******150H* | Vertical - Base Up | Pulse-start - magnetic | 150 |  |  |  |  | 80 | Vertical - Base Up |  |  |  |  | Non Federally-Regulated | 06/26/2009 |  | 12/05/2019
Philips Hadco | Hadco | TF8P******150H* | Vertical - Base Up | Pulse-start - magnetic | 150 |  |  |  |  | 80 | Vertical - Base Up |  |  |  |  | Non Federally-Regulated | 06/26/2009 |  | 12/05/2019
Philips Hadco | Hadco | CF71******150H* | Vertical - Base Up | Pulse-start - magnetic | 150 |  |  |  |  | 80 | Vertical - Base Up |  |  |  |  | Non Federally-Regulated | 06/26/2009 |  | 12/05/2019
Philips Hadco | Hadco | CF2T*****150H* | Vertical - Base Up | Pulse-start - magnetic | 150 |  |  |  |  | 80 | Vertical - Base Up |  |  |  |  | Non Federally-Regulated | 06/26/2009 |  | 12/05/2019
Philips Hadco | Hadco | CF72*******150H* | Vertical - Base Up | Pulse-start - magnetic | 150 |  |  |  |  | 80 | Vertical - Base Up |  |  |  |  | Non Federally-Regulated | 06/26/2009 |  | 12/05/2019
Philips Hadco | Hadco | TF8N******150H* | Vertical - Base Up | Pulse-start - magnetic | 150 |  |  |  |  | 80 | Vertical - Base Up |  |  |  |  | Non Federally-Regulated | 06/26/2009 |  | 12/05/2019
Philips Hadco | Hadco | CF7T******150H* | Vertical - Base Up | Pulse-start - magnetic | 150 |  |  |  |  | 80 | Vertical - Base Up |  |  |  |  | Non Federally-Regulated | 06/26/2009 |  | 12/05/2019
Philips Hadco | Hadco | TF2T******250H* | Vertical - Base Up | Pulse-start - magnetic | 250 |  |  |  |  | 88 | No Exceptions Met |  |  |  |  | Non Federally-Regulated | 06/26/2009 |  | 12/05/2019
Philips Hadco | Hadco | TF8P******250H* | Vertical - Base Up | Pulse-start - magnetic | 250 |  |  |  |  | 88 | No Exceptions Met |  |  |  |  | Non Federally-Regulated | 06/26/2009 |  | 12/05/2019
Philips Hadco | Hadco | CF71******250H* | Vertical - Base Up | Pulse-start - magnetic | 250 |  |  |  |  | 88 | No Exceptions Met |  |  |  |  | Non Federally-Regulated | 06/26/2009 |  | 12/05/2019
Philips Hadco | Hadco | TF9N******320H* | Vertical - Base Up | Pulse-start - magnetic | 320 |  |  |  |  | 88 | No Exceptions Met |  |  |  |  | Non Federally-Regulated | 06/26/2009 |  | 12/05/2019
Philips Hadco | Hadco | TF3T******150H* | Vertical - Base Up | Pulse-start - magnetic | 150 |  |  |  |  | 80 | Vertical - Base Up |  |  |  |  | Non Federally-Regulated | 06/26/2009 |  | 12/05/2019
Philips Hadco | Hadco | TF5T******150H* | Vertical - Base Up | Pulse-start - magnetic | 150 |  |  |  |  | 80 | Vertical - Base Up |  |  |  |  | Non Federally-Regulated | 06/26/2009 |  | 12/05/2019
Philips Hadco | Project | AD08******150H* | Vertical - Base Up | Pulse-start - magnetic | 150 |  |  |  |  | 80 | Vertical - Base Up |  |  |  |  | Non Federally-Regulated | 06/26/2009 |  | 12/05/2019
Philips Hadco | Hadco | CF2W*****150H* | Vertical - Base Up | Pulse-start - magnetic | 150 |  |  |  |  | 80 | Vertical - Base Up |  |  |  |  | Non Federally-Regulated | 06/26/2009 |  | 12/05/2019
Philips Hadco | Hadco | TF9P******320H* | Vertical - Base Up | Pulse-start - magnetic | 320 |  |  |  |  | 88 | No Exceptions Met |  |  |  |  | Non Federally-Regulated | 06/26/2009 |  | 12/05/2019
Philips Hadco | Hadco | TF9P******150H* | Vertical - Base Up | Pulse-start - magnetic | 150 |  |  |  |  | 80 | Vertical - Base Up |  |  |  |  | Non Federally-Regulated | 06/26/2009 |  | 12/05/2019
Philips Hadco | Hadco | TF1T******250H* | Vertical - Base Up | Pulse-start - magnetic | 250 |  |  |  |  | 88 | No Exceptions Met |  |  |  |  | Non Federally-Regulated | 06/26/2009 |  | 12/05/2019
Philips Hadco | Hadco | CF7T******250H* | Vertical - Base Up | Pulse-start - magnetic | 250 |  |  |  |  | 88 | No Exceptions Met |  |  |  |  | Non Federally-Regulated | 06/26/2009 |  | 12/05/2019
Philips Hadco | Hadco | TF8N******250H* | Vertical - Base Up | Pulse-start - magnetic | 250 |  |  |  |  | 88 | No Exceptions Met |  |  |  |  | Non Federally-Regulated | 06/26/2009 |  | 12/05/2019
Philips Hadco | Hadco | TF9N******250H* | Vertical - Base Up | Pulse-start - magnetic | 250 |  |  |  |  | 88 | No Exceptions Met |  |  |  |  | Non Federally-Regulated | 06/26/2009 |  | 12/05/2019
Philips Hadco | Hadco | TF5T******250H* | Vertical - Base Up | Pulse-start - magnetic | 250 |  |  |  |  | 88 | No Exceptions Met |  |  |  |  | Non Federally-Regulated | 06/26/2009 |  | 12/05/2019
Philips Hadco | Hadco | TF3T******250H* | Vertical - Base Up | Pulse-start - magnetic | 250 |  |  |  |  | 88 | No Exceptions Met |  |  |  |  | Non Federally-Regulated | 06/26/2009 |  | 12/05/2019
Philips Hadco | Hadco | TF9N******150H* | Vertical - Base Up | Pulse-start - magnetic | 150 |  |  |  |  | 80 | Vertical - Base Up |  |  |  |  | Non Federally-Regulated | 06/26/2009 |  | 12/05/2019
Philips Hadco | Hadco | TF9P******250H* | Vertical - Base Up | Pulse-start - magnetic | 250 |  |  |  |  | 88 | No Exceptions Met |  |  |  |  | Non Federally-Regulated | 06/26/2009 |  | 12/05/2019
Philips Hadco | Hadco | TF2T******150H* | Vertical - Base Up | Pulse-start - magnetic | 150 |  |  |  |  | 80 | Vertical - Base Up |  |  |  |  | Non Federally-Regulated | 06/26/2009 |  | 12/05/2019
Philips Hadco | Hadco | CF2A*****150H* | Vertical - Base Up | Pulse-start - magnetic | 150 |  |  |  |  | 80 | Vertical - Base Up |  |  |  |  | Non Federally-Regulated | 06/26/2009 |  | 12/05/2019
Philips Hadco | Hadco | V72A****250H* | Vertical - Base Down | Pulse-start - magnetic | 250 |  |  |  |  | 88 | No Exceptions Met |  |  |  |  | Non Federally-Regulated | 06/30/2009 |  | 12/05/2019
Philips Hadco | Hadco | C52P********150H* | Vertical - Base Down | Pulse-start - magnetic | 150 |  |  |  |  | 80 | Vertical - Base Up |  |  |  |  | Non Federally-Regulated | 06/26/2009 |  | 12/05/2019
Philips Hadco | Hadco | PF3H*320H** | Vertical - Base Down | Pulse-start - magnetic | 320 |  |  |  |  | 88 | No Exceptions Met |  |  |  |  | Non Federally-Regulated | 06/30/2009 |  | 12/05/2019
Philips Hadco | Hadco | TW5T********150H* | Vertical - Base Down | Pulse-start - magnetic | 150 |  |  |  |  | 80 | Vertical - Base Up |  |  |  |  | Non Federally-Regulated | 06/30/2009 |  | 12/05/2019
Philips Hadco | Hadco | R54A********150H* | Vertical - Base Down | Pulse-start - magnetic | 150 |  |  |  |  | 80 | Vertical - Base Up |  |  |  |  | Non Federally-Regulated | 06/30/2009 |  | 12/05/2019
Philips Hadco | Hadco | R34G********150H* | Vertical - Base Down | Pulse-start - magnetic | 150 |  |  |  |  | 80 | Vertical - Base Up |  |  |  |  | Non Federally-Regulated | 06/30/2009 |  | 12/05/2019
Philips Hadco | Hadco | V72A****150H* | Vertical - Base Down | Pulse-start - magnetic | 150 |  |  |  |  | 80 | Vertical - Base Up |  |  |  |  | Non Federally-Regulated | 06/30/2009 |  | 12/05/2019
Philips Hadco | Hadco | TW3B********150H* | Vertical - Base Down | Pulse-start - magnetic | 150 |  |  |  |  | 80 | Vertical - Base Up |  |  |  |  | Non Federally-Regulated | 06/30/2009 |  | 12/05/2019
Philips Hadco | Hadco | R54G********320H* | Vertical - Base Down | Pulse-start - magnetic | 320 |  |  |  |  | 88 | No Exceptions Met |  |  |  |  | Non Federally-Regulated | 06/30/2009 |  | 12/05/2019
Philips Hadco | Hadco | R52H********150H* | Vertical - Base Down | Pulse-start - magnetic | 150 |  |  |  |  | 80 | Vertical - Base Up |  |  |  |  | Non Federally-Regulated | 06/30/2009 |  | 12/05/2019
Philips Hadco | Hadco | TW3L********320H* | Vertical - Base Down | Pulse-start - magnetic | 320 |  |  |  |  | 88 | No Exceptions Met |  |  |  |  | Non Federally-Regulated | 06/30/2009 |  | 12/05/2019
Philips Hadco | Hadco | V25H****150H* | Vertical - Base Down | Pulse-start - magnetic | 150 |  |  |  |  | 80 | Vertical - Base Up |  |  |  |  | Non Federally-Regulated | 06/30/2009 |  | 12/05/2019
Philips Hadco | Hadco | R34A********150H* | Vertical - Base Down | Pulse-start - magnetic | 150 |  |  |  |  | 80 | Vertical - Base Up |  |  |  |  | Non Federally-Regulated | 06/30/2009 |  | 12/05/2019
Philips Hadco | Hadco | R34J********250H* | Vertical - Base Down | Pulse-start - magnetic | 250 |  |  |  |  | 88 | No Exceptions Met |  |  |  |  | Non Federally-Regulated | 06/30/2009 |  | 12/05/2019
Philips Hadco | Hadco | TT3M********250H* | Vertical - Base Down | Pulse-start - magnetic | 250 |  |  |  |  | 88 | No Exceptions Met |  |  |  |  | Non Federally-Regulated | 06/26/2009 |  | 12/05/2019
Philips Hadco | Hadco | TT3R********250H* | Vertical - Base Down | Pulse-start - magnetic | 250 |  |  |  |  | 88 | No Exceptions Met |  |  |  |  | Non Federally-Regulated | 06/26/2009 |  | 12/05/2019
Philips Hadco | Hadco | TT4M********150H* | Vertical - Base Down | Pulse-start - magnetic | 150 |  |  |  |  | 80 | Vertical - Base Up |  |  |  |  | Non Federally-Regulated | 06/26/2009 |  | 12/05/2019
Philips Hadco | Hadco | TW5H********250H* | Vertical - Base Down | Pulse-start - magnetic | 250 |  |  |  |  | 88 | No Exceptions Met |  |  |  |  | Non Federally-Regulated | 06/30/2009 |  | 12/05/2019
Philips Hadco | Hadco | TN5T********150H* | Vertical - Base Down | Pulse-start - magnetic | 150 |  |  |  |  | 80 | Vertical - Base Up |  |  |  |  | Non Federally-Regulated | 06/30/2009 |  | 12/05/2019
Philips Hadco | Hadco | I5HH150H* | Vertical - Base Down | Pulse-start - magnetic | 150 |  |  |  |  | 80 | Vertical - Base Up |  |  |  |  | Non Federally-Regulated | 06/30/2009 |  | 12/05/2019
Philips Hadco | Hadco | TW5A********150H* | Vertical - Base Down | Pulse-start - magnetic | 150 |  |  |  |  | 80 | Vertical - Base Up |  |  |  |  | Non Federally-Regulated | 06/30/2009 |  | 12/05/2019
Philips Hadco | Hadco | TT4R********150H* | Vertical - Base Down | Pulse-start - magnetic | 150 |  |  |  |  | 80 | Vertical - Base Up |  |  |  |  | Non Federally-Regulated | 06/26/2009 |  | 12/05/2019
Philips Hadco | Hadco | TT4R********250H* | Vertical - Base Down | Pulse-start - magnetic | 250 |  |  |  |  | 88 | No Exceptions Met |  |  |  |  | Non Federally-Regulated | 06/26/2009 |  | 12/05/2019
Philips Hadco | Project | AD01******150H* | Vertical - Base Down | Pulse-start - magnetic | 150 |  |  |  |  | 80 | Vertical - Base Up |  |  |  |  | Non Federally-Regulated | 06/26/2009 |  | 12/05/2019
Philips Hadco | Hadco | PF3I*150H** | Vertical - Base Down | Pulse-start - magnetic | 150 |  |  |  |  | 80 | Vertical - Base Up |  |  |  |  | Non Federally-Regulated | 06/30/2009 |  | 12/05/2019
Philips Hadco | Hadco | G35H********150H* | Vertical - Base Down | Pulse-start - magnetic | 150 |  |  |  |  | 80 | Vertical - Base Up |  |  |  |  | Non Federally-Regulated | 06/30/2009 |  | 12/05/2019
Philips Hadco | Hadco | TN3G********250H* | Vertical - Base Down | Pulse-start - magnetic | 250 |  |  |  |  | 88 | No Exceptions Met |  |  |  |  | Non Federally-Regulated | 06/30/2009 |  | 12/05/2019
Philips Hadco | Project | AG04****250H** | Vertical - Base Down | Pulse-start - magnetic | 250 |  |  |  |  | 88 | No Exceptions Met |  |  |  |  | Non Federally-Regulated | 06/26/2009 |  | 12/05/2019
Philips Hadco | Project | AD06******150H* | Vertical - Base Down | Pulse-start - magnetic | 150 |  |  |  |  | 80 | Vertical - Base Up |  |  |  |  | Non Federally-Regulated | 06/26/2009 |  | 12/05/2019
Philips Hadco | Project | AD09******150H* | Vertical - Base Down | Pulse-start - magnetic | 150 |  |  |  |  | 80 | Vertical - Base Up |  |  |  |  | Non Federally-Regulated | 06/26/2009 |  | 12/05/2019
Philips Hadco | Hadco | G35T********150H* | Vertical - Base Down | Pulse-start - magnetic | 150 |  |  |  |  | 80 | Vertical - Base Up |  |  |  |  | Non Federally-Regulated | 06/30/2009 |  | 12/05/2019
Philips Hadco | Project | AD02******150H* | Vertical - Base Down | Pulse-start - magnetic | 150 |  |  |  |  | 80 | Vertical - Base Up |  |  |  |  | Non Federally-Regulated | 06/26/2009 |  | 12/05/2019
Philips Hadco | Hadco | TW3T********150H* | Vertical - Base Down | Pulse-start - magnetic | 150 |  |  |  |  | 80 | Vertical - Base Up |  |  |  |  | Non Federally-Regulated | 06/30/2009 |  | 12/05/2019
Philips Hadco | Hadco | PF3A*250H** | Vertical - Base Down | Pulse-start - magnetic | 250 |  |  |  |  | 88 | No Exceptions Met |  |  |  |  | Non Federally-Regulated | 06/30/2009 |  | 12/05/2019
Philips Hadco | Hadco | TW5A********250H* | Vertical - Base Down | Pulse-start - magnetic | 250 |  |  |  |  | 88 | No Exceptions Met |  |  |  |  | Non Federally-Regulated | 06/30/2009 |  | 12/05/2019
Philips Hadco | Hadco | TW4G********320H* | Vertical - Base Down | Pulse-start - magnetic | 320 |  |  |  |  | 88 | No Exceptions Met |  |  |  |  | Non Federally-Regulated | 06/30/2009 |  | 12/05/2019
Philips Hadco | Hadco | TT4M********250H* | Vertical - Base Down | Pulse-start - magnetic | 250 |  |  |  |  | 88 | No Exceptions Met |  |  |  |  | Non Federally-Regulated | 06/26/2009 |  | 12/05/2019
Philips Hadco | Hadco | TN4J********150H* | Vertical - Base Down | Pulse-start - magnetic | 150 |  |  |  |  | 80 | Vertical - Base Up |  |  |  |  | Non Federally-Regulated | 06/30/2009 |  | 12/05/2019
Philips Hadco | Hadco | TT4P********150H* | Vertical - Base Down | Pulse-start - magnetic | 150 |  |  |  |  | 80 | Vertical - Base Up |  |  |  |  | Non Federally-Regulated | 06/26/2009 |  | 12/05/2019
Philips Hadco | Hadco | TW3E********150H* | Vertical - Base Down | Pulse-start - magnetic | 150 |  |  |  |  | 80 | Vertical - Base Up |  |  |  |  | Non Federally-Regulated | 06/30/2009 |  | 12/05/2019
Philips Hadco | Hadco | R34H********150H* | Vertical - Base Down | Pulse-start - magnetic | 150 |  |  |  |  | 80 | Vertical - Base Up |  |  |  |  | Non Federally-Regulated | 06/30/2009 |  | 12/05/2019
Philips Hadco | Hadco | V71G****150H* | Vertical - Base Down | Pulse-start - magnetic | 150 |  |  |  |  | 80 | Vertical - Base Up |  |  |  |  | Non Federally-Regulated | 06/30/2009 |  | 12/05/2019
Philips Hadco | Hadco | TN3B********150H* | Vertical - Base Down | Pulse-start - magnetic | 150 |  |  |  |  | 80 | Vertical - Base Up |  |  |  |  | Non Federally-Regulated | 06/30/2009 |  | 12/05/2019
Philips Hadco | Hadco | TW5C********150H* | Vertical - Base Down | Pulse-start - magnetic | 150 |  |  |  |  | 80 | Vertical - Base Up |  |  |  |  | Non Federally-Regulated | 06/30/2009 |  | 12/05/2019
Philips Hadco | Hadco | R34T********250H* | Vertical - Base Down | Pulse-start - magnetic | 250 |  |  |  |  | 88 | No Exceptions Met |  |  |  |  | Non Federally-Regulated | 06/30/2009 |  | 12/05/2019
Philips Hadco | Hadco | R34F********150H* | Vertical - Base Down | Pulse-start - magnetic | 150 |  |  |  |  | 80 | Vertical - Base Up |  |  |  |  | Non Federally-Regulated | 06/30/2009 |  | 12/05/2019
Philips Hadco | Hadco | TT3P********250H* | Vertical - Base Down | Pulse-start - magnetic | 250 |  |  |  |  | 88 | No Exceptions Met |  |  |  |  | Non Federally-Regulated | 06/26/2009 |  | 12/05/2019
Philips Hadco | Hadco | R34L********150H* | Vertical - Base Down | Pulse-start - magnetic | 150 |  |  |  |  | 80 | Vertical - Base Up |  |  |  |  | Non Federally-Regulated | 06/30/2009 |  | 12/05/2019
Philips Hadco | Hadco | TW3A********150H* | Vertical - Base Down | Pulse-start - magnetic | 150 |  |  |  |  | 80 | Vertical - Base Up |  |  |  |  | Non Federally-Regulated | 06/30/2009 |  | 12/05/2019
Philips Hadco | Hadco | R54T********250H* | Vertical - Base Down | Pulse-start - magnetic | 250 |  |  |  |  | 88 | No Exceptions Met |  |  |  |  | Non Federally-Regulated | 06/30/2009 |  | 12/05/2019
Philips Hadco | Hadco | R52J********250H* | Vertical - Base Down | Pulse-start - magnetic | 250 |  |  |  |  | 88 | No Exceptions Met |  |  |  |  | Non Federally-Regulated | 06/30/2009 |  | 12/05/2019
Philips Hadco | Hadco | I4GN*150H* | Vertical - Base Down | Pulse-start - magnetic | 150 |  |  |  |  | 80 | Vertical - Base Up |  |  |  |  | Non Federally-Regulated | 06/26/2009 |  | 12/05/2019
Philips Hadco | Hadco | R34C********150H* | Vertical - Base Down | Pulse-start - magnetic | 150 |  |  |  |  | 80 | Vertical - Base Up |  |  |  |  | Non Federally-Regulated | 06/30/2009 |  | 12/05/2019
Philips Hadco | Hadco | TN4H********250H* | Vertical - Base Down | Pulse-start - magnetic | 250 |  |  |  |  | 88 | No Exceptions Met |  |  |  |  | Non Federally-Regulated | 06/30/2009 |  | 12/05/2019
Philips Hadco | Hadco | TN5H********150H* | Vertical - Base Down | Pulse-start - magnetic | 150 |  |  |  |  | 80 | Vertical - Base Up |  |  |  |  | Non Federally-Regulated | 06/30/2009 |  | 12/05/2019
Philips Hadco | Hadco | R54F********150H* | Vertical - Base Down | Pulse-start - magnetic | 150 |  |  |  |  | 80 | Vertical - Base Up |  |  |  |  | Non Federally-Regulated | 06/30/2009 |  | 12/05/2019
Philips Hadco | Hadco | TW3E********320H* | Vertical - Base Down | Pulse-start - magnetic | 320 |  |  |  |  | 88 | No Exceptions Met |  |  |  |  | Non Federally-Regulated | 06/30/2009 |  | 12/05/2019
Philips Hadco | Hadco | R52G********250H* | Vertical - Base Down | Pulse-start - magnetic | 250 |  |  |  |  | 88 | No Exceptions Met |  |  |  |  | Non Federally-Regulated | 06/30/2009 |  | 12/05/2019
Philips Hadco | Hadco | R54H********320H* | Vertical - Base Down | Pulse-start - magnetic | 320 |  |  |  |  | 88 | No Exceptions Met |  |  |  |  | Non Federally-Regulated | 06/30/2009 |  | 12/05/2019
Philips Hadco | Hadco | TW4H********250H* | Vertical - Base Down | Pulse-start - magnetic | 250 |  |  |  |  | 88 | No Exceptions Met |  |  |  |  | Non Federally-Regulated | 06/30/2009 |  | 12/05/2019
Philips Hadco | Hadco | PF3I*320H** | Vertical - Base Down | Pulse-start - magnetic | 320 |  |  |  |  | 88 | No Exceptions Met |  |  |  |  | Non Federally-Regulated | 06/30/2009 |  | 12/05/2019
Philips Hadco | Hadco | TW4C********150H* | Vertical - Base Down | Pulse-start - magnetic | 150 |  |  |  |  | 80 | Vertical - Base Up |  |  |  |  | Non Federally-Regulated | 06/30/2009 |  | 12/05/2019
Philips Hadco | Hadco | TW3G********150H* | Vertical - Base Down | Pulse-start - magnetic | 150 |  |  |  |  | 80 | Vertical - Base Up |  |  |  |  | Non Federally-Regulated | 06/30/2009 |  | 12/05/2019
Philips Hadco | Project | AD04********150H* | Vertical - Base Down | Pulse-start - magnetic | 150 |  |  |  |  | 80 | Vertical - Base Up |  |  |  |  | Non Federally-Regulated | 06/26/2009 |  | 12/05/2019
Philips Hadco | Hadco | V4800*****250H* | Vertical - Base Down | Pulse-start - magnetic | 250 |  |  |  |  | 88 | No Exceptions Met |  |  |  |  | Non Federally-Regulated | 06/26/2009 |  | 12/05/2019
Philips Hadco | Hadco | TW4F********150H* | Vertical - Base Down | Pulse-start - magnetic | 150 |  |  |  |  | 80 | Vertical - Base Up |  |  |  |  | Non Federally-Regulated | 06/30/2009 |  | 12/05/2019
Philips Hadco | Hadco | TW3B********320H* | Vertical - Base Down | Pulse-start - magnetic | 320 |  |  |  |  | 88 | No Exceptions Met |  |  |  |  | Non Federally-Regulated | 06/30/2009 |  | 12/05/2019
Philips Hadco | Hadco | TN4E********250H* | Vertical - Base Down | Pulse-start - magnetic | 250 |  |  |  |  | 88 | No Exceptions Met |  |  |  |  | Non Federally-Regulated | 06/30/2009 |  | 12/05/2019
Philips Hadco | Hadco | TW5L********150H* | Vertical - Base Down | Pulse-start - magnetic | 150 |  |  |  |  | 80 | Vertical - Base Up |  |  |  |  | Non Federally-Regulated | 06/30/2009 |  | 12/05/2019
Philips Hadco | Hadco | TN4C********150H* | Vertical - Base Down | Pulse-start - magnetic | 150 |  |  |  |  | 80 | Vertical - Base Up |  |  |  |  | Non Federally-Regulated | 06/30/2009 |  | 12/05/2019
Philips Hadco | Hadco | TN5G********150H* | Vertical - Base Down | Pulse-start - magnetic | 150 |  |  |  |  | 80 | Vertical - Base Up |  |  |  |  | Non Federally-Regulated | 06/30/2009 |  | 12/05/2019
Philips Hadco | Hadco | TN4D********150H* | Vertical - Base Down | Pulse-start - magnetic | 150 |  |  |  |  | 80 | Vertical - Base Up |  |  |  |  | Non Federally-Regulated | 06/30/2009 |  | 12/05/2019
Philips Hadco | Hadco | TW3A********250H* | Vertical - Base Down | Pulse-start - magnetic | 250 |  |  |  |  | 88 | No Exceptions Met |  |  |  |  | Non Federally-Regulated | 06/30/2009 |  | 12/05/2019
Philips Hadco | Hadco | R34J********150H* | Vertical - Base Down | Pulse-start - magnetic | 150 |  |  |  |  | 80 | Vertical - Base Up |  |  |  |  | Non Federally-Regulated | 06/30/2009 |  | 12/05/2019
Philips Hadco | Hadco | R52G********150H* | Vertical - Base Down | Pulse-start - magnetic | 150 |  |  |  |  | 80 | Vertical - Base Up |  |  |  |  | Non Federally-Regulated | 06/30/2009 |  | 12/05/2019
Philips Hadco | Hadco | TN3T********150H* | Vertical - Base Down | Pulse-start - magnetic | 150 |  |  |  |  | 80 | Vertical - Base Up |  |  |  |  | Non Federally-Regulated | 06/30/2009 |  | 12/05/2019
Philips Hadco | Hadco | TW3C********150H* | Vertical - Base Down | Pulse-start - magnetic | 150 |  |  |  |  | 80 | Vertical - Base Up |  |  |  |  | Non Federally-Regulated | 06/30/2009 |  | 12/05/2019
Philips Hadco | Project | AW06***150H** | Vertical - Base Down | Pulse-start - magnetic | 150 |  |  |  |  | 80 | Vertical - Base Up |  |  |  |  | Non Federally-Regulated | 06/26/2009 |  | 12/05/2019
Philips Hadco | Hadco | R54J********250H* | Vertical - Base Down | Pulse-start - magnetic | 250 |  |  |  |  | 88 | No Exceptions Met |  |  |  |  | Non Federally-Regulated | 06/30/2009 |  | 12/05/2019
Philips Hadco | Hadco | C52M********250H* | Vertical - Base Down | Pulse-start - magnetic | 250 |  |  |  |  | 88 | No Exceptions Met |  |  |  |  | Non Federally-Regulated | 06/26/2009 |  | 12/05/2019
Philips Hadco | Hadco | R54H********150H* | Vertical - Base Down | Pulse-start - magnetic | 150 |  |  |  |  | 80 | Vertical - Base Up |  |  |  |  | Non Federally-Regulated | 06/30/2009 |  | 12/05/2019
Philips Hadco | Hadco | I5HF*250H* | Vertical - Base Down | Pulse-start - magnetic | 250 |  |  |  |  | 88 | No Exceptions Met |  |  |  |  | Non Federally-Regulated | 06/30/2009 |  | 12/05/2019
Philips Hadco | Project | AG03G****150H** | Vertical - Base Down | Pulse-start - magnetic | 150 |  |  |  |  | 80 | Vertical - Base Up |  |  |  |  | Non Federally-Regulated | 06/26/2009 |  | 12/05/2019
Philips Hadco | Hadco | R34B********250H* | Vertical - Base Down | Pulse-start - magnetic | 250 |  |  |  |  | 88 | No Exceptions Met |  |  |  |  | Non Federally-Regulated | 06/30/2009 |  | 12/05/2019
Philips Hadco | Hadco | V70J****150H* | Vertical - Base Down | Pulse-start - magnetic | 150 |  |  |  |  | 80 | Vertical - Base Up |  |  |  |  | Non Federally-Regulated | 06/30/2009 |  | 12/05/2019
Philips Hadco | Hadco | V25G****150H* | Vertical - Base Down | Pulse-start - magnetic | 150 |  |  |  |  | 80 | Vertical - Base Up |  |  |  |  | Non Federally-Regulated | 06/30/2009 |  | 12/05/2019
Philips Hadco | Hadco | TW3H********150H* | Vertical - Base Down | Pulse-start - magnetic | 150 |  |  |  |  | 80 | Vertical - Base Up |  |  |  |  | Non Federally-Regulated | 06/30/2009 |  | 12/05/2019
Philips Hadco | Hadco | R34L********320H* | Vertical - Base Down | Pulse-start - magnetic | 320 |  |  |  |  | 88 | No Exceptions Met |  |  |  |  | Non Federally-Regulated | 06/30/2009 |  | 12/05/2019
Philips Hadco | Hadco | R54E********150H* | Vertical - Base Down | Pulse-start - magnetic | 150 |  |  |  |  | 80 | Vertical - Base Up |  |  |  |  | Non Federally-Regulated | 06/30/2009 |  | 12/05/2019
Philips Hadco | Hadco | G63K********150H* | Vertical - Base Down | Pulse-start - magnetic | 150 |  |  |  |  | 80 | Vertical - Base Up |  |  |  |  | Non Federally-Regulated | 06/26/2009 |  | 12/05/2019
Philips Hadco | Hadco | TN5E********250H* | Vertical - Base Down | Pulse-start - magnetic | 250 |  |  |  |  | 88 | No Exceptions Met |  |  |  |  | Non Federally-Regulated | 06/30/2009 |  | 12/05/2019
Philips Hadco | Hadco | R34H********320H* | Vertical - Base Down | Pulse-start - magnetic | 320 |  |  |  |  | 88 | No Exceptions Met |  |  |  |  | Non Federally-Regulated | 06/30/2009 |  | 12/05/2019
Philips Hadco | Project | AG04****150H** | Vertical - Base Down | Pulse-start - magnetic | 150 |  |  |  |  | 80 | Vertical - Base Up |  |  |  |  | Non Federally-Regulated | 06/26/2009 |  | 12/05/2019
Philips Hadco | Hadco | I4SS*150H* | Vertical - Base Down | Pulse-start - magnetic | 150 |  |  |  |  | 80 | Vertical - Base Up |  |  |  |  | Non Federally-Regulated | 06/26/2009 |  | 12/05/2019
Philips Hadco | Hadco | TW3T********320H* | Vertical - Base Down | Pulse-start - magnetic | 320 |  |  |  |  | 88 | No Exceptions Met |  |  |  |  | Non Federally-Regulated | 06/30/2009 |  | 12/05/2019
Philips Hadco | Hadco | R34E********150H* | Vertical - Base Down | Pulse-start - magnetic | 150 |  |  |  |  | 80 | Vertical - Base Up |  |  |  |  | Non Federally-Regulated | 06/30/2009 |  | 12/05/2019
Philips Hadco | Hadco | TW3T********250H* | Vertical - Base Down | Pulse-start - magnetic | 250 |  |  |  |  | 88 | No Exceptions Met |  |  |  |  | Non Federally-Regulated | 06/30/2009 |  | 12/05/2019
Philips Hadco | Hadco | TN5A********250H* | Vertical - Base Down | Pulse-start - magnetic | 250 |  |  |  |  | 88 | No Exceptions Met |  |  |  |  | Non Federally-Regulated | 06/30/2009 |  | 12/05/2019
Philips Hadco | Hadco | TT5P********150H* | Vertical - Base Down | Pulse-start - magnetic | 150 |  |  |  |  | 80 | Vertical - Base Up |  |  |  |  | Non Federally-Regulated | 06/26/2009 |  | 12/05/2019
Philips Hadco | Hadco | TW5B********250H* | Vertical - Base Down | Pulse-start - magnetic | 250 |  |  |  |  | 88 | No Exceptions Met |  |  |  |  | Non Federally-Regulated | 06/30/2009 |  | 12/05/2019
Philips Hadco | Hadco | R54H********250H* | Vertical - Base Down | Pulse-start - magnetic | 250 |  |  |  |  | 88 | No Exceptions Met |  |  |  |  | Non Federally-Regulated | 06/30/2009 |  | 12/05/2019
Philips Hadco | Hadco | G35C********150H* | Vertical - Base Down | Pulse-start - magnetic | 150 |  |  |  |  | 80 | Vertical - Base Up |  |  |  |  | Non Federally-Regulated | 06/30/2009 |  | 12/05/2019
Philips Hadco | Hadco | PF3H*250H** | Vertical - Base Down | Pulse-start - magnetic | 250 |  |  |  |  | 88 | No Exceptions Met |  |  |  |  | Non Federally-Regulated | 06/30/2009 |  | 12/05/2019
Philips Hadco | Hadco | TN3G********150H* | Vertical - Base Down | Pulse-start - magnetic | 150 |  |  |  |  | 80 | Vertical - Base Up |  |  |  |  | Non Federally-Regulated | 06/30/2009 |  | 12/05/2019
Philips Hadco | Hadco | TW3G********320H* | Vertical - Base Down | Pulse-start - magnetic | 320 |  |  |  |  | 88 | No Exceptions Met |  |  |  |  | Non Federally-Regulated | 06/30/2009 |  | 12/05/2019
Philips Hadco | Hadco | TW5J********250H* | Vertical - Base Down | Pulse-start - magnetic | 250 |  |  |  |  | 88 | No Exceptions Met |  |  |  |  | Non Federally-Regulated | 06/30/2009 |  | 12/05/2019
Philips Hadco | Hadco | G35T********250H* | Vertical - Base Down | Pulse-start - magnetic | 250 |  |  |  |  | 88 | No Exceptions Met |  |  |  |  | Non Federally-Regulated | 06/30/2009 |  | 12/05/2019
Philips Hadco | Hadco | R54G********250H* | Vertical - Base Down | Pulse-start - magnetic | 250 |  |  |  |  | 88 | No Exceptions Met |  |  |  |  | Non Federally-Regulated | 06/30/2009 |  | 12/05/2019
Philips Hadco | Hadco | V4810*****250H* | Vertical - Base Down | Pulse-start - magnetic | 250 |  |  |  |  | 88 | No Exceptions Met |  |  |  |  | Non Federally-Regulated | 06/26/2009 |  | 12/05/2019
Philips Hadco | Hadco | TT3P********150H* | Vertical - Base Down | Pulse-start - magnetic | 150 |  |  |  |  | 80 | Vertical - Base Up |  |  |  |  | Non Federally-Regulated | 06/26/2009 |  | 12/05/2019
Philips Hadco | Hadco | TW3J********320H* | Vertical - Base Down | Pulse-start - magnetic | 320 |  |  |  |  | 88 | No Exceptions Met |  |  |  |  | Non Federally-Regulated | 06/30/2009 |  | 12/05/2019
Philips Hadco | Hadco | TN3L********250H* | Vertical - Base Down | Pulse-start - magnetic | 250 |  |  |  |  | 88 | No Exceptions Met |  |  |  |  | Non Federally-Regulated | 06/30/2009 |  | 12/05/2019
Philips Hadco | Hadco | C52R********250H* | Vertical - Base Down | Pulse-start - magnetic | 250 |  |  |  |  | 88 | No Exceptions Met |  |  |  |  | Non Federally-Regulated | 06/26/2009 |  | 12/05/2019
Philips Hadco | Hadco | TN3D********150H* | Vertical - Base Down | Pulse-start - magnetic | 150 |  |  |  |  | 80 | Vertical - Base Up |  |  |  |  | Non Federally-Regulated | 06/30/2009 |  | 12/05/2019
Philips Hadco | Project | AD07******150H* | Vertical - Base Down | Pulse-start - magnetic | 150 |  |  |  |  | 80 | Vertical - Base Up |  |  |  |  | Non Federally-Regulated | 06/26/2009 |  | 12/05/2019
Philips Hadco | Hadco | V70B****150H* | Vertical - Base Down | Pulse-start - magnetic | 150 |  |  |  |  | 80 | Vertical - Base Up |  |  |  |  | Non Federally-Regulated | 06/30/2009 |  | 12/05/2019
Philips Hadco | Hadco | V72H****250H* | Vertical - Base Down | Pulse-start - magnetic | 250 |  |  |  |  | 88 | No Exceptions Met |  |  |  |  | Non Federally-Regulated | 06/30/2009 |  | 12/05/2019
Philips Hadco | Hadco | R52A********250H* | Vertical - Base Down | Pulse-start - magnetic | 250 |  |  |  |  | 88 | No Exceptions Met |  |  |  |  | Non Federally-Regulated | 06/30/2009 |  | 12/05/2019
Philips Hadco | Hadco | TW4J********250H* | Vertical - Base Down | Pulse-start - magnetic | 250 |  |  |  |  | 88 | No Exceptions Met |  |  |  |  | Non Federally-Regulated | 06/30/2009 |  | 12/05/2019
Philips Hadco | Hadco | TW4J********150H* | Vertical - Base Down | Pulse-start - magnetic | 150 |  |  |  |  | 80 | Vertical - Base Up |  |  |  |  | Non Federally-Regulated | 06/30/2009 |  | 12/05/2019
Philips Hadco | Hadco | I4GSS*150H* | Vertical - Base Down | Pulse-start - magnetic | 150 |  |  |  |  | 80 | Vertical - Base Up |  |  |  |  | Non Federally-Regulated | 06/26/2009 |  | 12/05/2019
Philips Hadco | Hadco | TN5B********250H* | Vertical - Base Down | Pulse-start - magnetic | 250 |  |  |  |  | 88 | No Exceptions Met |  |  |  |  | Non Federally-Regulated | 06/30/2009 |  | 12/05/2019
Philips Hadco | Hadco | TN3T********250H* | Vertical - Base Down | Pulse-start - magnetic | 250 |  |  |  |  | 88 | No Exceptions Met |  |  |  |  | Non Federally-Regulated | 06/30/2009 |  | 12/05/2019
Philips Hadco | Hadco | TN3A********250H* | Vertical - Base Down | Pulse-start - magnetic | 250 |  |  |  |  | 88 | No Exceptions Met |  |  |  |  | Non Federally-Regulated | 06/30/2009 |  | 12/05/2019
Philips Hadco | Hadco | V72J****250H* | Vertical - Base Down | Pulse-start - magnetic | 250 |  |  |  |  | 88 | No Exceptions Met |  |  |  |  | Non Federally-Regulated | 06/30/2009 |  | 12/05/2019
Philips Hadco | Hadco | TW3E********250H* | Vertical - Base Down | Pulse-start - magnetic | 250 |  |  |  |  | 88 | No Exceptions Met |  |  |  |  | Non Federally-Regulated | 06/30/2009 |  | 12/05/2019
Philips Hadco | Project | AG06******250H* | Vertical - Base Down | Pulse-start - magnetic | 250 |  |  |  |  | 88 | No Exceptions Met |  |  |  |  | Non Federally-Regulated | 06/26/2009 |  | 12/05/2019
Philips Hadco | Hadco | TN3A********150H* | Vertical - Base Down | Pulse-start - magnetic | 150 |  |  |  |  | 80 | Vertical - Base Up |  |  |  |  | Non Federally-Regulated | 06/30/2009 |  | 12/05/2019
Philips Hadco | Hadco | PF3A*150H** | Vertical - Base Down | Pulse-start - magnetic | 150 |  |  |  |  | 80 | Vertical - Base Up |  |  |  |  | Non Federally-Regulated | 06/30/2009 |  | 12/05/2019
Philips Hadco | Hadco | PF3B*250H** | Vertical - Base Down | Pulse-start - magnetic | 250 |  |  |  |  | 88 | No Exceptions Met |  |  |  |  | Non Federally-Regulated | 06/30/2009 |  | 12/05/2019
Philips Hadco | Hadco | I5HF*150H* | Vertical - Base Down | Pulse-start - magnetic | 150 |  |  |  |  | 80 | Vertical - Base Up |  |  |  |  | Non Federally-Regulated | 06/30/2009 |  | 12/05/2019
Philips Hadco | Hadco | TW4A********250H* | Vertical - Base Down | Pulse-start - magnetic | 250 |  |  |  |  | 88 | No Exceptions Met |  |  |  |  | Non Federally-Regulated | 06/30/2009 |  | 12/05/2019
Philips Hadco | Hadco | TW3J********250H* | Vertical - Base Down | Pulse-start - magnetic | 250 |  |  |  |  | 88 | No Exceptions Met |  |  |  |  | Non Federally-Regulated | 06/30/2009 |  | 12/05/2019
Philips Hadco | Hadco | TW3H********320H* | Vertical - Base Down | Pulse-start - magnetic | 320 |  |  |  |  | 88 | No Exceptions Met |  |  |  |  | Non Federally-Regulated | 06/30/2009 |  | 12/05/2019
Philips Hadco | Hadco | TT5P********250H* | Vertical - Base Down | Pulse-start - magnetic | 250 |  |  |  |  | 88 | No Exceptions Met |  |  |  |  | Non Federally-Regulated | 06/26/2009 |  | 12/05/2019
Philips Hadco | Hadco | TN3B********250H* | Vertical - Base Down | Pulse-start - magnetic | 250 |  |  |  |  | 88 | No Exceptions Met |  |  |  |  | Non Federally-Regulated | 06/30/2009 |  | 12/05/2019
Philips Hadco | Hadco | R65T********150H* | Vertical - Base Down | Pulse-start - magnetic | 150 |  |  |  |  | 80 | Vertical - Base Up |  |  |  |  | Non Federally-Regulated | 06/26/2009 |  | 12/05/2019
Philips Hadco | Hadco | TW4T********250H* | Vertical - Base Down | Pulse-start - magnetic | 250 |  |  |  |  | 88 | No Exceptions Met |  |  |  |  | Non Federally-Regulated | 06/30/2009 |  | 12/05/2019
Philips Hadco | Hadco | TW5B********150H* | Vertical - Base Down | Pulse-start - magnetic | 150 |  |  |  |  | 80 | Vertical - Base Up |  |  |  |  | Non Federally-Regulated | 06/30/2009 |  | 12/05/2019
Philips Hadco | Hadco | R52H********250H* | Vertical - Base Down | Pulse-start - magnetic | 250 |  |  |  |  | 88 | No Exceptions Met |  |  |  |  | Non Federally-Regulated | 06/30/2009 |  | 12/05/2019
Philips Hadco | Hadco | TW5H********150H* | Vertical - Base Down | Pulse-start - magnetic | 150 |  |  |  |  | 80 | Vertical - Base Up |  |  |  |  | Non Federally-Regulated | 06/30/2009 |  | 12/05/2019
Philips Hadco | Hadco | TW3J********150H* | Vertical - Base Down | Pulse-start - magnetic | 150 |  |  |  |  | 80 | Vertical - Base Up |  |  |  |  | Non Federally-Regulated | 06/30/2009 |  | 12/05/2019
Philips Hadco | Hadco | TW4T********320H* | Vertical - Base Down | Pulse-start - magnetic | 320 |  |  |  |  | 88 | No Exceptions Met |  |  |  |  | Non Federally-Regulated | 06/30/2009 |  | 12/05/2019
Philips Hadco | Hadco | TW5T********250H* | Vertical - Base Down | Pulse-start - magnetic | 250 |  |  |  |  | 88 | No Exceptions Met |  |  |  |  | Non Federally-Regulated | 06/30/2009 |  | 12/05/2019
Philips Hadco | Hadco | R52J********150H* | Vertical - Base Down | Pulse-start - magnetic | 150 |  |  |  |  | 80 | Vertical - Base Up |  |  |  |  | Non Federally-Regulated | 06/30/2009 |  | 12/05/2019
Philips Hadco | Project | AG071502 | Vertical - Base Down | Pulse-start - magnetic | 150 |  |  |  |  | 80 | Vertical - Base Up |  |  |  |  | Non Federally-Regulated | 06/26/2009 |  | 12/05/2019
Philips Hadco | Hadco | TN4B********150H* | Vertical - Base Down | Pulse-start - magnetic | 150 |  |  |  |  | 80 | Vertical - Base Up |  |  |  |  | Non Federally-Regulated | 06/30/2009 |  | 12/05/2019
Philips Hadco | Hadco | R34H********250H* | Vertical - Base Down | Pulse-start - magnetic | 250 |  |  |  |  | 88 | No Exceptions Met |  |  |  |  | Non Federally-Regulated | 06/30/2009 |  | 12/05/2019
Philips Hadco | Hadco | R52F********150H* | Vertical - Base Down | Pulse-start - magnetic | 150 |  |  |  |  | 80 | Vertical - Base Up |  |  |  |  | Non Federally-Regulated | 06/30/2009 |  | 12/05/2019
Philips Hadco | Project | AG06******150H* | Vertical - Base Down | Pulse-start - magnetic | 150 |  |  |  |  | 80 | Vertical - Base Up |  |  |  |  | Non Federally-Regulated | 06/26/2009 |  | 12/05/2019
Philips Hadco | Hadco | V72G****250H* | Vertical - Base Down | Pulse-start - magnetic | 250 |  |  |  |  | 88 | No Exceptions Met |  |  |  |  | Non Federally-Regulated | 06/30/2009 |  | 12/05/2019
Philips Hadco | Hadco | R52T********250H* | Vertical - Base Down | Pulse-start - magnetic | 250 |  |  |  |  | 88 | No Exceptions Met |  |  |  |  | Non Federally-Regulated | 06/30/2009 |  | 12/05/2019
Philips Hadco | Hadco | TT5M********250H* | Vertical - Base Down | Pulse-start - magnetic | 250 |  |  |  |  | 88 | No Exceptions Met |  |  |  |  | Non Federally-Regulated | 06/26/2009 |  | 12/05/2019
Philips Hadco | Hadco | R52L********150H* | Vertical - Base Down | Pulse-start - magnetic | 150 |  |  |  |  | 80 | Vertical - Base Up |  |  |  |  | Non Federally-Regulated | 06/30/2009 |  | 12/05/2019
Philips Hadco | Hadco | TW5G********250H* | Vertical - Base Down | Pulse-start - magnetic | 250 |  |  |  |  | 88 | No Exceptions Met |  |  |  |  | Non Federally-Regulated | 06/30/2009 |  | 12/05/2019
Philips Hadco | Hadco | G35B********150H* | Vertical - Base Down | Pulse-start - magnetic | 150 |  |  |  |  | 80 | Vertical - Base Up |  |  |  |  | Non Federally-Regulated | 06/30/2009 |  | 12/05/2019
Philips Hadco | Hadco | V70H****150H* | Vertical - Base Down | Pulse-start - magnetic | 150 |  |  |  |  | 80 | Vertical - Base Up |  |  |  |  | Non Federally-Regulated | 06/30/2009 |  | 12/05/2019
Philips Hadco | Hadco | TN5H********250H* | Vertical - Base Down | Pulse-start - magnetic | 250 |  |  |  |  | 88 | No Exceptions Met |  |  |  |  | Non Federally-Regulated | 06/30/2009 |  | 12/05/2019
Philips Hadco | Hadco | R52B********150H* | Vertical - Base Down | Pulse-start - magnetic | 150 |  |  |  |  | 80 | Vertical - Base Up |  |  |  |  | Non Federally-Regulated | 06/30/2009 |  | 12/05/2019
Philips Hadco | Hadco | G35G********150H* | Vertical - Base Down | Pulse-start - magnetic | 150 |  |  |  |  | 80 | Vertical - Base Up |  |  |  |  | Non Federally-Regulated | 06/30/2009 |  | 12/05/2019
Philips Hadco | Hadco | TW4B********150H* | Vertical - Base Down | Pulse-start - magnetic | 150 |  |  |  |  | 80 | Vertical - Base Up |  |  |  |  | Non Federally-Regulated | 06/30/2009 |  | 12/05/2019
Philips Hadco | Hadco | CF7P******150H* | Vertical - Base Down | Pulse-start - magnetic | 150 |  |  |  |  | 80 | Vertical - Base Up |  |  |  |  | Non Federally-Regulated | 06/26/2009 |  | 12/05/2019
Philips Hadco | Hadco | R52A********150H* | Vertical - Base Down | Pulse-start - magnetic | 150 |  |  |  |  | 80 | Vertical - Base Up |  |  |  |  | Non Federally-Regulated | 06/30/2009 |  | 12/05/2019
Philips Hadco | Hadco | V25J****150H* | Vertical - Base Down | Pulse-start - magnetic | 150 |  |  |  |  | 80 | Vertical - Base Up |  |  |  |  | Non Federally-Regulated | 06/30/2009 |  | 12/05/2019
Philips Hadco | Hadco | TN5G********250H* | Vertical - Base Down | Pulse-start - magnetic | 250 |  |  |  |  | 88 | No Exceptions Met |  |  |  |  | Non Federally-Regulated | 06/30/2009 |  | 12/05/2019
Philips Hadco | Hadco | TN5J********150H* | Vertical - Base Down | Pulse-start - magnetic | 150 |  |  |  |  | 80 | Vertical - Base Up |  |  |  |  | Non Federally-Regulated | 06/30/2009 |  | 12/05/2019
Philips Hadco | Hadco | I5HH250H* | Vertical - Base Down | Pulse-start - magnetic | 250 |  |  |  |  | 88 | No Exceptions Met |  |  |  |  | Non Federally-Regulated | 06/30/2009 |  | 12/05/2019
Philips Hadco | Hadco | TN3E********250H* | Vertical - Base Down | Pulse-start - magnetic | 250 |  |  |  |  | 88 | No Exceptions Met |  |  |  |  | Non Federally-Regulated | 06/30/2009 |  | 12/05/2019
Philips Hadco | Hadco | PF3B*150H** | Vertical - Base Down | Pulse-start - magnetic | 150 |  |  |  |  | 80 | Vertical - Base Up |  |  |  |  | Non Federally-Regulated | 06/30/2009 |  | 12/05/2019
Philips Hadco | Hadco | R54L********250H* | Vertical - Base Down | Pulse-start - magnetic | 250 |  |  |  |  | 88 | No Exceptions Met |  |  |  |  | Non Federally-Regulated | 06/30/2009 |  | 12/05/2019
Philips Hadco | Hadco | TW4L********250H* | Vertical - Base Down | Pulse-start - magnetic | 250 |  |  |  |  | 88 | No Exceptions Met |  |  |  |  | Non Federally-Regulated | 06/30/2009 |  | 12/05/2019
Philips Hadco | Hadco | V8915*****150H* | Vertical - Base Down | Pulse-start - magnetic | 150 |  |  |  |  | 80 | Vertical - Base Up |  |  |  |  | Non Federally-Regulated | 06/26/2009 |  | 12/05/2019
Philips Hadco | Hadco | TT3M********150H* | Vertical - Base Down | Pulse-start - magnetic | 150 |  |  |  |  | 80 | Vertical - Base Up |  |  |  |  | Non Federally-Regulated | 06/26/2009 |  | 12/05/2019
Philips Hadco | Hadco | I5HS*250H* | Vertical - Base Down | Pulse-start - magnetic | 250 |  |  |  |  | 88 | No Exceptions Met |  |  |  |  | Non Federally-Regulated | 06/30/2009 |  | 12/05/2019
Philips Hadco | Hadco | TW3L********150H* | Vertical - Base Down | Pulse-start - magnetic | 150 |  |  |  |  | 80 | Vertical - Base Up |  |  |  |  | Non Federally-Regulated | 06/30/2009 |  | 12/05/2019
Philips Hadco | Hadco | TW5H********320H* | Vertical - Base Down | Pulse-start - magnetic | 320 |  |  |  |  | 88 | No Exceptions Met |  |  |  |  | Non Federally-Regulated | 06/30/2009 |  | 12/05/2019
Philips Hadco | Hadco | R54L********320H* | Vertical - Base Down | Pulse-start - magnetic | 320 |  |  |  |  | 88 | No Exceptions Met |  |  |  |  | Non Federally-Regulated | 06/30/2009 |  | 12/05/2019
Philips Hadco | Hadco | V092*****150H* | Vertical - Base Down | Pulse-start - magnetic | 150 |  |  |  |  | 80 | Vertical - Base Up |  |  |  |  | Non Federally-Regulated | 06/26/2009 |  | 12/05/2019
Philips Hadco | Hadco | R54T********150H* | Vertical - Base Down | Pulse-start - magnetic | 150 |  |  |  |  | 80 | Vertical - Base Up |  |  |  |  | Non Federally-Regulated | 06/30/2009 |  | 12/05/2019
Philips Hadco | Hadco | TW4E********320H* | Vertical - Base Down | Pulse-start - magnetic | 320 |  |  |  |  | 88 | No Exceptions Met |  |  |  |  | Non Federally-Regulated | 06/30/2009 |  | 12/05/2019
Philips Hadco | Hadco | I4GH*150H* | Vertical - Base Down | Pulse-start - magnetic | 150 |  |  |  |  | 80 | Vertical - Base Up |  |  |  |  | Non Federally-Regulated | 06/26/2009 |  | 12/05/2019
Philips Hadco | Hadco | G63T********150H* | Vertical - Base Down | Pulse-start - magnetic | 150 |  |  |  |  | 80 | Vertical - Base Up |  |  |  |  | Non Federally-Regulated | 06/26/2009 |  | 12/05/2019
Philips Hadco | Hadco | R54D********150H* | Vertical - Base Down | Pulse-start - magnetic | 150 |  |  |  |  | 80 | Vertical - Base Up |  |  |  |  | Non Federally-Regulated | 06/30/2009 |  | 12/05/2019
Philips Hadco | Hadco | TW5F********150H* | Vertical - Base Down | Pulse-start - magnetic | 150 |  |  |  |  | 80 | Vertical - Base Up |  |  |  |  | Non Federally-Regulated | 06/30/2009 |  | 12/05/2019
Philips Hadco | Hadco | TN5B********150H* | Vertical - Base Down | Pulse-start - magnetic | 150 |  |  |  |  | 80 | Vertical - Base Up |  |  |  |  | Non Federally-Regulated | 06/30/2009 |  | 12/05/2019
Philips Hadco | Hadco | TW4B********250H* | Vertical - Base Down | Pulse-start - magnetic | 250 |  |  |  |  | 88 | No Exceptions Met |  |  |  |  | Non Federally-Regulated | 06/30/2009 |  | 12/05/2019
Philips Hadco | Hadco | V25A****150H* | Vertical - Base Down | Pulse-start - magnetic | 150 |  |  |  |  | 80 | Vertical - Base Up |  |  |  |  | Non Federally-Regulated | 06/30/2009 |  | 12/05/2019
Philips Hadco | Hadco | R54J********150H* | Vertical - Base Down | Pulse-start - magnetic | 150 |  |  |  |  | 80 | Vertical - Base Up |  |  |  |  | Non Federally-Regulated | 06/30/2009 |  | 12/05/2019
Philips Hadco | Hadco | TN4A********250H* | Vertical - Base Down | Pulse-start - magnetic | 250 |  |  |  |  | 88 | No Exceptions Met |  |  |  |  | Non Federally-Regulated | 06/30/2009 |  | 12/05/2019
Philips Hadco | Hadco | TW4L********150H* | Vertical - Base Down | Pulse-start - magnetic | 150 |  |  |  |  | 80 | Vertical - Base Up |  |  |  |  | Non Federally-Regulated | 06/30/2009 |  | 12/05/2019
Philips Hadco | Hadco | I5SS*250H* | Vertical - Base Down | Pulse-start - magnetic | 250 |  |  |  |  | 88 | No Exceptions Met |  |  |  |  | Non Federally-Regulated | 06/26/2009 |  | 12/05/2019
Philips Hadco | Hadco | R52E********250H* | Vertical - Base Down | Pulse-start - magnetic | 250 |  |  |  |  | 88 | No Exceptions Met |  |  |  |  | Non Federally-Regulated | 06/30/2009 |  | 12/05/2019
Philips Hadco | Hadco | TW5E********320H* | Vertical - Base Down | Pulse-start - magnetic | 320 |  |  |  |  | 88 | No Exceptions Met |  |  |  |  | Non Federally-Regulated | 06/30/2009 |  | 12/05/2019
Philips Hadco | Hadco | R52B********250H* | Vertical - Base Down | Pulse-start - magnetic | 250 |  |  |  |  | 88 | No Exceptions Met |  |  |  |  | Non Federally-Regulated | 06/30/2009 |  | 12/05/2019
Philips Hadco | Hadco | R54A********250H* | Vertical - Base Down | Pulse-start - magnetic | 250 |  |  |  |  | 88 | No Exceptions Met |  |  |  |  | Non Federally-Regulated | 06/30/2009 |  | 12/05/2019
Philips Hadco | Hadco | V4810*****150H* | Vertical - Base Down | Pulse-start - magnetic | 150 |  |  |  |  | 80 | Vertical - Base Up |  |  |  |  | Non Federally-Regulated | 06/26/2009 |  | 12/05/2019
Philips Hadco | Hadco | G35A********150H* | Vertical - Base Down | Pulse-start - magnetic | 150 |  |  |  |  | 80 | Vertical - Base Up |  |  |  |  | Non Federally-Regulated | 06/30/2009 |  | 12/05/2019
Philips Hadco | Hadco | G35L********150H* | Vertical - Base Down | Pulse-start - magnetic | 150 |  |  |  |  | 80 | Vertical - Base Up |  |  |  |  | Non Federally-Regulated | 06/30/2009 |  | 12/05/2019
Philips Hadco | Hadco | TT5R********250H* | Vertical - Base Down | Pulse-start - magnetic | 250 |  |  |  |  | 88 | No Exceptions Met |  |  |  |  | Non Federally-Regulated | 06/26/2009 |  | 12/05/2019
Philips Hadco | Hadco | TW5G********320H* | Vertical - Base Down | Pulse-start - magnetic | 320 |  |  |  |  | 88 | No Exceptions Met |  |  |  |  | Non Federally-Regulated | 06/30/2009 |  | 12/05/2019
Philips Hadco | Hadco | TN5L********150H* | Vertical - Base Down | Pulse-start - magnetic | 150 |  |  |  |  | 80 | Vertical - Base Up |  |  |  |  | Non Federally-Regulated | 06/30/2009 |  | 12/05/2019
Philips Hadco | Hadco | R34T********150H* | Vertical - Base Down | Pulse-start - magnetic | 150 |  |  |  |  | 80 | Vertical - Base Up |  |  |  |  | Non Federally-Regulated | 06/30/2009 |  | 12/05/2019
Philips Hadco | Hadco | I5SS*150H* | Vertical - Base Down | Pulse-start - magnetic | 150 |  |  |  |  | 80 | Vertical - Base Up |  |  |  |  | Non Federally-Regulated | 06/26/2009 |  | 12/05/2019
Philips Hadco | Hadco | R54J********320H* | Vertical - Base Down | Pulse-start - magnetic | 320 |  |  |  |  | 88 | No Exceptions Met |  |  |  |  | Non Federally-Regulated | 06/30/2009 |  | 12/05/2019
Philips Hadco | Hadco | PF3B*320H** | Vertical - Base Down | Pulse-start - magnetic | 320 |  |  |  |  | 88 | No Exceptions Met |  |  |  |  | Non Federally-Regulated | 06/30/2009 |  | 12/05/2019
Philips Hadco | Hadco | R54C********150H* | Vertical - Base Down | Pulse-start - magnetic | 150 |  |  |  |  | 80 | Vertical - Base Up |  |  |  |  | Non Federally-Regulated | 06/30/2009 |  | 12/05/2019
Philips Hadco | Hadco | TN5F********150H* | Vertical - Base Down | Pulse-start - magnetic | 150 |  |  |  |  | 80 | Vertical - Base Up |  |  |  |  | Non Federally-Regulated | 06/30/2009 |  | 12/05/2019
Philips Hadco | Hadco | TN3C********150H* | Vertical - Base Down | Pulse-start - magnetic | 150 |  |  |  |  | 80 | Vertical - Base Up |  |  |  |  | Non Federally-Regulated | 06/30/2009 |  | 12/05/2019
Philips Hadco | Hadco | TN4L********250H* | Vertical - Base Down | Pulse-start - magnetic | 250 |  |  |  |  | 88 | No Exceptions Met |  |  |  |  | Non Federally-Regulated | 06/30/2009 |  | 12/05/2019
Philips Hadco | Hadco | C52R********150H* | Vertical - Base Down | Pulse-start - magnetic | 150 |  |  |  |  | 80 | Vertical - Base Up |  |  |  |  | Non Federally-Regulated | 06/26/2009 |  | 12/05/2019
Philips Hadco | Hadco | V25B****150H* | Vertical - Base Down | Pulse-start - magnetic | 150 |  |  |  |  | 80 | Vertical - Base Up |  |  |  |  | Non Federally-Regulated | 06/30/2009 |  | 12/05/2019
Philips Hadco | Hadco | G35J********150H* | Vertical - Base Down | Pulse-start - magnetic | 150 |  |  |  |  | 80 | Vertical - Base Up |  |  |  |  | Non Federally-Regulated | 06/30/2009 |  | 12/05/2019
Philips Hadco | Hadco | R54B********320H* | Vertical - Base Down | Pulse-start - magnetic | 320 |  |  |  |  | 88 | No Exceptions Met |  |  |  |  | Non Federally-Regulated | 06/30/2009 |  | 12/05/2019
Philips Hadco | Hadco | TN5T********250H* | Vertical - Base Down | Pulse-start - magnetic | 250 |  |  |  |  | 88 | No Exceptions Met |  |  |  |  | Non Federally-Regulated | 06/30/2009 |  | 12/05/2019
Philips Hadco | Hadco | V70G****150H* | Vertical - Base Down | Pulse-start - magnetic | 150 |  |  |  |  | 80 | Vertical - Base Up |  |  |  |  | Non Federally-Regulated | 06/30/2009 |  | 12/05/2019
Philips Hadco | Hadco | G35L********250H* | Vertical - Base Down | Pulse-start - magnetic | 250 |  |  |  |  | 88 | No Exceptions Met |  |  |  |  | Non Federally-Regulated | 06/30/2009 |  | 12/05/2019
Philips Hadco | Hadco | R75K********150H* | Vertical - Base Down | Pulse-start - magnetic | 150 |  |  |  |  | 80 | Vertical - Base Up |  |  |  |  | Non Federally-Regulated | 06/26/2009 |  | 12/05/2019
Philips Hadco | Hadco | R34A********250H* | Vertical - Base Down | Pulse-start - magnetic | 250 |  |  |  |  | 88 | No Exceptions Met |  |  |  |  | Non Federally-Regulated | 06/30/2009 |  | 12/05/2019
Philips Hadco | Hadco | TW4G********250H* | Vertical - Base Down | Pulse-start - magnetic | 250 |  |  |  |  | 88 | No Exceptions Met |  |  |  |  | Non Federally-Regulated | 06/30/2009 |  | 12/05/2019
Philips Hadco | Hadco | TW3G********250H* | Vertical - Base Down | Pulse-start - magnetic | 250 |  |  |  |  | 88 | No Exceptions Met |  |  |  |  | Non Federally-Regulated | 06/30/2009 |  | 12/05/2019
Philips Hadco | Hadco | TN4G********250H* | Vertical - Base Down | Pulse-start - magnetic | 250 |  |  |  |  | 88 | No Exceptions Met |  |  |  |  | Non Federally-Regulated | 06/30/2009 |  | 12/05/2019
Philips Hadco | Project | AW06***250H** | Vertical - Base Down | Pulse-start - magnetic | 250 |  |  |  |  | 88 | No Exceptions Met |  |  |  |  | Non Federally-Regulated | 06/26/2009 |  | 12/05/2019
Philips Hadco | Hadco | PF3A*320H** | Vertical - Base Down | Pulse-start - magnetic | 320 |  |  |  |  | 88 | No Exceptions Met |  |  |  |  | Non Federally-Regulated | 06/30/2009 |  | 12/05/2019
Philips Hadco | Hadco | TW5L********250H* | Vertical - Base Down | Pulse-start - magnetic | 250 |  |  |  |  | 88 | No Exceptions Met |  |  |  |  | Non Federally-Regulated | 06/30/2009 |  | 12/05/2019
Philips Hadco | Hadco | TW4G********150H* | Vertical - Base Down | Pulse-start - magnetic | 150 |  |  |  |  | 80 | Vertical - Base Up |  |  |  |  | Non Federally-Regulated | 06/30/2009 |  | 12/05/2019
Philips Hadco | Hadco | V71J****150H* | Vertical - Base Down | Pulse-start - magnetic | 150 |  |  |  |  | 80 | Vertical - Base Up |  |  |  |  | Non Federally-Regulated | 06/30/2009 |  | 12/05/2019
Philips Hadco | Hadco | V72J****150H* | Vertical - Base Down | Pulse-start - magnetic | 150 |  |  |  |  | 80 | Vertical - Base Up |  |  |  |  | Non Federally-Regulated | 06/30/2009 |  | 12/05/2019
Philips Hadco | Hadco | R34L********250H* | Vertical - Base Down | Pulse-start - magnetic | 250 |  |  |  |  | 88 | No Exceptions Met |  |  |  |  | Non Federally-Regulated | 06/30/2009 |  | 12/05/2019
Philips Hadco | Hadco | R54B********250H* | Vertical - Base Down | Pulse-start - magnetic | 250 |  |  |  |  | 88 | No Exceptions Met |  |  |  |  | Non Federally-Regulated | 06/30/2009 |  | 12/05/2019
Philips Hadco | Hadco | TN3E********150H* | Vertical - Base Down | Pulse-start - magnetic | 150 |  |  |  |  | 80 | Vertical - Base Up |  |  |  |  | Non Federally-Regulated | 06/30/2009 |  | 12/05/2019
Philips Hadco | Hadco | TN4T********250H* | Vertical - Base Down | Pulse-start - magnetic | 250 |  |  |  |  | 88 | No Exceptions Met |  |  |  |  | Non Federally-Regulated | 06/30/2009 |  | 12/05/2019
Philips Hadco | Hadco | TN5L********250H* | Vertical - Base Down | Pulse-start - magnetic | 250 |  |  |  |  | 88 | No Exceptions Met |  |  |  |  | Non Federally-Regulated | 06/30/2009 |  | 12/05/2019
Philips Hadco | Hadco | TW3D********150H* | Vertical - Base Down | Pulse-start - magnetic | 150 |  |  |  |  | 80 | Vertical - Base Up |  |  |  |  | Non Federally-Regulated | 06/30/2009 |  | 12/05/2019
Philips Hadco | Project | AG03****150H** | Vertical - Base Down | Pulse-start - magnetic | 150 |  |  |  |  | 80 | Vertical - Base Up |  |  |  |  | Non Federally-Regulated | 06/26/2009 |  | 12/05/2019
Philips Hadco | Project | AG071501 | Vertical - Base Down | Pulse-start - magnetic | 150 |  |  |  |  | 80 | Vertical - Base Up |  |  |  |  | Non Federally-Regulated | 06/26/2009 |  | 12/05/2019
Philips Hadco | Hadco | R34J********320H* | Vertical - Base Down | Pulse-start - magnetic | 320 |  |  |  |  | 88 | No Exceptions Met |  |  |  |  | Non Federally-Regulated | 06/30/2009 |  | 12/05/2019
Philips Hadco | Project | AW06***320H** | Vertical - Base Down | Pulse-start - magnetic | 320 |  |  |  |  | 88 | No Exceptions Met |  |  |  |  | Non Federally-Regulated | 06/26/2009 |  | 12/05/2019
Philips Hadco | Hadco | R54B********150H* | Vertical - Base Down | Pulse-start - magnetic | 150 |  |  |  |  | 80 | Vertical - Base Up |  |  |  |  | Non Federally-Regulated | 06/30/2009 |  | 12/05/2019
Philips Hadco | Hadco | V8911*****150H* | Vertical - Base Down | Pulse-start - magnetic | 150 |  |  |  |  | 80 | Vertical - Base Up |  |  |  |  | Non Federally-Regulated | 06/26/2009 |  | 12/05/2019
Philips Hadco | Hadco | TW3B********250H* | Vertical - Base Down | Pulse-start - magnetic | 250 |  |  |  |  | 88 | No Exceptions Met |  |  |  |  | Non Federally-Regulated | 06/30/2009 |  | 12/05/2019
Philips Hadco | Hadco | TN3J********150H* | Vertical - Base Down | Pulse-start - magnetic | 150 |  |  |  |  | 80 | Vertical - Base Up |  |  |  |  | Non Federally-Regulated | 06/30/2009 |  | 12/05/2019
Philips Hadco | Hadco | R54E********320H* | Vertical - Base Down | Pulse-start - magnetic | 320 |  |  |  |  | 88 | No Exceptions Met |  |  |  |  | Non Federally-Regulated | 06/30/2009 |  | 12/05/2019
Philips Hadco | Hadco | TT4P********250H* | Vertical - Base Down | Pulse-start - magnetic | 250 |  |  |  |  | 88 | No Exceptions Met |  |  |  |  | Non Federally-Regulated | 06/26/2009 |  | 12/05/2019
Philips Hadco | Hadco | TW3F********150H* | Vertical - Base Down | Pulse-start - magnetic | 150 |  |  |  |  | 80 | Vertical - Base Up |  |  |  |  | Non Federally-Regulated | 06/30/2009 |  | 12/05/2019
Philips Hadco | Hadco | R34E********320H* | Vertical - Base Down | Pulse-start - magnetic | 320 |  |  |  |  | 88 | No Exceptions Met |  |  |  |  | Non Federally-Regulated | 06/30/2009 |  | 12/05/2019
Philips Hadco | Hadco | I5HS*150H* | Vertical - Base Down | Pulse-start - magnetic | 150 |  |  |  |  | 80 | Vertical - Base Up |  |  |  |  | Non Federally-Regulated | 06/30/2009 |  | 12/05/2019
Philips Hadco | Hadco | TW5A********320H* | Vertical - Base Down | Pulse-start - magnetic | 320 |  |  |  |  | 88 | No Exceptions Met |  |  |  |  | Non Federally-Regulated | 06/30/2009 |  | 12/05/2019
Philips Hadco | Hadco | TW5D********150H* | Vertical - Base Down | Pulse-start - magnetic | 150 |  |  |  |  | 80 | Vertical - Base Up |  |  |  |  | Non Federally-Regulated | 06/30/2009 |  | 12/05/2019
Philips Hadco | Hadco | V70A****150H* | Vertical - Base Down | Pulse-start - magnetic | 150 |  |  |  |  | 80 | Vertical - Base Up |  |  |  |  | Non Federally-Regulated | 06/30/2009 |  | 12/05/2019
Philips Hadco | Hadco | R34E********250H* | Vertical - Base Down | Pulse-start - magnetic | 250 |  |  |  |  | 88 | No Exceptions Met |  |  |  |  | Non Federally-Regulated | 06/30/2009 |  | 12/05/2019
Philips Hadco | Hadco | G35D********150H* | Vertical - Base Down | Pulse-start - magnetic | 150 |  |  |  |  | 80 | Vertical - Base Up |  |  |  |  | Non Federally-Regulated | 06/30/2009 |  | 12/05/2019
Philips Hadco | Hadco | R34G********250H* | Vertical - Base Down | Pulse-start - magnetic | 250 |  |  |  |  | 88 | No Exceptions Met |  |  |  |  | Non Federally-Regulated | 06/30/2009 |  | 12/05/2019
Philips Hadco | Hadco | R52D********150H* | Vertical - Base Down | Pulse-start - magnetic | 150 |  |  |  |  | 80 | Vertical - Base Up |  |  |  |  | Non Federally-Regulated | 06/30/2009 |  | 12/05/2019
Philips Hadco | Hadco | TN4G********150H* | Vertical - Base Down | Pulse-start - magnetic | 150 |  |  |  |  | 80 | Vertical - Base Up |  |  |  |  | Non Federally-Regulated | 06/30/2009 |  | 12/05/2019
Philips Hadco | Hadco | TN4A********150H* | Vertical - Base Down | Pulse-start - magnetic | 150 |  |  |  |  | 80 | Vertical - Base Up |  |  |  |  | Non Federally-Regulated | 06/30/2009 |  | 12/05/2019
Philips Hadco | Hadco | V4800*****150H* | Vertical - Base Down | Pulse-start - magnetic | 150 |  |  |  |  | 80 | Vertical - Base Up |  |  |  |  | Non Federally-Regulated | 06/26/2009 |  | 12/05/2019
Philips Hadco | Hadco | TW4A********320H* | Vertical - Base Down | Pulse-start - magnetic | 320 |  |  |  |  | 88 | No Exceptions Met |  |  |  |  | Non Federally-Regulated | 06/30/2009 |  | 12/05/2019
Philips Hadco | Hadco | TT5M********150H* | Vertical - Base Down | Pulse-start - magnetic | 150 |  |  |  |  | 80 | Vertical - Base Up |  |  |  |  | Non Federally-Regulated | 06/26/2009 |  | 12/05/2019
Philips Hadco | Hadco | TT3R********150H* | Vertical - Base Down | Pulse-start - magnetic | 150 |  |  |  |  | 80 | Vertical - Base Up |  |  |  |  | Non Federally-Regulated | 06/26/2009 |  | 12/05/2019
Philips Hadco | Hadco | TN4L********150H* | Vertical - Base Down | Pulse-start - magnetic | 150 |  |  |  |  | 80 | Vertical - Base Up |  |  |  |  | Non Federally-Regulated | 06/30/2009 |  | 12/05/2019
Philips Hadco | Hadco | R52T********150H* | Vertical - Base Down | Pulse-start - magnetic | 150 |  |  |  |  | 80 | Vertical - Base Up |  |  |  |  | Non Federally-Regulated | 06/30/2009 |  | 12/05/2019
Philips Hadco | Hadco | TW5J********150H* | Vertical - Base Down | Pulse-start - magnetic | 150 |  |  |  |  | 80 | Vertical - Base Up |  |  |  |  | Non Federally-Regulated | 06/30/2009 |  | 12/05/2019
Philips Hadco | Hadco | R75T********150H* | Vertical - Base Down | Pulse-start - magnetic | 150 |  |  |  |  | 80 | Vertical - Base Up |  |  |  |  | Non Federally-Regulated | 06/26/2009 |  | 12/05/2019
Philips Hadco | Hadco | TW5G********150H* | Vertical - Base Down | Pulse-start - magnetic | 150 |  |  |  |  | 80 | Vertical - Base Up |  |  |  |  | Non Federally-Regulated | 06/30/2009 |  | 12/05/2019
Philips Hadco | Hadco | PF3I*250H** | Vertical - Base Down | Pulse-start - magnetic | 250 |  |  |  |  | 88 | No Exceptions Met |  |  |  |  | Non Federally-Regulated | 06/30/2009 |  | 12/05/2019
Philips Hadco | Project | AD03******150H* | Vertical - Base Down | Pulse-start - magnetic | 150 |  |  |  |  | 80 | Vertical - Base Up |  |  |  |  | Non Federally-Regulated | 06/26/2009 |  | 12/05/2019
Philips Hadco | Hadco | TN3L********150H* | Vertical - Base Down | Pulse-start - magnetic | 150 |  |  |  |  | 80 | Vertical - Base Up |  |  |  |  | Non Federally-Regulated | 06/30/2009 |  | 12/05/2019
Philips Hadco | Hadco | R54A********320H* | Vertical - Base Down | Pulse-start - magnetic | 320 |  |  |  |  | 88 | No Exceptions Met |  |  |  |  | Non Federally-Regulated | 06/30/2009 |  | 12/05/2019
Philips Hadco | Hadco | R73T********150H* | Vertical - Base Down | Pulse-start - magnetic | 150 |  |  |  |  | 80 | Vertical - Base Up |  |  |  |  | Non Federally-Regulated | 06/26/2009 |  | 12/05/2019
Philips Hadco | Hadco | G35E********150H* | Vertical - Base Down | Pulse-start - magnetic | 150 |  |  |  |  | 80 | Vertical - Base Up |  |  |  |  | Non Federally-Regulated | 06/30/2009 |  | 12/05/2019
Philips Hadco | Hadco | TW4T********150H* | Vertical - Base Down | Pulse-start - magnetic | 150 |  |  |  |  | 80 | Vertical - Base Up |  |  |  |  | Non Federally-Regulated | 06/30/2009 |  | 12/05/2019
Philips Hadco | Hadco | TN4T********150H* | Vertical - Base Down | Pulse-start - magnetic | 150 |  |  |  |  | 80 | Vertical - Base Up |  |  |  |  | Non Federally-Regulated | 06/30/2009 |  | 12/05/2019
Philips Hadco | Hadco | TN5C********150H* | Vertical - Base Down | Pulse-start - magnetic | 150 |  |  |  |  | 80 | Vertical - Base Up |  |  |  |  | Non Federally-Regulated | 06/30/2009 |  | 12/05/2019
Philips Hadco | Hadco | TN5A********150H* | Vertical - Base Down | Pulse-start - magnetic | 150 |  |  |  |  | 80 | Vertical - Base Up |  |  |  |  | Non Federally-Regulated | 06/30/2009 |  | 12/05/2019
Philips Hadco | Hadco | TN4E********150H* | Vertical - Base Down | Pulse-start - magnetic | 150 |  |  |  |  | 80 | Vertical - Base Up |  |  |  |  | Non Federally-Regulated | 06/30/2009 |  | 12/05/2019
Philips Hadco | Project | AD05********150H* | Vertical - Base Down | Pulse-start - magnetic | 150 |  |  |  |  | 80 | Vertical - Base Up |  |  |  |  | Non Federally-Regulated | 06/26/2009 |  | 12/05/2019
Philips Hadco | Hadco | V71H****150H* | Vertical - Base Down | Pulse-start - magnetic | 150 |  |  |  |  | 80 | Vertical - Base Up |  |  |  |  | Non Federally-Regulated | 06/30/2009 |  | 12/05/2019
Philips Hadco | Hadco | R34B********150H* | Vertical - Base Down | Pulse-start - magnetic | 150 |  |  |  |  | 80 | Vertical - Base Up |  |  |  |  | Non Federally-Regulated | 06/30/2009 |  | 12/05/2019
Philips Hadco | Hadco | V72G****150H* | Vertical - Base Down | Pulse-start - magnetic | 150 |  |  |  |  | 80 | Vertical - Base Up |  |  |  |  | Non Federally-Regulated | 06/30/2009 |  | 12/05/2019
Philips Hadco | Hadco | TW4J********320H* | Vertical - Base Down | Pulse-start - magnetic | 320 |  |  |  |  | 88 | No Exceptions Met |  |  |  |  | Non Federally-Regulated | 06/30/2009 |  | 12/05/2019
Philips Hadco | Hadco | V8911*****250H* | Vertical - Base Down | Pulse-start - magnetic | 250 |  |  |  |  | 88 | No Exceptions Met |  |  |  |  | Non Federally-Regulated | 06/26/2009 |  | 12/05/2019
Philips Hadco | Hadco | TW3L********250H* | Vertical - Base Down | Pulse-start - magnetic | 250 |  |  |  |  | 88 | No Exceptions Met |  |  |  |  | Non Federally-Regulated | 06/30/2009 |  | 12/05/2019
Philips Hadco | Hadco | TN3F********150H* | Vertical - Base Down | Pulse-start - magnetic | 150 |  |  |  |  | 80 | Vertical - Base Up |  |  |  |  | Non Federally-Regulated | 06/30/2009 |  | 12/05/2019
Philips Hadco | Hadco | TW5L********320H* | Vertical - Base Down | Pulse-start - magnetic | 320 |  |  |  |  | 88 | No Exceptions Met |  |  |  |  | Non Federally-Regulated | 06/30/2009 |  | 12/05/2019
Philips Hadco | Hadco | V092*****250H* | Vertical - Base Down | Pulse-start - magnetic | 250 |  |  |  |  | 88 | No Exceptions Met |  |  |  |  | Non Federally-Regulated | 06/26/2009 |  | 12/05/2019
Philips Hadco | Hadco | TW5E********150H* | Vertical - Base Down | Pulse-start - magnetic | 150 |  |  |  |  | 80 | Vertical - Base Up |  |  |  |  | Non Federally-Regulated | 06/30/2009 |  | 12/05/2019
Philips Hadco | Project | AD07******250H* | Vertical - Base Down | Pulse-start - magnetic | 250 |  |  |  |  | 88 | No Exceptions Met |  |  |  |  | Non Federally-Regulated | 06/26/2009 |  | 12/05/2019
Philips Hadco | Hadco | R34B********320H* | Vertical - Base Down | Pulse-start - magnetic | 320 |  |  |  |  | 88 | No Exceptions Met |  |  |  |  | Non Federally-Regulated | 06/30/2009 |  | 12/05/2019
Philips Hadco | Hadco | TW5J********320H* | Vertical - Base Down | Pulse-start - magnetic | 320 |  |  |  |  | 88 | No Exceptions Met |  |  |  |  | Non Federally-Regulated | 06/30/2009 |  | 12/05/2019
Philips Hadco | Hadco | R65K********150H* | Vertical - Base Down | Pulse-start - magnetic | 150 |  |  |  |  | 80 | Vertical - Base Up |  |  |  |  | Non Federally-Regulated | 06/26/2009 |  | 12/05/2019
Philips Hadco | Hadco | TW4E********150H* | Vertical - Base Down | Pulse-start - magnetic | 150 |  |  |  |  | 80 | Vertical - Base Up |  |  |  |  | Non Federally-Regulated | 06/30/2009 |  | 12/05/2019
Philips Hadco | Hadco | TW4H********320H* | Vertical - Base Down | Pulse-start - magnetic | 320 |  |  |  |  | 88 | No Exceptions Met |  |  |  |  | Non Federally-Regulated | 06/30/2009 |  | 12/05/2019
Philips Hadco | Hadco | R54G********150H* | Vertical - Base Down | Pulse-start - magnetic | 150 |  |  |  |  | 80 | Vertical - Base Up |  |  |  |  | Non Federally-Regulated | 06/30/2009 |  | 12/05/2019
Philips Hadco | Hadco | TW4D********150H* | Vertical - Base Down | Pulse-start - magnetic | 150 |  |  |  |  | 80 | Vertical - Base Up |  |  |  |  | Non Federally-Regulated | 06/30/2009 |  | 12/05/2019
Philips Hadco | Hadco | TN3H********250H* | Vertical - Base Down | Pulse-start - magnetic | 250 |  |  |  |  | 88 | No Exceptions Met |  |  |  |  | Non Federally-Regulated | 06/30/2009 |  | 12/05/2019
Philips Hadco | Hadco | TW4B********320H* | Vertical - Base Down | Pulse-start - magnetic | 320 |  |  |  |  | 88 | No Exceptions Met |  |  |  |  | Non Federally-Regulated | 06/30/2009 |  | 12/05/2019
Philips Hadco | Hadco | R54T********320H* | Vertical - Base Down | Pulse-start - magnetic | 320 |  |  |  |  | 88 | No Exceptions Met |  |  |  |  | Non Federally-Regulated | 06/30/2009 |  | 12/05/2019
Philips Hadco | Hadco | G35J********250H* | Vertical - Base Down | Pulse-start - magnetic | 250 |  |  |  |  | 88 | No Exceptions Met |  |  |  |  | Non Federally-Regulated | 06/30/2009 |  | 12/05/2019
Philips Hadco | Hadco | TW4A********150H* | Vertical - Base Down | Pulse-start - magnetic | 150 |  |  |  |  | 80 | Vertical - Base Up |  |  |  |  | Non Federally-Regulated | 06/30/2009 |  | 12/05/2019
Philips Hadco | Hadco | TW3H********250H* | Vertical - Base Down | Pulse-start - magnetic | 250 |  |  |  |  | 88 | No Exceptions Met |  |  |  |  | Non Federally-Regulated | 06/30/2009 |  | 12/05/2019
Philips Hadco | Hadco | G35F********150H* | Vertical - Base Down | Pulse-start - magnetic | 150 |  |  |  |  | 80 | Vertical - Base Up |  |  |  |  | Non Federally-Regulated | 06/30/2009 |  | 12/05/2019
Philips Hadco | Hadco | C52P********250H* | Vertical - Base Down | Pulse-start - magnetic | 250 |  |  |  |  | 88 | No Exceptions Met |  |  |  |  | Non Federally-Regulated | 06/26/2009 |  | 12/05/2019
Philips Hadco | Hadco | R54L********150H* | Vertical - Base Down | Pulse-start - magnetic | 150 |  |  |  |  | 80 | Vertical - Base Up |  |  |  |  | Non Federally-Regulated | 06/30/2009 |  | 12/05/2019
Philips Hadco | Hadco | V701*****150H* | Vertical - Base Down | Pulse-start - magnetic | 150 |  |  |  |  | 80 | Vertical - Base Up |  |  |  |  | Non Federally-Regulated | 06/26/2009 |  | 12/05/2019
Philips Hadco | Hadco | R34T********320H* | Vertical - Base Down | Pulse-start - magnetic | 320 |  |  |  |  | 88 | No Exceptions Met |  |  |  |  | Non Federally-Regulated | 06/30/2009 |  | 12/05/2019
Philips Hadco | Hadco | TW3A********320H* | Vertical - Base Down | Pulse-start - magnetic | 320 |  |  |  |  | 88 | No Exceptions Met |  |  |  |  | Non Federally-Regulated | 06/30/2009 |  | 12/05/2019
Philips Hadco | Hadco | TN4F********150H* | Vertical - Base Down | Pulse-start - magnetic | 150 |  |  |  |  | 80 | Vertical - Base Up |  |  |  |  | Non Federally-Regulated | 06/30/2009 |  | 12/05/2019
Philips Hadco | Hadco | CF7P******250H* | Vertical - Base Down | Pulse-start - magnetic | 250 |  |  |  |  | 88 | No Exceptions Met |  |  |  |  | Non Federally-Regulated | 06/26/2009 |  | 12/05/2019
Philips Hadco | Hadco | V71A****150H* | Vertical - Base Down | Pulse-start - magnetic | 150 |  |  |  |  | 80 | Vertical - Base Up |  |  |  |  | Non Federally-Regulated | 06/30/2009 |  | 12/05/2019
Philips Hadco | Hadco | TT5R********150H* | Vertical - Base Down | Pulse-start - magnetic | 150 |  |  |  |  | 80 | Vertical - Base Up |  |  |  |  | Non Federally-Regulated | 06/26/2009 |  | 12/05/2019
Philips Hadco | Hadco | TN5D********150H* | Vertical - Base Down | Pulse-start - magnetic | 150 |  |  |  |  | 80 | Vertical - Base Up |  |  |  |  | Non Federally-Regulated | 06/30/2009 |  | 12/05/2019
Philips Hadco | Hadco | R34D********150H* | Vertical - Base Down | Pulse-start - magnetic | 150 |  |  |  |  | 80 | Vertical - Base Up |  |  |  |  | Non Federally-Regulated | 06/30/2009 |  | 12/05/2019
Philips Hadco | Hadco | TN4B********250H* | Vertical - Base Down | Pulse-start - magnetic | 250 |  |  |  |  | 88 | No Exceptions Met |  |  |  |  | Non Federally-Regulated | 06/30/2009 |  | 12/05/2019
Philips Hadco | Hadco | R34G********320H* | Vertical - Base Down | Pulse-start - magnetic | 320 |  |  |  |  | 88 | No Exceptions Met |  |  |  |  | Non Federally-Regulated | 06/30/2009 |  | 12/05/2019
Philips Hadco | Hadco | TW5T********320H* | Vertical - Base Down | Pulse-start - magnetic | 320 |  |  |  |  | 88 | No Exceptions Met |  |  |  |  | Non Federally-Regulated | 06/30/2009 |  | 12/05/2019
Philips Hadco | Hadco | V72H****150H* | Vertical - Base Down | Pulse-start - magnetic | 150 |  |  |  |  | 80 | Vertical - Base Up |  |  |  |  | Non Federally-Regulated | 06/30/2009 |  | 12/05/2019
Philips Hadco | Hadco | TW5E********250H* | Vertical - Base Down | Pulse-start - magnetic | 250 |  |  |  |  | 88 | No Exceptions Met |  |  |  |  | Non Federally-Regulated | 06/30/2009 |  | 12/05/2019
Philips Hadco | Hadco | TW4E********250H* | Vertical - Base Down | Pulse-start - magnetic | 250 |  |  |  |  | 88 | No Exceptions Met |  |  |  |  | Non Federally-Regulated | 06/30/2009 |  | 12/05/2019
Philips Hadco | Hadco | PF3H*150H** | Vertical - Base Down | Pulse-start - magnetic | 150 |  |  |  |  | 80 | Vertical - Base Up |  |  |  |  | Non Federally-Regulated | 06/30/2009 |  | 12/05/2019
Philips Hadco | Hadco | TN3H********150H* | Vertical - Base Down | Pulse-start - magnetic | 150 |  |  |  |  | 80 | Vertical - Base Up |  |  |  |  | Non Federally-Regulated | 06/30/2009 |  | 12/05/2019
Philips Hadco | Hadco | R52C********150H* | Vertical - Base Down | Pulse-start - magnetic | 150 |  |  |  |  | 80 | Vertical - Base Up |  |  |  |  | Non Federally-Regulated | 06/30/2009 |  | 12/05/2019
Philips Hadco | Hadco | R54E********250H* | Vertical - Base Down | Pulse-start - magnetic | 250 |  |  |  |  | 88 | No Exceptions Met |  |  |  |  | Non Federally-Regulated | 06/30/2009 |  | 12/05/2019
Philips Hadco | Hadco | C52M********150H* | Vertical - Base Down | Pulse-start - magnetic | 150 |  |  |  |  | 80 | Vertical - Base Up |  |  |  |  | Non Federally-Regulated | 06/26/2009 |  | 12/05/2019
Philips Hadco | Hadco | V72B****150H* | Vertical - Base Down | Pulse-start - magnetic | 150 |  |  |  |  | 80 | Vertical - Base Up |  |  |  |  | Non Federally-Regulated | 06/30/2009 |  | 12/05/2019
Philips Hadco | Hadco | R52L********250H* | Vertical - Base Down | Pulse-start - magnetic | 250 |  |  |  |  | 88 | No Exceptions Met |  |  |  |  | Non Federally-Regulated | 06/30/2009 |  | 12/05/2019
Philips Hadco | Hadco | TW4L********320H* | Vertical - Base Down | Pulse-start - magnetic | 320 |  |  |  |  | 88 | No Exceptions Met |  |  |  |  | Non Federally-Regulated | 06/30/2009 |  | 12/05/2019
Philips Hadco | Hadco | R73K********150H* | Vertical - Base Down | Pulse-start - magnetic | 150 |  |  |  |  | 80 | Vertical - Base Up |  |  |  |  | Non Federally-Regulated | 06/26/2009 |  | 12/05/2019
Philips Hadco | Hadco | TW4H********150H* | Vertical - Base Down | Pulse-start - magnetic | 150 |  |  |  |  | 80 | Vertical - Base Up |  |  |  |  | Non Federally-Regulated | 06/30/2009 |  | 12/05/2019
Philips Hadco | Hadco | V71B****150H* | Vertical - Base Down | Pulse-start - magnetic | 150 |  |  |  |  | 80 | Vertical - Base Up |  |  |  |  | Non Federally-Regulated | 06/30/2009 |  | 12/05/2019
Philips Hadco | Hadco | TW5B********320H* | Vertical - Base Down | Pulse-start - magnetic | 320 |  |  |  |  | 88 | No Exceptions Met |  |  |  |  | Non Federally-Regulated | 06/30/2009 |  | 12/05/2019
Philips Hadco | Hadco | TN4H********150H* | Vertical - Base Down | Pulse-start - magnetic | 150 |  |  |  |  | 80 | Vertical - Base Up |  |  |  |  | Non Federally-Regulated | 06/30/2009 |  | 12/05/2019
Philips Hadco | Hadco | TN5E********150H* | Vertical - Base Down | Pulse-start - magnetic | 150 |  |  |  |  | 80 | Vertical - Base Up |  |  |  |  | Non Federally-Regulated | 06/30/2009 |  | 12/05/2019
Philips Hadco | Hadco | R34A********320H* | Vertical - Base Down | Pulse-start - magnetic | 320 |  |  |  |  | 88 | No Exceptions Met |  |  |  |  | Non Federally-Regulated | 06/30/2009 |  | 12/05/2019
Philips Hadco | Hadco | R52E********150H* | Vertical - Base Down | Pulse-start - magnetic | 150 |  |  |  |  | 80 | Vertical - Base Up |  |  |  |  | Non Federally-Regulated | 06/30/2009 |  | 12/05/2019
Philips Hadco | Hadco | V72B****250H* | Vertical - Base Down | Pulse-start - magnetic | 250 |  |  |  |  | 88 | No Exceptions Met |  |  |  |  | Non Federally-Regulated | 06/30/2009 |  | 12/05/2019
Philips Hadco | Hadco | WA3G***250H* | Horizontal | Pulse-start - magnetic | 250 |  |  |  |  | 88 | No Exceptions Met |  |  |  |  | Non Federally-Regulated | 06/30/2009 |  | 12/05/2019
Philips Hadco | Hadco | T03B********250H* | Horizontal | Pulse-start - magnetic | 250 |  |  |  |  | 88 | No Exceptions Met |  |  |  |  | Non Federally-Regulated | 06/30/2009 |  | 12/05/2019
Philips Hadco | Hadco | PA2AT***150H*** | Horizontal | Pulse-start - magnetic | 150 |  |  |  |  | 80 | Vertical - Base Up |  |  |  |  | Non Federally-Regulated | 06/26/2009 |  | 12/05/2019
Philips Hadco | Project | AF06*****150* | Horizontal | Pulse-start - magnetic | 150 |  |  |  |  | 80 | Vertical - Base Up |  |  |  |  | Non Federally-Regulated | 06/26/2009 |  | 12/05/2019
Philips Hadco | Hadco | PW3U**250H** | Horizontal | Pulse-start - magnetic | 250 |  |  |  |  | 88 | No Exceptions Met |  |  |  |  | Non Federally-Regulated | 06/26/2009 |  | 12/05/2019
Philips Hadco | Hadco | WA3A***150H* | Horizontal | Pulse-start - magnetic | 150 |  |  |  |  | 80 | Vertical - Base Up |  |  |  |  | Non Federally-Regulated | 06/30/2009 |  | 12/05/2019
Philips Hadco | Hadco | PA4S3**150H*** | Horizontal | Pulse-start - magnetic | 150 |  |  |  |  | 80 | Vertical - Base Up |  |  |  |  | Non Federally-Regulated | 06/26/2009 |  | 12/05/2019
Philips Hadco | Hadco | V022*****250H* | Horizontal | Pulse-start - magnetic | 250 |  |  |  |  | 88 | No Exceptions Met |  |  |  |  | Non Federally-Regulated | 06/26/2009 |  | 12/05/2019
Philips Hadco | Hadco | PW3D**250H** | Horizontal | Pulse-start - magnetic | 250 |  |  |  |  | 88 | No Exceptions Met |  |  |  |  | Non Federally-Regulated | 06/26/2009 |  | 12/05/2019
Philips Hadco | Hadco | WA3B***150H* | Horizontal | Pulse-start - magnetic | 150 |  |  |  |  | 80 | Vertical - Base Up |  |  |  |  | Non Federally-Regulated | 06/30/2009 |  | 12/05/2019
Philips Hadco | Hadco | PA5R5**150H*** | Horizontal | Pulse-start - magnetic | 150 |  |  |  |  | 80 | Vertical - Base Up |  |  |  |  | Non Federally-Regulated | 06/26/2009 |  | 12/05/2019
Philips Hadco | Hadco | CF15*******250H* | Horizontal | Pulse-start - magnetic | 250 |  |  |  |  | 88 | No Exceptions Met |  |  |  |  | Non Federally-Regulated | 06/26/2009 |  | 12/05/2019
Philips Hadco | Hadco | CF11*******150H* | Horizontal | Pulse-start - magnetic | 150 |  |  |  |  | 80 | Vertical - Base Up |  |  |  |  | Non Federally-Regulated | 06/26/2009 |  | 12/05/2019
Philips Hadco | Hadco | V671*****150H* | Horizontal | Pulse-start - magnetic | 150 |  |  |  |  | 80 | Vertical - Base Up |  |  |  |  | Non Federally-Regulated | 06/26/2009 |  | 12/05/2019
Philips Hadco | Project | AD12********150H* | Horizontal | Pulse-start - magnetic | 150 |  |  |  |  | 80 | Vertical - Base Up |  |  |  |  | Non Federally-Regulated | 06/26/2009 |  | 12/05/2019
Philips Hadco | Project | AR03*****320H* | Horizontal | Pulse-start - magnetic | 320 |  |  |  |  | 88 | No Exceptions Met |  |  |  |  | Non Federally-Regulated | 06/26/2009 |  | 12/05/2019
Philips Hadco | Hadco | V152*****250H**** | Horizontal | Pulse-start - magnetic | 250 |  |  |  |  | 88 | No Exceptions Met |  |  |  |  | Non Federally-Regulated | 06/26/2009 |  | 12/05/2019
Philips Hadco | Hadco | PA31****320H*** | Horizontal | Pulse-start - magnetic | 320 |  |  |  |  | 88 | No Exceptions Met |  |  |  |  | Non Federally-Regulated | 06/26/2009 |  | 12/05/2019
Philips Hadco | Hadco | WA3G***150H* | Horizontal | Pulse-start - magnetic | 150 |  |  |  |  | 80 | Vertical - Base Up |  |  |  |  | Non Federally-Regulated | 06/30/2009 |  | 12/05/2019
Philips Hadco | Hadco | T20W***150H*** | Horizontal | Pulse-start - magnetic | 150 |  |  |  |  | 80 | Vertical - Base Up |  |  |  |  | Non Federally-Regulated | 06/26/2009 |  | 12/05/2019
Philips Hadco | Hadco | CF6T******150H* | Horizontal | Pulse-start - magnetic | 150 |  |  |  |  | 80 | Vertical - Base Up |  |  |  |  | Non Federally-Regulated | 06/26/2009 |  | 12/05/2019
Philips Hadco | Hadco | PA5S**250H*** | Horizontal | Pulse-start - magnetic | 250 |  |  |  |  | 88 | No Exceptions Met |  |  |  |  | Non Federally-Regulated | 06/26/2009 |  | 12/05/2019
Philips Hadco | Hadco | PW2U**150H** | Horizontal | Pulse-start - magnetic | 150 |  |  |  |  | 80 | Vertical - Base Up |  |  |  |  | Non Federally-Regulated | 06/26/2009 |  | 12/05/2019
Philips Hadco | Hadco | V651*****250H* | Horizontal | Pulse-start - magnetic | 250 |  |  |  |  | 88 | No Exceptions Met |  |  |  |  | Non Federally-Regulated | 06/26/2009 |  | 12/05/2019
Philips Hadco | Hadco | PA5W**250H*** | Horizontal | Pulse-start - magnetic | 250 |  |  |  |  | 88 | No Exceptions Met |  |  |  |  | Non Federally-Regulated | 06/26/2009 |  | 12/05/2019
Philips Hadco | Hadco | T03G********250H* | Horizontal | Pulse-start - magnetic | 250 |  |  |  |  | 88 | No Exceptions Met |  |  |  |  | Non Federally-Regulated | 06/30/2009 |  | 12/05/2019
Philips Hadco | Hadco | V022*****150H* | Horizontal | Pulse-start - magnetic | 150 |  |  |  |  | 80 | Vertical - Base Up |  |  |  |  | Non Federally-Regulated | 06/26/2009 |  | 12/05/2019
Philips Hadco | Hadco | CF14*******150H** | Horizontal | Pulse-start - magnetic | 150 |  |  |  |  | 80 | Vertical - Base Up |  |  |  |  | Non Federally-Regulated | 06/26/2009 |  | 12/05/2019
Philips Hadco | Hadco | WA3B***250H* | Horizontal | Pulse-start - magnetic | 250 |  |  |  |  | 88 | No Exceptions Met |  |  |  |  | Non Federally-Regulated | 06/30/2009 |  | 12/05/2019
Philips Hadco | Hadco | V151*****250H**** | Horizontal | Pulse-start - magnetic | 250 |  |  |  |  | 88 | No Exceptions Met |  |  |  |  | Non Federally-Regulated | 06/26/2009 |  | 12/05/2019
Philips Hadco | Hadco | PA5W**320H*** | Horizontal | Pulse-start - magnetic | 320 |  |  |  |  | 88 | No Exceptions Met |  |  |  |  | Non Federally-Regulated | 06/26/2009 |  | 12/05/2019
Philips Hadco | Hadco | V651*****150H* | Horizontal | Pulse-start - magnetic | 150 |  |  |  |  | 80 | Vertical - Base Up |  |  |  |  | Non Federally-Regulated | 06/26/2009 |  | 12/05/2019
Philips Hadco | Hadco | PA4R4**150H*** | Horizontal | Pulse-start - magnetic | 150 |  |  |  |  | 80 | Vertical - Base Up |  |  |  |  | Non Federally-Regulated | 06/26/2009 |  | 12/05/2019
Philips Hadco | Project | AW05****320H** | Horizontal | Pulse-start - magnetic | 320 |  |  |  |  | 88 | No Exceptions Met |  |  |  |  | Non Federally-Regulated | 06/26/2009 |  | 12/05/2019
Philips Hadco | Hadco | WB3A***150H* | Horizontal | Pulse-start - magnetic | 150 |  |  |  |  | 80 | Vertical - Base Up |  |  |  |  | Non Federally-Regulated | 06/30/2009 |  | 12/05/2019
Philips Hadco | Hadco | CF17*******250H** | Horizontal | Pulse-start - magnetic | 250 |  |  |  |  | 88 | No Exceptions Met |  |  |  |  | Non Federally-Regulated | 06/26/2009 |  | 12/05/2019
Philips Hadco | Hadco | WB3A***250H* | Horizontal | Pulse-start - magnetic | 250 |  |  |  |  | 88 | No Exceptions Met |  |  |  |  | Non Federally-Regulated | 06/30/2009 |  | 12/05/2019
Philips Hadco | Hadco | V600*****150H* | Horizontal | Pulse-start - magnetic | 150 |  |  |  |  | 80 | Vertical - Base Up |  |  |  |  | Non Federally-Regulated | 06/26/2009 |  | 12/05/2019
Philips Hadco | Hadco | V681*****250H* | Horizontal | Pulse-start - magnetic | 250 |  |  |  |  | 88 | No Exceptions Met |  |  |  |  | Non Federally-Regulated | 06/26/2009 |  | 12/05/2019
Philips Hadco | Hadco | T03H********250H* | Horizontal | Pulse-start - magnetic | 250 |  |  |  |  | 88 | No Exceptions Met |  |  |  |  | Non Federally-Regulated | 06/30/2009 |  | 12/05/2019
Philips Hadco | Hadco | PA5S**320H*** | Horizontal | Pulse-start - magnetic | 320 |  |  |  |  | 88 | No Exceptions Met |  |  |  |  | Non Federally-Regulated | 06/26/2009 |  | 12/05/2019
Philips Hadco | Project | AF06*****250* | Horizontal | Pulse-start - magnetic | 250 |  |  |  |  | 88 | No Exceptions Met |  |  |  |  | Non Federally-Regulated | 06/26/2009 |  | 12/05/2019
Philips Hadco | Hadco | CF4W******150H* | Horizontal | Pulse-start - magnetic | 150 |  |  |  |  | 80 | Vertical - Base Up |  |  |  |  | Non Federally-Regulated | 06/26/2009 |  | 12/05/2019
Philips Hadco | Hadco | PW3U**350H** | Horizontal | Pulse-start - magnetic | 350 |  |  |  |  | 88 | No Exceptions Met |  |  |  |  | Non Federally-Regulated | 06/26/2009 |  | 12/05/2019
Philips Hadco | Hadco | PA4W**150H*** | Horizontal | Pulse-start - magnetic | 150 |  |  |  |  | 80 | Vertical - Base Up |  |  |  |  | Non Federally-Regulated | 06/26/2009 |  | 12/05/2019
Philips Hadco | Hadco | WA3H***250H* | Horizontal | Pulse-start - magnetic | 250 |  |  |  |  | 88 | No Exceptions Met |  |  |  |  | Non Federally-Regulated | 06/30/2009 |  | 12/05/2019
Philips Hadco | Hadco | PA4S4**150H*** | Horizontal | Pulse-start - magnetic | 150 |  |  |  |  | 80 | Vertical - Base Up |  |  |  |  | Non Federally-Regulated | 06/26/2009 |  | 12/05/2019
Philips Hadco | Hadco | V671*****250H* | Horizontal | Pulse-start - magnetic | 250 |  |  |  |  | 88 | No Exceptions Met |  |  |  |  | Non Federally-Regulated | 06/26/2009 |  | 12/05/2019
Philips Hadco | Hadco | CF18*******320H* | Horizontal | Pulse-start - magnetic | 320 |  |  |  |  | 88 | No Exceptions Met |  |  |  |  | Non Federally-Regulated | 06/26/2009 |  | 12/05/2019
Philips Hadco | Hadco | T03F********150H* | Horizontal | Pulse-start - magnetic | 150 |  |  |  |  | 80 | Vertical - Base Up |  |  |  |  | Non Federally-Regulated | 06/30/2009 |  | 12/05/2019
Philips Hadco | Hadco | V2703*****250H* | Horizontal | Pulse-start - magnetic | 250 |  |  |  |  | 88 | No Exceptions Met |  |  |  |  | Non Federally-Regulated | 06/26/2009 |  | 12/05/2019
Philips Hadco | Hadco | WB3B***250H* | Horizontal | Pulse-start - magnetic | 250 |  |  |  |  | 88 | No Exceptions Met |  |  |  |  | Non Federally-Regulated | 06/30/2009 |  | 12/05/2019
Philips Hadco | Hadco | PA5R4**150H*** | Horizontal | Pulse-start - magnetic | 150 |  |  |  |  | 80 | Vertical - Base Up |  |  |  |  | Non Federally-Regulated | 06/26/2009 |  | 12/05/2019
Philips Hadco | Hadco | T03E********250H* | Horizontal | Pulse-start - magnetic | 250 |  |  |  |  | 88 | No Exceptions Met |  |  |  |  | Non Federally-Regulated | 06/30/2009 |  | 12/05/2019
Philips Hadco | Hadco | T03T********250H* | Horizontal | Pulse-start - magnetic | 250 |  |  |  |  | 88 | No Exceptions Met |  |  |  |  | Non Federally-Regulated | 06/30/2009 |  | 12/05/2019
Philips Hadco | Hadco | WA3A***250H* | Horizontal | Pulse-start - magnetic | 250 |  |  |  |  | 88 | No Exceptions Met |  |  |  |  | Non Federally-Regulated | 06/30/2009 |  | 12/05/2019
Philips Hadco | Hadco | PA31****250H*** | Horizontal | Pulse-start - magnetic | 250 |  |  |  |  | 88 | No Exceptions Met |  |  |  |  | Non Federally-Regulated | 06/26/2009 |  | 12/05/2019
Philips Hadco | Hadco | PW3D**150H** | Horizontal | Pulse-start - magnetic | 150 |  |  |  |  | 80 | Vertical - Base Up |  |  |  |  | Non Federally-Regulated | 06/26/2009 |  | 12/05/2019
Philips Hadco | Hadco | T03D********150H* | Horizontal | Pulse-start - magnetic | 150 |  |  |  |  | 80 | Vertical - Base Up |  |  |  |  | Non Federally-Regulated | 06/30/2009 |  | 12/05/2019
Philips Hadco | Project | AF05*****150* | Horizontal | Pulse-start - magnetic | 150 |  |  |  |  | 80 | Vertical - Base Up |  |  |  |  | Non Federally-Regulated | 06/26/2009 |  | 12/05/2019
Philips Hadco | Hadco | CF18*******250H* | Horizontal | Pulse-start - magnetic | 250 |  |  |  |  | 88 | No Exceptions Met |  |  |  |  | Non Federally-Regulated | 06/26/2009 |  | 12/05/2019
Philips Hadco | Hadco | PW3D**350H** | Horizontal | Pulse-start - magnetic | 350 |  |  |  |  | 88 | No Exceptions Met |  |  |  |  | Non Federally-Regulated | 06/26/2009 |  | 12/05/2019
Philips Hadco | Hadco | PA2S***150H*** | Horizontal | Pulse-start - magnetic | 150 |  |  |  |  | 80 | Vertical - Base Up |  |  |  |  | Non Federally-Regulated | 06/26/2009 |  | 12/05/2019
Philips Hadco | Hadco | V1547*****250H* | Horizontal | Pulse-start - magnetic | 250 |  |  |  |  | 88 | No Exceptions Met |  |  |  |  | Non Federally-Regulated | 06/26/2009 |  | 12/05/2019
Philips Hadco | Hadco | T20A4***250H*** | Horizontal | Pulse-start - magnetic | 250 |  |  |  |  | 88 | No Exceptions Met |  |  |  |  | Non Federally-Regulated | 06/26/2009 |  | 12/05/2019
Philips Hadco | Hadco | T03T********150H* | Horizontal | Pulse-start - magnetic | 150 |  |  |  |  | 80 | Vertical - Base Up |  |  |  |  | Non Federally-Regulated | 06/30/2009 |  | 12/05/2019
Philips Hadco | Hadco | CF12*******150H* | Horizontal | Pulse-start - magnetic | 150 |  |  |  |  | 80 | Vertical - Base Up |  |  |  |  | Non Federally-Regulated | 06/26/2009 |  | 12/05/2019
Philips Hadco | Hadco | WA3H***150H* | Horizontal | Pulse-start - magnetic | 150 |  |  |  |  | 80 | Vertical - Base Up |  |  |  |  | Non Federally-Regulated | 06/30/2009 |  | 12/05/2019
Philips Hadco | Hadco | T03A********150H* | Horizontal | Pulse-start - magnetic | 150 |  |  |  |  | 80 | Vertical - Base Up |  |  |  |  | Non Federally-Regulated | 06/30/2009 |  | 12/05/2019
Philips Hadco | Project | AW04****150H*** | Horizontal | Pulse-start - magnetic | 150 |  |  |  |  | 80 | Vertical - Base Up |  |  |  |  | Non Federally-Regulated | 06/26/2009 |  | 12/05/2019
Philips Hadco | Hadco | T03J********150H* | Horizontal | Pulse-start - magnetic | 150 |  |  |  |  | 80 | Vertical - Base Up |  |  |  |  | Non Federally-Regulated | 06/30/2009 |  | 12/05/2019
Philips Hadco | Hadco | PA2HT***150H*** | Horizontal | Pulse-start - magnetic | 150 |  |  |  |  | 80 | Vertical - Base Up |  |  |  |  | Non Federally-Regulated | 06/26/2009 |  | 12/05/2019
Philips Hadco | Hadco | T03B********150H* | Horizontal | Pulse-start - magnetic | 150 |  |  |  |  | 80 | Vertical - Base Up |  |  |  |  | Non Federally-Regulated | 06/30/2009 |  | 12/05/2019
Philips Hadco | Hadco | V152*****150H**** | Horizontal | Pulse-start - magnetic | 150 |  |  |  |  | 80 | Vertical - Base Up |  |  |  |  | Non Federally-Regulated | 06/26/2009 |  | 12/05/2019
Philips Hadco | Hadco | T03L********250H* | Horizontal | Pulse-start - magnetic | 250 |  |  |  |  | 88 | No Exceptions Met |  |  |  |  | Non Federally-Regulated | 06/30/2009 |  | 12/05/2019
Philips Hadco | Hadco | CF5T******150H* | Horizontal | Pulse-start - magnetic | 150 |  |  |  |  | 80 | Vertical - Base Up |  |  |  |  | Non Federally-Regulated | 06/26/2009 |  | 12/05/2019
Philips Hadco | Hadco | T03A********250H* | Horizontal | Pulse-start - magnetic | 250 |  |  |  |  | 88 | No Exceptions Met |  |  |  |  | Non Federally-Regulated | 06/30/2009 |  | 12/05/2019
Philips Hadco | Hadco | CF14*******250H** | Horizontal | Pulse-start - magnetic | 250 |  |  |  |  | 88 | No Exceptions Met |  |  |  |  | Non Federally-Regulated | 06/26/2009 |  | 12/05/2019
Philips Hadco | Hadco | PA5W**150H*** | Horizontal | Pulse-start - magnetic | 150 |  |  |  |  | 80 | Vertical - Base Up |  |  |  |  | Non Federally-Regulated | 06/26/2009 |  | 12/05/2019
Philips Hadco | Hadco | V602*****150H* | Horizontal | Pulse-start - magnetic | 150 |  |  |  |  | 80 | Vertical - Base Up |  |  |  |  | Non Federally-Regulated | 06/26/2009 |  | 12/05/2019
Philips Hadco | Hadco | CF14*******320H** | Horizontal | Pulse-start - magnetic | 320 |  |  |  |  | 88 | No Exceptions Met |  |  |  |  | Non Federally-Regulated | 06/26/2009 |  | 12/05/2019
Philips Hadco | Project | AR03*****250H* | Horizontal | Pulse-start - magnetic | 250 |  |  |  |  | 88 | No Exceptions Met |  |  |  |  | Non Federally-Regulated | 06/26/2009 |  | 12/05/2019
Philips Hadco | Hadco | CF17*******320H** | Horizontal | Pulse-start - magnetic | 320 |  |  |  |  | 88 | No Exceptions Met |  |  |  |  | Non Federally-Regulated | 06/26/2009 |  | 12/05/2019
Philips Hadco | Hadco | PA4R3**150H*** | Horizontal | Pulse-start - magnetic | 150 |  |  |  |  | 80 | Vertical - Base Up |  |  |  |  | Non Federally-Regulated | 06/26/2009 |  | 12/05/2019
Philips Hadco | Hadco | T03H********150H* | Horizontal | Pulse-start - magnetic | 150 |  |  |  |  | 80 | Vertical - Base Up |  |  |  |  | Non Federally-Regulated | 06/30/2009 |  | 12/05/2019
Philips Hadco | Hadco | PA31****150H*** | Horizontal | Pulse-start - magnetic | 150 |  |  |  |  | 80 | Vertical - Base Up |  |  |  |  | Non Federally-Regulated | 06/26/2009 |  | 12/05/2019
Philips Hadco | Hadco | PW3U**150H** | Horizontal | Pulse-start - magnetic | 150 |  |  |  |  | 80 | Vertical - Base Up |  |  |  |  | Non Federally-Regulated | 06/26/2009 |  | 12/05/2019
Philips Hadco | Hadco | V151*****150H**** | Horizontal | Pulse-start - magnetic | 150 |  |  |  |  | 80 | Vertical - Base Up |  |  |  |  | Non Federally-Regulated | 06/26/2009 |  | 12/05/2019
Philips Hadco | Project | AW05****150H** | Horizontal | Pulse-start - magnetic | 150 |  |  |  |  | 80 | Vertical - Base Up |  |  |  |  | Non Federally-Regulated | 06/26/2009 |  | 12/05/2019
Philips Hadco | Project | AD11******150H* | Horizontal | Pulse-start - magnetic | 150 |  |  |  |  | 80 | Vertical - Base Up |  |  |  |  | Non Federally-Regulated | 06/26/2009 |  | 12/05/2019
Philips Hadco | Hadco | T03J********250H* | Horizontal | Pulse-start - magnetic | 250 |  |  |  |  | 88 | No Exceptions Met |  |  |  |  | Non Federally-Regulated | 06/30/2009 |  | 12/05/2019
Philips Hadco | Project | AW05****250H** | Horizontal | Pulse-start - magnetic | 250 |  |  |  |  | 88 | No Exceptions Met |  |  |  |  | Non Federally-Regulated | 06/26/2009 |  | 12/05/2019
Philips Hadco | Hadco | WB3G***150H* | Horizontal | Pulse-start - magnetic | 150 |  |  |  |  | 80 | Vertical - Base Up |  |  |  |  | Non Federally-Regulated | 06/30/2009 |  | 12/05/2019
Philips Hadco | Hadco | V2703*****150H* | Horizontal | Pulse-start - magnetic | 150 |  |  |  |  | 80 | Vertical - Base Up |  |  |  |  | Non Federally-Regulated | 06/26/2009 |  | 12/05/2019
Philips Hadco | Hadco | CF6A******150H* | Horizontal | Pulse-start - magnetic | 150 |  |  |  |  | 80 | Vertical - Base Up |  |  |  |  | Non Federally-Regulated | 06/26/2009 |  | 12/05/2019
Philips Hadco | Hadco | PW2D**150H** | Horizontal | Pulse-start - magnetic | 150 |  |  |  |  | 80 | Vertical - Base Up |  |  |  |  | Non Federally-Regulated | 06/26/2009 |  | 12/05/2019
Philips Hadco | Hadco | V602*****250H* | Horizontal | Pulse-start - magnetic | 250 |  |  |  |  | 88 | No Exceptions Met |  |  |  |  | Non Federally-Regulated | 06/26/2009 |  | 12/05/2019
Philips Hadco | Hadco | CF4T******150H* | Horizontal | Pulse-start - magnetic | 150 |  |  |  |  | 80 | Vertical - Base Up |  |  |  |  | Non Federally-Regulated | 06/26/2009 |  | 12/05/2019
Philips Hadco | Project | AW02******150H*** | Horizontal | Pulse-start - magnetic | 150 |  |  |  |  | 80 | Vertical - Base Up |  |  |  |  | Non Federally-Regulated | 06/26/2009 |  | 12/05/2019
Philips Hadco | Project | AW03******150*** | Horizontal | Pulse-start - magnetic | 150 |  |  |  |  | 80 | Vertical - Base Up |  |  |  |  | Non Federally-Regulated | 06/26/2009 |  | 12/05/2019
Philips Hadco | Hadco | V600*****250H* | Horizontal | Pulse-start - magnetic | 250 |  |  |  |  | 88 | No Exceptions Met |  |  |  |  | Non Federally-Regulated | 06/26/2009 |  | 12/05/2019
Philips Hadco | Project | AW03******250*** | Horizontal | Pulse-start - magnetic | 250 |  |  |  |  | 88 | No Exceptions Met |  |  |  |  | Non Federally-Regulated | 06/26/2009 |  | 12/05/2019
Philips Hadco | Hadco | T03E********150H* | Horizontal | Pulse-start - magnetic | 150 |  |  |  |  | 80 | Vertical - Base Up |  |  |  |  | Non Federally-Regulated | 06/30/2009 |  | 12/05/2019
Philips Hadco | Hadco | T20A4***150H*** | Horizontal | Pulse-start - magnetic | 150 |  |  |  |  | 80 | Vertical - Base Up |  |  |  |  | Non Federally-Regulated | 06/26/2009 |  | 12/05/2019
Philips Hadco | Project | AR02*****150H* | Horizontal | Pulse-start - magnetic | 150 |  |  |  |  | 80 | Vertical - Base Up |  |  |  |  | Non Federally-Regulated | 06/26/2009 |  | 12/05/2019
Philips Hadco | Hadco | CF4A******150H* | Horizontal | Pulse-start - magnetic | 150 |  |  |  |  | 80 | Vertical - Base Up |  |  |  |  | Non Federally-Regulated | 06/26/2009 |  | 12/05/2019
Philips Hadco | Hadco | WB3B***150H* | Horizontal | Pulse-start - magnetic | 150 |  |  |  |  | 80 | Vertical - Base Up |  |  |  |  | Non Federally-Regulated | 06/30/2009 |  | 12/05/2019
Philips Hadco | Hadco | WB3H***150H* | Horizontal | Pulse-start - magnetic | 150 |  |  |  |  | 80 | Vertical - Base Up |  |  |  |  | Non Federally-Regulated | 06/30/2009 |  | 12/05/2019
Philips Hadco | Hadco | PA5R5**250H*** | Horizontal | Pulse-start - magnetic | 250 |  |  |  |  | 88 | No Exceptions Met |  |  |  |  | Non Federally-Regulated | 06/26/2009 |  | 12/05/2019
Philips Hadco | Hadco | V1547*****150H* | Horizontal | Pulse-start - magnetic | 150 |  |  |  |  | 80 | Vertical - Base Up |  |  |  |  | Non Federally-Regulated | 06/26/2009 |  | 12/05/2019
Philips Hadco | Project | AR03*****150H* | Horizontal | Pulse-start - magnetic | 150 |  |  |  |  | 80 | Vertical - Base Up |  |  |  |  | Non Federally-Regulated | 06/26/2009 |  | 12/05/2019
Philips Hadco | Project | AW03******320*** | Horizontal | Pulse-start - magnetic | 320 |  |  |  |  | 88 | No Exceptions Met |  |  |  |  | Non Federally-Regulated | 06/26/2009 |  | 12/05/2019
Philips Hadco | Hadco | PA5R5**320H*** | Horizontal | Pulse-start - magnetic | 320 |  |  |  |  | 88 | No Exceptions Met |  |  |  |  | Non Federally-Regulated | 06/26/2009 |  | 12/05/2019
Philips Hadco | Hadco | PA5S**150H*** | Horizontal | Pulse-start - magnetic | 150 |  |  |  |  | 80 | Vertical - Base Up |  |  |  |  | Non Federally-Regulated | 06/26/2009 |  | 12/05/2019
Philips Hadco | Hadco | WB3H***250H* | Horizontal | Pulse-start - magnetic | 250 |  |  |  |  | 88 | No Exceptions Met |  |  |  |  | Non Federally-Regulated | 06/30/2009 |  | 12/05/2019
Philips Hadco | Hadco | T03G********150H* | Horizontal | Pulse-start - magnetic | 150 |  |  |  |  | 80 | Vertical - Base Up |  |  |  |  | Non Federally-Regulated | 06/30/2009 |  | 12/05/2019
Philips Hadco | Hadco | CF15*******150H* | Horizontal | Pulse-start - magnetic | 150 |  |  |  |  | 80 | Vertical - Base Up |  |  |  |  | Non Federally-Regulated | 06/26/2009 |  | 12/05/2019
Philips Hadco | Project | AF05*****250* | Horizontal | Pulse-start - magnetic | 250 |  |  |  |  | 88 | No Exceptions Met |  |  |  |  | Non Federally-Regulated | 06/26/2009 |  | 12/05/2019
Philips Hadco | Hadco | T03L********150H* | Horizontal | Pulse-start - magnetic | 150 |  |  |  |  | 80 | Vertical - Base Up |  |  |  |  | Non Federally-Regulated | 06/30/2009 |  | 12/05/2019
Philips Hadco | Hadco | WB3G***250H* | Horizontal | Pulse-start - magnetic | 250 |  |  |  |  | 88 | No Exceptions Met |  |  |  |  | Non Federally-Regulated | 06/30/2009 |  | 12/05/2019
Philips Hadco | Hadco | PA5R4**320H*** | Horizontal | Pulse-start - magnetic | 320 |  |  |  |  | 88 | No Exceptions Met |  |  |  |  | Non Federally-Regulated | 06/26/2009 |  | 12/05/2019
Philips Hadco | Hadco | CF15*******320H* | Horizontal | Pulse-start - magnetic | 320 |  |  |  |  | 88 | No Exceptions Met |  |  |  |  | Non Federally-Regulated | 06/26/2009 |  | 12/05/2019
Philips Hadco | Hadco | CF5T******250H* | Horizontal | Pulse-start - magnetic | 250 |  |  |  |  | 88 | No Exceptions Met |  |  |  |  | Non Federally-Regulated | 06/26/2009 |  | 12/05/2019
Philips Hadco | Hadco | PA2C***150H*** | Horizontal | Pulse-start - magnetic | 150 |  |  |  |  | 80 | Vertical - Base Up |  |  |  |  | Non Federally-Regulated | 06/26/2009 |  | 12/05/2019
Philips Hadco | Hadco | CF6W******150H* | Horizontal | Pulse-start - magnetic | 150 |  |  |  |  | 80 | Vertical - Base Up |  |  |  |  | Non Federally-Regulated | 06/26/2009 |  | 12/05/2019
Philips Hadco | Project | AD12********250H* | Horizontal | Pulse-start - magnetic | 250 |  |  |  |  | 88 | No Exceptions Met |  |  |  |  | Non Federally-Regulated | 06/26/2009 |  | 12/05/2019
Philips Hadco | Hadco | T03C********150H* | Horizontal | Pulse-start - magnetic | 150 |  |  |  |  | 80 | Vertical - Base Up |  |  |  |  | Non Federally-Regulated | 06/30/2009 |  | 12/05/2019
Philips Hadco | Hadco | T20W***250H*** | Horizontal | Pulse-start - magnetic | 250 |  |  |  |  | 88 | No Exceptions Met |  |  |  |  | Non Federally-Regulated | 06/26/2009 |  | 12/05/2019
Philips Hadco | Hadco | PA5R4**250H*** | Horizontal | Pulse-start - magnetic | 250 |  |  |  |  | 88 | No Exceptions Met |  |  |  |  | Non Federally-Regulated | 06/26/2009 |  | 12/05/2019
Philips Hadco | Hadco | V681*****150H* | Horizontal | Pulse-start - magnetic | 150 |  |  |  |  | 80 | Vertical - Base Up |  |  |  |  | Non Federally-Regulated | 06/26/2009 |  | 12/05/2019
Shenzhen General Testing & Inspection Technology Co., Ltd. – Test Lab | General | GTZM8200A | Vertical - Base Up | Pulse-start - magnetic | 400 |  |  |  |  | 88.2 | No Exceptions Met |  |  |  |  | Non Federally-Regulated | 02/27/2009 |  | 12/05/2019
Signify North America Corporation | Philips Lighting Electronics North America | IMH175CLF | Vertical - Base Up | Pulse-start - electronic | 175 |  |  |  |  | 91.2 | No Exceptions Met |  |  |  |  | Non Federally-Regulated | 06/22/2009 |  | 12/05/2019
Signify North America Corporation | Philips Lighting Electronics North America | IMH175CBLS | Vertical - Base Up | Pulse-start - electronic | 175 |  |  |  |  | 91.2 | No Exceptions Met |  |  |  |  | Non Federally-Regulated | 06/22/2009 |  | 12/05/2019
Signify North America Corporation | Philips Lighting Electronics North America | 71A5593EE | Vertical - Base Up | Pulse-start - magnetic | 175 |  |  |  |  | 88.2 | No Exceptions Met |  |  |  |  | Non Federally-Regulated | 06/22/2009 |  | 12/05/2019
Signify North America Corporation | Philips Lighting Electronics North America | 71A6042TAEE | Vertical - Base Up | Pulse-start - magnetic | 400 |  |  |  |  | 88 | No Exceptions Met |  |  |  |  | Non Federally-Regulated | 06/22/2009 |  | 12/05/2019
Signify North America Corporation | Philips Lighting Electronics North America | 71A6092AEE | Vertical - Base Up | Pulse-start - magnetic | 400 |  |  |  |  | 88.3 | No Exceptions Met |  |  |  |  | Non Federally-Regulated | 06/22/2009 |  | 12/05/2019
Signify North America Corporation | Philips Lighting Electronics North America | 71A5742EE | Vertical - Base Up | Pulse-start - magnetic | 250 |  |  |  |  | 88 | No Exceptions Met |  |  |  |  | Non Federally-Regulated | 06/22/2009 |  | 12/05/2019
Signify North America Corporation | Philips Lighting Electronics North America | 71A5742TEE | Vertical - Base Up | Pulse-start - magnetic | 250 |  |  |  |  | 88 | No Exceptions Met |  |  |  |  | Non Federally-Regulated | 06/22/2009 |  | 12/05/2019
Signify North America Corporation | Philips Lighting Electronics North America | 71A5792EE | Vertical - Base Up | Pulse-start - magnetic | 250 |  |  |  |  | 89.3 | No Exceptions Met |  |  |  |  | Non Federally-Regulated | 06/22/2009 |  | 12/05/2019
Signify North America Corporation | Philips Lighting Electronics North America | 71A5543TEE | Vertical - Base Up | Pulse-start - magnetic | 175 |  |  |  |  | 88.3 | No Exceptions Met |  |  |  |  | Non Federally-Regulated | 06/22/2009 |  | 12/05/2019
Ultrasave Lighting, Ltd. | Ultrasave Lighting, Ltd. | HD175-Q-M137-A | Universal | Pulse-start - magnetic | 175 |  |  |  |  | 88.9 | No Exceptions Met |  |  |  |  | Non Federally-Regulated | 07/16/2009 |  | 12/05/2019
Ultrasave Lighting, Ltd. | Ultrasave Lighting, Ltd. | HD400-Q-M135 | Universal | Pulse-start - magnetic | 400 |  |  |  |  | 88 | No Exceptions Met |  |  |  |  | Non Federally-Regulated | 04/29/2009 |  | 12/05/2019
Ultrasave Lighting, Ltd. | Ultrasave Lighting, Ltd. | HD400-Q-M135-A | Universal | Pulse-start - magnetic | 400 |  |  |  |  | 89.6 | No Exceptions Met |  |  |  |  | Non Federally-Regulated | 12/17/2008 |  | 12/05/2019
Ultrasave Lighting, Ltd. | Ultrasave Lighting, Ltd. | HD250-Q-M138-A | Universal | Pulse-start - magnetic | 250 |  |  |  |  | 88.9 | No Exceptions Met |  |  |  |  | Non Federally-Regulated | 12/17/2008 |  | 12/05/2019
Venture Lighting International | Venture Lighting | V90U8521 | Universal | Pulse-start - magnetic | 450 |  |  |  |  | 93 | No Exceptions Met |  |  |  |  | Non Federally-Regulated | 08/04/2008 |  | 12/05/2019
Venture Lighting International | Venture Lighting | V90D7530 | Universal | Pulse-start - magnetic | 350 |  |  |  |  | 89 | No Exceptions Met |  |  |  |  | Non Federally-Regulated | 08/04/2008 |  | 12/05/2019
Venture Lighting International | Venture Lighting | V90D8530 | Universal | Pulse-start - magnetic | 450 |  |  |  |  | 89 | No Exceptions Met |  |  |  |  | Non Federally-Regulated | 08/04/2008 |  | 12/05/2019
Venture Lighting International | Venture Lighting | V90J7512 | Universal | Pulse-start - magnetic | 350 |  |  |  |  | 89 | No Exceptions Met |  |  |  |  | Non Federally-Regulated | 08/04/2008 |  | 12/05/2019
Venture Lighting International | Venture Lighting | V90U7321 | Universal | Pulse-start - magnetic | 200 |  |  |  |  | 91 | No Exceptions Met |  |  |  |  | Non Federally-Regulated | 08/04/2008 |  | 12/05/2019
Venture Lighting International | Venture Lighting | V90J7430 | Universal | Pulse-start - magnetic | 320 |  |  |  |  | 88 | No Exceptions Met |  |  |  |  | Non Federally-Regulated | 08/04/2008 |  | 12/05/2019
Venture Lighting International | Venture Lighting | V90Y7512T | Universal | Pulse-start - magnetic | 350 |  |  |  |  | 88 | No Exceptions Met |  |  |  |  | Non Federally-Regulated | 08/04/2008 |  | 12/05/2019
Venture Lighting International | Venture Lighting | V90D8512 | Universal | Pulse-start - magnetic | 450 |  |  |  |  | 89 | No Exceptions Met |  |  |  |  | Non Federally-Regulated | 08/04/2008 |  | 12/05/2019
Venture Lighting International | Venture Lighting | V90J8511 | Universal | Pulse-start - magnetic | 450 |  |  |  |  | 89 | No Exceptions Met |  |  |  |  | Non Federally-Regulated | 08/04/2008 |  | 12/05/2019
Venture Lighting International | Venture Lighting | V90U7421 | Universal | Pulse-start - magnetic | 320 |  |  |  |  | 92 | No Exceptions Met |  |  |  |  | Non Federally-Regulated | 08/04/2008 |  | 12/05/2019
Venture Lighting International | Venture Lighting | V90Y7430T | Universal | Pulse-start - magnetic | 320 |  |  |  |  | 88 | No Exceptions Met |  |  |  |  | Non Federally-Regulated | 08/04/2008 |  | 12/05/2019
Venture Lighting International | Venture Lighting | V90J7612 | Universal | Pulse-start - magnetic | 400 |  |  |  |  | 88 | No Exceptions Met |  |  |  |  | Non Federally-Regulated | 08/04/2008 |  | 12/05/2019
Venture Lighting International | Venture Lighting | V90U8421 | Universal | Pulse-start - magnetic | 250 |  |  |  |  | 91 | No Exceptions Met |  |  |  |  | Non Federally-Regulated | 08/04/2008 |  | 12/05/2019
Venture Lighting International | Venture Lighting | V90D7430 | Universal | Pulse-start - magnetic | 320 |  |  |  |  | 88 | No Exceptions Met |  |  |  |  | Non Federally-Regulated | 08/04/2008 |  | 12/05/2019
Venture Lighting International | Venture Lighting | V90D7612 | Universal | Pulse-start - magnetic | 400 |  |  |  |  | 88 | No Exceptions Met |  |  |  |  | Non Federally-Regulated | 08/04/2008 |  | 12/05/2019
Venture Lighting International | Venture Lighting | V90U7521 | Universal | Pulse-start - magnetic | 350 |  |  |  |  | 92 | No Exceptions Met |  |  |  |  | Non Federally-Regulated | 08/04/2008 |  | 12/05/2019
Venture Lighting International | Venture Lighting | V90J7530 | Universal | Pulse-start - magnetic | 350 |  |  |  |  | 89 | No Exceptions Met |  |  |  |  | Non Federally-Regulated | 08/04/2008 |  | 12/05/2019
Venture Lighting International | Venture Lighting | V90D7412 | Universal | Pulse-start - magnetic | 320 |  |  |  |  | 89 | No Exceptions Met |  |  |  |  | Non Federally-Regulated | 08/04/2008 |  | 12/05/2019
Venture Lighting International | Venture Lighting | V90Y7612T | Universal | Pulse-start - magnetic | 400 |  |  |  |  | 89 | No Exceptions Met |  |  |  |  | Non Federally-Regulated | 08/04/2008 |  | 12/05/2019
Venture Lighting International | Venture Lighting | V90U7621 | Universal | Pulse-start - magnetic | 400 |  |  |  |  | 93 | No Exceptions Met |  |  |  |  | Non Federally-Regulated | 08/04/2008 |  | 12/05/2019
Venture Lighting International | Venture Lighting | V90D7512 | Universal | Pulse-start - magnetic | 350 |  |  |  |  | 88 | No Exceptions Met |  |  |  |  | Non Federally-Regulated | 08/04/2008 |  | 12/05/2019
Venture Lighting International | Venture Lighting | V90Y7530T | Universal | Pulse-start - magnetic | 350 |  |  |  |  | 88 | No Exceptions Met |  |  |  |  | Non Federally-Regulated | 08/04/2008 |  | 12/05/2019
Venture Lighting International | Venture Lighting | V90U7221 | Universal | Pulse-start - magnetic | 175 |  |  |  |  | 89 | No Exceptions Met |  |  |  |  | Non Federally-Regulated | 08/04/2008 |  | 12/05/2019
Venture Lighting International | Venture Lighting | V90Y8530T | Universal | Pulse-start - magnetic | 450 |  |  |  |  | 89 | No Exceptions Met |  |  |  |  | Non Federally-Regulated | 08/04/2008 |  | 12/05/2019
Wide-Lite | Wide-Lite | ILXD-350/350**************************** | Vertical - Base Up | Pulse-start - electronic | 350 |  |  |  |  | 88 | No Exceptions Met |  |  |  |  | Non Federally-Regulated | 01/23/2008 |  | 12/05/2019
Wide-Lite | Wide-Lite | SR4P-450******************************** | Vertical - Base Up | Pulse-start - electronic | 450 |  |  |  |  | 88 | No Exceptions Met |  |  |  |  | Non Federally-Regulated | 01/23/2008 |  | 12/05/2019
Wide-Lite | Wide-Lite | AL3RP-150******************************* | Vertical - Base Up | Pulse-start - electronic | 150 |  |  |  |  | 80 | Vertical - Base Up |  |  |  |  | Non Federally-Regulated | 01/23/2008 |  | 12/05/2019
Wide-Lite | Wide-Lite | ILXP-440******************************** | Vertical - Base Up | Pulse-start - electronic | 440 |  |  |  |  | 88 | No Exceptions Met |  |  |  |  | Non Federally-Regulated | 01/23/2008 |  | 12/05/2019
Wide-Lite | Wide-Lite | AL3RP-440******************************* | Vertical - Base Up | Pulse-start - electronic | 440 |  |  |  |  | 88 | No Exceptions Met |  |  |  |  | Non Federally-Regulated | 01/23/2008 |  | 12/05/2019
Wide-Lite | Wide-Lite | PFP-320********************************* | Vertical - Base Up | Pulse-start - electronic | 320 |  |  |  |  | 88 | No Exceptions Met |  |  |  |  | Non Federally-Regulated | 01/23/2008 |  | 12/05/2019
Wide-Lite | Wide-Lite | SS2P-175******************************** | Vertical - Base Up | Pulse-start - electronic | 175 |  |  |  |  | 88 | No Exceptions Met |  |  |  |  | Non Federally-Regulated | 01/23/2008 |  | 12/05/2019
Wide-Lite | Wide-Lite | AL3RP-320******************************* | Vertical - Base Up | Pulse-start - electronic | 320 |  |  |  |  | 88 | No Exceptions Met |  |  |  |  | Non Federally-Regulated | 01/23/2008 |  | 12/05/2019
Wide-Lite | Wide-Lite | AL3P-400******************************** | Vertical - Base Up | Pulse-start - electronic | 400 |  |  |  |  | 88 | No Exceptions Met |  |  |  |  | Non Federally-Regulated | 01/23/2008 |  | 12/05/2019
Wide-Lite | Wide-Lite | SR4P-250******************************** | Vertical - Base Up | Pulse-start - electronic | 250 |  |  |  |  | 88 | No Exceptions Met |  |  |  |  | Non Federally-Regulated | 01/23/2008 |  | 12/05/2019
Wide-Lite | Wide-Lite | SR2P-300/300**************************** | Vertical - Base Up | Pulse-start - electronic | 300 |  |  |  |  | 88 | No Exceptions Met |  |  |  |  | Non Federally-Regulated | 01/23/2008 |  | 12/05/2019
Wide-Lite | Wide-Lite | AL3P-440******************************** | Vertical - Base Up | Pulse-start - electronic | 440 |  |  |  |  | 88 | No Exceptions Met |  |  |  |  | Non Federally-Regulated | 01/23/2008 |  | 12/05/2019
Wide-Lite | Wide-Lite | AL2RP-175******************************* | Vertical - Base Up | Pulse-start - electronic | 175 |  |  |  |  | 88 | No Exceptions Met |  |  |  |  | Non Federally-Regulated | 01/23/2008 |  | 12/05/2019
Wide-Lite | Wide-Lite | SR2P-320/320**************************** | Vertical - Base Up | Pulse-start - electronic | 320 |  |  |  |  | 88 | No Exceptions Met |  |  |  |  | Non Federally-Regulated | 01/23/2008 |  | 12/05/2019
Wide-Lite | Wide-Lite | EALP-440******************************** | Vertical - Base Up | Pulse-start - electronic | 440 |  |  |  |  | 88 | No Exceptions Met |  |  |  |  | Non Federally-Regulated | 01/23/2008 |  | 12/05/2019
Wide-Lite | Wide-Lite | EWLP-350******************************** | Vertical - Base Up | Pulse-start - electronic | 350 |  |  |  |  | 88 | No Exceptions Met |  |  |  |  | Non Federally-Regulated | 01/23/2008 |  | 12/05/2019
Wide-Lite | Wide-Lite | ELP-175********************************* | Vertical - Base Up | Pulse-start - electronic | 175 |  |  |  |  | 88 | No Exceptions Met |  |  |  |  | Non Federally-Regulated | 01/23/2008 |  | 12/05/2019
Wide-Lite | Wide-Lite | SHBP-300******************************** | Vertical - Base Up | Pulse-start - electronic | 300 |  |  |  |  | 88 | No Exceptions Met |  |  |  |  | Non Federally-Regulated | 01/23/2008 |  | 12/05/2019
Wide-Lite | Wide-Lite | EWLP-150******************************** | Vertical - Base Up | Pulse-start - electronic | 150 |  |  |  |  | 80 | Vertical - Base Up |  |  |  |  | Non Federally-Regulated | 01/23/2008 |  | 12/05/2019
Wide-Lite | Wide-Lite | LB3P-200******************************** | Vertical - Base Up | Pulse-start - electronic | 200 |  |  |  |  | 88 | No Exceptions Met |  |  |  |  | Non Federally-Regulated | 01/23/2008 |  | 12/05/2019
Wide-Lite | Wide-Lite | LB3P-175******************************** | Vertical - Base Up | Pulse-start - electronic | 175 |  |  |  |  | 88 | No Exceptions Met |  |  |  |  | Non Federally-Regulated | 01/23/2008 |  | 12/05/2019
Wide-Lite | Wide-Lite | EALP-320******************************** | Vertical - Base Up | Pulse-start - electronic | 320 |  |  |  |  | 88 | No Exceptions Met |  |  |  |  | Non Federally-Regulated | 01/23/2008 |  | 12/05/2019
Wide-Lite | Wide-Lite | SS2P-440******************************** | Vertical - Base Up | Pulse-start - electronic | 440 |  |  |  |  | 88 | No Exceptions Met |  |  |  |  | Non Federally-Regulated | 01/23/2008 |  | 12/05/2019
Wide-Lite | Wide-Lite | SR4P-300******************************** | Vertical - Base Up | Pulse-start - electronic | 300 |  |  |  |  | 88 | No Exceptions Met |  |  |  |  | Non Federally-Regulated | 01/23/2008 |  | 12/05/2019
Wide-Lite | Wide-Lite | RSPP-150******************************** | Vertical - Base Up | Pulse-start - electronic | 150 |  |  |  |  | 80 | Vertical - Base Up |  |  |  |  | Non Federally-Regulated | 01/23/2008 |  | 12/05/2019
Wide-Lite | Wide-Lite | PFP-400********************************* | Vertical - Base Up | Pulse-start - electronic | 400 |  |  |  |  | 88 | No Exceptions Met |  |  |  |  | Non Federally-Regulated | 01/23/2008 |  | 12/05/2019
Wide-Lite | Wide-Lite | OPP-250********************************* | Vertical - Base Up | Pulse-start - electronic | 250 |  |  |  |  | 88 | No Exceptions Met |  |  |  |  | Non Federally-Regulated | 01/23/2008 |  | 12/05/2019
Wide-Lite | Wide-Lite | SR2P-350******************************** | Vertical - Base Up | Pulse-start - electronic | 350 |  |  |  |  | 88 | No Exceptions Met |  |  |  |  | Non Federally-Regulated | 01/23/2008 |  | 12/05/2019
Wide-Lite | Wide-Lite | EALP-350******************************** | Vertical - Base Up | Pulse-start - electronic | 350 |  |  |  |  | 88 | No Exceptions Met |  |  |  |  | Non Federally-Regulated | 01/23/2008 |  | 12/05/2019
Wide-Lite | Wide-Lite | EWLP-300******************************** | Vertical - Base Up | Pulse-start - electronic | 300 |  |  |  |  | 88 | No Exceptions Met |  |  |  |  | Non Federally-Regulated | 01/23/2008 |  | 12/05/2019
Wide-Lite | Wide-Lite | SS2P-440/440**************************** | Vertical - Base Up | Pulse-start - electronic | 440 |  |  |  |  | 88 | No Exceptions Met |  |  |  |  | Non Federally-Regulated | 01/23/2008 |  | 12/05/2019
Wide-Lite | Wide-Lite | OPP-200********************************* | Vertical - Base Up | Pulse-start - electronic | 200 |  |  |  |  | 88 | No Exceptions Met |  |  |  |  | Non Federally-Regulated | 01/23/2008 |  | 12/05/2019
Wide-Lite | Wide-Lite | SR2P-400/400**************************** | Vertical - Base Up | Pulse-start - electronic | 400 |  |  |  |  | 88 | No Exceptions Met |  |  |  |  | Non Federally-Regulated | 01/23/2008 |  | 12/05/2019
Wide-Lite | Wide-Lite | AL2P-150******************************** | Vertical - Base Up | Pulse-start - electronic | 150 |  |  |  |  | 80 | Vertical - Base Up |  |  |  |  | Non Federally-Regulated | 01/23/2008 |  | 12/05/2019
Wide-Lite | Wide-Lite | OPP-440********************************* | Vertical - Base Up | Pulse-start - electronic | 440 |  |  |  |  | 88 | No Exceptions Met |  |  |  |  | Non Federally-Regulated | 01/23/2008 |  | 12/05/2019
Wide-Lite | Wide-Lite | PFP-250********************************* | Vertical - Base Up | Pulse-start - electronic | 250 |  |  |  |  | 88 | No Exceptions Met |  |  |  |  | Non Federally-Regulated | 01/23/2008 |  | 12/05/2019
Wide-Lite | Wide-Lite | SHBP-200******************************** | Vertical - Base Up | Pulse-start - electronic | 200 |  |  |  |  | 88 | No Exceptions Met |  |  |  |  | Non Federally-Regulated | 01/23/2008 |  | 12/05/2019
Wide-Lite | Wide-Lite | PFP-350********************************* | Vertical - Base Up | Pulse-start - electronic | 350 |  |  |  |  | 88 | No Exceptions Met |  |  |  |  | Non Federally-Regulated | 01/23/2008 |  | 12/05/2019
Wide-Lite | Wide-Lite | SR2P-175******************************** | Vertical - Base Up | Pulse-start - electronic | 175 |  |  |  |  | 88 | No Exceptions Met |  |  |  |  | Non Federally-Regulated | 01/23/2008 |  | 12/05/2019
Wide-Lite | Wide-Lite | AL4P-450******************************** | Vertical - Base Up | Pulse-start - electronic | 450 |  |  |  |  | 88 | No Exceptions Met |  |  |  |  | Non Federally-Regulated | 01/23/2008 |  | 12/05/2019
Wide-Lite | Wide-Lite | SHBP-400******************************** | Vertical - Base Up | Pulse-start - electronic | 400 |  |  |  |  | 88 | No Exceptions Met |  |  |  |  | Non Federally-Regulated | 01/23/2008 |  | 12/05/2019
Wide-Lite | Wide-Lite | OPP-450********************************* | Vertical - Base Up | Pulse-start - electronic | 450 |  |  |  |  | 88 | No Exceptions Met |  |  |  |  | Non Federally-Regulated | 01/23/2008 |  | 12/05/2019
Wide-Lite | Wide-Lite | EWLP-175******************************** | Vertical - Base Up | Pulse-start - electronic | 175 |  |  |  |  | 88 | No Exceptions Met |  |  |  |  | Non Federally-Regulated | 01/23/2008 |  | 12/05/2019
Wide-Lite | Wide-Lite | AL2P-175******************************** | Vertical - Base Up | Pulse-start - electronic | 175 |  |  |  |  | 88 | No Exceptions Met |  |  |  |  | Non Federally-Regulated | 01/23/2008 |  | 12/05/2019
Wide-Lite | Wide-Lite | SS2P-400******************************** | Vertical - Base Up | Pulse-start - electronic | 400 |  |  |  |  | 88 | No Exceptions Met |  |  |  |  | Non Federally-Regulated | 01/23/2008 |  | 12/05/2019
Wide-Lite | Wide-Lite | AL3RP-175******************************* | Vertical - Base Up | Pulse-start - electronic | 175 |  |  |  |  | 88 | No Exceptions Met |  |  |  |  | Non Federally-Regulated | 01/23/2008 |  | 12/05/2019
Wide-Lite | Wide-Lite | EALP-175******************************** | Vertical - Base Up | Pulse-start - electronic | 175 |  |  |  |  | 88 | No Exceptions Met |  |  |  |  | Non Federally-Regulated | 01/23/2008 |  | 12/05/2019
Wide-Lite | Wide-Lite | EALP-450******************************** | Vertical - Base Up | Pulse-start - electronic | 450 |  |  |  |  | 88 | No Exceptions Met |  |  |  |  | Non Federally-Regulated | 01/23/2008 |  | 12/05/2019
Wide-Lite | Wide-Lite | SR2P-200******************************** | Vertical - Base Up | Pulse-start - electronic | 200 |  |  |  |  | 88 | No Exceptions Met |  |  |  |  | Non Federally-Regulated | 01/23/2008 |  | 12/05/2019
Wide-Lite | Wide-Lite | ILXP-350******************************** | Vertical - Base Up | Pulse-start - electronic | 350 |  |  |  |  | 88 | No Exceptions Met |  |  |  |  | Non Federally-Regulated | 01/23/2008 |  | 12/05/2019
Wide-Lite | Wide-Lite | EWLP-450******************************** | Vertical - Base Up | Pulse-start - electronic | 450 |  |  |  |  | 88 | No Exceptions Met |  |  |  |  | Non Federally-Regulated | 01/23/2008 |  | 12/05/2019
Wide-Lite | Wide-Lite | AL3RP-200******************************* | Vertical - Base Up | Pulse-start - electronic | 200 |  |  |  |  | 88 | No Exceptions Met |  |  |  |  | Non Federally-Regulated | 01/23/2008 |  | 12/05/2019
Wide-Lite | Wide-Lite | OPP-300********************************* | Vertical - Base Up | Pulse-start - electronic | 300 |  |  |  |  | 88 | No Exceptions Met |  |  |  |  | Non Federally-Regulated | 01/23/2008 |  | 12/05/2019
Wide-Lite | Wide-Lite | ELP-250********************************* | Vertical - Base Up | Pulse-start - electronic | 250 |  |  |  |  | 88 | No Exceptions Met |  |  |  |  | Non Federally-Regulated | 01/23/2008 |  | 12/05/2019
Wide-Lite | Wide-Lite | EALP-250******************************** | Vertical - Base Up | Pulse-start - electronic | 250 |  |  |  |  | 88 | No Exceptions Met |  |  |  |  | Non Federally-Regulated | 01/23/2008 |  | 12/05/2019
Wide-Lite | Wide-Lite | SS2P-300/300**************************** | Vertical - Base Up | Pulse-start - electronic | 300 |  |  |  |  | 88 | No Exceptions Met |  |  |  |  | Non Federally-Regulated | 01/23/2008 |  | 12/05/2019
Wide-Lite | Wide-Lite | SR4P-175******************************** | Vertical - Base Up | Pulse-start - electronic | 175 |  |  |  |  | 88 | No Exceptions Met |  |  |  |  | Non Federally-Regulated | 01/23/2008 |  | 12/05/2019
Wide-Lite | Wide-Lite | LB3P-250******************************** | Vertical - Base Up | Pulse-start - electronic | 250 |  |  |  |  | 88 | No Exceptions Met |  |  |  |  | Non Federally-Regulated | 01/23/2008 |  | 12/05/2019
Wide-Lite | Wide-Lite | AL2P-200******************************** | Vertical - Base Up | Pulse-start - electronic | 200 |  |  |  |  | 88 | No Exceptions Met |  |  |  |  | Non Federally-Regulated | 01/23/2008 |  | 12/05/2019
Wide-Lite | Wide-Lite | OPP-350********************************* | Vertical - Base Up | Pulse-start - electronic | 350 |  |  |  |  | 88 | No Exceptions Met |  |  |  |  | Non Federally-Regulated | 01/23/2008 |  | 12/05/2019
Wide-Lite | Wide-Lite | SS2P-200/200**************************** | Vertical - Base Up | Pulse-start - electronic | 200 |  |  |  |  | 88 | No Exceptions Met |  |  |  |  | Non Federally-Regulated | 01/23/2008 |  | 12/05/2019
Wide-Lite | Wide-Lite | AL2RP-200******************************* | Vertical - Base Up | Pulse-start - electronic | 200 |  |  |  |  | 88 | No Exceptions Met |  |  |  |  | Non Federally-Regulated | 01/23/2008 |  | 12/05/2019
Wide-Lite | Wide-Lite | PFP-440********************************* | Vertical - Base Up | Pulse-start - electronic | 440 |  |  |  |  | 88 | No Exceptions Met |  |  |  |  | Non Federally-Regulated | 01/23/2008 |  | 12/05/2019
Wide-Lite | Wide-Lite | ELP-350********************************* | Vertical - Base Up | Pulse-start - electronic | 350 |  |  |  |  | 88 | No Exceptions Met |  |  |  |  | Non Federally-Regulated | 01/23/2008 |  | 12/05/2019
Wide-Lite | Wide-Lite | SR2P-450/450**************************** | Vertical - Base Up | Pulse-start - electronic | 450 |  |  |  |  | 88 | No Exceptions Met |  |  |  |  | Non Federally-Regulated | 01/23/2008 |  | 12/05/2019
Wide-Lite | Wide-Lite | SS2P-450******************************** | Vertical - Base Up | Pulse-start - electronic | 450 |  |  |  |  | 88 | No Exceptions Met |  |  |  |  | Non Federally-Regulated | 01/23/2008 |  | 12/05/2019
Wide-Lite | Wide-Lite | SR2P-320******************************** | Vertical - Base Up | Pulse-start - electronic | 320 |  |  |  |  | 88 | No Exceptions Met |  |  |  |  | Non Federally-Regulated | 01/23/2008 |  | 12/05/2019
Wide-Lite | Wide-Lite | EWLP-440******************************** | Vertical - Base Up | Pulse-start - electronic | 440 |  |  |  |  | 88 | No Exceptions Met |  |  |  |  | Non Federally-Regulated | 01/23/2008 |  | 12/05/2019
Wide-Lite | Wide-Lite | SS2P-250******************************** | Vertical - Base Up | Pulse-start - electronic | 250 |  |  |  |  | 88 | No Exceptions Met |  |  |  |  | Non Federally-Regulated | 01/23/2008 |  | 12/05/2019
Wide-Lite | Wide-Lite | SR4P-350******************************** | Vertical - Base Up | Pulse-start - electronic | 350 |  |  |  |  | 88 | No Exceptions Met |  |  |  |  | Non Federally-Regulated | 01/23/2008 |  | 12/05/2019
Wide-Lite | Wide-Lite | EWLP-400******************************** | Vertical - Base Up | Pulse-start - electronic | 400 |  |  |  |  | 88 | No Exceptions Met |  |  |  |  | Non Federally-Regulated | 01/23/2008 |  | 12/05/2019
Wide-Lite | Wide-Lite | EWLP-250******************************** | Vertical - Base Up | Pulse-start - electronic | 250 |  |  |  |  | 88 | No Exceptions Met |  |  |  |  | Non Federally-Regulated | 01/23/2008 |  | 12/05/2019
Wide-Lite | Wide-Lite | ILXD-250/250**************************** | Vertical - Base Up | Pulse-start - electronic | 250 |  |  |  |  | 88 | No Exceptions Met |  |  |  |  | Non Federally-Regulated | 01/23/2008 |  | 12/05/2019
Wide-Lite | Wide-Lite | OPP-150********************************* | Vertical - Base Up | Pulse-start - electronic | 150 |  |  |  |  | 80 | Vertical - Base Up |  |  |  |  | Non Federally-Regulated | 01/23/2008 |  | 12/05/2019
Wide-Lite | Wide-Lite | LB3P-150******************************** | Vertical - Base Up | Pulse-start - electronic | 150 |  |  |  |  | 80 | Vertical - Base Up |  |  |  |  | Non Federally-Regulated | 01/23/2008 |  | 12/05/2019
Wide-Lite | Wide-Lite | ILXD-450/450**************************** | Vertical - Base Up | Pulse-start - electronic | 450 |  |  |  |  | 88 | No Exceptions Met |  |  |  |  | Non Federally-Regulated | 01/23/2008 |  | 12/05/2019
Wide-Lite | Wide-Lite | ILXP-250******************************** | Vertical - Base Up | Pulse-start - electronic | 250 |  |  |  |  | 88 | No Exceptions Met |  |  |  |  | Non Federally-Regulated | 01/23/2008 |  | 12/05/2019
Wide-Lite | Wide-Lite | AL3P-450******************************** | Vertical - Base Up | Pulse-start - electronic | 450 |  |  |  |  | 88 | No Exceptions Met |  |  |  |  | Non Federally-Regulated | 01/23/2008 |  | 12/05/2019
Wide-Lite | Wide-Lite | RSPP-175******************************** | Vertical - Base Up | Pulse-start - electronic | 175 |  |  |  |  | 88 | No Exceptions Met |  |  |  |  | Non Federally-Regulated | 01/23/2008 |  | 12/05/2019
Wide-Lite | Wide-Lite | AL4P-350******************************** | Vertical - Base Up | Pulse-start - electronic | 350 |  |  |  |  | 88 | No Exceptions Met |  |  |  |  | Non Federally-Regulated | 01/23/2008 |  | 12/05/2019
Wide-Lite | Wide-Lite | AL3RP-400******************************* | Vertical - Base Up | Pulse-start - electronic | 400 |  |  |  |  | 88 | No Exceptions Met |  |  |  |  | Non Federally-Regulated | 01/23/2008 |  | 12/05/2019
Wide-Lite | Wide-Lite | SS2P-350/350**************************** | Vertical - Base Up | Pulse-start - electronic | 350 |  |  |  |  | 88 | No Exceptions Met |  |  |  |  | Non Federally-Regulated | 01/23/2008 |  | 12/05/2019
Wide-Lite | Wide-Lite | AL3P-250******************************** | Vertical - Base Up | Pulse-start - electronic | 250 |  |  |  |  | 88 | No Exceptions Met |  |  |  |  | Non Federally-Regulated | 01/23/2008 |  | 12/05/2019
Wide-Lite | Wide-Lite | AL3P-175******************************** | Vertical - Base Up | Pulse-start - electronic | 175 |  |  |  |  | 88 | No Exceptions Met |  |  |  |  | Non Federally-Regulated | 01/23/2008 |  | 12/05/2019
Wide-Lite | Wide-Lite | AL3P-150******************************** | Vertical - Base Up | Pulse-start - electronic | 150 |  |  |  |  | 80 | Vertical - Base Up |  |  |  |  | Non Federally-Regulated | 01/23/2008 |  | 12/05/2019
Wide-Lite | Wide-Lite | SR2P-175/175**************************** | Vertical - Base Up | Pulse-start - electronic | 175 |  |  |  |  | 88 | No Exceptions Met |  |  |  |  | Non Federally-Regulated | 01/23/2008 |  | 12/05/2019
Wide-Lite | Wide-Lite | SR2P-300******************************** | Vertical - Base Up | Pulse-start - electronic | 300 |  |  |  |  | 88 | No Exceptions Met |  |  |  |  | Non Federally-Regulated | 01/23/2008 |  | 12/05/2019
Wide-Lite | Wide-Lite | SS2P-300******************************** | Vertical - Base Up | Pulse-start - electronic | 300 |  |  |  |  | 88 | No Exceptions Met |  |  |  |  | Non Federally-Regulated | 01/23/2008 |  | 12/05/2019
Wide-Lite | Wide-Lite | OPP-320********************************* | Vertical - Base Up | Pulse-start - electronic | 320 |  |  |  |  | 88 | No Exceptions Met |  |  |  |  | Non Federally-Regulated | 01/23/2008 |  | 12/05/2019
Wide-Lite | Wide-Lite | SS2P-350******************************** | Vertical - Base Up | Pulse-start - electronic | 350 |  |  |  |  | 88 | No Exceptions Met |  |  |  |  | Non Federally-Regulated | 01/23/2008 |  | 12/05/2019
Wide-Lite | Wide-Lite | ILXD-440/440**************************** | Vertical - Base Up | Pulse-start - electronic | 440 |  |  |  |  | 88 | No Exceptions Met |  |  |  |  | Non Federally-Regulated | 01/23/2008 |  | 12/05/2019
Wide-Lite | Wide-Lite | AL3RP-300******************************* | Vertical - Base Up | Pulse-start - electronic | 300 |  |  |  |  | 88 | No Exceptions Met |  |  |  |  | Non Federally-Regulated | 01/23/2008 |  | 12/05/2019
Wide-Lite | Wide-Lite | SS2P-450/450**************************** | Vertical - Base Up | Pulse-start - electronic | 450 |  |  |  |  | 88 | No Exceptions Met |  |  |  |  | Non Federally-Regulated | 01/23/2008 |  | 12/05/2019
Wide-Lite | Wide-Lite | OP2P-150******************************** | Vertical - Base Up | Pulse-start - electronic | 150 |  |  |  |  | 80 | Vertical - Base Up |  |  |  |  | Non Federally-Regulated | 01/23/2008 |  | 12/05/2019
Wide-Lite | Wide-Lite | AL3RP-450******************************* | Vertical - Base Up | Pulse-start - electronic | 450 |  |  |  |  | 88 | No Exceptions Met |  |  |  |  | Non Federally-Regulated | 01/23/2008 |  | 12/05/2019
Wide-Lite | Wide-Lite | AL3P-350******************************** | Vertical - Base Up | Pulse-start - electronic | 350 |  |  |  |  | 88 | No Exceptions Met |  |  |  |  | Non Federally-Regulated | 01/23/2008 |  | 12/05/2019
Wide-Lite | Wide-Lite | SHBP-320******************************** | Vertical - Base Up | Pulse-start - electronic | 320 |  |  |  |  | 88 | No Exceptions Met |  |  |  |  | Non Federally-Regulated | 01/23/2008 |  | 12/05/2019
Wide-Lite | Wide-Lite | ELP-440********************************* | Vertical - Base Up | Pulse-start - electronic | 440 |  |  |  |  | 88 | No Exceptions Met |  |  |  |  | Non Federally-Regulated | 01/23/2008 |  | 12/05/2019
Wide-Lite | Wide-Lite | SR4P-440******************************** | Vertical - Base Up | Pulse-start - electronic | 440 |  |  |  |  | 88 | No Exceptions Met |  |  |  |  | Non Federally-Regulated | 01/23/2008 |  | 12/05/2019
Wide-Lite | Wide-Lite | OPP-175********************************* | Vertical - Base Up | Pulse-start - electronic | 175 |  |  |  |  | 88 | No Exceptions Met |  |  |  |  | Non Federally-Regulated | 01/23/2008 |  | 12/05/2019
Wide-Lite | Wide-Lite | SS2P-175/175**************************** | Vertical - Base Up | Pulse-start - electronic | 175 |  |  |  |  | 88 | No Exceptions Met |  |  |  |  | Non Federally-Regulated | 01/23/2008 |  | 12/05/2019
Wide-Lite | Wide-Lite | SPP-175********************************* | Vertical - Base Up | Pulse-start - electronic | 175 |  |  |  |  | 88 | No Exceptions Met |  |  |  |  | Non Federally-Regulated | 01/23/2008 |  | 12/05/2019
Wide-Lite | Wide-Lite | SR2P-250******************************** | Vertical - Base Up | Pulse-start - electronic | 250 |  |  |  |  | 88 | No Exceptions Met |  |  |  |  | Non Federally-Regulated | 01/23/2008 |  | 12/05/2019
Wide-Lite | Wide-Lite | EALP-300******************************** | Vertical - Base Up | Pulse-start - electronic | 300 |  |  |  |  | 88 | No Exceptions Met |  |  |  |  | Non Federally-Regulated | 01/23/2008 |  | 12/05/2019
Wide-Lite | Wide-Lite | AL3P-320******************************** | Vertical - Base Up | Pulse-start - electronic | 320 |  |  |  |  | 88 | No Exceptions Met |  |  |  |  | Non Federally-Regulated | 01/23/2008 |  | 12/05/2019
Wide-Lite | Wide-Lite | AL4P-400******************************** | Vertical - Base Up | Pulse-start - electronic | 400 |  |  |  |  | 88 | No Exceptions Met |  |  |  |  | Non Federally-Regulated | 01/23/2008 |  | 12/05/2019
Wide-Lite | Wide-Lite | ELP-300********************************* | Vertical - Base Up | Pulse-start - electronic | 300 |  |  |  |  | 88 | No Exceptions Met |  |  |  |  | Non Federally-Regulated | 01/23/2008 |  | 12/05/2019
Wide-Lite | Wide-Lite | ILXP-200******************************** | Vertical - Base Up | Pulse-start - electronic | 200 |  |  |  |  | 88 | No Exceptions Met |  |  |  |  | Non Federally-Regulated | 01/23/2008 |  | 12/05/2019
Wide-Lite | Wide-Lite | ILXD-200/200**************************** | Vertical - Base Up | Pulse-start - electronic | 200 |  |  |  |  | 88 | No Exceptions Met |  |  |  |  | Non Federally-Regulated | 01/23/2008 |  | 12/05/2019
Wide-Lite | Wide-Lite | EALP-150******************************** | Vertical - Base Up | Pulse-start - electronic | 150 |  |  |  |  | 80 | Vertical - Base Up |  |  |  |  | Non Federally-Regulated | 01/23/2008 |  | 12/05/2019
Wide-Lite | Wide-Lite | PFP-200********************************* | Vertical - Base Up | Pulse-start - electronic | 200 |  |  |  |  | 88 | No Exceptions Met |  |  |  |  | Non Federally-Regulated | 01/23/2008 |  | 12/05/2019
Wide-Lite | Wide-Lite | AL4P-320******************************** | Vertical - Base Up | Pulse-start - electronic | 320 |  |  |  |  | 88 | No Exceptions Met |  |  |  |  | Non Federally-Regulated | 01/23/2008 |  | 12/05/2019
Wide-Lite | Wide-Lite | EALP-400******************************** | Vertical - Base Up | Pulse-start - electronic | 400 |  |  |  |  | 88 | No Exceptions Met |  |  |  |  | Non Federally-Regulated | 01/23/2008 |  | 12/05/2019
Wide-Lite | Wide-Lite | SHBP-250******************************** | Vertical - Base Up | Pulse-start - electronic | 250 |  |  |  |  | 88 | No Exceptions Met |  |  |  |  | Non Federally-Regulated | 01/23/2008 |  | 12/05/2019
Wide-Lite | Wide-Lite | ILXD-300/300**************************** | Vertical - Base Up | Pulse-start - electronic | 300 |  |  |  |  | 88 | No Exceptions Met |  |  |  |  | Non Federally-Regulated | 01/23/2008 |  | 12/05/2019
Wide-Lite | Wide-Lite | ELP-320********************************* | Vertical - Base Up | Pulse-start - electronic | 320 |  |  |  |  | 88 | No Exceptions Met |  |  |  |  | Non Federally-Regulated | 01/23/2008 |  | 12/05/2019
Wide-Lite | Wide-Lite | SHBP-175******************************** | Vertical - Base Up | Pulse-start - electronic | 175 |  |  |  |  | 88 | No Exceptions Met |  |  |  |  | Non Federally-Regulated | 01/23/2008 |  | 12/05/2019
Wide-Lite | Wide-Lite | SR4P-200******************************** | Vertical - Base Up | Pulse-start - electronic | 200 |  |  |  |  | 88 | No Exceptions Met |  |  |  |  | Non Federally-Regulated | 01/23/2008 |  | 12/05/2019
Wide-Lite | Wide-Lite | PFP-150********************************* | Vertical - Base Up | Pulse-start - electronic | 150 |  |  |  |  | 80 | Vertical - Base Up |  |  |  |  | Non Federally-Regulated | 01/23/2008 |  | 12/05/2019
Wide-Lite | Wide-Lite | SR2P-250/250**************************** | Vertical - Base Up | Pulse-start - electronic | 250 |  |  |  |  | 88 | No Exceptions Met |  |  |  |  | Non Federally-Regulated | 01/23/2008 |  | 12/05/2019
Wide-Lite | Wide-Lite | RSPP-200******************************** | Vertical - Base Up | Pulse-start - electronic | 200 |  |  |  |  | 88 | No Exceptions Met |  |  |  |  | Non Federally-Regulated | 01/23/2008 |  | 12/05/2019
Wide-Lite | Wide-Lite | SS2P-320******************************** | Vertical - Base Up | Pulse-start - electronic | 320 |  |  |  |  | 88 | No Exceptions Met |  |  |  |  | Non Federally-Regulated | 01/23/2008 |  | 12/05/2019
Wide-Lite | Wide-Lite | AL3RP-350******************************* | Vertical - Base Up | Pulse-start - electronic | 350 |  |  |  |  | 88 | No Exceptions Met |  |  |  |  | Non Federally-Regulated | 01/23/2008 |  | 12/05/2019
Wide-Lite | Wide-Lite | AL3P-300******************************** | Vertical - Base Up | Pulse-start - electronic | 300 |  |  |  |  | 88 | No Exceptions Met |  |  |  |  | Non Federally-Regulated | 01/23/2008 |  | 12/05/2019
Wide-Lite | Wide-Lite | ELP-200********************************* | Vertical - Base Up | Pulse-start - electronic | 200 |  |  |  |  | 88 | No Exceptions Met |  |  |  |  | Non Federally-Regulated | 01/23/2008 |  | 12/05/2019
Wide-Lite | Wide-Lite | PFP-175********************************* | Vertical - Base Up | Pulse-start - electronic | 175 |  |  |  |  | 88 | No Exceptions Met |  |  |  |  | Non Federally-Regulated | 01/23/2008 |  | 12/05/2019
Wide-Lite | Wide-Lite | ILXP-400******************************** | Vertical - Base Up | Pulse-start - electronic | 400 |  |  |  |  | 88 | No Exceptions Met |  |  |  |  | Non Federally-Regulated | 01/23/2008 |  | 12/05/2019
Wide-Lite | Wide-Lite | PFP-300********************************* | Vertical - Base Up | Pulse-start - electronic | 300 |  |  |  |  | 88 | No Exceptions Met |  |  |  |  | Non Federally-Regulated | 01/23/2008 |  | 12/05/2019
Wide-Lite | Wide-Lite | SHBP-450******************************** | Vertical - Base Up | Pulse-start - electronic | 450 |  |  |  |  | 88 | No Exceptions Met |  |  |  |  | Non Federally-Regulated | 01/23/2008 |  | 12/05/2019
Wide-Lite | Wide-Lite | AL2RP-150******************************* | Vertical - Base Up | Pulse-start - electronic | 150 |  |  |  |  | 80 | Vertical - Base Up |  |  |  |  | Non Federally-Regulated | 01/23/2008 |  | 12/05/2019
Wide-Lite | Wide-Lite | ILXP-150******************************** | Vertical - Base Up | Pulse-start - electronic | 150 |  |  |  |  | 80 | Vertical - Base Up |  |  |  |  | Non Federally-Regulated | 01/23/2008 |  | 12/05/2019
Wide-Lite | Wide-Lite | SS2P-400/400**************************** | Vertical - Base Up | Pulse-start - electronic | 400 |  |  |  |  | 88 | No Exceptions Met |  |  |  |  | Non Federally-Regulated | 01/23/2008 |  | 12/05/2019
Wide-Lite | Wide-Lite | SHBP-440******************************** | Vertical - Base Up | Pulse-start - electronic | 440 |  |  |  |  | 88 | No Exceptions Met |  |  |  |  | Non Federally-Regulated | 01/23/2008 |  | 12/05/2019
Wide-Lite | Wide-Lite | SR2P-450******************************** | Vertical - Base Up | Pulse-start - electronic | 450 |  |  |  |  | 88 | No Exceptions Met |  |  |  |  | Non Federally-Regulated | 01/23/2008 |  | 12/05/2019
Wide-Lite | Wide-Lite | ELP-400********************************* | Vertical - Base Up | Pulse-start - electronic | 400 |  |  |  |  | 88 | No Exceptions Met |  |  |  |  | Non Federally-Regulated | 01/23/2008 |  | 12/05/2019
Wide-Lite | Wide-Lite | OP2P-200******************************** | Vertical - Base Up | Pulse-start - electronic | 200 |  |  |  |  | 88 | No Exceptions Met |  |  |  |  | Non Federally-Regulated | 01/23/2008 |  | 12/05/2019
Wide-Lite | Wide-Lite | EALP-200******************************** | Vertical - Base Up | Pulse-start - electronic | 200 |  |  |  |  | 88 | No Exceptions Met |  |  |  |  | Non Federally-Regulated | 01/23/2008 |  | 12/05/2019
Wide-Lite | Wide-Lite | SS2P-250/250**************************** | Vertical - Base Up | Pulse-start - electronic | 250 |  |  |  |  | 88 | No Exceptions Met |  |  |  |  | Non Federally-Regulated | 01/23/2008 |  | 12/05/2019
Wide-Lite | Wide-Lite | ILXP-450******************************** | Vertical - Base Up | Pulse-start - electronic | 450 |  |  |  |  | 88 | No Exceptions Met |  |  |  |  | Non Federally-Regulated | 01/23/2008 |  | 12/05/2019
Wide-Lite | Wide-Lite | EWLP-320******************************** | Vertical - Base Up | Pulse-start - electronic | 320 |  |  |  |  | 88 | No Exceptions Met |  |  |  |  | Non Federally-Regulated | 01/23/2008 |  | 12/05/2019
Wide-Lite | Wide-Lite | ILXP-320******************************** | Vertical - Base Up | Pulse-start - electronic | 320 |  |  |  |  | 88 | No Exceptions Met |  |  |  |  | Non Federally-Regulated | 01/23/2008 |  | 12/05/2019
Wide-Lite | Wide-Lite | ILXP-175******************************** | Vertical - Base Up | Pulse-start - electronic | 175 |  |  |  |  | 88 | No Exceptions Met |  |  |  |  | Non Federally-Regulated | 01/23/2008 |  | 12/05/2019
Wide-Lite | Wide-Lite | SHBP-350******************************** | Vertical - Base Up | Pulse-start - electronic | 350 |  |  |  |  | 88 | No Exceptions Met |  |  |  |  | Non Federally-Regulated | 01/23/2008 |  | 12/05/2019
Wide-Lite | Wide-Lite | SR4P-400******************************** | Vertical - Base Up | Pulse-start - electronic | 400 |  |  |  |  | 88 | No Exceptions Met |  |  |  |  | Non Federally-Regulated | 01/23/2008 |  | 12/05/2019
Wide-Lite | Wide-Lite | SR2P-440******************************** | Vertical - Base Up | Pulse-start - electronic | 440 |  |  |  |  | 88 | No Exceptions Met |  |  |  |  | Non Federally-Regulated | 01/23/2008 |  | 12/05/2019
Wide-Lite | Wide-Lite | SR2P-400******************************** | Vertical - Base Up | Pulse-start - electronic | 400 |  |  |  |  | 88 | No Exceptions Met |  |  |  |  | Non Federally-Regulated | 01/23/2008 |  | 12/05/2019
Wide-Lite | Wide-Lite | SS2P-320/320**************************** | Vertical - Base Up | Pulse-start - electronic | 320 |  |  |  |  | 88 | No Exceptions Met |  |  |  |  | Non Federally-Regulated | 01/23/2008 |  | 12/05/2019
Wide-Lite | Wide-Lite | SR4P-320******************************** | Vertical - Base Up | Pulse-start - electronic | 320 |  |  |  |  | 88 | No Exceptions Met |  |  |  |  | Non Federally-Regulated | 01/23/2008 |  | 12/05/2019
Wide-Lite | Wide-Lite | AL4P-440******************************** | Vertical - Base Up | Pulse-start - electronic | 440 |  |  |  |  | 88 | No Exceptions Met |  |  |  |  | Non Federally-Regulated | 01/23/2008 |  | 12/05/2019
Wide-Lite | Wide-Lite | OPP-400********************************* | Vertical - Base Up | Pulse-start - electronic | 400 |  |  |  |  | 88 | No Exceptions Met |  |  |  |  | Non Federally-Regulated | 01/23/2008 |  | 12/05/2019
Wide-Lite | Wide-Lite | OP2P-175******************************** | Vertical - Base Up | Pulse-start - electronic | 175 |  |  |  |  | 88 | No Exceptions Met |  |  |  |  | Non Federally-Regulated | 01/23/2008 |  | 12/05/2019
Wide-Lite | Wide-Lite | PFP-450********************************* | Vertical - Base Up | Pulse-start - electronic | 450 |  |  |  |  | 88 | No Exceptions Met |  |  |  |  | Non Federally-Regulated | 01/23/2008 |  | 12/05/2019
Wide-Lite | Wide-Lite | SR2P-440/440**************************** | Vertical - Base Up | Pulse-start - electronic | 440 |  |  |  |  | 88 | No Exceptions Met |  |  |  |  | Non Federally-Regulated | 01/23/2008 |  | 12/05/2019
Wide-Lite | Wide-Lite | SR2P-350/350**************************** | Vertical - Base Up | Pulse-start - electronic | 350 |  |  |  |  | 88 | No Exceptions Met |  |  |  |  | Non Federally-Regulated | 01/23/2008 |  | 12/05/2019
Wide-Lite | Wide-Lite | ILXD-150/150**************************** | Vertical - Base Up | Pulse-start - electronic | 150 |  |  |  |  | 80 | Vertical - Base Up |  |  |  |  | Non Federally-Regulated | 01/23/2008 |  | 12/05/2019
Wide-Lite | Wide-Lite | SPP-150********************************* | Vertical - Base Up | Pulse-start - electronic | 150 |  |  |  |  | 80 | Vertical - Base Up |  |  |  |  | Non Federally-Regulated | 01/23/2008 |  | 12/05/2019
Wide-Lite | Wide-Lite | ILXD-320/320**************************** | Vertical - Base Up | Pulse-start - electronic | 320 |  |  |  |  | 88 | No Exceptions Met |  |  |  |  | Non Federally-Regulated | 01/23/2008 |  | 12/05/2019
Wide-Lite | Wide-Lite | ELP-450********************************* | Vertical - Base Up | Pulse-start - electronic | 450 |  |  |  |  | 88 | No Exceptions Met |  |  |  |  | Non Federally-Regulated | 01/23/2008 |  | 12/05/2019
Wide-Lite | Wide-Lite | AL3P-200******************************** | Vertical - Base Up | Pulse-start - electronic | 200 |  |  |  |  | 88 | No Exceptions Met |  |  |  |  | Non Federally-Regulated | 01/23/2008 |  | 12/05/2019
Wide-Lite | Wide-Lite | EWLP-200******************************** | Vertical - Base Up | Pulse-start - electronic | 200 |  |  |  |  | 88 | No Exceptions Met |  |  |  |  | Non Federally-Regulated | 01/23/2008 |  | 12/05/2019
Wide-Lite | Wide-Lite | SR2P-200/200**************************** | Vertical - Base Up | Pulse-start - electronic | 200 |  |  |  |  | 88 | No Exceptions Met |  |  |  |  | Non Federally-Regulated | 01/23/2008 |  | 12/05/2019
Wide-Lite | Wide-Lite | ILXD-400/400**************************** | Vertical - Base Up | Pulse-start - electronic | 400 |  |  |  |  | 88 | No Exceptions Met |  |  |  |  | Non Federally-Regulated | 01/23/2008 |  | 12/05/2019
Wide-Lite | Wide-Lite | ILXP-300******************************** | Vertical - Base Up | Pulse-start - electronic | 300 |  |  |  |  | 88 | No Exceptions Met |  |  |  |  | Non Federally-Regulated | 01/23/2008 |  | 12/05/2019
Wide-Lite | Wide-Lite | SS2P-200******************************** | Vertical - Base Up | Pulse-start - electronic | 200 |  |  |  |  | 88 | No Exceptions Met |  |  |  |  | Non Federally-Regulated | 01/23/2008 |  | 12/05/2019
Wide-Lite | Wide-Lite | AL3RP-250******************************* | Vertical - Base Up | Pulse-start - electronic | 250 |  |  |  |  | 88 | No Exceptions Met |  |  |  |  | Non Federally-Regulated | 01/23/2008 |  | 12/05/2019
Wide-Lite | Wide-Lite | ILXD-175/175**************************** | Vertical - Base Up | Pulse-start - electronic | 175 |  |  |  |  | 88 | No Exceptions Met |  |  |  |  | Non Federally-Regulated | 01/23/2008 |  | 12/05/2019
Wide-Lite | Wide-Lite | MSLP-250******************************** | Vertical - Base Down | Pulse-start - electronic | 250 |  |  |  |  | 88 | No Exceptions Met |  |  |  |  | Non Federally-Regulated | 01/23/2008 |  | 12/05/2019
Wide-Lite | Wide-Lite | RMSLP-250******************************* | Vertical - Base Down | Pulse-start - electronic | 250 |  |  |  |  | 88 | No Exceptions Met |  |  |  |  | Non Federally-Regulated | 01/23/2008 |  | 12/05/2019
Wide-Lite | Wide-Lite | RSLP-300******************************** | Vertical - Base Down | Pulse-start - electronic | 300 |  |  |  |  | 88 | No Exceptions Met |  |  |  |  | Non Federally-Regulated | 01/23/2008 |  | 12/05/2019
Wide-Lite | Wide-Lite | SLP-150********************************* | Vertical - Base Down | Pulse-start - electronic | 150 |  |  |  |  | 80 | Vertical - Base Up |  |  |  |  | Non Federally-Regulated | 01/23/2008 |  | 12/05/2019
Wide-Lite | Wide-Lite | RMSLP-175******************************* | Vertical - Base Down | Pulse-start - electronic | 175 |  |  |  |  | 88 | No Exceptions Met |  |  |  |  | Non Federally-Regulated | 01/23/2008 |  | 12/05/2019
Wide-Lite | Wide-Lite | SLP-400********************************* | Vertical - Base Down | Pulse-start - electronic | 400 |  |  |  |  | 88 | No Exceptions Met |  |  |  |  | Non Federally-Regulated | 01/23/2008 |  | 12/05/2019
Wide-Lite | Wide-Lite | RSLP-200******************************** | Vertical - Base Down | Pulse-start - electronic | 200 |  |  |  |  | 88 | No Exceptions Met |  |  |  |  | Non Federally-Regulated | 01/23/2008 |  | 12/05/2019
Wide-Lite | Wide-Lite | SLP-250********************************* | Vertical - Base Down | Pulse-start - electronic | 250 |  |  |  |  | 88 | No Exceptions Met |  |  |  |  | Non Federally-Regulated | 01/23/2008 |  | 12/05/2019
Wide-Lite | Wide-Lite | SLP-320********************************* | Vertical - Base Down | Pulse-start - electronic | 320 |  |  |  |  | 88 | No Exceptions Met |  |  |  |  | Non Federally-Regulated | 01/23/2008 |  | 12/05/2019
Wide-Lite | Wide-Lite | RSLP-150******************************** | Vertical - Base Down | Pulse-start - electronic | 150 |  |  |  |  | 80 | Vertical - Base Up |  |  |  |  | Non Federally-Regulated | 01/23/2008 |  | 12/05/2019
Wide-Lite | Wide-Lite | RMSLP-200******************************* | Vertical - Base Down | Pulse-start - electronic | 200 |  |  |  |  | 88 | No Exceptions Met |  |  |  |  | Non Federally-Regulated | 01/23/2008 |  | 12/05/2019
Wide-Lite | Wide-Lite | SLP-350********************************* | Vertical - Base Down | Pulse-start - electronic | 350 |  |  |  |  | 88 | No Exceptions Met |  |  |  |  | Non Federally-Regulated | 01/23/2008 |  | 12/05/2019
Wide-Lite | Wide-Lite | RSLP-175******************************** | Vertical - Base Down | Pulse-start - electronic | 175 |  |  |  |  | 88 | No Exceptions Met |  |  |  |  | Non Federally-Regulated | 01/23/2008 |  | 12/05/2019
Wide-Lite | Wide-Lite | SLP-200********************************* | Vertical - Base Down | Pulse-start - electronic | 200 |  |  |  |  | 88 | No Exceptions Met |  |  |  |  | Non Federally-Regulated | 01/23/2008 |  | 12/05/2019
Wide-Lite | Wide-Lite | SLP-300********************************* | Vertical - Base Down | Pulse-start - electronic | 300 |  |  |  |  | 88 | No Exceptions Met |  |  |  |  | Non Federally-Regulated | 01/23/2008 |  | 12/05/2019
Wide-Lite | Wide-Lite | RSLP-400******************************** | Vertical - Base Down | Pulse-start - electronic | 400 |  |  |  |  | 88 | No Exceptions Met |  |  |  |  | Non Federally-Regulated | 01/23/2008 |  | 12/05/2019
Wide-Lite | Wide-Lite | RSLP-450******************************** | Vertical - Base Down | Pulse-start - electronic | 450 |  |  |  |  | 88 | No Exceptions Met |  |  |  |  | Non Federally-Regulated | 01/23/2008 |  | 12/05/2019
Wide-Lite | Wide-Lite | RSLP-320******************************** | Vertical - Base Down | Pulse-start - electronic | 320 |  |  |  |  | 88 | No Exceptions Met |  |  |  |  | Non Federally-Regulated | 01/23/2008 |  | 12/05/2019
Wide-Lite | Wide-Lite | RSLP-250******************************** | Vertical - Base Down | Pulse-start - electronic | 250 |  |  |  |  | 88 | No Exceptions Met |  |  |  |  | Non Federally-Regulated | 01/23/2008 |  | 12/05/2019
Wide-Lite | Wide-Lite | MSLP-175******************************** | Vertical - Base Down | Pulse-start - electronic | 175 |  |  |  |  | 88 | No Exceptions Met |  |  |  |  | Non Federally-Regulated | 01/23/2008 |  | 12/05/2019
Wide-Lite | Wide-Lite | SLP-440********************************* | Vertical - Base Down | Pulse-start - electronic | 440 |  |  |  |  | 88 | No Exceptions Met |  |  |  |  | Non Federally-Regulated | 01/23/2008 |  | 12/05/2019
Wide-Lite | Wide-Lite | RSLP-440******************************** | Vertical - Base Down | Pulse-start - electronic | 440 |  |  |  |  | 88 | No Exceptions Met |  |  |  |  | Non Federally-Regulated | 01/23/2008 |  | 12/05/2019
Wide-Lite | Wide-Lite | SLP-450********************************* | Vertical - Base Down | Pulse-start - electronic | 450 |  |  |  |  | 88 | No Exceptions Met |  |  |  |  | Non Federally-Regulated | 01/23/2008 |  | 12/05/2019
Wide-Lite | Wide-Lite | MSLP-200******************************** | Vertical - Base Down | Pulse-start - electronic | 200 |  |  |  |  | 88 | No Exceptions Met |  |  |  |  | Non Federally-Regulated | 01/23/2008 |  | 12/05/2019
Wide-Lite | Wide-Lite | RMSLP-150******************************* | Vertical - Base Down | Pulse-start - electronic | 150 |  |  |  |  | 80 | Vertical - Base Up |  |  |  |  | Non Federally-Regulated | 01/23/2008 |  | 12/05/2019
Wide-Lite | Wide-Lite | SLP-175********************************* | Vertical - Base Down | Pulse-start - electronic | 175 |  |  |  |  | 88 | No Exceptions Met |  |  |  |  | Non Federally-Regulated | 01/23/2008 |  | 12/05/2019
Wide-Lite | Wide-Lite | MSLP-150******************************** | Vertical - Base Down | Pulse-start - electronic | 150 |  |  |  |  | 80 | Vertical - Base Up |  |  |  |  | Non Federally-Regulated | 01/23/2008 |  | 12/05/2019
Wide-Lite | Wide-Lite | RSLP-350******************************** | Vertical - Base Down | Pulse-start - electronic | 350 |  |  |  |  | 88 | No Exceptions Met |  |  |  |  | Non Federally-Regulated | 01/23/2008 |  | 12/05/2019
Wide-Lite | Wide-Lite | OP2P-200******************************** | Universal | Pulse-start - electronic | 200 |  |  |  |  | 88 | No Exceptions Met |  |  |  |  | Non Federally-Regulated | 01/23/2008 |  | 12/05/2019
Wide-Lite | Wide-Lite | AL2RP-150******************************* | Universal | Pulse-start - electronic | 150 |  |  |  |  | 80 | Vertical - Base Up |  |  |  |  | Non Federally-Regulated | 01/23/2008 |  | 12/05/2019
Wide-Lite | Wide-Lite | OP2P-175******************************** | Universal | Pulse-start - electronic | 175 |  |  |  |  | 88 | No Exceptions Met |  |  |  |  | Non Federally-Regulated | 01/23/2008 |  | 12/05/2019
Wide-Lite | Wide-Lite | WLP-350********************************* | Universal | Pulse-start - electronic | 350 |  |  |  |  | 88 | No Exceptions Met |  |  |  |  | Non Federally-Regulated | 01/23/2008 |  | 12/05/2019
Wide-Lite | Wide-Lite | OPP-200********************************* | Universal | Pulse-start - electronic | 200 |  |  |  |  | 88 | No Exceptions Met |  |  |  |  | Non Federally-Regulated | 01/23/2008 |  | 12/05/2019
Wide-Lite | Wide-Lite | OPP-150********************************* | Universal | Pulse-start - electronic | 150 |  |  |  |  | 80 | Vertical - Base Up |  |  |  |  | Non Federally-Regulated | 01/23/2008 |  | 12/05/2019
Wide-Lite | Wide-Lite | SHBP-400******************************** | Universal | Pulse-start - electronic | 400 |  |  |  |  | 88 | No Exceptions Met |  |  |  |  | Non Federally-Regulated | 01/23/2008 |  | 12/05/2019
Wide-Lite | Wide-Lite | FP-150********************************** | Universal | Pulse-start - electronic | 150 |  |  |  |  | 80 | Vertical - Base Up |  |  |  |  | Non Federally-Regulated | 01/23/2008 |  | 12/05/2019
Wide-Lite | Wide-Lite | SR4P-200******************************** | Universal | Pulse-start - electronic | 200 |  |  |  |  | 88 | No Exceptions Met |  |  |  |  | Non Federally-Regulated | 01/23/2008 |  | 12/05/2019
Wide-Lite | Wide-Lite | SLP-175********************************* | Universal | Pulse-start - electronic | 175 |  |  |  |  | 88 | No Exceptions Met |  |  |  |  | Non Federally-Regulated | 01/23/2008 |  | 12/05/2019
Wide-Lite | Wide-Lite | S10P-450******************************** | Universal | Pulse-start - electronic | 450 |  |  |  |  | 88 | No Exceptions Met |  |  |  |  | Non Federally-Regulated | 01/23/2008 |  | 12/05/2019
Wide-Lite | Wide-Lite | ILXD-175/175**************************** | Universal | Pulse-start - electronic | 175 |  |  |  |  | 88 | No Exceptions Met |  |  |  |  | Non Federally-Regulated | 01/23/2008 |  | 12/05/2019
Wide-Lite | Wide-Lite | EFIP-250******************************** | Universal | Pulse-start - electronic | 250 |  |  |  |  | 88 | No Exceptions Met |  |  |  |  | Non Federally-Regulated | 01/23/2008 |  | 12/05/2019
Wide-Lite | Wide-Lite | TLP-350********************************* | Universal | Pulse-start - electronic | 350 |  |  |  |  | 88 | No Exceptions Met |  |  |  |  | Non Federally-Regulated | 01/23/2008 |  | 12/05/2019
Wide-Lite | Wide-Lite | EALP-440******************************** | Universal | Pulse-start - electronic | 440 |  |  |  |  | 88 | No Exceptions Met |  |  |  |  | Non Federally-Regulated | 01/23/2008 |  | 12/05/2019
Wide-Lite | Wide-Lite | AL3RP-250******************************* | Universal | Pulse-start - electronic | 250 |  |  |  |  | 88 | No Exceptions Met |  |  |  |  | Non Federally-Regulated | 01/23/2008 |  | 12/05/2019
Wide-Lite | Wide-Lite | MEFXP-300******************************* | Universal | Pulse-start - electronic | 300 |  |  |  |  | 88 | No Exceptions Met |  |  |  |  | Non Federally-Regulated | 01/23/2008 |  | 12/05/2019
Wide-Lite | Wide-Lite | MSLP-150******************************** | Universal | Pulse-start - electronic | 150 |  |  |  |  | 80 | Vertical - Base Up |  |  |  |  | Non Federally-Regulated | 01/23/2008 |  | 12/05/2019
Wide-Lite | Wide-Lite | ELP-350********************************* | Universal | Pulse-start - electronic | 350 |  |  |  |  | 88 | No Exceptions Met |  |  |  |  | Non Federally-Regulated | 01/23/2008 |  | 12/05/2019
Wide-Lite | Wide-Lite | S10P-150******************************** | Universal | Pulse-start - electronic | 150 |  |  |  |  | 80 | Vertical - Base Up |  |  |  |  | Non Federally-Regulated | 01/23/2008 |  | 12/05/2019
Wide-Lite | Wide-Lite | EALP-350******************************** | Universal | Pulse-start - electronic | 350 |  |  |  |  | 88 | No Exceptions Met |  |  |  |  | Non Federally-Regulated | 01/23/2008 |  | 12/05/2019
Wide-Lite | Wide-Lite | FP-320********************************** | Universal | Pulse-start - electronic | 320 |  |  |  |  | 88 | No Exceptions Met |  |  |  |  | Non Federally-Regulated | 01/23/2008 |  | 12/05/2019
Wide-Lite | Wide-Lite | LB3P-250******************************** | Universal | Pulse-start - electronic | 250 |  |  |  |  | 88 | No Exceptions Met |  |  |  |  | Non Federally-Regulated | 01/23/2008 |  | 12/05/2019
Wide-Lite | Wide-Lite | AL4P-320******************************** | Universal | Pulse-start - electronic | 320 |  |  |  |  | 88 | No Exceptions Met |  |  |  |  | Non Federally-Regulated | 01/23/2008 |  | 12/05/2019
Wide-Lite | Wide-Lite | MTLP-350******************************** | Universal | Pulse-start - electronic | 350 |  |  |  |  | 88 | No Exceptions Met |  |  |  |  | Non Federally-Regulated | 01/23/2008 |  | 12/05/2019
Wide-Lite | Wide-Lite | RSLP-320******************************** | Universal | Pulse-start - electronic | 320 |  |  |  |  | 88 | No Exceptions Met |  |  |  |  | Non Federally-Regulated | 01/23/2008 |  | 12/05/2019
Wide-Lite | Wide-Lite | EWLP-350******************************** | Universal | Pulse-start - electronic | 350 |  |  |  |  | 88 | No Exceptions Met |  |  |  |  | Non Federally-Regulated | 01/23/2008 |  | 12/05/2019
Wide-Lite | Wide-Lite | WLP-440********************************* | Universal | Pulse-start - electronic | 440 |  |  |  |  | 88 | No Exceptions Met |  |  |  |  | Non Federally-Regulated | 01/23/2008 |  | 12/05/2019
Wide-Lite | Wide-Lite | A2P-350********************************* | Universal | Pulse-start - electronic | 350 |  |  |  |  | 88 | No Exceptions Met |  |  |  |  | Non Federally-Regulated | 01/23/2008 |  | 12/05/2019
Wide-Lite | Wide-Lite | MEFXP-250******************************* | Universal | Pulse-start - electronic | 250 |  |  |  |  | 88 | No Exceptions Met |  |  |  |  | Non Federally-Regulated | 01/23/2008 |  | 12/05/2019
Wide-Lite | Wide-Lite | FP-400********************************** | Universal | Pulse-start - electronic | 400 |  |  |  |  | 88 | No Exceptions Met |  |  |  |  | Non Federally-Regulated | 01/23/2008 |  | 12/05/2019
Wide-Lite | Wide-Lite | EWLP-320******************************** | Universal | Pulse-start - electronic | 320 |  |  |  |  | 88 | No Exceptions Met |  |  |  |  | Non Federally-Regulated | 01/23/2008 |  | 12/05/2019
Wide-Lite | Wide-Lite | AL4P-450******************************** | Universal | Pulse-start - electronic | 450 |  |  |  |  | 88 | No Exceptions Met |  |  |  |  | Non Federally-Regulated | 01/23/2008 |  | 12/05/2019
Wide-Lite | Wide-Lite | SHBP-440******************************** | Universal | Pulse-start - electronic | 440 |  |  |  |  | 88 | No Exceptions Met |  |  |  |  | Non Federally-Regulated | 01/23/2008 |  | 12/05/2019
Wide-Lite | Wide-Lite | SS2P-400******************************** | Universal | Pulse-start - electronic | 400 |  |  |  |  | 88 | No Exceptions Met |  |  |  |  | Non Federally-Regulated | 01/23/2008 |  | 12/05/2019
Wide-Lite | Wide-Lite | MFP-175********************************* | Universal | Pulse-start - electronic | 175 |  |  |  |  | 88 | No Exceptions Met |  |  |  |  | Non Federally-Regulated | 01/23/2008 |  | 12/05/2019
Wide-Lite | Wide-Lite | ILXP-400******************************** | Universal | Pulse-start - electronic | 400 |  |  |  |  | 88 | No Exceptions Met |  |  |  |  | Non Federally-Regulated | 01/23/2008 |  | 12/05/2019
Wide-Lite | Wide-Lite | IFXP-300******************************** | Universal | Pulse-start - electronic | 300 |  |  |  |  | 88 | No Exceptions Met |  |  |  |  | Non Federally-Regulated | 01/23/2008 |  | 12/05/2019
Wide-Lite | Wide-Lite | FP-350********************************** | Universal | Pulse-start - electronic | 350 |  |  |  |  | 88 | No Exceptions Met |  |  |  |  | Non Federally-Regulated | 01/23/2008 |  | 12/05/2019
Wide-Lite | Wide-Lite | AL3RP-200******************************* | Universal | Pulse-start - electronic | 200 |  |  |  |  | 88 | No Exceptions Met |  |  |  |  | Non Federally-Regulated | 01/23/2008 |  | 12/05/2019
Wide-Lite | Wide-Lite | EWLP-450******************************** | Universal | Pulse-start - electronic | 450 |  |  |  |  | 88 | No Exceptions Met |  |  |  |  | Non Federally-Regulated | 01/23/2008 |  | 12/05/2019
Wide-Lite | Wide-Lite | EALP-320******************************** | Universal | Pulse-start - electronic | 320 |  |  |  |  | 88 | No Exceptions Met |  |  |  |  | Non Federally-Regulated | 01/23/2008 |  | 12/05/2019
Wide-Lite | Wide-Lite | SHBP-175******************************** | Universal | Pulse-start - electronic | 175 |  |  |  |  | 88 | No Exceptions Met |  |  |  |  | Non Federally-Regulated | 01/23/2008 |  | 12/05/2019
Wide-Lite | Wide-Lite | MFP-150********************************* | Universal | Pulse-start - electronic | 150 |  |  |  |  | 80 | Vertical - Base Up |  |  |  |  | Non Federally-Regulated | 01/23/2008 |  | 12/05/2019
Wide-Lite | Wide-Lite | EALP-250******************************** | Universal | Pulse-start - electronic | 250 |  |  |  |  | 88 | No Exceptions Met |  |  |  |  | Non Federally-Regulated | 01/23/2008 |  | 12/05/2019
Wide-Lite | Wide-Lite | ILXP-450******************************** | Universal | Pulse-start - electronic | 450 |  |  |  |  | 88 | No Exceptions Met |  |  |  |  | Non Federally-Regulated | 01/23/2008 |  | 12/05/2019
Wide-Lite | Wide-Lite | SS2P-400/400**************************** | Universal | Pulse-start - electronic | 400 |  |  |  |  | 88 | No Exceptions Met |  |  |  |  | Non Federally-Regulated | 01/23/2008 |  | 12/05/2019
Wide-Lite | Wide-Lite | XLP-440********************************* | Universal | Pulse-start - electronic | 440 |  |  |  |  | 88 | No Exceptions Met |  |  |  |  | Non Federally-Regulated | 01/23/2008 |  | 12/05/2019
Wide-Lite | Wide-Lite | MFP-250********************************* | Universal | Pulse-start - electronic | 250 |  |  |  |  | 88 | No Exceptions Met |  |  |  |  | Non Federally-Regulated | 01/23/2008 |  | 12/05/2019
Wide-Lite | Wide-Lite | AL2RP-200******************************* | Universal | Pulse-start - electronic | 200 |  |  |  |  | 88 | No Exceptions Met |  |  |  |  | Non Federally-Regulated | 01/23/2008 |  | 12/05/2019
Wide-Lite | Wide-Lite | SR4P-440******************************** | Universal | Pulse-start - electronic | 440 |  |  |  |  | 88 | No Exceptions Met |  |  |  |  | Non Federally-Regulated | 01/23/2008 |  | 12/05/2019
Wide-Lite | Wide-Lite | SR2P-350/350**************************** | Universal | Pulse-start - electronic | 350 |  |  |  |  | 88 | No Exceptions Met |  |  |  |  | Non Federally-Regulated | 01/23/2008 |  | 12/05/2019
Wide-Lite | Wide-Lite | ILXD-440/440**************************** | Universal | Pulse-start - electronic | 440 |  |  |  |  | 88 | No Exceptions Met |  |  |  |  | Non Federally-Regulated | 01/23/2008 |  | 12/05/2019
Wide-Lite | Wide-Lite | XLP-320********************************* | Universal | Pulse-start - electronic | 320 |  |  |  |  | 88 | No Exceptions Met |  |  |  |  | Non Federally-Regulated | 01/23/2008 |  | 12/05/2019
Wide-Lite | Wide-Lite | PFP-175********************************* | Universal | Pulse-start - electronic | 175 |  |  |  |  | 88 | No Exceptions Met |  |  |  |  | Non Federally-Regulated | 01/23/2008 |  | 12/05/2019
Wide-Lite | Wide-Lite | AL3P-200******************************** | Universal | Pulse-start - electronic | 200 |  |  |  |  | 88 | No Exceptions Met |  |  |  |  | Non Federally-Regulated | 01/23/2008 |  | 12/05/2019
Wide-Lite | Wide-Lite | FP-175********************************** | Universal | Pulse-start - electronic | 175 |  |  |  |  | 88 | No Exceptions Met |  |  |  |  | Non Federally-Regulated | 01/23/2008 |  | 12/05/2019
Wide-Lite | Wide-Lite | AL3P-150******************************** | Universal | Pulse-start - electronic | 150 |  |  |  |  | 80 | Vertical - Base Up |  |  |  |  | Non Federally-Regulated | 01/23/2008 |  | 12/05/2019
Wide-Lite | Wide-Lite | MEFXP-400******************************* | Universal | Pulse-start - electronic | 400 |  |  |  |  | 88 | No Exceptions Met |  |  |  |  | Non Federally-Regulated | 01/23/2008 |  | 12/05/2019
Wide-Lite | Wide-Lite | MEFXP-175******************************* | Universal | Pulse-start - electronic | 175 |  |  |  |  | 88 | No Exceptions Met |  |  |  |  | Non Federally-Regulated | 01/23/2008 |  | 12/05/2019
Wide-Lite | Wide-Lite | ILXP-250******************************** | Universal | Pulse-start - electronic | 250 |  |  |  |  | 88 | No Exceptions Met |  |  |  |  | Non Federally-Regulated | 01/23/2008 |  | 12/05/2019
Wide-Lite | Wide-Lite | ILXP-200******************************** | Universal | Pulse-start - electronic | 200 |  |  |  |  | 88 | No Exceptions Met |  |  |  |  | Non Federally-Regulated | 01/23/2008 |  | 12/05/2019
Wide-Lite | Wide-Lite | SLP-150********************************* | Universal | Pulse-start - electronic | 150 |  |  |  |  | 80 | Vertical - Base Up |  |  |  |  | Non Federally-Regulated | 01/23/2008 |  | 12/05/2019
Wide-Lite | Wide-Lite | MEFXP-320******************************* | Universal | Pulse-start - electronic | 320 |  |  |  |  | 88 | No Exceptions Met |  |  |  |  | Non Federally-Regulated | 01/23/2008 |  | 12/05/2019
Wide-Lite | Wide-Lite | MEFXP-150******************************* | Universal | Pulse-start - electronic | 150 |  |  |  |  | 80 | Vertical - Base Up |  |  |  |  | Non Federally-Regulated | 01/23/2008 |  | 12/05/2019
Wide-Lite | Wide-Lite | AL4P-440******************************** | Universal | Pulse-start - electronic | 440 |  |  |  |  | 88 | No Exceptions Met |  |  |  |  | Non Federally-Regulated | 01/23/2008 |  | 12/05/2019
Wide-Lite | Wide-Lite | IFXP-320******************************** | Universal | Pulse-start - electronic | 320 |  |  |  |  | 88 | No Exceptions Met |  |  |  |  | Non Federally-Regulated | 01/23/2008 |  | 12/05/2019
Wide-Lite | Wide-Lite | SLP-450********************************* | Universal | Pulse-start - electronic | 450 |  |  |  |  | 88 | No Exceptions Met |  |  |  |  | Non Federally-Regulated | 01/23/2008 |  | 12/05/2019
Wide-Lite | Wide-Lite | SS2P-350/350**************************** | Universal | Pulse-start - electronic | 350 |  |  |  |  | 88 | No Exceptions Met |  |  |  |  | Non Federally-Regulated | 01/23/2008 |  | 12/05/2019
Wide-Lite | Wide-Lite | SR2P-320/320**************************** | Universal | Pulse-start - electronic | 320 |  |  |  |  | 88 | No Exceptions Met |  |  |  |  | Non Federally-Regulated | 01/23/2008 |  | 12/05/2019
Wide-Lite | Wide-Lite | TLP-320********************************* | Universal | Pulse-start - electronic | 320 |  |  |  |  | 88 | No Exceptions Met |  |  |  |  | Non Federally-Regulated | 01/23/2008 |  | 12/05/2019
Wide-Lite | Wide-Lite | S10P-300******************************** | Universal | Pulse-start - electronic | 300 |  |  |  |  | 88 | No Exceptions Met |  |  |  |  | Non Federally-Regulated | 01/23/2008 |  | 12/05/2019
Wide-Lite | Wide-Lite | S10P-400******************************** | Universal | Pulse-start - electronic | 400 |  |  |  |  | 88 | No Exceptions Met |  |  |  |  | Non Federally-Regulated | 01/23/2008 |  | 12/05/2019
Wide-Lite | Wide-Lite | AFP-450********************************* | Universal | Pulse-start - electronic | 450 |  |  |  |  | 88 | No Exceptions Met |  |  |  |  | Non Federally-Regulated | 01/23/2008 |  | 12/05/2019
Wide-Lite | Wide-Lite | ELP-400********************************* | Universal | Pulse-start - electronic | 400 |  |  |  |  | 88 | No Exceptions Met |  |  |  |  | Non Federally-Regulated | 01/23/2008 |  | 12/05/2019
Wide-Lite | Wide-Lite | SR4P-320******************************** | Universal | Pulse-start - electronic | 320 |  |  |  |  | 88 | No Exceptions Met |  |  |  |  | Non Federally-Regulated | 01/23/2008 |  | 12/05/2019
Wide-Lite | Wide-Lite | WLP-175********************************* | Universal | Pulse-start - electronic | 175 |  |  |  |  | 88 | No Exceptions Met |  |  |  |  | Non Federally-Regulated | 01/23/2008 |  | 12/05/2019
Wide-Lite | Wide-Lite | AFP-400********************************* | Universal | Pulse-start - electronic | 400 |  |  |  |  | 88 | No Exceptions Met |  |  |  |  | Non Federally-Regulated | 01/23/2008 |  | 12/05/2019
Wide-Lite | Wide-Lite | EFIP-175******************************** | Universal | Pulse-start - electronic | 175 |  |  |  |  | 88 | No Exceptions Met |  |  |  |  | Non Federally-Regulated | 01/23/2008 |  | 12/05/2019
Wide-Lite | Wide-Lite | RSPP-200******************************** | Universal | Pulse-start - electronic | 200 |  |  |  |  | 88 | No Exceptions Met |  |  |  |  | Non Federally-Regulated | 01/23/2008 |  | 12/05/2019
Wide-Lite | Wide-Lite | RSLP-175******************************** | Universal | Pulse-start - electronic | 175 |  |  |  |  | 88 | No Exceptions Met |  |  |  |  | Non Federally-Regulated | 01/23/2008 |  | 12/05/2019
Wide-Lite | Wide-Lite | SS2P-320******************************** | Universal | Pulse-start - electronic | 320 |  |  |  |  | 88 | No Exceptions Met |  |  |  |  | Non Federally-Regulated | 01/23/2008 |  | 12/05/2019
Wide-Lite | Wide-Lite | SS2P-250******************************** | Universal | Pulse-start - electronic | 250 |  |  |  |  | 88 | No Exceptions Met |  |  |  |  | Non Federally-Regulated | 01/23/2008 |  | 12/05/2019
Wide-Lite | Wide-Lite | RSPP-175******************************** | Universal | Pulse-start - electronic | 175 |  |  |  |  | 88 | No Exceptions Met |  |  |  |  | Non Federally-Regulated | 01/23/2008 |  | 12/05/2019
Wide-Lite | Wide-Lite | MFP-450********************************* | Universal | Pulse-start - electronic | 450 |  |  |  |  | 88 | No Exceptions Met |  |  |  |  | Non Federally-Regulated | 01/23/2008 |  | 12/05/2019
Wide-Lite | Wide-Lite | S10P-200******************************** | Universal | Pulse-start - electronic | 200 |  |  |  |  | 88 | No Exceptions Met |  |  |  |  | Non Federally-Regulated | 01/23/2008 |  | 12/05/2019
Wide-Lite | Wide-Lite | OPP-440********************************* | Universal | Pulse-start - electronic | 440 |  |  |  |  | 88 | No Exceptions Met |  |  |  |  | Non Federally-Regulated | 01/23/2008 |  | 12/05/2019
Wide-Lite | Wide-Lite | MAFP-440******************************** | Universal | Pulse-start - electronic | 440 |  |  |  |  | 88 | No Exceptions Met |  |  |  |  | Non Federally-Regulated | 01/23/2008 |  | 12/05/2019
Wide-Lite | Wide-Lite | SR4P-400******************************** | Universal | Pulse-start - electronic | 400 |  |  |  |  | 88 | No Exceptions Met |  |  |  |  | Non Federally-Regulated | 01/23/2008 |  | 12/05/2019
Wide-Lite | Wide-Lite | EFIP-200******************************** | Universal | Pulse-start - electronic | 200 |  |  |  |  | 88 | No Exceptions Met |  |  |  |  | Non Federally-Regulated | 01/23/2008 |  | 12/05/2019
Wide-Lite | Wide-Lite | MEFXP-200******************************* | Universal | Pulse-start - electronic | 200 |  |  |  |  | 88 | No Exceptions Met |  |  |  |  | Non Federally-Regulated | 01/23/2008 |  | 12/05/2019
Wide-Lite | Wide-Lite | MAFP-400******************************** | Universal | Pulse-start - electronic | 400 |  |  |  |  | 88 | No Exceptions Met |  |  |  |  | Non Federally-Regulated | 01/23/2008 |  | 12/05/2019
Wide-Lite | Wide-Lite | IFXP-440******************************** | Universal | Pulse-start - electronic | 440 |  |  |  |  | 88 | No Exceptions Met |  |  |  |  | Non Federally-Regulated | 01/23/2008 |  | 12/05/2019
Wide-Lite | Wide-Lite | SR2P-450/450**************************** | Universal | Pulse-start - electronic | 450 |  |  |  |  | 88 | No Exceptions Met |  |  |  |  | Non Federally-Regulated | 01/23/2008 |  | 12/05/2019
Wide-Lite | Wide-Lite | ILXP-440******************************** | Universal | Pulse-start - electronic | 440 |  |  |  |  | 88 | No Exceptions Met |  |  |  |  | Non Federally-Regulated | 01/23/2008 |  | 12/05/2019
Wide-Lite | Wide-Lite | MEFXP-450******************************* | Universal | Pulse-start - electronic | 450 |  |  |  |  | 88 | No Exceptions Met |  |  |  |  | Non Federally-Regulated | 01/23/2008 |  | 12/05/2019
Wide-Lite | Wide-Lite | A2P-175********************************* | Universal | Pulse-start - electronic | 175 |  |  |  |  | 88 | No Exceptions Met |  |  |  |  | Non Federally-Regulated | 01/23/2008 |  | 12/05/2019
Wide-Lite | Wide-Lite | EFXP-320******************************** | Universal | Pulse-start - electronic | 320 |  |  |  |  | 88 | No Exceptions Met |  |  |  |  | Non Federally-Regulated | 01/23/2008 |  | 12/05/2019
Wide-Lite | Wide-Lite | SR2P-440******************************** | Universal | Pulse-start - electronic | 440 |  |  |  |  | 88 | No Exceptions Met |  |  |  |  | Non Federally-Regulated | 01/23/2008 |  | 12/05/2019
Wide-Lite | Wide-Lite | IFXP-350******************************** | Universal | Pulse-start - electronic | 350 |  |  |  |  | 88 | No Exceptions Met |  |  |  |  | Non Federally-Regulated | 01/23/2008 |  | 12/05/2019
Wide-Lite | Wide-Lite | MSLP-175******************************** | Universal | Pulse-start - electronic | 175 |  |  |  |  | 88 | No Exceptions Met |  |  |  |  | Non Federally-Regulated | 01/23/2008 |  | 12/05/2019
Wide-Lite | Wide-Lite | A2P-450********************************* | Universal | Pulse-start - electronic | 450 |  |  |  |  | 88 | No Exceptions Met |  |  |  |  | Non Federally-Regulated | 01/23/2008 |  | 12/05/2019
Wide-Lite | Wide-Lite | SS2P-175/175**************************** | Universal | Pulse-start - electronic | 175 |  |  |  |  | 88 | No Exceptions Met |  |  |  |  | Non Federally-Regulated | 01/23/2008 |  | 12/05/2019
Wide-Lite | Wide-Lite | WLP-300********************************* | Universal | Pulse-start - electronic | 300 |  |  |  |  | 88 | No Exceptions Met |  |  |  |  | Non Federally-Regulated | 01/23/2008 |  | 12/05/2019
Wide-Lite | Wide-Lite | PFP-150********************************* | Universal | Pulse-start - electronic | 150 |  |  |  |  | 80 | Vertical - Base Up |  |  |  |  | Non Federally-Regulated | 01/23/2008 |  | 12/05/2019
Wide-Lite | Wide-Lite | MTLP-400******************************** | Universal | Pulse-start - electronic | 400 |  |  |  |  | 88 | No Exceptions Met |  |  |  |  | Non Federally-Regulated | 01/23/2008 |  | 12/05/2019
Wide-Lite | Wide-Lite | S10P-320******************************** | Universal | Pulse-start - electronic | 320 |  |  |  |  | 88 | No Exceptions Met |  |  |  |  | Non Federally-Regulated | 01/23/2008 |  | 12/05/2019
Wide-Lite | Wide-Lite | SR4P-350******************************** | Universal | Pulse-start - electronic | 350 |  |  |  |  | 88 | No Exceptions Met |  |  |  |  | Non Federally-Regulated | 01/23/2008 |  | 12/05/2019
Wide-Lite | Wide-Lite | OPP-350********************************* | Universal | Pulse-start - electronic | 350 |  |  |  |  | 88 | No Exceptions Met |  |  |  |  | Non Federally-Regulated | 01/23/2008 |  | 12/05/2019
Wide-Lite | Wide-Lite | EWLP-400******************************** | Universal | Pulse-start - electronic | 400 |  |  |  |  | 88 | No Exceptions Met |  |  |  |  | Non Federally-Regulated | 01/23/2008 |  | 12/05/2019
Wide-Lite | Wide-Lite | SS2P-440/440**************************** | Universal | Pulse-start - electronic | 440 |  |  |  |  | 88 | No Exceptions Met |  |  |  |  | Non Federally-Regulated | 01/23/2008 |  | 12/05/2019
Wide-Lite | Wide-Lite | SLP-400********************************* | Universal | Pulse-start - electronic | 400 |  |  |  |  | 88 | No Exceptions Met |  |  |  |  | Non Federally-Regulated | 01/23/2008 |  | 12/05/2019
Wide-Lite | Wide-Lite | AL3RP-175******************************* | Universal | Pulse-start - electronic | 175 |  |  |  |  | 88 | No Exceptions Met |  |  |  |  | Non Federally-Regulated | 01/23/2008 |  | 12/05/2019
Wide-Lite | Wide-Lite | EFXP-350******************************** | Universal | Pulse-start - electronic | 350 |  |  |  |  | 88 | No Exceptions Met |  |  |  |  | Non Federally-Regulated | 01/23/2008 |  | 12/05/2019
Wide-Lite | Wide-Lite | SHBP-200******************************** | Universal | Pulse-start - electronic | 200 |  |  |  |  | 88 | No Exceptions Met |  |  |  |  | Non Federally-Regulated | 01/23/2008 |  | 12/05/2019
Wide-Lite | Wide-Lite | A2P-400********************************* | Universal | Pulse-start - electronic | 400 |  |  |  |  | 88 | No Exceptions Met |  |  |  |  | Non Federally-Regulated | 01/23/2008 |  | 12/05/2019
Wide-Lite | Wide-Lite | ELP-200********************************* | Universal | Pulse-start - electronic | 200 |  |  |  |  | 88 | No Exceptions Met |  |  |  |  | Non Federally-Regulated | 01/23/2008 |  | 12/05/2019
Wide-Lite | Wide-Lite | IFXP-250******************************** | Universal | Pulse-start - electronic | 250 |  |  |  |  | 88 | No Exceptions Met |  |  |  |  | Non Federally-Regulated | 01/23/2008 |  | 12/05/2019
Wide-Lite | Wide-Lite | FP-300********************************** | Universal | Pulse-start - electronic | 300 |  |  |  |  | 88 | No Exceptions Met |  |  |  |  | Non Federally-Regulated | 01/23/2008 |  | 12/05/2019
Wide-Lite | Wide-Lite | MAFP-320******************************** | Universal | Pulse-start - electronic | 320 |  |  |  |  | 88 | No Exceptions Met |  |  |  |  | Non Federally-Regulated | 01/23/2008 |  | 12/05/2019
Wide-Lite | Wide-Lite | EALP-175******************************** | Universal | Pulse-start - electronic | 175 |  |  |  |  | 88 | No Exceptions Met |  |  |  |  | Non Federally-Regulated | 01/23/2008 |  | 12/05/2019
Wide-Lite | Wide-Lite | MSLP-250******************************** | Universal | Pulse-start - electronic | 250 |  |  |  |  | 88 | No Exceptions Met |  |  |  |  | Non Federally-Regulated | 01/23/2008 |  | 12/05/2019
Wide-Lite | Wide-Lite | EFXP-200******************************** | Universal | Pulse-start - electronic | 200 |  |  |  |  | 88 | No Exceptions Met |  |  |  |  | Non Federally-Regulated | 01/23/2008 |  | 12/05/2019
Wide-Lite | Wide-Lite | SLP-300********************************* | Universal | Pulse-start - electronic | 300 |  |  |  |  | 88 | No Exceptions Met |  |  |  |  | Non Federally-Regulated | 01/23/2008 |  | 12/05/2019
Wide-Lite | Wide-Lite | AFP-350********************************* | Universal | Pulse-start - electronic | 350 |  |  |  |  | 88 | No Exceptions Met |  |  |  |  | Non Federally-Regulated | 01/23/2008 |  | 12/05/2019
Wide-Lite | Wide-Lite | MTLP-320******************************** | Universal | Pulse-start - electronic | 320 |  |  |  |  | 88 | No Exceptions Met |  |  |  |  | Non Federally-Regulated | 01/23/2008 |  | 12/05/2019
Wide-Lite | Wide-Lite | SR2P-300/300**************************** | Universal | Pulse-start - electronic | 300 |  |  |  |  | 88 | No Exceptions Met |  |  |  |  | Non Federally-Regulated | 01/23/2008 |  | 12/05/2019
Wide-Lite | Wide-Lite | AL3RP-350******************************* | Universal | Pulse-start - electronic | 350 |  |  |  |  | 88 | No Exceptions Met |  |  |  |  | Non Federally-Regulated | 01/23/2008 |  | 12/05/2019
Wide-Lite | Wide-Lite | EFXP-250******************************** | Universal | Pulse-start - electronic | 250 |  |  |  |  | 88 | No Exceptions Met |  |  |  |  | Non Federally-Regulated | 01/23/2008 |  | 12/05/2019
Wide-Lite | Wide-Lite | ELP-320********************************* | Universal | Pulse-start - electronic | 320 |  |  |  |  | 88 | No Exceptions Met |  |  |  |  | Non Federally-Regulated | 01/23/2008 |  | 12/05/2019
Wide-Lite | Wide-Lite | EFIP-300******************************** | Universal | Pulse-start - electronic | 300 |  |  |  |  | 88 | No Exceptions Met |  |  |  |  | Non Federally-Regulated | 01/23/2008 |  | 12/05/2019
Wide-Lite | Wide-Lite | AL3RP-440******************************* | Universal | Pulse-start - electronic | 440 |  |  |  |  | 88 | No Exceptions Met |  |  |  |  | Non Federally-Regulated | 01/23/2008 |  | 12/05/2019
Wide-Lite | Wide-Lite | WLP-320********************************* | Universal | Pulse-start - electronic | 320 |  |  |  |  | 88 | No Exceptions Met |  |  |  |  | Non Federally-Regulated | 01/23/2008 |  | 12/05/2019
Wide-Lite | Wide-Lite | ILXD-450/450**************************** | Universal | Pulse-start - electronic | 450 |  |  |  |  | 88 | No Exceptions Met |  |  |  |  | Non Federally-Regulated | 01/23/2008 |  | 12/05/2019
Wide-Lite | Wide-Lite | SS2P-350******************************** | Universal | Pulse-start - electronic | 350 |  |  |  |  | 88 | No Exceptions Met |  |  |  |  | Non Federally-Regulated | 01/23/2008 |  | 12/05/2019
Wide-Lite | Wide-Lite | A2P-300********************************* | Universal | Pulse-start - electronic | 300 |  |  |  |  | 88 | No Exceptions Met |  |  |  |  | Non Federally-Regulated | 01/23/2008 |  | 12/05/2019
Wide-Lite | Wide-Lite | SPP-175********************************* | Universal | Pulse-start - electronic | 175 |  |  |  |  | 88 | No Exceptions Met |  |  |  |  | Non Federally-Regulated | 01/23/2008 |  | 12/05/2019
Wide-Lite | Wide-Lite | IFXP-150******************************** | Universal | Pulse-start - electronic | 150 |  |  |  |  | 80 | Vertical - Base Up |  |  |  |  | Non Federally-Regulated | 01/23/2008 |  | 12/05/2019
Wide-Lite | Wide-Lite | SHBP-450******************************** | Universal | Pulse-start - electronic | 450 |  |  |  |  | 88 | No Exceptions Met |  |  |  |  | Non Federally-Regulated | 01/23/2008 |  | 12/05/2019
Wide-Lite | Wide-Lite | IFXP-200******************************** | Universal | Pulse-start - electronic | 200 |  |  |  |  | 88 | No Exceptions Met |  |  |  |  | Non Federally-Regulated | 01/23/2008 |  | 12/05/2019
Wide-Lite | Wide-Lite | SLP-250********************************* | Universal | Pulse-start - electronic | 250 |  |  |  |  | 88 | No Exceptions Met |  |  |  |  | Non Federally-Regulated | 01/23/2008 |  | 12/05/2019
Wide-Lite | Wide-Lite | PFP-350********************************* | Universal | Pulse-start - electronic | 350 |  |  |  |  | 88 | No Exceptions Met |  |  |  |  | Non Federally-Regulated | 01/23/2008 |  | 12/05/2019
Wide-Lite | Wide-Lite | MAFP-350******************************** | Universal | Pulse-start - electronic | 350 |  |  |  |  | 88 | No Exceptions Met |  |  |  |  | Non Federally-Regulated | 01/23/2008 |  | 12/05/2019
Wide-Lite | Wide-Lite | RSLP-400******************************** | Universal | Pulse-start - electronic | 400 |  |  |  |  | 88 | No Exceptions Met |  |  |  |  | Non Federally-Regulated | 01/23/2008 |  | 12/05/2019
Wide-Lite | Wide-Lite | SR2P-400/400**************************** | Universal | Pulse-start - electronic | 400 |  |  |  |  | 88 | No Exceptions Met |  |  |  |  | Non Federally-Regulated | 01/23/2008 |  | 12/05/2019
Wide-Lite | Wide-Lite | SR4P-175******************************** | Universal | Pulse-start - electronic | 175 |  |  |  |  | 88 | No Exceptions Met |  |  |  |  | Non Federally-Regulated | 01/23/2008 |  | 12/05/2019
Wide-Lite | Wide-Lite | AL3P-350******************************** | Universal | Pulse-start - electronic | 350 |  |  |  |  | 88 | No Exceptions Met |  |  |  |  | Non Federally-Regulated | 01/23/2008 |  | 12/05/2019
Wide-Lite | Wide-Lite | AL3P-320******************************** | Universal | Pulse-start - electronic | 320 |  |  |  |  | 88 | No Exceptions Met |  |  |  |  | Non Federally-Regulated | 01/23/2008 |  | 12/05/2019
Wide-Lite | Wide-Lite | SLP-200********************************* | Universal | Pulse-start - electronic | 200 |  |  |  |  | 88 | No Exceptions Met |  |  |  |  | Non Federally-Regulated | 01/23/2008 |  | 12/05/2019
Wide-Lite | Wide-Lite | TLP-440********************************* | Universal | Pulse-start - electronic | 440 |  |  |  |  | 88 | No Exceptions Met |  |  |  |  | Non Federally-Regulated | 01/23/2008 |  | 12/05/2019
Wide-Lite | Wide-Lite | S10P-250******************************** | Universal | Pulse-start - electronic | 250 |  |  |  |  | 88 | No Exceptions Met |  |  |  |  | Non Federally-Regulated | 01/23/2008 |  | 12/05/2019
Wide-Lite | Wide-Lite | EFXP-175******************************** | Universal | Pulse-start - electronic | 175 |  |  |  |  | 88 | No Exceptions Met |  |  |  |  | Non Federally-Regulated | 01/23/2008 |  | 12/05/2019
Wide-Lite | Wide-Lite | EFIP-400******************************** | Universal | Pulse-start - electronic | 400 |  |  |  |  | 88 | No Exceptions Met |  |  |  |  | Non Federally-Regulated | 01/23/2008 |  | 12/05/2019
Wide-Lite | Wide-Lite | RSLP-200******************************** | Universal | Pulse-start - electronic | 200 |  |  |  |  | 88 | No Exceptions Met |  |  |  |  | Non Federally-Regulated | 01/23/2008 |  | 12/05/2019
Wide-Lite | Wide-Lite | EFXP-150******************************** | Universal | Pulse-start - electronic | 150 |  |  |  |  | 80 | Vertical - Base Up |  |  |  |  | Non Federally-Regulated | 01/23/2008 |  | 12/05/2019
Wide-Lite | Wide-Lite | AL3P-175******************************** | Universal | Pulse-start - electronic | 175 |  |  |  |  | 88 | No Exceptions Met |  |  |  |  | Non Federally-Regulated | 01/23/2008 |  | 12/05/2019
Wide-Lite | Wide-Lite | OPP-450********************************* | Universal | Pulse-start - electronic | 450 |  |  |  |  | 88 | No Exceptions Met |  |  |  |  | Non Federally-Regulated | 01/23/2008 |  | 12/05/2019
Wide-Lite | Wide-Lite | SS2P-200/200**************************** | Universal | Pulse-start - electronic | 200 |  |  |  |  | 88 | No Exceptions Met |  |  |  |  | Non Federally-Regulated | 01/23/2008 |  | 12/05/2019
Wide-Lite | Wide-Lite | XLP-150********************************* | Universal | Pulse-start - electronic | 150 |  |  |  |  | 80 | Vertical - Base Up |  |  |  |  | Non Federally-Regulated | 01/23/2008 |  | 12/05/2019
Wide-Lite | Wide-Lite | EALP-400******************************** | Universal | Pulse-start - electronic | 400 |  |  |  |  | 88 | No Exceptions Met |  |  |  |  | Non Federally-Regulated | 01/23/2008 |  | 12/05/2019
Wide-Lite | Wide-Lite | PFP-200********************************* | Universal | Pulse-start - electronic | 200 |  |  |  |  | 88 | No Exceptions Met |  |  |  |  | Non Federally-Regulated | 01/23/2008 |  | 12/05/2019
Wide-Lite | Wide-Lite | SR4P-450******************************** | Universal | Pulse-start - electronic | 450 |  |  |  |  | 88 | No Exceptions Met |  |  |  |  | Non Federally-Regulated | 01/23/2008 |  | 12/05/2019
Wide-Lite | Wide-Lite | SPP-150********************************* | Universal | Pulse-start - electronic | 150 |  |  |  |  | 80 | Vertical - Base Up |  |  |  |  | Non Federally-Regulated | 01/23/2008 |  | 12/05/2019
Wide-Lite | Wide-Lite | A2P-200********************************* | Universal | Pulse-start - electronic | 200 |  |  |  |  | 88 | No Exceptions Met |  |  |  |  | Non Federally-Regulated | 01/23/2008 |  | 12/05/2019
Wide-Lite | Wide-Lite | SLP-440********************************* | Universal | Pulse-start - electronic | 440 |  |  |  |  | 88 | No Exceptions Met |  |  |  |  | Non Federally-Regulated | 01/23/2008 |  | 12/05/2019
Wide-Lite | Wide-Lite | AL2P-200******************************** | Universal | Pulse-start - electronic | 200 |  |  |  |  | 88 | No Exceptions Met |  |  |  |  | Non Federally-Regulated | 01/23/2008 |  | 12/05/2019
Wide-Lite | Wide-Lite | LB3P-175******************************** | Universal | Pulse-start - electronic | 175 |  |  |  |  | 88 | No Exceptions Met |  |  |  |  | Non Federally-Regulated | 01/23/2008 |  | 12/05/2019
Wide-Lite | Wide-Lite | SS2P-250/250**************************** | Universal | Pulse-start - electronic | 250 |  |  |  |  | 88 | No Exceptions Met |  |  |  |  | Non Federally-Regulated | 01/23/2008 |  | 12/05/2019
Wide-Lite | Wide-Lite | ILXP-350******************************** | Universal | Pulse-start - electronic | 350 |  |  |  |  | 88 | No Exceptions Met |  |  |  |  | Non Federally-Regulated | 01/23/2008 |  | 12/05/2019
Wide-Lite | Wide-Lite | OPP-320********************************* | Universal | Pulse-start - electronic | 320 |  |  |  |  | 88 | No Exceptions Met |  |  |  |  | Non Federally-Regulated | 01/23/2008 |  | 12/05/2019
Wide-Lite | Wide-Lite | PFP-300********************************* | Universal | Pulse-start - electronic | 300 |  |  |  |  | 88 | No Exceptions Met |  |  |  |  | Non Federally-Regulated | 01/23/2008 |  | 12/05/2019
Wide-Lite | Wide-Lite | OPP-300********************************* | Universal | Pulse-start - electronic | 300 |  |  |  |  | 88 | No Exceptions Met |  |  |  |  | Non Federally-Regulated | 01/23/2008 |  | 12/05/2019
Wide-Lite | Wide-Lite | MTLP-450******************************** | Universal | Pulse-start - electronic | 450 |  |  |  |  | 88 | No Exceptions Met |  |  |  |  | Non Federally-Regulated | 01/23/2008 |  | 12/05/2019
Wide-Lite | Wide-Lite | WLP-200********************************* | Universal | Pulse-start - electronic | 200 |  |  |  |  | 88 | No Exceptions Met |  |  |  |  | Non Federally-Regulated | 01/23/2008 |  | 12/05/2019
Wide-Lite | Wide-Lite | AL4P-350******************************** | Universal | Pulse-start - electronic | 350 |  |  |  |  | 88 | No Exceptions Met |  |  |  |  | Non Federally-Regulated | 01/23/2008 |  | 12/05/2019
Wide-Lite | Wide-Lite | EALP-450******************************** | Universal | Pulse-start - electronic | 450 |  |  |  |  | 88 | No Exceptions Met |  |  |  |  | Non Federally-Regulated | 01/23/2008 |  | 12/05/2019
Wide-Lite | Wide-Lite | SS2P-450/450**************************** | Universal | Pulse-start - electronic | 450 |  |  |  |  | 88 | No Exceptions Met |  |  |  |  | Non Federally-Regulated | 01/23/2008 |  | 12/05/2019
Wide-Lite | Wide-Lite | SHBP-320******************************** | Universal | Pulse-start - electronic | 320 |  |  |  |  | 88 | No Exceptions Met |  |  |  |  | Non Federally-Regulated | 01/23/2008 |  | 12/05/2019
Wide-Lite | Wide-Lite | S10P-350******************************** | Universal | Pulse-start - electronic | 350 |  |  |  |  | 88 | No Exceptions Met |  |  |  |  | Non Federally-Regulated | 01/23/2008 |  | 12/05/2019
Wide-Lite | Wide-Lite | ELP-440********************************* | Universal | Pulse-start - electronic | 440 |  |  |  |  | 88 | No Exceptions Met |  |  |  |  | Non Federally-Regulated | 01/23/2008 |  | 12/05/2019
Wide-Lite | Wide-Lite | WLP-250********************************* | Universal | Pulse-start - electronic | 250 |  |  |  |  | 88 | No Exceptions Met |  |  |  |  | Non Federally-Regulated | 01/23/2008 |  | 12/05/2019
Wide-Lite | Wide-Lite | ILXD-350/350**************************** | Universal | Pulse-start - electronic | 350 |  |  |  |  | 88 | No Exceptions Met |  |  |  |  | Non Federally-Regulated | 01/23/2008 |  | 12/05/2019
Wide-Lite | Wide-Lite | EFIP-440******************************** | Universal | Pulse-start - electronic | 440 |  |  |  |  | 88 | No Exceptions Met |  |  |  |  | Non Federally-Regulated | 01/23/2008 |  | 12/05/2019
Wide-Lite | Wide-Lite | SR2P-350******************************** | Universal | Pulse-start - electronic | 350 |  |  |  |  | 88 | No Exceptions Met |  |  |  |  | Non Federally-Regulated | 01/23/2008 |  | 12/05/2019
Wide-Lite | Wide-Lite | SS2P-300******************************** | Universal | Pulse-start - electronic | 300 |  |  |  |  | 88 | No Exceptions Met |  |  |  |  | Non Federally-Regulated | 01/23/2008 |  | 12/05/2019
Wide-Lite | Wide-Lite | AL3P-450******************************** | Universal | Pulse-start - electronic | 450 |  |  |  |  | 88 | No Exceptions Met |  |  |  |  | Non Federally-Regulated | 01/23/2008 |  | 12/05/2019
Wide-Lite | Wide-Lite | IFXP-175******************************** | Universal | Pulse-start - electronic | 175 |  |  |  |  | 88 | No Exceptions Met |  |  |  |  | Non Federally-Regulated | 01/23/2008 |  | 12/05/2019
Wide-Lite | Wide-Lite | RSLP-250******************************** | Universal | Pulse-start - electronic | 250 |  |  |  |  | 88 | No Exceptions Met |  |  |  |  | Non Federally-Regulated | 01/23/2008 |  | 12/05/2019
Wide-Lite | Wide-Lite | ILXD-200/200**************************** | Universal | Pulse-start - electronic | 200 |  |  |  |  | 88 | No Exceptions Met |  |  |  |  | Non Federally-Regulated | 01/23/2008 |  | 12/05/2019
Wide-Lite | Wide-Lite | SR2P-300******************************** | Universal | Pulse-start - electronic | 300 |  |  |  |  | 88 | No Exceptions Met |  |  |  |  | Non Federally-Regulated | 01/23/2008 |  | 12/05/2019
Wide-Lite | Wide-Lite | AL3RP-300******************************* | Universal | Pulse-start - electronic | 300 |  |  |  |  | 88 | No Exceptions Met |  |  |  |  | Non Federally-Regulated | 01/23/2008 |  | 12/05/2019
Wide-Lite | Wide-Lite | SR2P-200/200**************************** | Universal | Pulse-start - electronic | 200 |  |  |  |  | 88 | No Exceptions Met |  |  |  |  | Non Federally-Regulated | 01/23/2008 |  | 12/05/2019
Wide-Lite | Wide-Lite | FP-200********************************** | Universal | Pulse-start - electronic | 200 |  |  |  |  | 88 | No Exceptions Met |  |  |  |  | Non Federally-Regulated | 01/23/2008 |  | 12/05/2019
Wide-Lite | Wide-Lite | AFP-440********************************* | Universal | Pulse-start - electronic | 440 |  |  |  |  | 88 | No Exceptions Met |  |  |  |  | Non Federally-Regulated | 01/23/2008 |  | 12/05/2019
Wide-Lite | Wide-Lite | ILXP-175******************************** | Universal | Pulse-start - electronic | 175 |  |  |  |  | 88 | No Exceptions Met |  |  |  |  | Non Federally-Regulated | 01/23/2008 |  | 12/05/2019
Wide-Lite | Wide-Lite | SS2P-440******************************** | Universal | Pulse-start - electronic | 440 |  |  |  |  | 88 | No Exceptions Met |  |  |  |  | Non Federally-Regulated | 01/23/2008 |  | 12/05/2019
Wide-Lite | Wide-Lite | WLP-150********************************* | Universal | Pulse-start - electronic | 150 |  |  |  |  | 80 | Vertical - Base Up |  |  |  |  | Non Federally-Regulated | 01/23/2008 |  | 12/05/2019
Wide-Lite | Wide-Lite | SR2P-400******************************** | Universal | Pulse-start - electronic | 400 |  |  |  |  | 88 | No Exceptions Met |  |  |  |  | Non Federally-Regulated | 01/23/2008 |  | 12/05/2019
Wide-Lite | Wide-Lite | RSLP-350******************************** | Universal | Pulse-start - electronic | 350 |  |  |  |  | 88 | No Exceptions Met |  |  |  |  | Non Federally-Regulated | 01/23/2008 |  | 12/05/2019
Wide-Lite | Wide-Lite | XLP-300********************************* | Universal | Pulse-start - electronic | 300 |  |  |  |  | 88 | No Exceptions Met |  |  |  |  | Non Federally-Regulated | 01/23/2008 |  | 12/05/2019
Wide-Lite | Wide-Lite | SR2P-175******************************** | Universal | Pulse-start - electronic | 175 |  |  |  |  | 88 | No Exceptions Met |  |  |  |  | Non Federally-Regulated | 01/23/2008 |  | 12/05/2019
Wide-Lite | Wide-Lite | RSLP-440******************************** | Universal | Pulse-start - electronic | 440 |  |  |  |  | 88 | No Exceptions Met |  |  |  |  | Non Federally-Regulated | 01/23/2008 |  | 12/05/2019
Wide-Lite | Wide-Lite | A2P-250********************************* | Universal | Pulse-start - electronic | 250 |  |  |  |  | 88 | No Exceptions Met |  |  |  |  | Non Federally-Regulated | 01/23/2008 |  | 12/05/2019
Wide-Lite | Wide-Lite | AL3RP-320******************************* | Universal | Pulse-start - electronic | 320 |  |  |  |  | 88 | No Exceptions Met |  |  |  |  | Non Federally-Regulated | 01/23/2008 |  | 12/05/2019
Wide-Lite | Wide-Lite | EFIP-320******************************** | Universal | Pulse-start - electronic | 320 |  |  |  |  | 88 | No Exceptions Met |  |  |  |  | Non Federally-Regulated | 01/23/2008 |  | 12/05/2019
Wide-Lite | Wide-Lite | AL3P-440******************************** | Universal | Pulse-start - electronic | 440 |  |  |  |  | 88 | No Exceptions Met |  |  |  |  | Non Federally-Regulated | 01/23/2008 |  | 12/05/2019
Wide-Lite | Wide-Lite | RMSLP-175******************************* | Universal | Pulse-start - electronic | 175 |  |  |  |  | 88 | No Exceptions Met |  |  |  |  | Non Federally-Regulated | 01/23/2008 |  | 12/05/2019
Wide-Lite | Wide-Lite | SR2P-175/175**************************** | Universal | Pulse-start - electronic | 175 |  |  |  |  | 88 | No Exceptions Met |  |  |  |  | Non Federally-Regulated | 01/23/2008 |  | 12/05/2019
Wide-Lite | Wide-Lite | AL3RP-450******************************* | Universal | Pulse-start - electronic | 450 |  |  |  |  | 88 | No Exceptions Met |  |  |  |  | Non Federally-Regulated | 01/23/2008 |  | 12/05/2019
Wide-Lite | Wide-Lite | EFXP-400******************************** | Universal | Pulse-start - electronic | 400 |  |  |  |  | 88 | No Exceptions Met |  |  |  |  | Non Federally-Regulated | 01/23/2008 |  | 12/05/2019
Wide-Lite | Wide-Lite | EALP-200******************************** | Universal | Pulse-start - electronic | 200 |  |  |  |  | 88 | No Exceptions Met |  |  |  |  | Non Federally-Regulated | 01/23/2008 |  | 12/05/2019
Wide-Lite | Wide-Lite | ELP-250********************************* | Universal | Pulse-start - electronic | 250 |  |  |  |  | 88 | No Exceptions Met |  |  |  |  | Non Federally-Regulated | 01/23/2008 |  | 12/05/2019
Wide-Lite | Wide-Lite | FP-450********************************** | Universal | Pulse-start - electronic | 450 |  |  |  |  | 88 | No Exceptions Met |  |  |  |  | Non Federally-Regulated | 01/23/2008 |  | 12/05/2019
Wide-Lite | Wide-Lite | MEFXP-440******************************* | Universal | Pulse-start - electronic | 440 |  |  |  |  | 88 | No Exceptions Met |  |  |  |  | Non Federally-Regulated | 01/23/2008 |  | 12/05/2019
Wide-Lite | Wide-Lite | AL2RP-175******************************* | Universal | Pulse-start - electronic | 175 |  |  |  |  | 88 | No Exceptions Met |  |  |  |  | Non Federally-Regulated | 01/23/2008 |  | 12/05/2019
Wide-Lite | Wide-Lite | XLP-350********************************* | Universal | Pulse-start - electronic | 350 |  |  |  |  | 88 | No Exceptions Met |  |  |  |  | Non Federally-Regulated | 01/23/2008 |  | 12/05/2019
Wide-Lite | Wide-Lite | SS2P-175******************************** | Universal | Pulse-start - electronic | 175 |  |  |  |  | 88 | No Exceptions Met |  |  |  |  | Non Federally-Regulated | 01/23/2008 |  | 12/05/2019
Wide-Lite | Wide-Lite | ILXD-400/400**************************** | Universal | Pulse-start - electronic | 400 |  |  |  |  | 88 | No Exceptions Met |  |  |  |  | Non Federally-Regulated | 01/23/2008 |  | 12/05/2019
Wide-Lite | Wide-Lite | SR2P-200******************************** | Universal | Pulse-start - electronic | 200 |  |  |  |  | 88 | No Exceptions Met |  |  |  |  | Non Federally-Regulated | 01/23/2008 |  | 12/05/2019
Wide-Lite | Wide-Lite | ELP-450********************************* | Universal | Pulse-start - electronic | 450 |  |  |  |  | 88 | No Exceptions Met |  |  |  |  | Non Federally-Regulated | 01/23/2008 |  | 12/05/2019
Wide-Lite | Wide-Lite | ELP-300********************************* | Universal | Pulse-start - electronic | 300 |  |  |  |  | 88 | No Exceptions Met |  |  |  |  | Non Federally-Regulated | 01/23/2008 |  | 12/05/2019
Wide-Lite | Wide-Lite | LB3P-150******************************** | Universal | Pulse-start - electronic | 150 |  |  |  |  | 80 | Vertical - Base Up |  |  |  |  | Non Federally-Regulated | 01/23/2008 |  | 12/05/2019
Wide-Lite | Wide-Lite | RSLP-150******************************** | Universal | Pulse-start - electronic | 150 |  |  |  |  | 80 | Vertical - Base Up |  |  |  |  | Non Federally-Regulated | 01/23/2008 |  | 12/05/2019
Wide-Lite | Wide-Lite | MEFXP-350******************************* | Universal | Pulse-start - electronic | 350 |  |  |  |  | 88 | No Exceptions Met |  |  |  |  | Non Federally-Regulated | 01/23/2008 |  | 12/05/2019
Wide-Lite | Wide-Lite | ILXD-250/250**************************** | Universal | Pulse-start - electronic | 250 |  |  |  |  | 88 | No Exceptions Met |  |  |  |  | Non Federally-Regulated | 01/23/2008 |  | 12/05/2019
Wide-Lite | Wide-Lite | MAFP-450******************************** | Universal | Pulse-start - electronic | 450 |  |  |  |  | 88 | No Exceptions Met |  |  |  |  | Non Federally-Regulated | 01/23/2008 |  | 12/05/2019
Wide-Lite | Wide-Lite | EFXP-450******************************** | Universal | Pulse-start - electronic | 450 |  |  |  |  | 88 | No Exceptions Met |  |  |  |  | Non Federally-Regulated | 01/23/2008 |  | 12/05/2019
Wide-Lite | Wide-Lite | ILXD-300/300**************************** | Universal | Pulse-start - electronic | 300 |  |  |  |  | 88 | No Exceptions Met |  |  |  |  | Non Federally-Regulated | 01/23/2008 |  | 12/05/2019
Wide-Lite | Wide-Lite | AL2P-150******************************** | Universal | Pulse-start - electronic | 150 |  |  |  |  | 80 | Vertical - Base Up |  |  |  |  | Non Federally-Regulated | 01/23/2008 |  | 12/05/2019
Wide-Lite | Wide-Lite | IFXP-450******************************** | Universal | Pulse-start - electronic | 450 |  |  |  |  | 88 | No Exceptions Met |  |  |  |  | Non Federally-Regulated | 01/23/2008 |  | 12/05/2019
Wide-Lite | Wide-Lite | SR4P-250******************************** | Universal | Pulse-start - electronic | 250 |  |  |  |  | 88 | No Exceptions Met |  |  |  |  | Non Federally-Regulated | 01/23/2008 |  | 12/05/2019
Wide-Lite | Wide-Lite | AL4P-400******************************** | Universal | Pulse-start - electronic | 400 |  |  |  |  | 88 | No Exceptions Met |  |  |  |  | Non Federally-Regulated | 01/23/2008 |  | 12/05/2019
Wide-Lite | Wide-Lite | SHBP-250******************************** | Universal | Pulse-start - electronic | 250 |  |  |  |  | 88 | No Exceptions Met |  |  |  |  | Non Federally-Regulated | 01/23/2008 |  | 12/05/2019
Wide-Lite | Wide-Lite | MFP-400********************************* | Universal | Pulse-start - electronic | 400 |  |  |  |  | 88 | No Exceptions Met |  |  |  |  | Non Federally-Regulated | 01/23/2008 |  | 12/05/2019
Wide-Lite | Wide-Lite | SR2P-450******************************** | Universal | Pulse-start - electronic | 450 |  |  |  |  | 88 | No Exceptions Met |  |  |  |  | Non Federally-Regulated | 01/23/2008 |  | 12/05/2019
Wide-Lite | Wide-Lite | AL3RP-400******************************* | Universal | Pulse-start - electronic | 400 |  |  |  |  | 88 | No Exceptions Met |  |  |  |  | Non Federally-Regulated | 01/23/2008 |  | 12/05/2019
Wide-Lite | Wide-Lite | SS2P-320/320**************************** | Universal | Pulse-start - electronic | 320 |  |  |  |  | 88 | No Exceptions Met |  |  |  |  | Non Federally-Regulated | 01/23/2008 |  | 12/05/2019
Wide-Lite | Wide-Lite | SR2P-440/440**************************** | Universal | Pulse-start - electronic | 440 |  |  |  |  | 88 | No Exceptions Met |  |  |  |  | Non Federally-Regulated | 01/23/2008 |  | 12/05/2019
Wide-Lite | Wide-Lite | A2P-320********************************* | Universal | Pulse-start - electronic | 320 |  |  |  |  | 88 | No Exceptions Met |  |  |  |  | Non Federally-Regulated | 01/23/2008 |  | 12/05/2019
Wide-Lite | Wide-Lite | EFXP-300******************************** | Universal | Pulse-start - electronic | 300 |  |  |  |  | 88 | No Exceptions Met |  |  |  |  | Non Federally-Regulated | 01/23/2008 |  | 12/05/2019
Wide-Lite | Wide-Lite | SR4P-300******************************** | Universal | Pulse-start - electronic | 300 |  |  |  |  | 88 | No Exceptions Met |  |  |  |  | Non Federally-Regulated | 01/23/2008 |  | 12/05/2019
Wide-Lite | Wide-Lite | EWLP-440******************************** | Universal | Pulse-start - electronic | 440 |  |  |  |  | 88 | No Exceptions Met |  |  |  |  | Non Federally-Regulated | 01/23/2008 |  | 12/05/2019
Wide-Lite | Wide-Lite | XLP-175********************************* | Universal | Pulse-start - electronic | 175 |  |  |  |  | 88 | No Exceptions Met |  |  |  |  | Non Federally-Regulated | 01/23/2008 |  | 12/05/2019
Wide-Lite | Wide-Lite | EFIP-150******************************** | Universal | Pulse-start - electronic | 150 |  |  |  |  | 80 | Vertical - Base Up |  |  |  |  | Non Federally-Regulated | 01/23/2008 |  | 12/05/2019
Wide-Lite | Wide-Lite | AL3P-300******************************** | Universal | Pulse-start - electronic | 300 |  |  |  |  | 88 | No Exceptions Met |  |  |  |  | Non Federally-Regulated | 01/23/2008 |  | 12/05/2019
Wide-Lite | Wide-Lite | EALP-300******************************** | Universal | Pulse-start - electronic | 300 |  |  |  |  | 88 | No Exceptions Met |  |  |  |  | Non Federally-Regulated | 01/23/2008 |  | 12/05/2019
Wide-Lite | Wide-Lite | SHBP-300******************************** | Universal | Pulse-start - electronic | 300 |  |  |  |  | 88 | No Exceptions Met |  |  |  |  | Non Federally-Regulated | 01/23/2008 |  | 12/05/2019
Wide-Lite | Wide-Lite | EFXP-440******************************** | Universal | Pulse-start - electronic | 440 |  |  |  |  | 88 | No Exceptions Met |  |  |  |  | Non Federally-Regulated | 01/23/2008 |  | 12/05/2019
Wide-Lite | Wide-Lite | A2P-150********************************* | Universal | Pulse-start - electronic | 150 |  |  |  |  | 80 | Vertical - Base Up |  |  |  |  | Non Federally-Regulated | 01/23/2008 |  | 12/05/2019
Wide-Lite | Wide-Lite | SS2P-300/300**************************** | Universal | Pulse-start - electronic | 300 |  |  |  |  | 88 | No Exceptions Met |  |  |  |  | Non Federally-Regulated | 01/23/2008 |  | 12/05/2019
Wide-Lite | Wide-Lite | RSLP-450******************************** | Universal | Pulse-start - electronic | 450 |  |  |  |  | 88 | No Exceptions Met |  |  |  |  | Non Federally-Regulated | 01/23/2008 |  | 12/05/2019
Wide-Lite | Wide-Lite | AL3RP-150******************************* | Universal | Pulse-start - electronic | 150 |  |  |  |  | 80 | Vertical - Base Up |  |  |  |  | Non Federally-Regulated | 01/23/2008 |  | 12/05/2019
Wide-Lite | Wide-Lite | FP-440********************************** | Universal | Pulse-start - electronic | 440 |  |  |  |  | 88 | No Exceptions Met |  |  |  |  | Non Federally-Regulated | 01/23/2008 |  | 12/05/2019
Wide-Lite | Wide-Lite | ILXD-320/320**************************** | Universal | Pulse-start - electronic | 320 |  |  |  |  | 88 | No Exceptions Met |  |  |  |  | Non Federally-Regulated | 01/23/2008 |  | 12/05/2019
Wide-Lite | Wide-Lite | AFP-320********************************* | Universal | Pulse-start - electronic | 320 |  |  |  |  | 88 | No Exceptions Met |  |  |  |  | Non Federally-Regulated | 01/23/2008 |  | 12/05/2019
Wide-Lite | Wide-Lite | PFP-440********************************* | Universal | Pulse-start - electronic | 440 |  |  |  |  | 88 | No Exceptions Met |  |  |  |  | Non Federally-Regulated | 01/23/2008 |  | 12/05/2019
Wide-Lite | Wide-Lite | RMSLP-200******************************* | Universal | Pulse-start - electronic | 200 |  |  |  |  | 88 | No Exceptions Met |  |  |  |  | Non Federally-Regulated | 01/23/2008 |  | 12/05/2019
Wide-Lite | Wide-Lite | FP-250********************************** | Universal | Pulse-start - electronic | 250 |  |  |  |  | 88 | No Exceptions Met |  |  |  |  | Non Federally-Regulated | 01/23/2008 |  | 12/05/2019
Wide-Lite | Wide-Lite | SR2P-250/250**************************** | Universal | Pulse-start - electronic | 250 |  |  |  |  | 88 | No Exceptions Met |  |  |  |  | Non Federally-Regulated | 01/23/2008 |  | 12/05/2019
Wide-Lite | Wide-Lite | PFP-250********************************* | Universal | Pulse-start - electronic | 250 |  |  |  |  | 88 | No Exceptions Met |  |  |  |  | Non Federally-Regulated | 01/23/2008 |  | 12/05/2019
Wide-Lite | Wide-Lite | MFP-300********************************* | Universal | Pulse-start - electronic | 300 |  |  |  |  | 88 | No Exceptions Met |  |  |  |  | Non Federally-Regulated | 01/23/2008 |  | 12/05/2019
Wide-Lite | Wide-Lite | SLP-350********************************* | Universal | Pulse-start - electronic | 350 |  |  |  |  | 88 | No Exceptions Met |  |  |  |  | Non Federally-Regulated | 01/23/2008 |  | 12/05/2019
Wide-Lite | Wide-Lite | AL3P-400******************************** | Universal | Pulse-start - electronic | 400 |  |  |  |  | 88 | No Exceptions Met |  |  |  |  | Non Federally-Regulated | 01/23/2008 |  | 12/05/2019
Wide-Lite | Wide-Lite | MTLP-440******************************** | Universal | Pulse-start - electronic | 440 |  |  |  |  | 88 | No Exceptions Met |  |  |  |  | Non Federally-Regulated | 01/23/2008 |  | 12/05/2019
Wide-Lite | Wide-Lite | SR2P-320******************************** | Universal | Pulse-start - electronic | 320 |  |  |  |  | 88 | No Exceptions Met |  |  |  |  | Non Federally-Regulated | 01/23/2008 |  | 12/05/2019
Wide-Lite | Wide-Lite | OPP-250********************************* | Universal | Pulse-start - electronic | 250 |  |  |  |  | 88 | No Exceptions Met |  |  |  |  | Non Federally-Regulated | 01/23/2008 |  | 12/05/2019
Wide-Lite | Wide-Lite | MFP-320********************************* | Universal | Pulse-start - electronic | 320 |  |  |  |  | 88 | No Exceptions Met |  |  |  |  | Non Federally-Regulated | 01/23/2008 |  | 12/05/2019
Wide-Lite | Wide-Lite | ELP-175********************************* | Universal | Pulse-start - electronic | 175 |  |  |  |  | 88 | No Exceptions Met |  |  |  |  | Non Federally-Regulated | 01/23/2008 |  | 12/05/2019
Wide-Lite | Wide-Lite | XLP-450********************************* | Universal | Pulse-start - electronic | 450 |  |  |  |  | 88 | No Exceptions Met |  |  |  |  | Non Federally-Regulated | 01/23/2008 |  | 12/05/2019
Wide-Lite | Wide-Lite | MSLP-200******************************** | Universal | Pulse-start - electronic | 200 |  |  |  |  | 88 | No Exceptions Met |  |  |  |  | Non Federally-Regulated | 01/23/2008 |  | 12/05/2019
Wide-Lite | Wide-Lite | S10P-175******************************** | Universal | Pulse-start - electronic | 175 |  |  |  |  | 88 | No Exceptions Met |  |  |  |  | Non Federally-Regulated | 01/23/2008 |  | 12/05/2019
Wide-Lite | Wide-Lite | ILXP-320******************************** | Universal | Pulse-start - electronic | 320 |  |  |  |  | 88 | No Exceptions Met |  |  |  |  | Non Federally-Regulated | 01/23/2008 |  | 12/05/2019
Wide-Lite | Wide-Lite | WLP-450********************************* | Universal | Pulse-start - electronic | 450 |  |  |  |  | 88 | No Exceptions Met |  |  |  |  | Non Federally-Regulated | 01/23/2008 |  | 12/05/2019
Wide-Lite | Wide-Lite | IFXP-400******************************** | Universal | Pulse-start - electronic | 400 |  |  |  |  | 88 | No Exceptions Met |  |  |  |  | Non Federally-Regulated | 01/23/2008 |  | 12/05/2019
Wide-Lite | Wide-Lite | ILXP-150******************************** | Universal | Pulse-start - electronic | 150 |  |  |  |  | 80 | Vertical - Base Up |  |  |  |  | Non Federally-Regulated | 01/23/2008 |  | 12/05/2019
Wide-Lite | Wide-Lite | AL3P-250******************************** | Universal | Pulse-start - electronic | 250 |  |  |  |  | 88 | No Exceptions Met |  |  |  |  | Non Federally-Regulated | 01/23/2008 |  | 12/05/2019
Wide-Lite | Wide-Lite | EWLP-150******************************** | Universal | Pulse-start - electronic | 150 |  |  |  |  | 80 | Vertical - Base Up |  |  |  |  | Non Federally-Regulated | 01/23/2008 |  | 12/05/2019
Wide-Lite | Wide-Lite | RMSLP-150******************************* | Universal | Pulse-start - electronic | 150 |  |  |  |  | 80 | Vertical - Base Up |  |  |  |  | Non Federally-Regulated | 01/23/2008 |  | 12/05/2019
Wide-Lite | Wide-Lite | MFP-440********************************* | Universal | Pulse-start - electronic | 440 |  |  |  |  | 88 | No Exceptions Met |  |  |  |  | Non Federally-Regulated | 01/23/2008 |  | 12/05/2019
Wide-Lite | Wide-Lite | RSPP-150******************************** | Universal | Pulse-start - electronic | 150 |  |  |  |  | 80 | Vertical - Base Up |  |  |  |  | Non Federally-Regulated | 01/23/2008 |  | 12/05/2019
Wide-Lite | Wide-Lite | EWLP-200******************************** | Universal | Pulse-start - electronic | 200 |  |  |  |  | 88 | No Exceptions Met |  |  |  |  | Non Federally-Regulated | 01/23/2008 |  | 12/05/2019
Wide-Lite | Wide-Lite | TLP-400********************************* | Universal | Pulse-start - electronic | 400 |  |  |  |  | 88 | No Exceptions Met |  |  |  |  | Non Federally-Regulated | 01/23/2008 |  | 12/05/2019
Wide-Lite | Wide-Lite | A2P-440********************************* | Universal | Pulse-start - electronic | 440 |  |  |  |  | 88 | No Exceptions Met |  |  |  |  | Non Federally-Regulated | 01/23/2008 |  | 12/05/2019
Wide-Lite | Wide-Lite | EWLP-250******************************** | Universal | Pulse-start - electronic | 250 |  |  |  |  | 88 | No Exceptions Met |  |  |  |  | Non Federally-Regulated | 01/23/2008 |  | 12/05/2019
Wide-Lite | Wide-Lite | OPP-400********************************* | Universal | Pulse-start - electronic | 400 |  |  |  |  | 88 | No Exceptions Met |  |  |  |  | Non Federally-Regulated | 01/23/2008 |  | 12/05/2019
Wide-Lite | Wide-Lite | MFP-200********************************* | Universal | Pulse-start - electronic | 200 |  |  |  |  | 88 | No Exceptions Met |  |  |  |  | Non Federally-Regulated | 01/23/2008 |  | 12/05/2019
Wide-Lite | Wide-Lite | SLP-320********************************* | Universal | Pulse-start - electronic | 320 |  |  |  |  | 88 | No Exceptions Met |  |  |  |  | Non Federally-Regulated | 01/23/2008 |  | 12/05/2019
Wide-Lite | Wide-Lite | PFP-320********************************* | Universal | Pulse-start - electronic | 320 |  |  |  |  | 88 | No Exceptions Met |  |  |  |  | Non Federally-Regulated | 01/23/2008 |  | 12/05/2019
Wide-Lite | Wide-Lite | TLP-450********************************* | Universal | Pulse-start - electronic | 450 |  |  |  |  | 88 | No Exceptions Met |  |  |  |  | Non Federally-Regulated | 01/23/2008 |  | 12/05/2019
Wide-Lite | Wide-Lite | RSLP-300******************************** | Universal | Pulse-start - electronic | 300 |  |  |  |  | 88 | No Exceptions Met |  |  |  |  | Non Federally-Regulated | 01/23/2008 |  | 12/05/2019
Wide-Lite | Wide-Lite | SR2P-250******************************** | Universal | Pulse-start - electronic | 250 |  |  |  |  | 88 | No Exceptions Met |  |  |  |  | Non Federally-Regulated | 01/23/2008 |  | 12/05/2019
Wide-Lite | Wide-Lite | ILXP-300******************************** | Universal | Pulse-start - electronic | 300 |  |  |  |  | 88 | No Exceptions Met |  |  |  |  | Non Federally-Regulated | 01/23/2008 |  | 12/05/2019
Wide-Lite | Wide-Lite | SHBP-350******************************** | Universal | Pulse-start - electronic | 350 |  |  |  |  | 88 | No Exceptions Met |  |  |  |  | Non Federally-Regulated | 01/23/2008 |  | 12/05/2019
Wide-Lite | Wide-Lite | XLP-250********************************* | Universal | Pulse-start - electronic | 250 |  |  |  |  | 88 | No Exceptions Met |  |  |  |  | Non Federally-Regulated | 01/23/2008 |  | 12/05/2019
Wide-Lite | Wide-Lite | EWLP-300******************************** | Universal | Pulse-start - electronic | 300 |  |  |  |  | 88 | No Exceptions Met |  |  |  |  | Non Federally-Regulated | 01/23/2008 |  | 12/05/2019
Wide-Lite | Wide-Lite | SS2P-200******************************** | Universal | Pulse-start - electronic | 200 |  |  |  |  | 88 | No Exceptions Met |  |  |  |  | Non Federally-Regulated | 01/23/2008 |  | 12/05/2019
Wide-Lite | Wide-Lite | XLP-400********************************* | Universal | Pulse-start - electronic | 400 |  |  |  |  | 88 | No Exceptions Met |  |  |  |  | Non Federally-Regulated | 01/23/2008 |  | 12/05/2019
Wide-Lite | Wide-Lite | PFP-400********************************* | Universal | Pulse-start - electronic | 400 |  |  |  |  | 88 | No Exceptions Met |  |  |  |  | Non Federally-Regulated | 01/23/2008 |  | 12/05/2019
Wide-Lite | Wide-Lite | AL2P-175******************************** | Universal | Pulse-start - electronic | 175 |  |  |  |  | 88 | No Exceptions Met |  |  |  |  | Non Federally-Regulated | 01/23/2008 |  | 12/05/2019
Wide-Lite | Wide-Lite | EFIP-350******************************** | Universal | Pulse-start - electronic | 350 |  |  |  |  | 88 | No Exceptions Met |  |  |  |  | Non Federally-Regulated | 01/23/2008 |  | 12/05/2019
Wide-Lite | Wide-Lite | EALP-150******************************** | Universal | Pulse-start - electronic | 150 |  |  |  |  | 80 | Vertical - Base Up |  |  |  |  | Non Federally-Regulated | 01/23/2008 |  | 12/05/2019
Wide-Lite | Wide-Lite | WLP-400********************************* | Universal | Pulse-start - electronic | 400 |  |  |  |  | 88 | No Exceptions Met |  |  |  |  | Non Federally-Regulated | 01/23/2008 |  | 12/05/2019
Wide-Lite | Wide-Lite | ILXD-150/150**************************** | Universal | Pulse-start - electronic | 150 |  |  |  |  | 80 | Vertical - Base Up |  |  |  |  | Non Federally-Regulated | 01/23/2008 |  | 12/05/2019
Wide-Lite | Wide-Lite | OP2P-150******************************** | Universal | Pulse-start - electronic | 150 |  |  |  |  | 80 | Vertical - Base Up |  |  |  |  | Non Federally-Regulated | 01/23/2008 |  | 12/05/2019
Wide-Lite | Wide-Lite | PFP-450********************************* | Universal | Pulse-start - electronic | 450 |  |  |  |  | 88 | No Exceptions Met |  |  |  |  | Non Federally-Regulated | 01/23/2008 |  | 12/05/2019
Wide-Lite | Wide-Lite | EFIP-450******************************** | Universal | Pulse-start - electronic | 450 |  |  |  |  | 88 | No Exceptions Met |  |  |  |  | Non Federally-Regulated | 01/23/2008 |  | 12/05/2019
Wide-Lite | Wide-Lite | XLP-200********************************* | Universal | Pulse-start - electronic | 200 |  |  |  |  | 88 | No Exceptions Met |  |  |  |  | Non Federally-Regulated | 01/23/2008 |  | 12/05/2019
Wide-Lite | Wide-Lite | EWLP-175******************************** | Universal | Pulse-start - electronic | 175 |  |  |  |  | 88 | No Exceptions Met |  |  |  |  | Non Federally-Regulated | 01/23/2008 |  | 12/05/2019
Wide-Lite | Wide-Lite | MFP-350********************************* | Universal | Pulse-start - electronic | 350 |  |  |  |  | 88 | No Exceptions Met |  |  |  |  | Non Federally-Regulated | 01/23/2008 |  | 12/05/2019
Wide-Lite | Wide-Lite | RMSLP-250******************************* | Universal | Pulse-start - electronic | 250 |  |  |  |  | 88 | No Exceptions Met |  |  |  |  | Non Federally-Regulated | 01/23/2008 |  | 12/05/2019
Wide-Lite | Wide-Lite | S10P-440******************************** | Universal | Pulse-start - electronic | 440 |  |  |  |  | 88 | No Exceptions Met |  |  |  |  | Non Federally-Regulated | 01/23/2008 |  | 12/05/2019
Wide-Lite | Wide-Lite | OPP-175********************************* | Universal | Pulse-start - electronic | 175 |  |  |  |  | 88 | No Exceptions Met |  |  |  |  | Non Federally-Regulated | 01/23/2008 |  | 12/05/2019
Wide-Lite | Wide-Lite | LB3P-200******************************** | Universal | Pulse-start - electronic | 200 |  |  |  |  | 88 | No Exceptions Met |  |  |  |  | Non Federally-Regulated | 01/23/2008 |  | 12/05/2019
Wide-Lite | Wide-Lite | SS2P-450******************************** | Universal | Pulse-start - electronic | 450 |  |  |  |  | 88 | No Exceptions Met |  |  |  |  | Non Federally-Regulated | 01/23/2008 |  | 12/05/2019
Wide-Lite | Wide-Lite | WLP-200********************************* | Horizontal | Pulse-start - electronic | 200 |  |  |  |  | 88 | No Exceptions Met |  |  |  |  | Non Federally-Regulated | 01/23/2008 |  | 12/05/2019
Wide-Lite | Wide-Lite | AL4P-320******************************** | Horizontal | Pulse-start - electronic | 320 |  |  |  |  | 88 | No Exceptions Met |  |  |  |  | Non Federally-Regulated | 01/23/2008 |  | 12/05/2019
Wide-Lite | Wide-Lite | EALP-350******************************** | Horizontal | Pulse-start - electronic | 350 |  |  |  |  | 88 | No Exceptions Met |  |  |  |  | Non Federally-Regulated | 01/23/2008 |  | 12/05/2019
Wide-Lite | Wide-Lite | SS2P-350******************************** | Horizontal | Pulse-start - electronic | 350 |  |  |  |  | 88 | No Exceptions Met |  |  |  |  | Non Federally-Regulated | 01/23/2008 |  | 12/05/2019
Wide-Lite | Wide-Lite | S10P-450******************************** | Horizontal | Pulse-start - electronic | 450 |  |  |  |  | 88 | No Exceptions Met |  |  |  |  | Non Federally-Regulated | 01/23/2008 |  | 12/05/2019
Wide-Lite | Wide-Lite | EALP-320******************************** | Horizontal | Pulse-start - electronic | 320 |  |  |  |  | 88 | No Exceptions Met |  |  |  |  | Non Federally-Regulated | 01/23/2008 |  | 12/05/2019
Wide-Lite | Wide-Lite | S10P-350******************************** | Horizontal | Pulse-start - electronic | 350 |  |  |  |  | 88 | No Exceptions Met |  |  |  |  | Non Federally-Regulated | 01/23/2008 |  | 12/05/2019
Wide-Lite | Wide-Lite | XLP-450********************************* | Horizontal | Pulse-start - electronic | 450 |  |  |  |  | 88 | No Exceptions Met |  |  |  |  | Non Federally-Regulated | 01/23/2008 |  | 12/05/2019
Wide-Lite | Wide-Lite | SS2P-440******************************** | Horizontal | Pulse-start - electronic | 440 |  |  |  |  | 88 | No Exceptions Met |  |  |  |  | Non Federally-Regulated | 01/23/2008 |  | 12/05/2019
Wide-Lite | Wide-Lite | EWLP-250******************************** | Horizontal | Pulse-start - electronic | 250 |  |  |  |  | 88 | No Exceptions Met |  |  |  |  | Non Federally-Regulated | 01/23/2008 |  | 12/05/2019
Wide-Lite | Wide-Lite | AL3RP-320******************************* | Horizontal | Pulse-start - electronic | 320 |  |  |  |  | 88 | No Exceptions Met |  |  |  |  | Non Federally-Regulated | 01/23/2008 |  | 12/05/2019
Wide-Lite | Wide-Lite | AL3P-175******************************** | Horizontal | Pulse-start - electronic | 175 |  |  |  |  | 88 | No Exceptions Met |  |  |  |  | Non Federally-Regulated | 01/23/2008 |  | 12/05/2019
Wide-Lite | Wide-Lite | EALP-440******************************** | Horizontal | Pulse-start - electronic | 440 |  |  |  |  | 88 | No Exceptions Met |  |  |  |  | Non Federally-Regulated | 01/23/2008 |  | 12/05/2019
Wide-Lite | Wide-Lite | SS2P-350/350**************************** | Horizontal | Pulse-start - electronic | 350 |  |  |  |  | 88 | No Exceptions Met |  |  |  |  | Non Federally-Regulated | 01/23/2008 |  | 12/05/2019
Wide-Lite | Wide-Lite | EWLP-150******************************** | Horizontal | Pulse-start - electronic | 150 |  |  |  |  | 80 | Vertical - Base Up |  |  |  |  | Non Federally-Regulated | 01/23/2008 |  | 12/05/2019
Wide-Lite | Wide-Lite | SR2P-320******************************** | Horizontal | Pulse-start - electronic | 320 |  |  |  |  | 88 | No Exceptions Met |  |  |  |  | Non Federally-Regulated | 01/23/2008 |  | 12/05/2019
Wide-Lite | Wide-Lite | EALP-150******************************** | Horizontal | Pulse-start - electronic | 150 |  |  |  |  | 80 | Vertical - Base Up |  |  |  |  | Non Federally-Regulated | 01/23/2008 |  | 12/05/2019
Wide-Lite | Wide-Lite | AFP-400********************************* | Horizontal | Pulse-start - electronic | 400 |  |  |  |  | 88 | No Exceptions Met |  |  |  |  | Non Federally-Regulated | 01/23/2008 |  | 12/05/2019
Wide-Lite | Wide-Lite | WLP-350********************************* | Horizontal | Pulse-start - electronic | 350 |  |  |  |  | 88 | No Exceptions Met |  |  |  |  | Non Federally-Regulated | 01/23/2008 |  | 12/05/2019
Wide-Lite | Wide-Lite | SS2P-175/175**************************** | Horizontal | Pulse-start - electronic | 175 |  |  |  |  | 88 | No Exceptions Met |  |  |  |  | Non Federally-Regulated | 01/23/2008 |  | 12/05/2019
Wide-Lite | Wide-Lite | MAFP-400******************************** | Horizontal | Pulse-start - electronic | 400 |  |  |  |  | 88 | No Exceptions Met |  |  |  |  | Non Federally-Regulated | 01/23/2008 |  | 12/05/2019
Wide-Lite | Wide-Lite | SS2P-250******************************** | Horizontal | Pulse-start - electronic | 250 |  |  |  |  | 88 | No Exceptions Met |  |  |  |  | Non Federally-Regulated | 01/23/2008 |  | 12/05/2019
Wide-Lite | Wide-Lite | AL3RP-440******************************* | Horizontal | Pulse-start - electronic | 440 |  |  |  |  | 88 | No Exceptions Met |  |  |  |  | Non Federally-Regulated | 01/23/2008 |  | 12/05/2019
Wide-Lite | Wide-Lite | WLP-175********************************* | Horizontal | Pulse-start - electronic | 175 |  |  |  |  | 88 | No Exceptions Met |  |  |  |  | Non Federally-Regulated | 01/23/2008 |  | 12/05/2019
Wide-Lite | Wide-Lite | AL3RP-300******************************* | Horizontal | Pulse-start - electronic | 300 |  |  |  |  | 88 | No Exceptions Met |  |  |  |  | Non Federally-Regulated | 01/23/2008 |  | 12/05/2019
Wide-Lite | Wide-Lite | EALP-400******************************** | Horizontal | Pulse-start - electronic | 400 |  |  |  |  | 88 | No Exceptions Met |  |  |  |  | Non Federally-Regulated | 01/23/2008 |  | 12/05/2019
Wide-Lite | Wide-Lite | AL3P-450******************************** | Horizontal | Pulse-start - electronic | 450 |  |  |  |  | 88 | No Exceptions Met |  |  |  |  | Non Federally-Regulated | 01/23/2008 |  | 12/05/2019
Wide-Lite | Wide-Lite | MAFP-320******************************** | Horizontal | Pulse-start - electronic | 320 |  |  |  |  | 88 | No Exceptions Met |  |  |  |  | Non Federally-Regulated | 01/23/2008 |  | 12/05/2019
Wide-Lite | Wide-Lite | XLP-175********************************* | Horizontal | Pulse-start - electronic | 175 |  |  |  |  | 88 | No Exceptions Met |  |  |  |  | Non Federally-Regulated | 01/23/2008 |  | 12/05/2019
Wide-Lite | Wide-Lite | AL2RP-150******************************* | Horizontal | Pulse-start - electronic | 150 |  |  |  |  | 80 | Vertical - Base Up |  |  |  |  | Non Federally-Regulated | 01/23/2008 |  | 12/05/2019
Wide-Lite | Wide-Lite | MAFP-350******************************** | Horizontal | Pulse-start - electronic | 350 |  |  |  |  | 88 | No Exceptions Met |  |  |  |  | Non Federally-Regulated | 01/23/2008 |  | 12/05/2019
Wide-Lite | Wide-Lite | SR2P-250******************************** | Horizontal | Pulse-start - electronic | 250 |  |  |  |  | 88 | No Exceptions Met |  |  |  |  | Non Federally-Regulated | 01/23/2008 |  | 12/05/2019
Wide-Lite | Wide-Lite | SS2P-320******************************** | Horizontal | Pulse-start - electronic | 320 |  |  |  |  | 88 | No Exceptions Met |  |  |  |  | Non Federally-Regulated | 01/23/2008 |  | 12/05/2019
Wide-Lite | Wide-Lite | SR4P-200******************************** | Horizontal | Pulse-start - electronic | 200 |  |  |  |  | 88 | No Exceptions Met |  |  |  |  | Non Federally-Regulated | 01/23/2008 |  | 12/05/2019
Wide-Lite | Wide-Lite | XLP-400********************************* | Horizontal | Pulse-start - electronic | 400 |  |  |  |  | 88 | No Exceptions Met |  |  |  |  | Non Federally-Regulated | 01/23/2008 |  | 12/05/2019
Wide-Lite | Wide-Lite | S10P-150******************************** | Horizontal | Pulse-start - electronic | 150 |  |  |  |  | 80 | Vertical - Base Up |  |  |  |  | Non Federally-Regulated | 01/23/2008 |  | 12/05/2019
Wide-Lite | Wide-Lite | SS2P-400******************************** | Horizontal | Pulse-start - electronic | 400 |  |  |  |  | 88 | No Exceptions Met |  |  |  |  | Non Federally-Regulated | 01/23/2008 |  | 12/05/2019
Wide-Lite | Wide-Lite | WLP-250********************************* | Horizontal | Pulse-start - electronic | 250 |  |  |  |  | 88 | No Exceptions Met |  |  |  |  | Non Federally-Regulated | 01/23/2008 |  | 12/05/2019
Wide-Lite | Wide-Lite | A2P-250********************************* | Horizontal | Pulse-start - electronic | 250 |  |  |  |  | 88 | No Exceptions Met |  |  |  |  | Non Federally-Regulated | 01/23/2008 |  | 12/05/2019
Wide-Lite | Wide-Lite | AL3RP-200******************************* | Horizontal | Pulse-start - electronic | 200 |  |  |  |  | 88 | No Exceptions Met |  |  |  |  | Non Federally-Regulated | 01/23/2008 |  | 12/05/2019
Wide-Lite | Wide-Lite | S10P-300******************************** | Horizontal | Pulse-start - electronic | 300 |  |  |  |  | 88 | No Exceptions Met |  |  |  |  | Non Federally-Regulated | 01/23/2008 |  | 12/05/2019
Wide-Lite | Wide-Lite | XLP-440********************************* | Horizontal | Pulse-start - electronic | 440 |  |  |  |  | 88 | No Exceptions Met |  |  |  |  | Non Federally-Regulated | 01/23/2008 |  | 12/05/2019
Wide-Lite | Wide-Lite | EWLP-440******************************** | Horizontal | Pulse-start - electronic | 440 |  |  |  |  | 88 | No Exceptions Met |  |  |  |  | Non Federally-Regulated | 01/23/2008 |  | 12/05/2019
Wide-Lite | Wide-Lite | AL3RP-150******************************* | Horizontal | Pulse-start - electronic | 150 |  |  |  |  | 80 | Vertical - Base Up |  |  |  |  | Non Federally-Regulated | 01/23/2008 |  | 12/05/2019
Wide-Lite | Wide-Lite | SR2P-250/250**************************** | Horizontal | Pulse-start - electronic | 250 |  |  |  |  | 88 | No Exceptions Met |  |  |  |  | Non Federally-Regulated | 01/23/2008 |  | 12/05/2019
Wide-Lite | Wide-Lite | WLP-450********************************* | Horizontal | Pulse-start - electronic | 450 |  |  |  |  | 88 | No Exceptions Met |  |  |  |  | Non Federally-Regulated | 01/23/2008 |  | 12/05/2019
Wide-Lite | Wide-Lite | EWLP-450******************************** | Horizontal | Pulse-start - electronic | 450 |  |  |  |  | 88 | No Exceptions Met |  |  |  |  | Non Federally-Regulated | 01/23/2008 |  | 12/05/2019
Wide-Lite | Wide-Lite | SS2P-450/450**************************** | Horizontal | Pulse-start - electronic | 450 |  |  |  |  | 88 | No Exceptions Met |  |  |  |  | Non Federally-Regulated | 01/23/2008 |  | 12/05/2019
Wide-Lite | Wide-Lite | SS2P-440/440**************************** | Horizontal | Pulse-start - electronic | 440 |  |  |  |  | 88 | No Exceptions Met |  |  |  |  | Non Federally-Regulated | 01/23/2008 |  | 12/05/2019
Wide-Lite | Wide-Lite | XLP-320********************************* | Horizontal | Pulse-start - electronic | 320 |  |  |  |  | 88 | No Exceptions Met |  |  |  |  | Non Federally-Regulated | 01/23/2008 |  | 12/05/2019
Wide-Lite | Wide-Lite | AL3RP-350******************************* | Horizontal | Pulse-start - electronic | 350 |  |  |  |  | 88 | No Exceptions Met |  |  |  |  | Non Federally-Regulated | 01/23/2008 |  | 12/05/2019
Wide-Lite | Wide-Lite | A2P-350********************************* | Horizontal | Pulse-start - electronic | 350 |  |  |  |  | 88 | No Exceptions Met |  |  |  |  | Non Federally-Regulated | 01/23/2008 |  | 12/05/2019
Wide-Lite | Wide-Lite | AL3RP-400******************************* | Horizontal | Pulse-start - electronic | 400 |  |  |  |  | 88 | No Exceptions Met |  |  |  |  | Non Federally-Regulated | 01/23/2008 |  | 12/05/2019
Wide-Lite | Wide-Lite | AL3P-300******************************** | Horizontal | Pulse-start - electronic | 300 |  |  |  |  | 88 | No Exceptions Met |  |  |  |  | Non Federally-Regulated | 01/23/2008 |  | 12/05/2019
Wide-Lite | Wide-Lite | SR4P-400******************************** | Horizontal | Pulse-start - electronic | 400 |  |  |  |  | 88 | No Exceptions Met |  |  |  |  | Non Federally-Regulated | 01/23/2008 |  | 12/05/2019
Wide-Lite | Wide-Lite | SR2P-175/175**************************** | Horizontal | Pulse-start - electronic | 175 |  |  |  |  | 88 | No Exceptions Met |  |  |  |  | Non Federally-Regulated | 01/23/2008 |  | 12/05/2019
Wide-Lite | Wide-Lite | SR2P-200******************************** | Horizontal | Pulse-start - electronic | 200 |  |  |  |  | 88 | No Exceptions Met |  |  |  |  | Non Federally-Regulated | 01/23/2008 |  | 12/05/2019
Wide-Lite | Wide-Lite | AL2P-200******************************** | Horizontal | Pulse-start - electronic | 200 |  |  |  |  | 88 | No Exceptions Met |  |  |  |  | Non Federally-Regulated | 01/23/2008 |  | 12/05/2019
Wide-Lite | Wide-Lite | SS2P-300/300**************************** | Horizontal | Pulse-start - electronic | 300 |  |  |  |  | 88 | No Exceptions Met |  |  |  |  | Non Federally-Regulated | 01/23/2008 |  | 12/05/2019
Wide-Lite | Wide-Lite | AFP-350********************************* | Horizontal | Pulse-start - electronic | 350 |  |  |  |  | 88 | No Exceptions Met |  |  |  |  | Non Federally-Regulated | 01/23/2008 |  | 12/05/2019
Wide-Lite | Wide-Lite | A2P-300********************************* | Horizontal | Pulse-start - electronic | 300 |  |  |  |  | 88 | No Exceptions Met |  |  |  |  | Non Federally-Regulated | 01/23/2008 |  | 12/05/2019
Wide-Lite | Wide-Lite | SS2P-200/200**************************** | Horizontal | Pulse-start - electronic | 200 |  |  |  |  | 88 | No Exceptions Met |  |  |  |  | Non Federally-Regulated | 01/23/2008 |  | 12/05/2019
Wide-Lite | Wide-Lite | SR2P-440/440**************************** | Horizontal | Pulse-start - electronic | 440 |  |  |  |  | 88 | No Exceptions Met |  |  |  |  | Non Federally-Regulated | 01/23/2008 |  | 12/05/2019
Wide-Lite | Wide-Lite | SR2P-320/320**************************** | Horizontal | Pulse-start - electronic | 320 |  |  |  |  | 88 | No Exceptions Met |  |  |  |  | Non Federally-Regulated | 01/23/2008 |  | 12/05/2019
Wide-Lite | Wide-Lite | SR2P-400/400**************************** | Horizontal | Pulse-start - electronic | 400 |  |  |  |  | 88 | No Exceptions Met |  |  |  |  | Non Federally-Regulated | 01/23/2008 |  | 12/05/2019
Wide-Lite | Wide-Lite | WLP-440********************************* | Horizontal | Pulse-start - electronic | 440 |  |  |  |  | 88 | No Exceptions Met |  |  |  |  | Non Federally-Regulated | 01/23/2008 |  | 12/05/2019
Wide-Lite | Wide-Lite | MAFP-450******************************** | Horizontal | Pulse-start - electronic | 450 |  |  |  |  | 88 | No Exceptions Met |  |  |  |  | Non Federally-Regulated | 01/23/2008 |  | 12/05/2019
Wide-Lite | Wide-Lite | MAFP-440******************************** | Horizontal | Pulse-start - electronic | 440 |  |  |  |  | 88 | No Exceptions Met |  |  |  |  | Non Federally-Regulated | 01/23/2008 |  | 12/05/2019
Wide-Lite | Wide-Lite | WLP-320********************************* | Horizontal | Pulse-start - electronic | 320 |  |  |  |  | 88 | No Exceptions Met |  |  |  |  | Non Federally-Regulated | 01/23/2008 |  | 12/05/2019
Wide-Lite | Wide-Lite | SS2P-175******************************** | Horizontal | Pulse-start - electronic | 175 |  |  |  |  | 88 | No Exceptions Met |  |  |  |  | Non Federally-Regulated | 01/23/2008 |  | 12/05/2019
Wide-Lite | Wide-Lite | SPP-150********************************* | Horizontal | Pulse-start - electronic | 150 |  |  |  |  | 80 | Vertical - Base Up |  |  |  |  | Non Federally-Regulated | 01/23/2008 |  | 12/05/2019
Wide-Lite | Wide-Lite | AL3P-350******************************** | Horizontal | Pulse-start - electronic | 350 |  |  |  |  | 88 | No Exceptions Met |  |  |  |  | Non Federally-Regulated | 01/23/2008 |  | 12/05/2019
Wide-Lite | Wide-Lite | XLP-250********************************* | Horizontal | Pulse-start - electronic | 250 |  |  |  |  | 88 | No Exceptions Met |  |  |  |  | Non Federally-Regulated | 01/23/2008 |  | 12/05/2019
Wide-Lite | Wide-Lite | SR2P-175******************************** | Horizontal | Pulse-start - electronic | 175 |  |  |  |  | 88 | No Exceptions Met |  |  |  |  | Non Federally-Regulated | 01/23/2008 |  | 12/05/2019
Wide-Lite | Wide-Lite | AL4P-440******************************** | Horizontal | Pulse-start - electronic | 440 |  |  |  |  | 88 | No Exceptions Met |  |  |  |  | Non Federally-Regulated | 01/23/2008 |  | 12/05/2019
Wide-Lite | Wide-Lite | AL3P-250******************************** | Horizontal | Pulse-start - electronic | 250 |  |  |  |  | 88 | No Exceptions Met |  |  |  |  | Non Federally-Regulated | 01/23/2008 |  | 12/05/2019
Wide-Lite | Wide-Lite | A2P-400********************************* | Horizontal | Pulse-start - electronic | 400 |  |  |  |  | 88 | No Exceptions Met |  |  |  |  | Non Federally-Regulated | 01/23/2008 |  | 12/05/2019
Wide-Lite | Wide-Lite | XLP-350********************************* | Horizontal | Pulse-start - electronic | 350 |  |  |  |  | 88 | No Exceptions Met |  |  |  |  | Non Federally-Regulated | 01/23/2008 |  | 12/05/2019
Wide-Lite | Wide-Lite | S10P-250******************************** | Horizontal | Pulse-start - electronic | 250 |  |  |  |  | 88 | No Exceptions Met |  |  |  |  | Non Federally-Regulated | 01/23/2008 |  | 12/05/2019
Wide-Lite | Wide-Lite | AL2P-175******************************** | Horizontal | Pulse-start - electronic | 175 |  |  |  |  | 88 | No Exceptions Met |  |  |  |  | Non Federally-Regulated | 01/23/2008 |  | 12/05/2019
Wide-Lite | Wide-Lite | SR2P-350******************************** | Horizontal | Pulse-start - electronic | 350 |  |  |  |  | 88 | No Exceptions Met |  |  |  |  | Non Federally-Regulated | 01/23/2008 |  | 12/05/2019
Wide-Lite | Wide-Lite | WLP-300********************************* | Horizontal | Pulse-start - electronic | 300 |  |  |  |  | 88 | No Exceptions Met |  |  |  |  | Non Federally-Regulated | 01/23/2008 |  | 12/05/2019
Wide-Lite | Wide-Lite | SS2P-250/250**************************** | Horizontal | Pulse-start - electronic | 250 |  |  |  |  | 88 | No Exceptions Met |  |  |  |  | Non Federally-Regulated | 01/23/2008 |  | 12/05/2019
Wide-Lite | Wide-Lite | AL4P-400******************************** | Horizontal | Pulse-start - electronic | 400 |  |  |  |  | 88 | No Exceptions Met |  |  |  |  | Non Federally-Regulated | 01/23/2008 |  | 12/05/2019
Wide-Lite | Wide-Lite | SS2P-200******************************** | Horizontal | Pulse-start - electronic | 200 |  |  |  |  | 88 | No Exceptions Met |  |  |  |  | Non Federally-Regulated | 01/23/2008 |  | 12/05/2019
Wide-Lite | Wide-Lite | XLP-200********************************* | Horizontal | Pulse-start - electronic | 200 |  |  |  |  | 88 | No Exceptions Met |  |  |  |  | Non Federally-Regulated | 01/23/2008 |  | 12/05/2019
Wide-Lite | Wide-Lite | SR2P-300/300**************************** | Horizontal | Pulse-start - electronic | 300 |  |  |  |  | 88 | No Exceptions Met |  |  |  |  | Non Federally-Regulated | 01/23/2008 |  | 12/05/2019
Wide-Lite | Wide-Lite | AL2RP-175******************************* | Horizontal | Pulse-start - electronic | 175 |  |  |  |  | 88 | No Exceptions Met |  |  |  |  | Non Federally-Regulated | 01/23/2008 |  | 12/05/2019
Wide-Lite | Wide-Lite | S10P-200******************************** | Horizontal | Pulse-start - electronic | 200 |  |  |  |  | 88 | No Exceptions Met |  |  |  |  | Non Federally-Regulated | 01/23/2008 |  | 12/05/2019
Wide-Lite | Wide-Lite | SR4P-300******************************** | Horizontal | Pulse-start - electronic | 300 |  |  |  |  | 88 | No Exceptions Met |  |  |  |  | Non Federally-Regulated | 01/23/2008 |  | 12/05/2019
Wide-Lite | Wide-Lite | SS2P-400/400**************************** | Horizontal | Pulse-start - electronic | 400 |  |  |  |  | 88 | No Exceptions Met |  |  |  |  | Non Federally-Regulated | 01/23/2008 |  | 12/05/2019
Wide-Lite | Wide-Lite | WLP-150********************************* | Horizontal | Pulse-start - electronic | 150 |  |  |  |  | 80 | Vertical - Base Up |  |  |  |  | Non Federally-Regulated | 01/23/2008 |  | 12/05/2019
Wide-Lite | Wide-Lite | EALP-300******************************** | Horizontal | Pulse-start - electronic | 300 |  |  |  |  | 88 | No Exceptions Met |  |  |  |  | Non Federally-Regulated | 01/23/2008 |  | 12/05/2019
Wide-Lite | Wide-Lite | SR2P-450/450**************************** | Horizontal | Pulse-start - electronic | 450 |  |  |  |  | 88 | No Exceptions Met |  |  |  |  | Non Federally-Regulated | 01/23/2008 |  | 12/05/2019
Wide-Lite | Wide-Lite | S10P-440******************************** | Horizontal | Pulse-start - electronic | 440 |  |  |  |  | 88 | No Exceptions Met |  |  |  |  | Non Federally-Regulated | 01/23/2008 |  | 12/05/2019
Wide-Lite | Wide-Lite | SR2P-400******************************** | Horizontal | Pulse-start - electronic | 400 |  |  |  |  | 88 | No Exceptions Met |  |  |  |  | Non Federally-Regulated | 01/23/2008 |  | 12/05/2019
Wide-Lite | Wide-Lite | EWLP-350******************************** | Horizontal | Pulse-start - electronic | 350 |  |  |  |  | 88 | No Exceptions Met |  |  |  |  | Non Federally-Regulated | 01/23/2008 |  | 12/05/2019
Wide-Lite | Wide-Lite | AFP-450********************************* | Horizontal | Pulse-start - electronic | 450 |  |  |  |  | 88 | No Exceptions Met |  |  |  |  | Non Federally-Regulated | 01/23/2008 |  | 12/05/2019
Wide-Lite | Wide-Lite | AFP-440********************************* | Horizontal | Pulse-start - electronic | 440 |  |  |  |  | 88 | No Exceptions Met |  |  |  |  | Non Federally-Regulated | 01/23/2008 |  | 12/05/2019
Wide-Lite | Wide-Lite | EWLP-320******************************** | Horizontal | Pulse-start - electronic | 320 |  |  |  |  | 88 | No Exceptions Met |  |  |  |  | Non Federally-Regulated | 01/23/2008 |  | 12/05/2019
Wide-Lite | Wide-Lite | AL3P-320******************************** | Horizontal | Pulse-start - electronic | 320 |  |  |  |  | 88 | No Exceptions Met |  |  |  |  | Non Federally-Regulated | 01/23/2008 |  | 12/05/2019
Wide-Lite | Wide-Lite | A2P-150********************************* | Horizontal | Pulse-start - electronic | 150 |  |  |  |  | 80 | Vertical - Base Up |  |  |  |  | Non Federally-Regulated | 01/23/2008 |  | 12/05/2019
Wide-Lite | Wide-Lite | EALP-250******************************** | Horizontal | Pulse-start - electronic | 250 |  |  |  |  | 88 | No Exceptions Met |  |  |  |  | Non Federally-Regulated | 01/23/2008 |  | 12/05/2019
Wide-Lite | Wide-Lite | SR2P-450******************************** | Horizontal | Pulse-start - electronic | 450 |  |  |  |  | 88 | No Exceptions Met |  |  |  |  | Non Federally-Regulated | 01/23/2008 |  | 12/05/2019
Wide-Lite | Wide-Lite | A2P-175********************************* | Horizontal | Pulse-start - electronic | 175 |  |  |  |  | 88 | No Exceptions Met |  |  |  |  | Non Federally-Regulated | 01/23/2008 |  | 12/05/2019
Wide-Lite | Wide-Lite | EWLP-300******************************** | Horizontal | Pulse-start - electronic | 300 |  |  |  |  | 88 | No Exceptions Met |  |  |  |  | Non Federally-Regulated | 01/23/2008 |  | 12/05/2019
Wide-Lite | Wide-Lite | SS2P-450******************************** | Horizontal | Pulse-start - electronic | 450 |  |  |  |  | 88 | No Exceptions Met |  |  |  |  | Non Federally-Regulated | 01/23/2008 |  | 12/05/2019
Wide-Lite | Wide-Lite | XLP-300********************************* | Horizontal | Pulse-start - electronic | 300 |  |  |  |  | 88 | No Exceptions Met |  |  |  |  | Non Federally-Regulated | 01/23/2008 |  | 12/05/2019
Wide-Lite | Wide-Lite | A2P-200********************************* | Horizontal | Pulse-start - electronic | 200 |  |  |  |  | 88 | No Exceptions Met |  |  |  |  | Non Federally-Regulated | 01/23/2008 |  | 12/05/2019
Wide-Lite | Wide-Lite | SR4P-250******************************** | Horizontal | Pulse-start - electronic | 250 |  |  |  |  | 88 | No Exceptions Met |  |  |  |  | Non Federally-Regulated | 01/23/2008 |  | 12/05/2019
Wide-Lite | Wide-Lite | AL3P-400******************************** | Horizontal | Pulse-start - electronic | 400 |  |  |  |  | 88 | No Exceptions Met |  |  |  |  | Non Federally-Regulated | 01/23/2008 |  | 12/05/2019
Wide-Lite | Wide-Lite | SR4P-450******************************** | Horizontal | Pulse-start - electronic | 450 |  |  |  |  | 88 | No Exceptions Met |  |  |  |  | Non Federally-Regulated | 01/23/2008 |  | 12/05/2019
Wide-Lite | Wide-Lite | AL3P-440******************************** | Horizontal | Pulse-start - electronic | 440 |  |  |  |  | 88 | No Exceptions Met |  |  |  |  | Non Federally-Regulated | 01/23/2008 |  | 12/05/2019
Wide-Lite | Wide-Lite | AL3RP-250******************************* | Horizontal | Pulse-start - electronic | 250 |  |  |  |  | 88 | No Exceptions Met |  |  |  |  | Non Federally-Regulated | 01/23/2008 |  | 12/05/2019
Wide-Lite | Wide-Lite | AL2P-150******************************** | Horizontal | Pulse-start - electronic | 150 |  |  |  |  | 80 | Vertical - Base Up |  |  |  |  | Non Federally-Regulated | 01/23/2008 |  | 12/05/2019
Wide-Lite | Wide-Lite | AL4P-350******************************** | Horizontal | Pulse-start - electronic | 350 |  |  |  |  | 88 | No Exceptions Met |  |  |  |  | Non Federally-Regulated | 01/23/2008 |  | 12/05/2019
Wide-Lite | Wide-Lite | S10P-175******************************** | Horizontal | Pulse-start - electronic | 175 |  |  |  |  | 88 | No Exceptions Met |  |  |  |  | Non Federally-Regulated | 01/23/2008 |  | 12/05/2019
Wide-Lite | Wide-Lite | AL4P-450******************************** | Horizontal | Pulse-start - electronic | 450 |  |  |  |  | 88 | No Exceptions Met |  |  |  |  | Non Federally-Regulated | 01/23/2008 |  | 12/05/2019
Wide-Lite | Wide-Lite | AL3RP-175******************************* | Horizontal | Pulse-start - electronic | 175 |  |  |  |  | 88 | No Exceptions Met |  |  |  |  | Non Federally-Regulated | 01/23/2008 |  | 12/05/2019
Wide-Lite | Wide-Lite | EALP-175******************************** | Horizontal | Pulse-start - electronic | 175 |  |  |  |  | 88 | No Exceptions Met |  |  |  |  | Non Federally-Regulated | 01/23/2008 |  | 12/05/2019
Wide-Lite | Wide-Lite | SR2P-440******************************** | Horizontal | Pulse-start - electronic | 440 |  |  |  |  | 88 | No Exceptions Met |  |  |  |  | Non Federally-Regulated | 01/23/2008 |  | 12/05/2019
Wide-Lite | Wide-Lite | EWLP-400******************************** | Horizontal | Pulse-start - electronic | 400 |  |  |  |  | 88 | No Exceptions Met |  |  |  |  | Non Federally-Regulated | 01/23/2008 |  | 12/05/2019
Wide-Lite | Wide-Lite | SR2P-300******************************** | Horizontal | Pulse-start - electronic | 300 |  |  |  |  | 88 | No Exceptions Met |  |  |  |  | Non Federally-Regulated | 01/23/2008 |  | 12/05/2019
Wide-Lite | Wide-Lite | SR2P-200/200**************************** | Horizontal | Pulse-start - electronic | 200 |  |  |  |  | 88 | No Exceptions Met |  |  |  |  | Non Federally-Regulated | 01/23/2008 |  | 12/05/2019
Wide-Lite | Wide-Lite | AFP-320********************************* | Horizontal | Pulse-start - electronic | 320 |  |  |  |  | 88 | No Exceptions Met |  |  |  |  | Non Federally-Regulated | 01/23/2008 |  | 12/05/2019
Wide-Lite | Wide-Lite | SR4P-175******************************** | Horizontal | Pulse-start - electronic | 175 |  |  |  |  | 88 | No Exceptions Met |  |  |  |  | Non Federally-Regulated | 01/23/2008 |  | 12/05/2019
Wide-Lite | Wide-Lite | SR2P-350/350**************************** | Horizontal | Pulse-start - electronic | 350 |  |  |  |  | 88 | No Exceptions Met |  |  |  |  | Non Federally-Regulated | 01/23/2008 |  | 12/05/2019
Wide-Lite | Wide-Lite | SS2P-300******************************** | Horizontal | Pulse-start - electronic | 300 |  |  |  |  | 88 | No Exceptions Met |  |  |  |  | Non Federally-Regulated | 01/23/2008 |  | 12/05/2019
Wide-Lite | Wide-Lite | SR4P-350******************************** | Horizontal | Pulse-start - electronic | 350 |  |  |  |  | 88 | No Exceptions Met |  |  |  |  | Non Federally-Regulated | 01/23/2008 |  | 12/05/2019
Wide-Lite | Wide-Lite | EWLP-200******************************** | Horizontal | Pulse-start - electronic | 200 |  |  |  |  | 88 | No Exceptions Met |  |  |  |  | Non Federally-Regulated | 01/23/2008 |  | 12/05/2019
Wide-Lite | Wide-Lite | SR4P-320******************************** | Horizontal | Pulse-start - electronic | 320 |  |  |  |  | 88 | No Exceptions Met |  |  |  |  | Non Federally-Regulated | 01/23/2008 |  | 12/05/2019
Wide-Lite | Wide-Lite | EALP-200******************************** | Horizontal | Pulse-start - electronic | 200 |  |  |  |  | 88 | No Exceptions Met |  |  |  |  | Non Federally-Regulated | 01/23/2008 |  | 12/05/2019
Wide-Lite | Wide-Lite | S10P-400******************************** | Horizontal | Pulse-start - electronic | 400 |  |  |  |  | 88 | No Exceptions Met |  |  |  |  | Non Federally-Regulated | 01/23/2008 |  | 12/05/2019
Wide-Lite | Wide-Lite | SR4P-440******************************** | Horizontal | Pulse-start - electronic | 440 |  |  |  |  | 88 | No Exceptions Met |  |  |  |  | Non Federally-Regulated | 01/23/2008 |  | 12/05/2019
Wide-Lite | Wide-Lite | AL3P-200******************************** | Horizontal | Pulse-start - electronic | 200 |  |  |  |  | 88 | No Exceptions Met |  |  |  |  | Non Federally-Regulated | 01/23/2008 |  | 12/05/2019
Wide-Lite | Wide-Lite | S10P-320******************************** | Horizontal | Pulse-start - electronic | 320 |  |  |  |  | 88 | No Exceptions Met |  |  |  |  | Non Federally-Regulated | 01/23/2008 |  | 12/05/2019
Wide-Lite | Wide-Lite | EWLP-175******************************** | Horizontal | Pulse-start - electronic | 175 |  |  |  |  | 88 | No Exceptions Met |  |  |  |  | Non Federally-Regulated | 01/23/2008 |  | 12/05/2019
Wide-Lite | Wide-Lite | A2P-440********************************* | Horizontal | Pulse-start - electronic | 440 |  |  |  |  | 88 | No Exceptions Met |  |  |  |  | Non Federally-Regulated | 01/23/2008 |  | 12/05/2019
Wide-Lite | Wide-Lite | AL3RP-450******************************* | Horizontal | Pulse-start - electronic | 450 |  |  |  |  | 88 | No Exceptions Met |  |  |  |  | Non Federally-Regulated | 01/23/2008 |  | 12/05/2019
Wide-Lite | Wide-Lite | AL3P-150******************************** | Horizontal | Pulse-start - electronic | 150 |  |  |  |  | 80 | Vertical - Base Up |  |  |  |  | Non Federally-Regulated | 01/23/2008 |  | 12/05/2019
Wide-Lite | Wide-Lite | AL2RP-200******************************* | Horizontal | Pulse-start - electronic | 200 |  |  |  |  | 88 | No Exceptions Met |  |  |  |  | Non Federally-Regulated | 01/23/2008 |  | 12/05/2019
Wide-Lite | Wide-Lite | XLP-150********************************* | Horizontal | Pulse-start - electronic | 150 |  |  |  |  | 80 | Vertical - Base Up |  |  |  |  | Non Federally-Regulated | 01/23/2008 |  | 12/05/2019
Wide-Lite | Wide-Lite | A2P-320********************************* | Horizontal | Pulse-start - electronic | 320 |  |  |  |  | 88 | No Exceptions Met |  |  |  |  | Non Federally-Regulated | 01/23/2008 |  | 12/05/2019
Wide-Lite | Wide-Lite | WLP-400********************************* | Horizontal | Pulse-start - electronic | 400 |  |  |  |  | 88 | No Exceptions Met |  |  |  |  | Non Federally-Regulated | 01/23/2008 |  | 12/05/2019
Wide-Lite | Wide-Lite | A2P-450********************************* | Horizontal | Pulse-start - electronic | 450 |  |  |  |  | 88 | No Exceptions Met |  |  |  |  | Non Federally-Regulated | 01/23/2008 |  | 12/05/2019
Wide-Lite | Wide-Lite | EALP-450******************************** | Horizontal | Pulse-start - electronic | 450 |  |  |  |  | 88 | No Exceptions Met |  |  |  |  | Non Federally-Regulated | 01/23/2008 |  | 12/05/2019
Wide-Lite | Wide-Lite | SPP-175********************************* | Horizontal | Pulse-start - electronic | 175 |  |  |  |  | 88 | No Exceptions Met |  |  |  |  | Non Federally-Regulated | 01/23/2008 |  | 12/05/2019
Wide-Lite | Wide-Lite | SS2P-320/320**************************** | Horizontal | Pulse-start - electronic | 320 |  |  |  |  | 88 | No Exceptions Met |  |  |  |  | Non Federally-Regulated | 01/23/2008 |  | 12/05/2019
Wide-Lite | Wide-Lite | SR2P-300******************************** | Vertical - Base Up | Pulse-start - magnetic | 300 |  |  |  |  | 88 | No Exceptions Met |  |  |  |  | Non Federally-Regulated | 01/23/2008 |  | 12/05/2019
Wide-Lite | Wide-Lite | AL3RP-320******************************* | Vertical - Base Up | Pulse-start - magnetic | 320 |  |  |  |  | 88 | No Exceptions Met |  |  |  |  | Non Federally-Regulated | 01/23/2008 |  | 12/05/2019
Wide-Lite | Wide-Lite | SS2P-350******************************** | Vertical - Base Up | Pulse-start - magnetic | 350 |  |  |  |  | 88 | No Exceptions Met |  |  |  |  | Non Federally-Regulated | 01/23/2008 |  | 12/05/2019
Wide-Lite | Wide-Lite | SHBP-350******************************** | Vertical - Base Up | Pulse-start - magnetic | 350 |  |  |  |  | 88 | No Exceptions Met |  |  |  |  | Non Federally-Regulated | 01/23/2008 |  | 12/05/2019
Wide-Lite | Wide-Lite | EWLP-175******************************** | Vertical - Base Up | Pulse-start - magnetic | 175 |  |  |  |  | 88 | No Exceptions Met |  |  |  |  | Non Federally-Regulated | 01/23/2008 |  | 12/05/2019
Wide-Lite | Wide-Lite | SS2P-250******************************** | Vertical - Base Up | Pulse-start - magnetic | 250 |  |  |  |  | 88 | No Exceptions Met |  |  |  |  | Non Federally-Regulated | 01/23/2008 |  | 12/05/2019
Wide-Lite | Wide-Lite | OPP-400********************************* | Vertical - Base Up | Pulse-start - magnetic | 400 |  |  |  |  | 88 | No Exceptions Met |  |  |  |  | Non Federally-Regulated | 01/23/2008 |  | 12/05/2019
Wide-Lite | Wide-Lite | SR2P-400******************************** | Vertical - Base Up | Pulse-start - magnetic | 400 |  |  |  |  | 88 | No Exceptions Met |  |  |  |  | Non Federally-Regulated | 01/23/2008 |  | 12/05/2019
Wide-Lite | Wide-Lite | SHBP-400******************************** | Vertical - Base Up | Pulse-start - magnetic | 400 |  |  |  |  | 88 | No Exceptions Met |  |  |  |  | Non Federally-Regulated | 01/23/2008 |  | 12/05/2019
Wide-Lite | Wide-Lite | PFP-250********************************* | Vertical - Base Up | Pulse-start - magnetic | 250 |  |  |  |  | 88 | No Exceptions Met |  |  |  |  | Non Federally-Regulated | 01/23/2008 |  | 12/05/2019
Wide-Lite | Wide-Lite | SS2P-450/450**************************** | Vertical - Base Up | Pulse-start - magnetic | 450 |  |  |  |  | 88 | No Exceptions Met |  |  |  |  | Non Federally-Regulated | 01/23/2008 |  | 12/05/2019
Wide-Lite | Wide-Lite | OPP-150********************************* | Vertical - Base Up | Pulse-start - magnetic | 150 |  |  |  |  | 80 | Vertical - Base Up |  |  |  |  | Non Federally-Regulated | 01/23/2008 |  | 12/05/2019
Wide-Lite | Wide-Lite | SR4P-440******************************** | Vertical - Base Up | Pulse-start - magnetic | 440 |  |  |  |  | 88 | No Exceptions Met |  |  |  |  | Non Federally-Regulated | 01/23/2008 |  | 12/05/2019
Wide-Lite | Wide-Lite | SR4P-175******************************** | Vertical - Base Up | Pulse-start - magnetic | 175 |  |  |  |  | 88 | No Exceptions Met |  |  |  |  | Non Federally-Regulated | 01/23/2008 |  | 12/05/2019
Wide-Lite | Wide-Lite | AL3RP-450******************************* | Vertical - Base Up | Pulse-start - magnetic | 450 |  |  |  |  | 88 | No Exceptions Met |  |  |  |  | Non Federally-Regulated | 01/23/2008 |  | 12/05/2019
Wide-Lite | Wide-Lite | AL2P-150******************************** | Vertical - Base Up | Pulse-start - magnetic | 150 |  |  |  |  | 80 | Vertical - Base Up |  |  |  |  | Non Federally-Regulated | 01/23/2008 |  | 12/05/2019
Wide-Lite | Wide-Lite | ELP-440********************************* | Vertical - Base Up | Pulse-start - magnetic | 440 |  |  |  |  | 88 | No Exceptions Met |  |  |  |  | Non Federally-Regulated | 01/23/2008 |  | 12/05/2019
Wide-Lite | Wide-Lite | EALP-400******************************** | Vertical - Base Up | Pulse-start - magnetic | 400 |  |  |  |  | 88 | No Exceptions Met |  |  |  |  | Non Federally-Regulated | 01/23/2008 |  | 12/05/2019
Wide-Lite | Wide-Lite | SR2P-320/320**************************** | Vertical - Base Up | Pulse-start - magnetic | 320 |  |  |  |  | 88 | No Exceptions Met |  |  |  |  | Non Federally-Regulated | 01/23/2008 |  | 12/05/2019
Wide-Lite | Wide-Lite | ILXD-300/300**************************** | Vertical - Base Up | Pulse-start - magnetic | 300 |  |  |  |  | 88 | No Exceptions Met |  |  |  |  | Non Federally-Regulated | 01/23/2008 |  | 12/05/2019
Wide-Lite | Wide-Lite | SHBP-450******************************** | Vertical - Base Up | Pulse-start - magnetic | 450 |  |  |  |  | 88 | No Exceptions Met |  |  |  |  | Non Federally-Regulated | 01/23/2008 |  | 12/05/2019
Wide-Lite | Wide-Lite | AL4P-450******************************** | Vertical - Base Up | Pulse-start - magnetic | 450 |  |  |  |  | 88 | No Exceptions Met |  |  |  |  | Non Federally-Regulated | 01/23/2008 |  | 12/05/2019
Wide-Lite | Wide-Lite | OP2P-200******************************** | Vertical - Base Up | Pulse-start - magnetic | 200 |  |  |  |  | 88 | No Exceptions Met |  |  |  |  | Non Federally-Regulated | 01/23/2008 |  | 12/05/2019
Wide-Lite | Wide-Lite | ELP-200********************************* | Vertical - Base Up | Pulse-start - magnetic | 200 |  |  |  |  | 88 | No Exceptions Met |  |  |  |  | Non Federally-Regulated | 01/23/2008 |  | 12/05/2019
Wide-Lite | Wide-Lite | AL2P-200******************************** | Vertical - Base Up | Pulse-start - magnetic | 200 |  |  |  |  | 88 | No Exceptions Met |  |  |  |  | Non Federally-Regulated | 01/23/2008 |  | 12/05/2019
Wide-Lite | Wide-Lite | AL3RP-400******************************* | Vertical - Base Up | Pulse-start - magnetic | 400 |  |  |  |  | 88 | No Exceptions Met |  |  |  |  | Non Federally-Regulated | 01/23/2008 |  | 12/05/2019
Wide-Lite | Wide-Lite | ILXD-200/200**************************** | Vertical - Base Up | Pulse-start - magnetic | 200 |  |  |  |  | 88 | No Exceptions Met |  |  |  |  | Non Federally-Regulated | 01/23/2008 |  | 12/05/2019
Wide-Lite | Wide-Lite | AL3P-150******************************** | Vertical - Base Up | Pulse-start - magnetic | 150 |  |  |  |  | 80 | Vertical - Base Up |  |  |  |  | Non Federally-Regulated | 01/23/2008 |  | 12/05/2019
Wide-Lite | Wide-Lite | ILXD-150/150**************************** | Vertical - Base Up | Pulse-start - magnetic | 150 |  |  |  |  | 80 | Vertical - Base Up |  |  |  |  | Non Federally-Regulated | 01/23/2008 |  | 12/05/2019
Wide-Lite | Wide-Lite | ELP-320********************************* | Vertical - Base Up | Pulse-start - magnetic | 320 |  |  |  |  | 88 | No Exceptions Met |  |  |  |  | Non Federally-Regulated | 01/23/2008 |  | 12/05/2019
Wide-Lite | Wide-Lite | ILXP-300******************************** | Vertical - Base Up | Pulse-start - magnetic | 300 |  |  |  |  | 88 | No Exceptions Met |  |  |  |  | Non Federally-Regulated | 01/23/2008 |  | 12/05/2019
Wide-Lite | Wide-Lite | SS2P-200******************************** | Vertical - Base Up | Pulse-start - magnetic | 200 |  |  |  |  | 88 | No Exceptions Met |  |  |  |  | Non Federally-Regulated | 01/23/2008 |  | 12/05/2019
Wide-Lite | Wide-Lite | SHBP-175******************************** | Vertical - Base Up | Pulse-start - magnetic | 175 |  |  |  |  | 88 | No Exceptions Met |  |  |  |  | Non Federally-Regulated | 01/23/2008 |  | 12/05/2019
Wide-Lite | Wide-Lite | ILXD-450/450**************************** | Vertical - Base Up | Pulse-start - magnetic | 450 |  |  |  |  | 88 | No Exceptions Met |  |  |  |  | Non Federally-Regulated | 01/23/2008 |  | 12/05/2019
Wide-Lite | Wide-Lite | AL3P-175******************************** | Vertical - Base Up | Pulse-start - magnetic | 175 |  |  |  |  | 88 | No Exceptions Met |  |  |  |  | Non Federally-Regulated | 01/23/2008 |  | 12/05/2019
Wide-Lite | Wide-Lite | SR4P-350******************************** | Vertical - Base Up | Pulse-start - magnetic | 350 |  |  |  |  | 88 | No Exceptions Met |  |  |  |  | Non Federally-Regulated | 01/23/2008 |  | 12/05/2019
Wide-Lite | Wide-Lite | SR4P-250******************************** | Vertical - Base Up | Pulse-start - magnetic | 250 |  |  |  |  | 88 | No Exceptions Met |  |  |  |  | Non Federally-Regulated | 01/23/2008 |  | 12/05/2019
Wide-Lite | Wide-Lite | ILXR-320******************************** | Vertical - Base Up | Pulse-start - magnetic | 320 |  |  |  |  | 88 | No Exceptions Met |  |  |  |  | Non Federally-Regulated | 01/23/2008 |  | 12/05/2019
Wide-Lite | Wide-Lite | SHBP-440******************************** | Vertical - Base Up | Pulse-start - magnetic | 440 |  |  |  |  | 88 | No Exceptions Met |  |  |  |  | Non Federally-Regulated | 01/23/2008 |  | 12/05/2019
Wide-Lite | Wide-Lite | SHBP-200******************************** | Vertical - Base Up | Pulse-start - magnetic | 200 |  |  |  |  | 88 | No Exceptions Met |  |  |  |  | Non Federally-Regulated | 01/23/2008 |  | 12/05/2019
Wide-Lite | Wide-Lite | PFP-150********************************* | Vertical - Base Up | Pulse-start - magnetic | 150 |  |  |  |  | 80 | Vertical - Base Up |  |  |  |  | Non Federally-Regulated | 01/23/2008 |  | 12/05/2019
Wide-Lite | Wide-Lite | LB3P-175******************************** | Vertical - Base Up | Pulse-start - magnetic | 175 |  |  |  |  | 88 | No Exceptions Met |  |  |  |  | Non Federally-Regulated | 01/23/2008 |  | 12/05/2019
Wide-Lite | Wide-Lite | EWLP-200******************************** | Vertical - Base Up | Pulse-start - magnetic | 200 |  |  |  |  | 88 | No Exceptions Met |  |  |  |  | Non Federally-Regulated | 01/23/2008 |  | 12/05/2019
Wide-Lite | Wide-Lite | SS2P-320/320**************************** | Vertical - Base Up | Pulse-start - magnetic | 320 |  |  |  |  | 88 | No Exceptions Met |  |  |  |  | Non Federally-Regulated | 01/23/2008 |  | 12/05/2019
Wide-Lite | Wide-Lite | PFP-300********************************* | Vertical - Base Up | Pulse-start - magnetic | 300 |  |  |  |  | 88 | No Exceptions Met |  |  |  |  | Non Federally-Regulated | 01/23/2008 |  | 12/05/2019
Wide-Lite | Wide-Lite | AL2RP-150******************************* | Vertical - Base Up | Pulse-start - magnetic | 150 |  |  |  |  | 80 | Vertical - Base Up |  |  |  |  | Non Federally-Regulated | 01/23/2008 |  | 12/05/2019
Wide-Lite | Wide-Lite | ILXP-200******************************** | Vertical - Base Up | Pulse-start - magnetic | 200 |  |  |  |  | 88 | No Exceptions Met |  |  |  |  | Non Federally-Regulated | 01/23/2008 |  | 12/05/2019
Wide-Lite | Wide-Lite | AL3RP-200******************************* | Vertical - Base Up | Pulse-start - magnetic | 200 |  |  |  |  | 88 | No Exceptions Met |  |  |  |  | Non Federally-Regulated | 01/23/2008 |  | 12/05/2019
Wide-Lite | Wide-Lite | ILXP-250******************************** | Vertical - Base Up | Pulse-start - magnetic | 250 |  |  |  |  | 88 | No Exceptions Met |  |  |  |  | Non Federally-Regulated | 01/23/2008 |  | 12/05/2019
Wide-Lite | Wide-Lite | SS2P-440******************************** | Vertical - Base Up | Pulse-start - magnetic | 440 |  |  |  |  | 88 | No Exceptions Met |  |  |  |  | Non Federally-Regulated | 01/23/2008 |  | 12/05/2019
Wide-Lite | Wide-Lite | OPP-320********************************* | Vertical - Base Up | Pulse-start - magnetic | 320 |  |  |  |  | 88 | No Exceptions Met |  |  |  |  | Non Federally-Regulated | 01/23/2008 |  | 12/05/2019
Wide-Lite | Wide-Lite | SR2P-175/175**************************** | Vertical - Base Up | Pulse-start - magnetic | 175 |  |  |  |  | 88 | No Exceptions Met |  |  |  |  | Non Federally-Regulated | 01/23/2008 |  | 12/05/2019
Wide-Lite | Wide-Lite | ILXP-175******************************** | Vertical - Base Up | Pulse-start - magnetic | 175 |  |  |  |  | 88 | No Exceptions Met |  |  |  |  | Non Federally-Regulated | 01/23/2008 |  | 12/05/2019
Wide-Lite | Wide-Lite | ILXD-175/175**************************** | Vertical - Base Up | Pulse-start - magnetic | 175 |  |  |  |  | 88 | No Exceptions Met |  |  |  |  | Non Federally-Regulated | 01/23/2008 |  | 12/05/2019
Wide-Lite | Wide-Lite | EALP-450******************************** | Vertical - Base Up | Pulse-start - magnetic | 450 |  |  |  |  | 88 | No Exceptions Met |  |  |  |  | Non Federally-Regulated | 01/23/2008 |  | 12/05/2019
Wide-Lite | Wide-Lite | AL3P-200******************************** | Vertical - Base Up | Pulse-start - magnetic | 200 |  |  |  |  | 88 | No Exceptions Met |  |  |  |  | Non Federally-Regulated | 01/23/2008 |  | 12/05/2019
Wide-Lite | Wide-Lite | ILXP-320******************************** | Vertical - Base Up | Pulse-start - magnetic | 320 |  |  |  |  | 88 | No Exceptions Met |  |  |  |  | Non Federally-Regulated | 01/23/2008 |  | 12/05/2019
Wide-Lite | Wide-Lite | ILXR-450******************************** | Vertical - Base Up | Pulse-start - magnetic | 450 |  |  |  |  | 88 | No Exceptions Met |  |  |  |  | Non Federally-Regulated | 01/23/2008 |  | 12/05/2019
Wide-Lite | Wide-Lite | EALP-350******************************** | Vertical - Base Up | Pulse-start - magnetic | 350 |  |  |  |  | 88 | No Exceptions Met |  |  |  |  | Non Federally-Regulated | 01/23/2008 |  | 12/05/2019
Wide-Lite | Wide-Lite | ILXP-450******************************** | Vertical - Base Up | Pulse-start - magnetic | 450 |  |  |  |  | 88 | No Exceptions Met |  |  |  |  | Non Federally-Regulated | 01/23/2008 |  | 12/05/2019
Wide-Lite | Wide-Lite | ILXD-400/400**************************** | Vertical - Base Up | Pulse-start - magnetic | 400 |  |  |  |  | 88 | No Exceptions Met |  |  |  |  | Non Federally-Regulated | 01/23/2008 |  | 12/05/2019
Wide-Lite | Wide-Lite | PFP-450********************************* | Vertical - Base Up | Pulse-start - magnetic | 450 |  |  |  |  | 88 | No Exceptions Met |  |  |  |  | Non Federally-Regulated | 01/23/2008 |  | 12/05/2019
Wide-Lite | Wide-Lite | EWLP-150******************************** | Vertical - Base Up | Pulse-start - magnetic | 150 |  |  |  |  | 80 | Vertical - Base Up |  |  |  |  | Non Federally-Regulated | 01/23/2008 |  | 12/05/2019
Wide-Lite | Wide-Lite | PFP-440********************************* | Vertical - Base Up | Pulse-start - magnetic | 440 |  |  |  |  | 88 | No Exceptions Met |  |  |  |  | Non Federally-Regulated | 01/23/2008 |  | 12/05/2019
Wide-Lite | Wide-Lite | SR4P-300******************************** | Vertical - Base Up | Pulse-start - magnetic | 300 |  |  |  |  | 88 | No Exceptions Met |  |  |  |  | Non Federally-Regulated | 01/23/2008 |  | 12/05/2019
Wide-Lite | Wide-Lite | SR4P-400******************************** | Vertical - Base Up | Pulse-start - magnetic | 400 |  |  |  |  | 88 | No Exceptions Met |  |  |  |  | Non Federally-Regulated | 01/23/2008 |  | 12/05/2019
Wide-Lite | Wide-Lite | ELP-300********************************* | Vertical - Base Up | Pulse-start - magnetic | 300 |  |  |  |  | 88 | No Exceptions Met |  |  |  |  | Non Federally-Regulated | 01/23/2008 |  | 12/05/2019
Wide-Lite | Wide-Lite | OP2P-150******************************** | Vertical - Base Up | Pulse-start - magnetic | 150 |  |  |  |  | 80 | Vertical - Base Up |  |  |  |  | Non Federally-Regulated | 01/23/2008 |  | 12/05/2019
Wide-Lite | Wide-Lite | SR2P-250/250**************************** | Vertical - Base Up | Pulse-start - magnetic | 250 |  |  |  |  | 88 | No Exceptions Met |  |  |  |  | Non Federally-Regulated | 01/23/2008 |  | 12/05/2019
Wide-Lite | Wide-Lite | ILXD-440/440**************************** | Vertical - Base Up | Pulse-start - magnetic | 440 |  |  |  |  | 88 | No Exceptions Met |  |  |  |  | Non Federally-Regulated | 01/23/2008 |  | 12/05/2019
Wide-Lite | Wide-Lite | ILXR-200******************************** | Vertical - Base Up | Pulse-start - magnetic | 200 |  |  |  |  | 88 | No Exceptions Met |  |  |  |  | Non Federally-Regulated | 01/23/2008 |  | 12/05/2019
Wide-Lite | Wide-Lite | EWLP-300******************************** | Vertical - Base Up | Pulse-start - magnetic | 300 |  |  |  |  | 88 | No Exceptions Met |  |  |  |  | Non Federally-Regulated | 01/23/2008 |  | 12/05/2019
Wide-Lite | Wide-Lite | ILXR-440******************************** | Vertical - Base Up | Pulse-start - magnetic | 440 |  |  |  |  | 88 | No Exceptions Met |  |  |  |  | Non Federally-Regulated | 01/23/2008 |  | 12/05/2019
Wide-Lite | Wide-Lite | SR2P-250******************************** | Vertical - Base Up | Pulse-start - magnetic | 250 |  |  |  |  | 88 | No Exceptions Met |  |  |  |  | Non Federally-Regulated | 01/23/2008 |  | 12/05/2019
Wide-Lite | Wide-Lite | AL2P-175******************************** | Vertical - Base Up | Pulse-start - magnetic | 175 |  |  |  |  | 88 | No Exceptions Met |  |  |  |  | Non Federally-Regulated | 01/23/2008 |  | 12/05/2019
Wide-Lite | Wide-Lite | EALP-175******************************** | Vertical - Base Up | Pulse-start - magnetic | 175 |  |  |  |  | 88 | No Exceptions Met |  |  |  |  | Non Federally-Regulated | 01/23/2008 |  | 12/05/2019
Wide-Lite | Wide-Lite | AL4P-320******************************** | Vertical - Base Up | Pulse-start - magnetic | 320 |  |  |  |  | 88 | No Exceptions Met |  |  |  |  | Non Federally-Regulated | 01/23/2008 |  | 12/05/2019
Wide-Lite | Wide-Lite | EWLP-440******************************** | Vertical - Base Up | Pulse-start - magnetic | 440 |  |  |  |  | 88 | No Exceptions Met |  |  |  |  | Non Federally-Regulated | 01/23/2008 |  | 12/05/2019
Wide-Lite | Wide-Lite | SHBP-320******************************** | Vertical - Base Up | Pulse-start - magnetic | 320 |  |  |  |  | 88 | No Exceptions Met |  |  |  |  | Non Federally-Regulated | 01/23/2008 |  | 12/05/2019
Wide-Lite | Wide-Lite | PFP-350********************************* | Vertical - Base Up | Pulse-start - magnetic | 350 |  |  |  |  | 88 | No Exceptions Met |  |  |  |  | Non Federally-Regulated | 01/23/2008 |  | 12/05/2019
Wide-Lite | Wide-Lite | AL2RP-175******************************* | Vertical - Base Up | Pulse-start - magnetic | 175 |  |  |  |  | 88 | No Exceptions Met |  |  |  |  | Non Federally-Regulated | 01/23/2008 |  | 12/05/2019
Wide-Lite | Wide-Lite | OP2P-175******************************** | Vertical - Base Up | Pulse-start - magnetic | 175 |  |  |  |  | 88 | No Exceptions Met |  |  |  |  | Non Federally-Regulated | 01/23/2008 |  | 12/05/2019
Wide-Lite | Wide-Lite | EWLP-450******************************** | Vertical - Base Up | Pulse-start - magnetic | 450 |  |  |  |  | 88 | No Exceptions Met |  |  |  |  | Non Federally-Regulated | 01/23/2008 |  | 12/05/2019
Wide-Lite | Wide-Lite | PFP-400********************************* | Vertical - Base Up | Pulse-start - magnetic | 400 |  |  |  |  | 88 | No Exceptions Met |  |  |  |  | Non Federally-Regulated | 01/23/2008 |  | 12/05/2019
Wide-Lite | Wide-Lite | OPP-175********************************* | Vertical - Base Up | Pulse-start - magnetic | 175 |  |  |  |  | 88 | No Exceptions Met |  |  |  |  | Non Federally-Regulated | 01/23/2008 |  | 12/05/2019
Wide-Lite | Wide-Lite | ILXR-300******************************** | Vertical - Base Up | Pulse-start - magnetic | 300 |  |  |  |  | 88 | No Exceptions Met |  |  |  |  | Non Federally-Regulated | 01/23/2008 |  | 12/05/2019
Wide-Lite | Wide-Lite | AL3P-300******************************** | Vertical - Base Up | Pulse-start - magnetic | 300 |  |  |  |  | 88 | No Exceptions Met |  |  |  |  | Non Federally-Regulated | 01/23/2008 |  | 12/05/2019
Wide-Lite | Wide-Lite | ELP-175********************************* | Vertical - Base Up | Pulse-start - magnetic | 175 |  |  |  |  | 88 | No Exceptions Met |  |  |  |  | Non Federally-Regulated | 01/23/2008 |  | 12/05/2019
Wide-Lite | Wide-Lite | SS2P-400******************************** | Vertical - Base Up | Pulse-start - magnetic | 400 |  |  |  |  | 88 | No Exceptions Met |  |  |  |  | Non Federally-Regulated | 01/23/2008 |  | 12/05/2019
Wide-Lite | Wide-Lite | ELP-350********************************* | Vertical - Base Up | Pulse-start - magnetic | 350 |  |  |  |  | 88 | No Exceptions Met |  |  |  |  | Non Federally-Regulated | 01/23/2008 |  | 12/05/2019
Wide-Lite | Wide-Lite | SR2P-450******************************** | Vertical - Base Up | Pulse-start - magnetic | 450 |  |  |  |  | 88 | No Exceptions Met |  |  |  |  | Non Federally-Regulated | 01/23/2008 |  | 12/05/2019
Wide-Lite | Wide-Lite | ILXD-250/250**************************** | Vertical - Base Up | Pulse-start - magnetic | 250 |  |  |  |  | 88 | No Exceptions Met |  |  |  |  | Non Federally-Regulated | 01/23/2008 |  | 12/05/2019
Wide-Lite | Wide-Lite | EALP-300******************************** | Vertical - Base Up | Pulse-start - magnetic | 300 |  |  |  |  | 88 | No Exceptions Met |  |  |  |  | Non Federally-Regulated | 01/23/2008 |  | 12/05/2019
Wide-Lite | Wide-Lite | PFP-175********************************* | Vertical - Base Up | Pulse-start - magnetic | 175 |  |  |  |  | 88 | No Exceptions Met |  |  |  |  | Non Federally-Regulated | 01/23/2008 |  | 12/05/2019
Wide-Lite | Wide-Lite | PFP-200********************************* | Vertical - Base Up | Pulse-start - magnetic | 200 |  |  |  |  | 88 | No Exceptions Met |  |  |  |  | Non Federally-Regulated | 01/23/2008 |  | 12/05/2019
Wide-Lite | Wide-Lite | SS2P-175/175**************************** | Vertical - Base Up | Pulse-start - magnetic | 175 |  |  |  |  | 88 | No Exceptions Met |  |  |  |  | Non Federally-Regulated | 01/23/2008 |  | 12/05/2019
Wide-Lite | Wide-Lite | SPP-150********************************* | Vertical - Base Up | Pulse-start - magnetic | 150 |  |  |  |  | 80 | Vertical - Base Up |  |  |  |  | Non Federally-Regulated | 01/23/2008 |  | 12/05/2019
Wide-Lite | Wide-Lite | SHBP-300******************************** | Vertical - Base Up | Pulse-start - magnetic | 300 |  |  |  |  | 88 | No Exceptions Met |  |  |  |  | Non Federally-Regulated | 01/23/2008 |  | 12/05/2019
Wide-Lite | Wide-Lite | SR2P-450/450**************************** | Vertical - Base Up | Pulse-start - magnetic | 450 |  |  |  |  | 88 | No Exceptions Met |  |  |  |  | Non Federally-Regulated | 01/23/2008 |  | 12/05/2019
Wide-Lite | Wide-Lite | EWLP-400******************************** | Vertical - Base Up | Pulse-start - magnetic | 400 |  |  |  |  | 88 | No Exceptions Met |  |  |  |  | Non Federally-Regulated | 01/23/2008 |  | 12/05/2019
Wide-Lite | Wide-Lite | SR2P-200/200**************************** | Vertical - Base Up | Pulse-start - magnetic | 200 |  |  |  |  | 88 | No Exceptions Met |  |  |  |  | Non Federally-Regulated | 01/23/2008 |  | 12/05/2019
Wide-Lite | Wide-Lite | EWLP-250******************************** | Vertical - Base Up | Pulse-start - magnetic | 250 |  |  |  |  | 88 | No Exceptions Met |  |  |  |  | Non Federally-Regulated | 01/23/2008 |  | 12/05/2019
Wide-Lite | Wide-Lite | EALP-200******************************** | Vertical - Base Up | Pulse-start - magnetic | 200 |  |  |  |  | 88 | No Exceptions Met |  |  |  |  | Non Federally-Regulated | 01/23/2008 |  | 12/05/2019
Wide-Lite | Wide-Lite | SS2P-450******************************** | Vertical - Base Up | Pulse-start - magnetic | 450 |  |  |  |  | 88 | No Exceptions Met |  |  |  |  | Non Federally-Regulated | 01/23/2008 |  | 12/05/2019
Wide-Lite | Wide-Lite | SS2P-320******************************** | Vertical - Base Up | Pulse-start - magnetic | 320 |  |  |  |  | 88 | No Exceptions Met |  |  |  |  | Non Federally-Regulated | 01/23/2008 |  | 12/05/2019
Wide-Lite | Wide-Lite | ILXR-350******************************** | Vertical - Base Up | Pulse-start - magnetic | 350 |  |  |  |  | 88 | No Exceptions Met |  |  |  |  | Non Federally-Regulated | 01/23/2008 |  | 12/05/2019
Wide-Lite | Wide-Lite | AL3RP-350******************************* | Vertical - Base Up | Pulse-start - magnetic | 350 |  |  |  |  | 88 | No Exceptions Met |  |  |  |  | Non Federally-Regulated | 01/23/2008 |  | 12/05/2019
Wide-Lite | Wide-Lite | RSPP-150******************************** | Vertical - Base Up | Pulse-start - magnetic | 150 |  |  |  |  | 80 | Vertical - Base Up |  |  |  |  | Non Federally-Regulated | 01/23/2008 |  | 12/05/2019
Wide-Lite | Wide-Lite | EWLP-350******************************** | Vertical - Base Up | Pulse-start - magnetic | 350 |  |  |  |  | 88 | No Exceptions Met |  |  |  |  | Non Federally-Regulated | 01/23/2008 |  | 12/05/2019
Wide-Lite | Wide-Lite | AL3RP-300******************************* | Vertical - Base Up | Pulse-start - magnetic | 300 |  |  |  |  | 88 | No Exceptions Met |  |  |  |  | Non Federally-Regulated | 01/23/2008 |  | 12/05/2019
Wide-Lite | Wide-Lite | ILXP-400******************************** | Vertical - Base Up | Pulse-start - magnetic | 400 |  |  |  |  | 88 | No Exceptions Met |  |  |  |  | Non Federally-Regulated | 01/23/2008 |  | 12/05/2019
Wide-Lite | Wide-Lite | SR4P-200******************************** | Vertical - Base Up | Pulse-start - magnetic | 200 |  |  |  |  | 88 | No Exceptions Met |  |  |  |  | Non Federally-Regulated | 01/23/2008 |  | 12/05/2019
Wide-Lite | Wide-Lite | ILXD-320/320**************************** | Vertical - Base Up | Pulse-start - magnetic | 320 |  |  |  |  | 88 | No Exceptions Met |  |  |  |  | Non Federally-Regulated | 01/23/2008 |  | 12/05/2019
Wide-Lite | Wide-Lite | AL3P-400******************************** | Vertical - Base Up | Pulse-start - magnetic | 400 |  |  |  |  | 88 | No Exceptions Met |  |  |  |  | Non Federally-Regulated | 01/23/2008 |  | 12/05/2019
Wide-Lite | Wide-Lite | SS2P-300/300**************************** | Vertical - Base Up | Pulse-start - magnetic | 300 |  |  |  |  | 88 | No Exceptions Met |  |  |  |  | Non Federally-Regulated | 01/23/2008 |  | 12/05/2019
Wide-Lite | Wide-Lite | ILXD-350/350**************************** | Vertical - Base Up | Pulse-start - magnetic | 350 |  |  |  |  | 88 | No Exceptions Met |  |  |  |  | Non Federally-Regulated | 01/23/2008 |  | 12/05/2019
Wide-Lite | Wide-Lite | SR4P-450******************************** | Vertical - Base Up | Pulse-start - magnetic | 450 |  |  |  |  | 88 | No Exceptions Met |  |  |  |  | Non Federally-Regulated | 01/23/2008 |  | 12/05/2019
Wide-Lite | Wide-Lite | AL3P-250******************************** | Vertical - Base Up | Pulse-start - magnetic | 250 |  |  |  |  | 88 | No Exceptions Met |  |  |  |  | Non Federally-Regulated | 01/23/2008 |  | 12/05/2019
Wide-Lite | Wide-Lite | SR2P-440******************************** | Vertical - Base Up | Pulse-start - magnetic | 440 |  |  |  |  | 88 | No Exceptions Met |  |  |  |  | Non Federally-Regulated | 01/23/2008 |  | 12/05/2019
Wide-Lite | Wide-Lite | OPP-200********************************* | Vertical - Base Up | Pulse-start - magnetic | 200 |  |  |  |  | 88 | No Exceptions Met |  |  |  |  | Non Federally-Regulated | 01/23/2008 |  | 12/05/2019
Wide-Lite | Wide-Lite | SS2P-350/350**************************** | Vertical - Base Up | Pulse-start - magnetic | 350 |  |  |  |  | 88 | No Exceptions Met |  |  |  |  | Non Federally-Regulated | 01/23/2008 |  | 12/05/2019
Wide-Lite | Wide-Lite | SR2P-300/300**************************** | Vertical - Base Up | Pulse-start - magnetic | 300 |  |  |  |  | 88 | No Exceptions Met |  |  |  |  | Non Federally-Regulated | 01/23/2008 |  | 12/05/2019
Wide-Lite | Wide-Lite | AL3RP-175******************************* | Vertical - Base Up | Pulse-start - magnetic | 175 |  |  |  |  | 88 | No Exceptions Met |  |  |  |  | Non Federally-Regulated | 01/23/2008 |  | 12/05/2019
Wide-Lite | Wide-Lite | OPP-300********************************* | Vertical - Base Up | Pulse-start - magnetic | 300 |  |  |  |  | 88 | No Exceptions Met |  |  |  |  | Non Federally-Regulated | 01/23/2008 |  | 12/05/2019
Wide-Lite | Wide-Lite | AL3P-320******************************** | Vertical - Base Up | Pulse-start - magnetic | 320 |  |  |  |  | 88 | No Exceptions Met |  |  |  |  | Non Federally-Regulated | 01/23/2008 |  | 12/05/2019
Wide-Lite | Wide-Lite | LB3P-150******************************** | Vertical - Base Up | Pulse-start - magnetic | 150 |  |  |  |  | 80 | Vertical - Base Up |  |  |  |  | Non Federally-Regulated | 01/23/2008 |  | 12/05/2019
Wide-Lite | Wide-Lite | ELP-450********************************* | Vertical - Base Up | Pulse-start - magnetic | 450 |  |  |  |  | 88 | No Exceptions Met |  |  |  |  | Non Federally-Regulated | 01/23/2008 |  | 12/05/2019
Wide-Lite | Wide-Lite | ELP-250********************************* | Vertical - Base Up | Pulse-start - magnetic | 250 |  |  |  |  | 88 | No Exceptions Met |  |  |  |  | Non Federally-Regulated | 01/23/2008 |  | 12/05/2019
Wide-Lite | Wide-Lite | AL3P-350******************************** | Vertical - Base Up | Pulse-start - magnetic | 350 |  |  |  |  | 88 | No Exceptions Met |  |  |  |  | Non Federally-Regulated | 01/23/2008 |  | 12/05/2019
Wide-Lite | Wide-Lite | ILXR-400******************************** | Vertical - Base Up | Pulse-start - magnetic | 400 |  |  |  |  | 88 | No Exceptions Met |  |  |  |  | Non Federally-Regulated | 01/23/2008 |  | 12/05/2019
Wide-Lite | Wide-Lite | EALP-440******************************** | Vertical - Base Up | Pulse-start - magnetic | 440 |  |  |  |  | 88 | No Exceptions Met |  |  |  |  | Non Federally-Regulated | 01/23/2008 |  | 12/05/2019
Wide-Lite | Wide-Lite | ILXP-440******************************** | Vertical - Base Up | Pulse-start - magnetic | 440 |  |  |  |  | 88 | No Exceptions Met |  |  |  |  | Non Federally-Regulated | 01/23/2008 |  | 12/05/2019
Wide-Lite | Wide-Lite | AL4P-400******************************** | Vertical - Base Up | Pulse-start - magnetic | 400 |  |  |  |  | 88 | No Exceptions Met |  |  |  |  | Non Federally-Regulated | 01/23/2008 |  | 12/05/2019
Wide-Lite | Wide-Lite | SR2P-350******************************** | Vertical - Base Up | Pulse-start - magnetic | 350 |  |  |  |  | 88 | No Exceptions Met |  |  |  |  | Non Federally-Regulated | 01/23/2008 |  | 12/05/2019
Wide-Lite | Wide-Lite | AL2RP-200******************************* | Vertical - Base Up | Pulse-start - magnetic | 200 |  |  |  |  | 88 | No Exceptions Met |  |  |  |  | Non Federally-Regulated | 01/23/2008 |  | 12/05/2019
Wide-Lite | Wide-Lite | SR4P-320******************************** | Vertical - Base Up | Pulse-start - magnetic | 320 |  |  |  |  | 88 | No Exceptions Met |  |  |  |  | Non Federally-Regulated | 01/23/2008 |  | 12/05/2019
Wide-Lite | Wide-Lite | ILXR-175******************************** | Vertical - Base Up | Pulse-start - magnetic | 175 |  |  |  |  | 88 | No Exceptions Met |  |  |  |  | Non Federally-Regulated | 01/23/2008 |  | 12/05/2019
Wide-Lite | Wide-Lite | OPP-350********************************* | Vertical - Base Up | Pulse-start - magnetic | 350 |  |  |  |  | 88 | No Exceptions Met |  |  |  |  | Non Federally-Regulated | 01/23/2008 |  | 12/05/2019
Wide-Lite | Wide-Lite | EALP-250******************************** | Vertical - Base Up | Pulse-start - magnetic | 250 |  |  |  |  | 88 | No Exceptions Met |  |  |  |  | Non Federally-Regulated | 01/23/2008 |  | 12/05/2019
Wide-Lite | Wide-Lite | OPP-440********************************* | Vertical - Base Up | Pulse-start - magnetic | 440 |  |  |  |  | 88 | No Exceptions Met |  |  |  |  | Non Federally-Regulated | 01/23/2008 |  | 12/05/2019
Wide-Lite | Wide-Lite | OPP-450********************************* | Vertical - Base Up | Pulse-start - magnetic | 450 |  |  |  |  | 88 | No Exceptions Met |  |  |  |  | Non Federally-Regulated | 01/23/2008 |  | 12/05/2019
Wide-Lite | Wide-Lite | SPP-175********************************* | Vertical - Base Up | Pulse-start - magnetic | 175 |  |  |  |  | 88 | No Exceptions Met |  |  |  |  | Non Federally-Regulated | 01/23/2008 |  | 12/05/2019
Wide-Lite | Wide-Lite | SR2P-400/400**************************** | Vertical - Base Up | Pulse-start - magnetic | 400 |  |  |  |  | 88 | No Exceptions Met |  |  |  |  | Non Federally-Regulated | 01/23/2008 |  | 12/05/2019
Wide-Lite | Wide-Lite | SR2P-320******************************** | Vertical - Base Up | Pulse-start - magnetic | 320 |  |  |  |  | 88 | No Exceptions Met |  |  |  |  | Non Federally-Regulated | 01/23/2008 |  | 12/05/2019
Wide-Lite | Wide-Lite | ELP-400********************************* | Vertical - Base Up | Pulse-start - magnetic | 400 |  |  |  |  | 88 | No Exceptions Met |  |  |  |  | Non Federally-Regulated | 01/23/2008 |  | 12/05/2019
Wide-Lite | Wide-Lite | SS2P-250/250**************************** | Vertical - Base Up | Pulse-start - magnetic | 250 |  |  |  |  | 88 | No Exceptions Met |  |  |  |  | Non Federally-Regulated | 01/23/2008 |  | 12/05/2019
Wide-Lite | Wide-Lite | SS2P-175******************************** | Vertical - Base Up | Pulse-start - magnetic | 175 |  |  |  |  | 88 | No Exceptions Met |  |  |  |  | Non Federally-Regulated | 01/23/2008 |  | 12/05/2019
Wide-Lite | Wide-Lite | SS2P-440/440**************************** | Vertical - Base Up | Pulse-start - magnetic | 440 |  |  |  |  | 88 | No Exceptions Met |  |  |  |  | Non Federally-Regulated | 01/23/2008 |  | 12/05/2019
Wide-Lite | Wide-Lite | AL3RP-440******************************* | Vertical - Base Up | Pulse-start - magnetic | 440 |  |  |  |  | 88 | No Exceptions Met |  |  |  |  | Non Federally-Regulated | 01/23/2008 |  | 12/05/2019
Wide-Lite | Wide-Lite | EWLP-320******************************** | Vertical - Base Up | Pulse-start - magnetic | 320 |  |  |  |  | 88 | No Exceptions Met |  |  |  |  | Non Federally-Regulated | 01/23/2008 |  | 12/05/2019
Wide-Lite | Wide-Lite | ILXP-150******************************** | Vertical - Base Up | Pulse-start - magnetic | 150 |  |  |  |  | 80 | Vertical - Base Up |  |  |  |  | Non Federally-Regulated | 01/23/2008 |  | 12/05/2019
Wide-Lite | Wide-Lite | SR2P-350/350**************************** | Vertical - Base Up | Pulse-start - magnetic | 350 |  |  |  |  | 88 | No Exceptions Met |  |  |  |  | Non Federally-Regulated | 01/23/2008 |  | 12/05/2019
Wide-Lite | Wide-Lite | SR2P-200******************************** | Vertical - Base Up | Pulse-start - magnetic | 200 |  |  |  |  | 88 | No Exceptions Met |  |  |  |  | Non Federally-Regulated | 01/23/2008 |  | 12/05/2019
Wide-Lite | Wide-Lite | AL3P-440******************************** | Vertical - Base Up | Pulse-start - magnetic | 440 |  |  |  |  | 88 | No Exceptions Met |  |  |  |  | Non Federally-Regulated | 01/23/2008 |  | 12/05/2019
Wide-Lite | Wide-Lite | EALP-320******************************** | Vertical - Base Up | Pulse-start - magnetic | 320 |  |  |  |  | 88 | No Exceptions Met |  |  |  |  | Non Federally-Regulated | 01/23/2008 |  | 12/05/2019
Wide-Lite | Wide-Lite | EALP-150******************************** | Vertical - Base Up | Pulse-start - magnetic | 150 |  |  |  |  | 80 | Vertical - Base Up |  |  |  |  | Non Federally-Regulated | 01/23/2008 |  | 12/05/2019
Wide-Lite | Wide-Lite | LB3P-200******************************** | Vertical - Base Up | Pulse-start - magnetic | 200 |  |  |  |  | 88 | No Exceptions Met |  |  |  |  | Non Federally-Regulated | 01/23/2008 |  | 12/05/2019
Wide-Lite | Wide-Lite | PFP-320********************************* | Vertical - Base Up | Pulse-start - magnetic | 320 |  |  |  |  | 88 | No Exceptions Met |  |  |  |  | Non Federally-Regulated | 01/23/2008 |  | 12/05/2019
Wide-Lite | Wide-Lite | RSPP-175******************************** | Vertical - Base Up | Pulse-start - magnetic | 175 |  |  |  |  | 88 | No Exceptions Met |  |  |  |  | Non Federally-Regulated | 01/23/2008 |  | 12/05/2019
Wide-Lite | Wide-Lite | SR2P-175******************************** | Vertical - Base Up | Pulse-start - magnetic | 175 |  |  |  |  | 88 | No Exceptions Met |  |  |  |  | Non Federally-Regulated | 01/23/2008 |  | 12/05/2019
Wide-Lite | Wide-Lite | AL3RP-250******************************* | Vertical - Base Up | Pulse-start - magnetic | 250 |  |  |  |  | 88 | No Exceptions Met |  |  |  |  | Non Federally-Regulated | 01/23/2008 |  | 12/05/2019
Wide-Lite | Wide-Lite | SS2P-200/200**************************** | Vertical - Base Up | Pulse-start - magnetic | 200 |  |  |  |  | 88 | No Exceptions Met |  |  |  |  | Non Federally-Regulated | 01/23/2008 |  | 12/05/2019
Wide-Lite | Wide-Lite | SS2P-400/400**************************** | Vertical - Base Up | Pulse-start - magnetic | 400 |  |  |  |  | 88 | No Exceptions Met |  |  |  |  | Non Federally-Regulated | 01/23/2008 |  | 12/05/2019
Wide-Lite | Wide-Lite | ILXR-250******************************** | Vertical - Base Up | Pulse-start - magnetic | 250 |  |  |  |  | 88 | No Exceptions Met |  |  |  |  | Non Federally-Regulated | 01/23/2008 |  | 12/05/2019
Wide-Lite | Wide-Lite | LB3P-250******************************** | Vertical - Base Up | Pulse-start - magnetic | 250 |  |  |  |  | 88 | No Exceptions Met |  |  |  |  | Non Federally-Regulated | 01/23/2008 |  | 12/05/2019
Wide-Lite | Wide-Lite | SR2P-440/440**************************** | Vertical - Base Up | Pulse-start - magnetic | 440 |  |  |  |  | 88 | No Exceptions Met |  |  |  |  | Non Federally-Regulated | 01/23/2008 |  | 12/05/2019
Wide-Lite | Wide-Lite | AL3P-450******************************** | Vertical - Base Up | Pulse-start - magnetic | 450 |  |  |  |  | 88 | No Exceptions Met |  |  |  |  | Non Federally-Regulated | 01/23/2008 |  | 12/05/2019
Wide-Lite | Wide-Lite | ILXP-350******************************** | Vertical - Base Up | Pulse-start - magnetic | 350 |  |  |  |  | 88 | No Exceptions Met |  |  |  |  | Non Federally-Regulated | 01/23/2008 |  | 12/05/2019
Wide-Lite | Wide-Lite | SHBP-250******************************** | Vertical - Base Up | Pulse-start - magnetic | 250 |  |  |  |  | 88 | No Exceptions Met |  |  |  |  | Non Federally-Regulated | 01/23/2008 |  | 12/05/2019
Wide-Lite | Wide-Lite | OPP-250********************************* | Vertical - Base Up | Pulse-start - magnetic | 250 |  |  |  |  | 88 | No Exceptions Met |  |  |  |  | Non Federally-Regulated | 01/23/2008 |  | 12/05/2019
Wide-Lite | Wide-Lite | RSPP-200******************************** | Vertical - Base Up | Pulse-start - magnetic | 200 |  |  |  |  | 88 | No Exceptions Met |  |  |  |  | Non Federally-Regulated | 01/23/2008 |  | 12/05/2019
Wide-Lite | Wide-Lite | SS2P-300******************************** | Vertical - Base Up | Pulse-start - magnetic | 300 |  |  |  |  | 88 | No Exceptions Met |  |  |  |  | Non Federally-Regulated | 01/23/2008 |  | 12/05/2019
Wide-Lite | Wide-Lite | AL4P-350******************************** | Vertical - Base Up | Pulse-start - magnetic | 350 |  |  |  |  | 88 | No Exceptions Met |  |  |  |  | Non Federally-Regulated | 01/23/2008 |  | 12/05/2019
Wide-Lite | Wide-Lite | AL4P-440******************************** | Vertical - Base Up | Pulse-start - magnetic | 440 |  |  |  |  | 88 | No Exceptions Met |  |  |  |  | Non Federally-Regulated | 01/23/2008 |  | 12/05/2019
Wide-Lite | Wide-Lite | ILXR-150******************************** | Vertical - Base Up | Pulse-start - magnetic | 150 |  |  |  |  | 80 | Vertical - Base Up |  |  |  |  | Non Federally-Regulated | 01/23/2008 |  | 12/05/2019
Wide-Lite | Wide-Lite | AL3RP-150******************************* | Vertical - Base Up | Pulse-start - magnetic | 150 |  |  |  |  | 80 | Vertical - Base Up |  |  |  |  | Non Federally-Regulated | 01/23/2008 |  | 12/05/2019
Wide-Lite | Wide-Lite | RSLP-300******************************** | Vertical - Base Down | Pulse-start - magnetic | 300 |  |  |  |  | 88 | No Exceptions Met |  |  |  |  | Non Federally-Regulated | 01/23/2008 |  | 12/05/2019
Wide-Lite | Wide-Lite | RMSLP-175******************************* | Vertical - Base Down | Pulse-start - magnetic | 175 |  |  |  |  | 88 | No Exceptions Met |  |  |  |  | Non Federally-Regulated | 01/23/2008 |  | 12/05/2019
Wide-Lite | Wide-Lite | MSLP-250******************************** | Vertical - Base Down | Pulse-start - magnetic | 250 |  |  |  |  | 88 | No Exceptions Met |  |  |  |  | Non Federally-Regulated | 01/23/2008 |  | 12/05/2019
Wide-Lite | Wide-Lite | RSLP-250******************************** | Vertical - Base Down | Pulse-start - magnetic | 250 |  |  |  |  | 88 | No Exceptions Met |  |  |  |  | Non Federally-Regulated | 01/23/2008 |  | 12/05/2019
Wide-Lite | Wide-Lite | RSLP-440******************************** | Vertical - Base Down | Pulse-start - magnetic | 440 |  |  |  |  | 88 | No Exceptions Met |  |  |  |  | Non Federally-Regulated | 01/23/2008 |  | 12/05/2019
Wide-Lite | Wide-Lite | RSLP-450******************************** | Vertical - Base Down | Pulse-start - magnetic | 450 |  |  |  |  | 88 | No Exceptions Met |  |  |  |  | Non Federally-Regulated | 01/23/2008 |  | 12/05/2019
Wide-Lite | Wide-Lite | RSLP-400******************************** | Vertical - Base Down | Pulse-start - magnetic | 400 |  |  |  |  | 88 | No Exceptions Met |  |  |  |  | Non Federally-Regulated | 01/23/2008 |  | 12/05/2019
Wide-Lite | Wide-Lite | RSLP-150******************************** | Vertical - Base Down | Pulse-start - magnetic | 150 |  |  |  |  | 80 | Vertical - Base Up |  |  |  |  | Non Federally-Regulated | 01/23/2008 |  | 12/05/2019
Wide-Lite | Wide-Lite | RMSLP-150******************************* | Vertical - Base Down | Pulse-start - magnetic | 150 |  |  |  |  | 80 | Vertical - Base Up |  |  |  |  | Non Federally-Regulated | 01/23/2008 |  | 12/05/2019
Wide-Lite | Wide-Lite | RSLP-350******************************** | Vertical - Base Down | Pulse-start - magnetic | 350 |  |  |  |  | 88 | No Exceptions Met |  |  |  |  | Non Federally-Regulated | 01/23/2008 |  | 12/05/2019
Wide-Lite | Wide-Lite | SLP-175********************************* | Vertical - Base Down | Pulse-start - magnetic | 175 |  |  |  |  | 88 | No Exceptions Met |  |  |  |  | Non Federally-Regulated | 01/23/2008 |  | 12/05/2019
Wide-Lite | Wide-Lite | SLP-150********************************* | Vertical - Base Down | Pulse-start - magnetic | 150 |  |  |  |  | 80 | Vertical - Base Up |  |  |  |  | Non Federally-Regulated | 01/23/2008 |  | 12/05/2019
Wide-Lite | Wide-Lite | SLP-400********************************* | Vertical - Base Down | Pulse-start - magnetic | 400 |  |  |  |  | 88 | No Exceptions Met |  |  |  |  | Non Federally-Regulated | 01/23/2008 |  | 12/05/2019
Wide-Lite | Wide-Lite | SLP-200********************************* | Vertical - Base Down | Pulse-start - magnetic | 200 |  |  |  |  | 88 | No Exceptions Met |  |  |  |  | Non Federally-Regulated | 01/23/2008 |  | 12/05/2019
Wide-Lite | Wide-Lite | MSLP-150******************************** | Vertical - Base Down | Pulse-start - magnetic | 150 |  |  |  |  | 80 | Vertical - Base Up |  |  |  |  | Non Federally-Regulated | 01/23/2008 |  | 12/05/2019
Wide-Lite | Wide-Lite | RSLP-320******************************** | Vertical - Base Down | Pulse-start - magnetic | 320 |  |  |  |  | 88 | No Exceptions Met |  |  |  |  | Non Federally-Regulated | 01/23/2008 |  | 12/05/2019
Wide-Lite | Wide-Lite | RSLP-200******************************** | Vertical - Base Down | Pulse-start - magnetic | 200 |  |  |  |  | 88 | No Exceptions Met |  |  |  |  | Non Federally-Regulated | 01/23/2008 |  | 12/05/2019
Wide-Lite | Wide-Lite | SLP-320********************************* | Vertical - Base Down | Pulse-start - magnetic | 320 |  |  |  |  | 88 | No Exceptions Met |  |  |  |  | Non Federally-Regulated | 01/23/2008 |  | 12/05/2019
Wide-Lite | Wide-Lite | MSLP-175******************************** | Vertical - Base Down | Pulse-start - magnetic | 175 |  |  |  |  | 88 | No Exceptions Met |  |  |  |  | Non Federally-Regulated | 01/23/2008 |  | 12/05/2019
Wide-Lite | Wide-Lite | SLP-250********************************* | Vertical - Base Down | Pulse-start - magnetic | 250 |  |  |  |  | 88 | No Exceptions Met |  |  |  |  | Non Federally-Regulated | 01/23/2008 |  | 12/05/2019
Wide-Lite | Wide-Lite | RMSLP-250******************************* | Vertical - Base Down | Pulse-start - magnetic | 250 |  |  |  |  | 88 | No Exceptions Met |  |  |  |  | Non Federally-Regulated | 01/23/2008 |  | 12/05/2019
Wide-Lite | Wide-Lite | MSLP-200******************************** | Vertical - Base Down | Pulse-start - magnetic | 200 |  |  |  |  | 88 | No Exceptions Met |  |  |  |  | Non Federally-Regulated | 01/23/2008 |  | 12/05/2019
Wide-Lite | Wide-Lite | SLP-300********************************* | Vertical - Base Down | Pulse-start - magnetic | 300 |  |  |  |  | 88 | No Exceptions Met |  |  |  |  | Non Federally-Regulated | 01/23/2008 |  | 12/05/2019
Wide-Lite | Wide-Lite | SLP-450********************************* | Vertical - Base Down | Pulse-start - magnetic | 450 |  |  |  |  | 88 | No Exceptions Met |  |  |  |  | Non Federally-Regulated | 01/23/2008 |  | 12/05/2019
Wide-Lite | Wide-Lite | SLP-350********************************* | Vertical - Base Down | Pulse-start - magnetic | 350 |  |  |  |  | 88 | No Exceptions Met |  |  |  |  | Non Federally-Regulated | 01/23/2008 |  | 12/05/2019
Wide-Lite | Wide-Lite | SLP-440********************************* | Vertical - Base Down | Pulse-start - magnetic | 440 |  |  |  |  | 88 | No Exceptions Met |  |  |  |  | Non Federally-Regulated | 01/23/2008 |  | 12/05/2019
Wide-Lite | Wide-Lite | RSLP-175******************************** | Vertical - Base Down | Pulse-start - magnetic | 175 |  |  |  |  | 88 | No Exceptions Met |  |  |  |  | Non Federally-Regulated | 01/23/2008 |  | 12/05/2019
Wide-Lite | Wide-Lite | RMSLP-200******************************* | Vertical - Base Down | Pulse-start - magnetic | 200 |  |  |  |  | 88 | No Exceptions Met |  |  |  |  | Non Federally-Regulated | 01/23/2008 |  | 12/05/2019
Wide-Lite | Wide-Lite | SR4P-200******************************** | Universal | Pulse-start - magnetic | 200 |  |  |  |  | 88 | No Exceptions Met |  |  |  |  | Non Federally-Regulated | 01/23/2008 |  | 12/05/2019
Wide-Lite | Wide-Lite | MFP-175********************************* | Universal | Pulse-start - magnetic | 175 |  |  |  |  | 88 | No Exceptions Met |  |  |  |  | Non Federally-Regulated | 01/23/2008 |  | 12/05/2019
Wide-Lite | Wide-Lite | AL3P-175******************************** | Universal | Pulse-start - magnetic | 175 |  |  |  |  | 88 | No Exceptions Met |  |  |  |  | Non Federally-Regulated | 01/23/2008 |  | 12/05/2019
Wide-Lite | Wide-Lite | RSLP-440******************************** | Universal | Pulse-start - magnetic | 440 |  |  |  |  | 88 | No Exceptions Met |  |  |  |  | Non Federally-Regulated | 01/23/2008 |  | 12/05/2019
Wide-Lite | Wide-Lite | EALP-175******************************** | Universal | Pulse-start - magnetic | 175 |  |  |  |  | 88 | No Exceptions Met |  |  |  |  | Non Federally-Regulated | 01/23/2008 |  | 12/05/2019
Wide-Lite | Wide-Lite | MFP-350********************************* | Universal | Pulse-start - magnetic | 350 |  |  |  |  | 88 | No Exceptions Met |  |  |  |  | Non Federally-Regulated | 01/23/2008 |  | 12/05/2019
Wide-Lite | Wide-Lite | MFP-400********************************* | Universal | Pulse-start - magnetic | 400 |  |  |  |  | 88 | No Exceptions Met |  |  |  |  | Non Federally-Regulated | 01/23/2008 |  | 12/05/2019
Wide-Lite | Wide-Lite | OPP-350********************************* | Universal | Pulse-start - magnetic | 350 |  |  |  |  | 88 | No Exceptions Met |  |  |  |  | Non Federally-Regulated | 01/23/2008 |  | 12/05/2019
Wide-Lite | Wide-Lite | ELP-450********************************* | Universal | Pulse-start - magnetic | 450 |  |  |  |  | 88 | No Exceptions Met |  |  |  |  | Non Federally-Regulated | 01/23/2008 |  | 12/05/2019
Wide-Lite | Wide-Lite | SR4P-450******************************** | Universal | Pulse-start - magnetic | 450 |  |  |  |  | 88 | No Exceptions Met |  |  |  |  | Non Federally-Regulated | 01/23/2008 |  | 12/05/2019
Wide-Lite | Wide-Lite | EFXP-150******************************** | Universal | Pulse-start - magnetic | 150 |  |  |  |  | 80 | Vertical - Base Up |  |  |  |  | Non Federally-Regulated | 01/23/2008 |  | 12/05/2019
Wide-Lite | Wide-Lite | WLP-350********************************* | Universal | Pulse-start - magnetic | 350 |  |  |  |  | 88 | No Exceptions Met |  |  |  |  | Non Federally-Regulated | 01/23/2008 |  | 12/05/2019
Wide-Lite | Wide-Lite | MEFXP-150******************************* | Universal | Pulse-start - magnetic | 150 |  |  |  |  | 80 | Vertical - Base Up |  |  |  |  | Non Federally-Regulated | 01/23/2008 |  | 12/05/2019
Wide-Lite | Wide-Lite | EFXP-300******************************** | Universal | Pulse-start - magnetic | 300 |  |  |  |  | 88 | No Exceptions Met |  |  |  |  | Non Federally-Regulated | 01/23/2008 |  | 12/05/2019
Wide-Lite | Wide-Lite | SR2P-350******************************** | Universal | Pulse-start - magnetic | 350 |  |  |  |  | 88 | No Exceptions Met |  |  |  |  | Non Federally-Regulated | 01/23/2008 |  | 12/05/2019
Wide-Lite | Wide-Lite | XLP-350********************************* | Universal | Pulse-start - magnetic | 350 |  |  |  |  | 88 | No Exceptions Met |  |  |  |  | Non Federally-Regulated | 01/23/2008 |  | 12/05/2019
Wide-Lite | Wide-Lite | AL3P-200******************************** | Universal | Pulse-start - magnetic | 200 |  |  |  |  | 88 | No Exceptions Met |  |  |  |  | Non Federally-Regulated | 01/23/2008 |  | 12/05/2019
Wide-Lite | Wide-Lite | AL3P-350******************************** | Universal | Pulse-start - magnetic | 350 |  |  |  |  | 88 | No Exceptions Met |  |  |  |  | Non Federally-Regulated | 01/23/2008 |  | 12/05/2019
Wide-Lite | Wide-Lite | S10P-175******************************** | Universal | Pulse-start - magnetic | 175 |  |  |  |  | 88 | No Exceptions Met |  |  |  |  | Non Federally-Regulated | 01/23/2008 |  | 12/05/2019
Wide-Lite | Wide-Lite | ILXP-320******************************** | Universal | Pulse-start - magnetic | 320 |  |  |  |  | 88 | No Exceptions Met |  |  |  |  | Non Federally-Regulated | 01/23/2008 |  | 12/05/2019
Wide-Lite | Wide-Lite | IFXP-440******************************** | Universal | Pulse-start - magnetic | 440 |  |  |  |  | 88 | No Exceptions Met |  |  |  |  | Non Federally-Regulated | 01/23/2008 |  | 12/05/2019
Wide-Lite | Wide-Lite | S10P-200******************************** | Universal | Pulse-start - magnetic | 200 |  |  |  |  | 88 | No Exceptions Met |  |  |  |  | Non Federally-Regulated | 01/23/2008 |  | 12/05/2019
Wide-Lite | Wide-Lite | ILXD-320/320**************************** | Universal | Pulse-start - magnetic | 320 |  |  |  |  | 88 | No Exceptions Met |  |  |  |  | Non Federally-Regulated | 01/23/2008 |  | 12/05/2019
Wide-Lite | Wide-Lite | EFIP-440******************************** | Universal | Pulse-start - magnetic | 440 |  |  |  |  | 88 | No Exceptions Met |  |  |  |  | Non Federally-Regulated | 01/23/2008 |  | 12/05/2019
Wide-Lite | Wide-Lite | SR2P-250/250**************************** | Universal | Pulse-start - magnetic | 250 |  |  |  |  | 88 | No Exceptions Met |  |  |  |  | Non Federally-Regulated | 01/23/2008 |  | 12/05/2019
Wide-Lite | Wide-Lite | SS2P-440/440**************************** | Universal | Pulse-start - magnetic | 440 |  |  |  |  | 88 | No Exceptions Met |  |  |  |  | Non Federally-Regulated | 01/23/2008 |  | 12/05/2019
Wide-Lite | Wide-Lite | WLP-150********************************* | Universal | Pulse-start - magnetic | 150 |  |  |  |  | 80 | Vertical - Base Up |  |  |  |  | Non Federally-Regulated | 01/23/2008 |  | 12/05/2019
Wide-Lite | Wide-Lite | MEFXP-200******************************* | Universal | Pulse-start - magnetic | 200 |  |  |  |  | 88 | No Exceptions Met |  |  |  |  | Non Federally-Regulated | 01/23/2008 |  | 12/05/2019
Wide-Lite | Wide-Lite | EFXP-450******************************** | Universal | Pulse-start - magnetic | 450 |  |  |  |  | 88 | No Exceptions Met |  |  |  |  | Non Federally-Regulated | 01/23/2008 |  | 12/05/2019
Wide-Lite | Wide-Lite | SR4P-300******************************** | Universal | Pulse-start - magnetic | 300 |  |  |  |  | 88 | No Exceptions Met |  |  |  |  | Non Federally-Regulated | 01/23/2008 |  | 12/05/2019
Wide-Lite | Wide-Lite | A2P-350********************************* | Universal | Pulse-start - magnetic | 350 |  |  |  |  | 88 | No Exceptions Met |  |  |  |  | Non Federally-Regulated | 01/23/2008 |  | 12/05/2019
Wide-Lite | Wide-Lite | AL3RP-200******************************* | Universal | Pulse-start - magnetic | 200 |  |  |  |  | 88 | No Exceptions Met |  |  |  |  | Non Federally-Regulated | 01/23/2008 |  | 12/05/2019
Wide-Lite | Wide-Lite | SR2P-300/300**************************** | Universal | Pulse-start - magnetic | 300 |  |  |  |  | 88 | No Exceptions Met |  |  |  |  | Non Federally-Regulated | 01/23/2008 |  | 12/05/2019
Wide-Lite | Wide-Lite | SR2P-300******************************** | Universal | Pulse-start - magnetic | 300 |  |  |  |  | 88 | No Exceptions Met |  |  |  |  | Non Federally-Regulated | 01/23/2008 |  | 12/05/2019
Wide-Lite | Wide-Lite | XLP-440********************************* | Universal | Pulse-start - magnetic | 440 |  |  |  |  | 88 | No Exceptions Met |  |  |  |  | Non Federally-Regulated | 01/23/2008 |  | 12/05/2019
Wide-Lite | Wide-Lite | EFXP-440******************************** | Universal | Pulse-start - magnetic | 440 |  |  |  |  | 88 | No Exceptions Met |  |  |  |  | Non Federally-Regulated | 01/23/2008 |  | 12/05/2019
Wide-Lite | Wide-Lite | RSPP-150******************************** | Universal | Pulse-start - magnetic | 150 |  |  |  |  | 80 | Vertical - Base Up |  |  |  |  | Non Federally-Regulated | 01/23/2008 |  | 12/05/2019
Wide-Lite | Wide-Lite | RSLP-400******************************** | Universal | Pulse-start - magnetic | 400 |  |  |  |  | 88 | No Exceptions Met |  |  |  |  | Non Federally-Regulated | 01/23/2008 |  | 12/05/2019
Wide-Lite | Wide-Lite | SS2P-200******************************** | Universal | Pulse-start - magnetic | 200 |  |  |  |  | 88 | No Exceptions Met |  |  |  |  | Non Federally-Regulated | 01/23/2008 |  | 12/05/2019
Wide-Lite | Wide-Lite | SLP-300********************************* | Universal | Pulse-start - magnetic | 300 |  |  |  |  | 88 | No Exceptions Met |  |  |  |  | Non Federally-Regulated | 01/23/2008 |  | 12/05/2019
Wide-Lite | Wide-Lite | EWLP-250******************************** | Universal | Pulse-start - magnetic | 250 |  |  |  |  | 88 | No Exceptions Met |  |  |  |  | Non Federally-Regulated | 01/23/2008 |  | 12/05/2019
Wide-Lite | Wide-Lite | ELP-250********************************* | Universal | Pulse-start - magnetic | 250 |  |  |  |  | 88 | No Exceptions Met |  |  |  |  | Non Federally-Regulated | 01/23/2008 |  | 12/05/2019
Wide-Lite | Wide-Lite | ILXP-450******************************** | Universal | Pulse-start - magnetic | 450 |  |  |  |  | 88 | No Exceptions Met |  |  |  |  | Non Federally-Regulated | 01/23/2008 |  | 12/05/2019
Wide-Lite | Wide-Lite | IFXP-350******************************** | Universal | Pulse-start - magnetic | 350 |  |  |  |  | 88 | No Exceptions Met |  |  |  |  | Non Federally-Regulated | 01/23/2008 |  | 12/05/2019
Wide-Lite | Wide-Lite | RSPP-200******************************** | Universal | Pulse-start - magnetic | 200 |  |  |  |  | 88 | No Exceptions Met |  |  |  |  | Non Federally-Regulated | 01/23/2008 |  | 12/05/2019
Wide-Lite | Wide-Lite | SLP-250********************************* | Universal | Pulse-start - magnetic | 250 |  |  |  |  | 88 | No Exceptions Met |  |  |  |  | Non Federally-Regulated | 01/23/2008 |  | 12/05/2019
Wide-Lite | Wide-Lite | ILXR-150******************************** | Universal | Pulse-start - magnetic | 150 |  |  |  |  | 80 | Vertical - Base Up |  |  |  |  | Non Federally-Regulated | 01/23/2008 |  | 12/05/2019
Wide-Lite | Wide-Lite | PFP-440********************************* | Universal | Pulse-start - magnetic | 440 |  |  |  |  | 88 | No Exceptions Met |  |  |  |  | Non Federally-Regulated | 01/23/2008 |  | 12/05/2019
Wide-Lite | Wide-Lite | EALP-440******************************** | Universal | Pulse-start - magnetic | 440 |  |  |  |  | 88 | No Exceptions Met |  |  |  |  | Non Federally-Regulated | 01/23/2008 |  | 12/05/2019
Wide-Lite | Wide-Lite | SLP-200********************************* | Universal | Pulse-start - magnetic | 200 |  |  |  |  | 88 | No Exceptions Met |  |  |  |  | Non Federally-Regulated | 01/23/2008 |  | 12/05/2019
Wide-Lite | Wide-Lite | MAFP-320******************************** | Universal | Pulse-start - magnetic | 320 |  |  |  |  | 88 | No Exceptions Met |  |  |  |  | Non Federally-Regulated | 01/23/2008 |  | 12/05/2019
Wide-Lite | Wide-Lite | SHBP-440******************************** | Universal | Pulse-start - magnetic | 440 |  |  |  |  | 88 | No Exceptions Met |  |  |  |  | Non Federally-Regulated | 01/23/2008 |  | 12/05/2019
Wide-Lite | Wide-Lite | SR2P-320/320**************************** | Universal | Pulse-start - magnetic | 320 |  |  |  |  | 88 | No Exceptions Met |  |  |  |  | Non Federally-Regulated | 01/23/2008 |  | 12/05/2019
Wide-Lite | Wide-Lite | AL3RP-175******************************* | Universal | Pulse-start - magnetic | 175 |  |  |  |  | 88 | No Exceptions Met |  |  |  |  | Non Federally-Regulated | 01/23/2008 |  | 12/05/2019
Wide-Lite | Wide-Lite | IFXP-320******************************** | Universal | Pulse-start - magnetic | 320 |  |  |  |  | 88 | No Exceptions Met |  |  |  |  | Non Federally-Regulated | 01/23/2008 |  | 12/05/2019
Wide-Lite | Wide-Lite | FP-450********************************** | Universal | Pulse-start - magnetic | 450 |  |  |  |  | 88 | No Exceptions Met |  |  |  |  | Non Federally-Regulated | 01/23/2008 |  | 12/05/2019
Wide-Lite | Wide-Lite | MFP-450********************************* | Universal | Pulse-start - magnetic | 450 |  |  |  |  | 88 | No Exceptions Met |  |  |  |  | Non Federally-Regulated | 01/23/2008 |  | 12/05/2019
Wide-Lite | Wide-Lite | FP-150********************************** | Universal | Pulse-start - magnetic | 150 |  |  |  |  | 80 | Vertical - Base Up |  |  |  |  | Non Federally-Regulated | 01/23/2008 |  | 12/05/2019
Wide-Lite | Wide-Lite | FP-440********************************** | Universal | Pulse-start - magnetic | 440 |  |  |  |  | 88 | No Exceptions Met |  |  |  |  | Non Federally-Regulated | 01/23/2008 |  | 12/05/2019
Wide-Lite | Wide-Lite | ILXD-450/450**************************** | Universal | Pulse-start - magnetic | 450 |  |  |  |  | 88 | No Exceptions Met |  |  |  |  | Non Federally-Regulated | 01/23/2008 |  | 12/05/2019
Wide-Lite | Wide-Lite | MEFXP-440******************************* | Universal | Pulse-start - magnetic | 440 |  |  |  |  | 88 | No Exceptions Met |  |  |  |  | Non Federally-Regulated | 01/23/2008 |  | 12/05/2019
Wide-Lite | Wide-Lite | EFXP-400******************************** | Universal | Pulse-start - magnetic | 400 |  |  |  |  | 88 | No Exceptions Met |  |  |  |  | Non Federally-Regulated | 01/23/2008 |  | 12/05/2019
Wide-Lite | Wide-Lite | XLP-450********************************* | Universal | Pulse-start - magnetic | 450 |  |  |  |  | 88 | No Exceptions Met |  |  |  |  | Non Federally-Regulated | 01/23/2008 |  | 12/05/2019
Wide-Lite | Wide-Lite | RMSLP-175******************************* | Universal | Pulse-start - magnetic | 175 |  |  |  |  | 88 | No Exceptions Met |  |  |  |  | Non Federally-Regulated | 01/23/2008 |  | 12/05/2019
Wide-Lite | Wide-Lite | PFP-300********************************* | Universal | Pulse-start - magnetic | 300 |  |  |  |  | 88 | No Exceptions Met |  |  |  |  | Non Federally-Regulated | 01/23/2008 |  | 12/05/2019
Wide-Lite | Wide-Lite | SHBP-200******************************** | Universal | Pulse-start - magnetic | 200 |  |  |  |  | 88 | No Exceptions Met |  |  |  |  | Non Federally-Regulated | 01/23/2008 |  | 12/05/2019
Wide-Lite | Wide-Lite | XLP-200********************************* | Universal | Pulse-start - magnetic | 200 |  |  |  |  | 88 | No Exceptions Met |  |  |  |  | Non Federally-Regulated | 01/23/2008 |  | 12/05/2019
Wide-Lite | Wide-Lite | EFIP-150******************************** | Universal | Pulse-start - magnetic | 150 |  |  |  |  | 80 | Vertical - Base Up |  |  |  |  | Non Federally-Regulated | 01/23/2008 |  | 12/05/2019
Wide-Lite | Wide-Lite | EWLP-350******************************** | Universal | Pulse-start - magnetic | 350 |  |  |  |  | 88 | No Exceptions Met |  |  |  |  | Non Federally-Regulated | 01/23/2008 |  | 12/05/2019
Wide-Lite | Wide-Lite | SR2P-450/450**************************** | Universal | Pulse-start - magnetic | 450 |  |  |  |  | 88 | No Exceptions Met |  |  |  |  | Non Federally-Regulated | 01/23/2008 |  | 12/05/2019
Wide-Lite | Wide-Lite | S10P-320******************************** | Universal | Pulse-start - magnetic | 320 |  |  |  |  | 88 | No Exceptions Met |  |  |  |  | Non Federally-Regulated | 01/23/2008 |  | 12/05/2019
Wide-Lite | Wide-Lite | SR2P-440/440**************************** | Universal | Pulse-start - magnetic | 440 |  |  |  |  | 88 | No Exceptions Met |  |  |  |  | Non Federally-Regulated | 01/23/2008 |  | 12/05/2019
Wide-Lite | Wide-Lite | TLP-440********************************* | Universal | Pulse-start - magnetic | 440 |  |  |  |  | 88 | No Exceptions Met |  |  |  |  | Non Federally-Regulated | 01/23/2008 |  | 12/05/2019
Wide-Lite | Wide-Lite | SR4P-250******************************** | Universal | Pulse-start - magnetic | 250 |  |  |  |  | 88 | No Exceptions Met |  |  |  |  | Non Federally-Regulated | 01/23/2008 |  | 12/05/2019
Wide-Lite | Wide-Lite | SS2P-400******************************** | Universal | Pulse-start - magnetic | 400 |  |  |  |  | 88 | No Exceptions Met |  |  |  |  | Non Federally-Regulated | 01/23/2008 |  | 12/05/2019
Wide-Lite | Wide-Lite | SR2P-320******************************** | Universal | Pulse-start - magnetic | 320 |  |  |  |  | 88 | No Exceptions Met |  |  |  |  | Non Federally-Regulated | 01/23/2008 |  | 12/05/2019
Wide-Lite | Wide-Lite | ILXP-440******************************** | Universal | Pulse-start - magnetic | 440 |  |  |  |  | 88 | No Exceptions Met |  |  |  |  | Non Federally-Regulated | 01/23/2008 |  | 12/05/2019
Wide-Lite | Wide-Lite | MEFXP-350******************************* | Universal | Pulse-start - magnetic | 350 |  |  |  |  | 88 | No Exceptions Met |  |  |  |  | Non Federally-Regulated | 01/23/2008 |  | 12/05/2019
Wide-Lite | Wide-Lite | XLP-150********************************* | Universal | Pulse-start - magnetic | 150 |  |  |  |  | 80 | Vertical - Base Up |  |  |  |  | Non Federally-Regulated | 01/23/2008 |  | 12/05/2019
Wide-Lite | Wide-Lite | TLP-450********************************* | Universal | Pulse-start - magnetic | 450 |  |  |  |  | 88 | No Exceptions Met |  |  |  |  | Non Federally-Regulated | 01/23/2008 |  | 12/05/2019
Wide-Lite | Wide-Lite | AL2RP-150******************************* | Universal | Pulse-start - magnetic | 150 |  |  |  |  | 80 | Vertical - Base Up |  |  |  |  | Non Federally-Regulated | 01/23/2008 |  | 12/05/2019
Wide-Lite | Wide-Lite | RMSLP-200******************************* | Universal | Pulse-start - magnetic | 200 |  |  |  |  | 88 | No Exceptions Met |  |  |  |  | Non Federally-Regulated | 01/23/2008 |  | 12/05/2019
Wide-Lite | Wide-Lite | PFP-175********************************* | Universal | Pulse-start - magnetic | 175 |  |  |  |  | 88 | No Exceptions Met |  |  |  |  | Non Federally-Regulated | 01/23/2008 |  | 12/05/2019
Wide-Lite | Wide-Lite | WLP-320********************************* | Universal | Pulse-start - magnetic | 320 |  |  |  |  | 88 | No Exceptions Met |  |  |  |  | Non Federally-Regulated | 01/23/2008 |  | 12/05/2019
Wide-Lite | Wide-Lite | RSLP-320******************************** | Universal | Pulse-start - magnetic | 320 |  |  |  |  | 88 | No Exceptions Met |  |  |  |  | Non Federally-Regulated | 01/23/2008 |  | 12/05/2019
Wide-Lite | Wide-Lite | A2P-400********************************* | Universal | Pulse-start - magnetic | 400 |  |  |  |  | 88 | No Exceptions Met |  |  |  |  | Non Federally-Regulated | 01/23/2008 |  | 12/05/2019
Wide-Lite | Wide-Lite | LB3P-250******************************** | Universal | Pulse-start - magnetic | 250 |  |  |  |  | 88 | No Exceptions Met |  |  |  |  | Non Federally-Regulated | 01/23/2008 |  | 12/05/2019
Wide-Lite | Wide-Lite | SR2P-400/400**************************** | Universal | Pulse-start - magnetic | 400 |  |  |  |  | 88 | No Exceptions Met |  |  |  |  | Non Federally-Regulated | 01/23/2008 |  | 12/05/2019
Wide-Lite | Wide-Lite | XLP-250********************************* | Universal | Pulse-start - magnetic | 250 |  |  |  |  | 88 | No Exceptions Met |  |  |  |  | Non Federally-Regulated | 01/23/2008 |  | 12/05/2019
Wide-Lite | Wide-Lite | SR2P-200******************************** | Universal | Pulse-start - magnetic | 200 |  |  |  |  | 88 | No Exceptions Met |  |  |  |  | Non Federally-Regulated | 01/23/2008 |  | 12/05/2019
Wide-Lite | Wide-Lite | EFIP-250******************************** | Universal | Pulse-start - magnetic | 250 |  |  |  |  | 88 | No Exceptions Met |  |  |  |  | Non Federally-Regulated | 01/23/2008 |  | 12/05/2019
Wide-Lite | Wide-Lite | SS2P-250******************************** | Universal | Pulse-start - magnetic | 250 |  |  |  |  | 88 | No Exceptions Met |  |  |  |  | Non Federally-Regulated | 01/23/2008 |  | 12/05/2019
Wide-Lite | Wide-Lite | ILXP-300******************************** | Universal | Pulse-start - magnetic | 300 |  |  |  |  | 88 | No Exceptions Met |  |  |  |  | Non Federally-Regulated | 01/23/2008 |  | 12/05/2019
Wide-Lite | Wide-Lite | EFIP-400******************************** | Universal | Pulse-start - magnetic | 400 |  |  |  |  | 88 | No Exceptions Met |  |  |  |  | Non Federally-Regulated | 01/23/2008 |  | 12/05/2019
Wide-Lite | Wide-Lite | OP2P-200******************************** | Universal | Pulse-start - magnetic | 200 |  |  |  |  | 88 | No Exceptions Met |  |  |  |  | Non Federally-Regulated | 01/23/2008 |  | 12/05/2019
Wide-Lite | Wide-Lite | SS2P-440******************************** | Universal | Pulse-start - magnetic | 440 |  |  |  |  | 88 | No Exceptions Met |  |  |  |  | Non Federally-Regulated | 01/23/2008 |  | 12/05/2019
Wide-Lite | Wide-Lite | IFXP-200******************************** | Universal | Pulse-start - magnetic | 200 |  |  |  |  | 88 | No Exceptions Met |  |  |  |  | Non Federally-Regulated | 01/23/2008 |  | 12/05/2019
Wide-Lite | Wide-Lite | AL3RP-150******************************* | Universal | Pulse-start - magnetic | 150 |  |  |  |  | 80 | Vertical - Base Up |  |  |  |  | Non Federally-Regulated | 01/23/2008 |  | 12/05/2019
Wide-Lite | Wide-Lite | SLP-175********************************* | Universal | Pulse-start - magnetic | 175 |  |  |  |  | 88 | No Exceptions Met |  |  |  |  | Non Federally-Regulated | 01/23/2008 |  | 12/05/2019
Wide-Lite | Wide-Lite | AL4P-400******************************** | Universal | Pulse-start - magnetic | 400 |  |  |  |  | 88 | No Exceptions Met |  |  |  |  | Non Federally-Regulated | 01/23/2008 |  | 12/05/2019
Wide-Lite | Wide-Lite | AL3RP-440******************************* | Universal | Pulse-start - magnetic | 440 |  |  |  |  | 88 | No Exceptions Met |  |  |  |  | Non Federally-Regulated | 01/23/2008 |  | 12/05/2019
Wide-Lite | Wide-Lite | SHBP-450******************************** | Universal | Pulse-start - magnetic | 450 |  |  |  |  | 88 | No Exceptions Met |  |  |  |  | Non Federally-Regulated | 01/23/2008 |  | 12/05/2019
Wide-Lite | Wide-Lite | ELP-300********************************* | Universal | Pulse-start - magnetic | 300 |  |  |  |  | 88 | No Exceptions Met |  |  |  |  | Non Federally-Regulated | 01/23/2008 |  | 12/05/2019
Wide-Lite | Wide-Lite | ELP-400********************************* | Universal | Pulse-start - magnetic | 400 |  |  |  |  | 88 | No Exceptions Met |  |  |  |  | Non Federally-Regulated | 01/23/2008 |  | 12/05/2019
Wide-Lite | Wide-Lite | ELP-350********************************* | Universal | Pulse-start - magnetic | 350 |  |  |  |  | 88 | No Exceptions Met |  |  |  |  | Non Federally-Regulated | 01/23/2008 |  | 12/05/2019
Wide-Lite | Wide-Lite | OP2P-150******************************** | Universal | Pulse-start - magnetic | 150 |  |  |  |  | 80 | Vertical - Base Up |  |  |  |  | Non Federally-Regulated | 01/23/2008 |  | 12/05/2019
Wide-Lite | Wide-Lite | ILXD-175/175**************************** | Universal | Pulse-start - magnetic | 175 |  |  |  |  | 88 | No Exceptions Met |  |  |  |  | Non Federally-Regulated | 01/23/2008 |  | 12/05/2019
Wide-Lite | Wide-Lite | EALP-250******************************** | Universal | Pulse-start - magnetic | 250 |  |  |  |  | 88 | No Exceptions Met |  |  |  |  | Non Federally-Regulated | 01/23/2008 |  | 12/05/2019
Wide-Lite | Wide-Lite | EFIP-300******************************** | Universal | Pulse-start - magnetic | 300 |  |  |  |  | 88 | No Exceptions Met |  |  |  |  | Non Federally-Regulated | 01/23/2008 |  | 12/05/2019
Wide-Lite | Wide-Lite | RSLP-250******************************** | Universal | Pulse-start - magnetic | 250 |  |  |  |  | 88 | No Exceptions Met |  |  |  |  | Non Federally-Regulated | 01/23/2008 |  | 12/05/2019
Wide-Lite | Wide-Lite | AL3RP-350******************************* | Universal | Pulse-start - magnetic | 350 |  |  |  |  | 88 | No Exceptions Met |  |  |  |  | Non Federally-Regulated | 01/23/2008 |  | 12/05/2019
Wide-Lite | Wide-Lite | ILXP-350******************************** | Universal | Pulse-start - magnetic | 350 |  |  |  |  | 88 | No Exceptions Met |  |  |  |  | Non Federally-Regulated | 01/23/2008 |  | 12/05/2019
Wide-Lite | Wide-Lite | MEFXP-450******************************* | Universal | Pulse-start - magnetic | 450 |  |  |  |  | 88 | No Exceptions Met |  |  |  |  | Non Federally-Regulated | 01/23/2008 |  | 12/05/2019
Wide-Lite | Wide-Lite | MEFXP-175******************************* | Universal | Pulse-start - magnetic | 175 |  |  |  |  | 88 | No Exceptions Met |  |  |  |  | Non Federally-Regulated | 01/23/2008 |  | 12/05/2019
Wide-Lite | Wide-Lite | OPP-250********************************* | Universal | Pulse-start - magnetic | 250 |  |  |  |  | 88 | No Exceptions Met |  |  |  |  | Non Federally-Regulated | 01/23/2008 |  | 12/05/2019
Wide-Lite | Wide-Lite | RSLP-200******************************** | Universal | Pulse-start - magnetic | 200 |  |  |  |  | 88 | No Exceptions Met |  |  |  |  | Non Federally-Regulated | 01/23/2008 |  | 12/05/2019
Wide-Lite | Wide-Lite | AL3RP-400******************************* | Universal | Pulse-start - magnetic | 400 |  |  |  |  | 88 | No Exceptions Met |  |  |  |  | Non Federally-Regulated | 01/23/2008 |  | 12/05/2019
Wide-Lite | Wide-Lite | AL4P-320******************************** | Universal | Pulse-start - magnetic | 320 |  |  |  |  | 88 | No Exceptions Met |  |  |  |  | Non Federally-Regulated | 01/23/2008 |  | 12/05/2019
Wide-Lite | Wide-Lite | MEFXP-320******************************* | Universal | Pulse-start - magnetic | 320 |  |  |  |  | 88 | No Exceptions Met |  |  |  |  | Non Federally-Regulated | 01/23/2008 |  | 12/05/2019
Wide-Lite | Wide-Lite | SHBP-175******************************** | Universal | Pulse-start - magnetic | 175 |  |  |  |  | 88 | No Exceptions Met |  |  |  |  | Non Federally-Regulated | 01/23/2008 |  | 12/05/2019
Wide-Lite | Wide-Lite | SS2P-350******************************** | Universal | Pulse-start - magnetic | 350 |  |  |  |  | 88 | No Exceptions Met |  |  |  |  | Non Federally-Regulated | 01/23/2008 |  | 12/05/2019
Wide-Lite | Wide-Lite | EWLP-150******************************** | Universal | Pulse-start - magnetic | 150 |  |  |  |  | 80 | Vertical - Base Up |  |  |  |  | Non Federally-Regulated | 01/23/2008 |  | 12/05/2019
Wide-Lite | Wide-Lite | SLP-320********************************* | Universal | Pulse-start - magnetic | 320 |  |  |  |  | 88 | No Exceptions Met |  |  |  |  | Non Federally-Regulated | 01/23/2008 |  | 12/05/2019
Wide-Lite | Wide-Lite | EWLP-400******************************** | Universal | Pulse-start - magnetic | 400 |  |  |  |  | 88 | No Exceptions Met |  |  |  |  | Non Federally-Regulated | 01/23/2008 |  | 12/05/2019
Wide-Lite | Wide-Lite | SR2P-250******************************** | Universal | Pulse-start - magnetic | 250 |  |  |  |  | 88 | No Exceptions Met |  |  |  |  | Non Federally-Regulated | 01/23/2008 |  | 12/05/2019
Wide-Lite | Wide-Lite | TLP-320********************************* | Universal | Pulse-start - magnetic | 320 |  |  |  |  | 88 | No Exceptions Met |  |  |  |  | Non Federally-Regulated | 01/23/2008 |  | 12/05/2019
Wide-Lite | Wide-Lite | MTLP-350******************************** | Universal | Pulse-start - magnetic | 350 |  |  |  |  | 88 | No Exceptions Met |  |  |  |  | Non Federally-Regulated | 01/23/2008 |  | 12/05/2019
Wide-Lite | Wide-Lite | IFXP-450******************************** | Universal | Pulse-start - magnetic | 450 |  |  |  |  | 88 | No Exceptions Met |  |  |  |  | Non Federally-Regulated | 01/23/2008 |  | 12/05/2019
Wide-Lite | Wide-Lite | A2P-320********************************* | Universal | Pulse-start - magnetic | 320 |  |  |  |  | 88 | No Exceptions Met |  |  |  |  | Non Federally-Regulated | 01/23/2008 |  | 12/05/2019
Wide-Lite | Wide-Lite | EWLP-440******************************** | Universal | Pulse-start - magnetic | 440 |  |  |  |  | 88 | No Exceptions Met |  |  |  |  | Non Federally-Regulated | 01/23/2008 |  | 12/05/2019
Wide-Lite | Wide-Lite | PFP-350********************************* | Universal | Pulse-start - magnetic | 350 |  |  |  |  | 88 | No Exceptions Met |  |  |  |  | Non Federally-Regulated | 01/23/2008 |  | 12/05/2019
Wide-Lite | Wide-Lite | AFP-440********************************* | Universal | Pulse-start - magnetic | 440 |  |  |  |  | 88 | No Exceptions Met |  |  |  |  | Non Federally-Regulated | 01/23/2008 |  | 12/05/2019
Wide-Lite | Wide-Lite | S10P-250******************************** | Universal | Pulse-start - magnetic | 250 |  |  |  |  | 88 | No Exceptions Met |  |  |  |  | Non Federally-Regulated | 01/23/2008 |  | 12/05/2019
Wide-Lite | Wide-Lite | PFP-250********************************* | Universal | Pulse-start - magnetic | 250 |  |  |  |  | 88 | No Exceptions Met |  |  |  |  | Non Federally-Regulated | 01/23/2008 |  | 12/05/2019
Wide-Lite | Wide-Lite | RSLP-350******************************** | Universal | Pulse-start - magnetic | 350 |  |  |  |  | 88 | No Exceptions Met |  |  |  |  | Non Federally-Regulated | 01/23/2008 |  | 12/05/2019
Wide-Lite | Wide-Lite | OP2P-175******************************** | Universal | Pulse-start - magnetic | 175 |  |  |  |  | 88 | No Exceptions Met |  |  |  |  | Non Federally-Regulated | 01/23/2008 |  | 12/05/2019
Wide-Lite | Wide-Lite | AL3P-250******************************** | Universal | Pulse-start - magnetic | 250 |  |  |  |  | 88 | No Exceptions Met |  |  |  |  | Non Federally-Regulated | 01/23/2008 |  | 12/05/2019
Wide-Lite | Wide-Lite | MEFXP-250******************************* | Universal | Pulse-start - magnetic | 250 |  |  |  |  | 88 | No Exceptions Met |  |  |  |  | Non Federally-Regulated | 01/23/2008 |  | 12/05/2019
Wide-Lite | Wide-Lite | EALP-150******************************** | Universal | Pulse-start - magnetic | 150 |  |  |  |  | 80 | Vertical - Base Up |  |  |  |  | Non Federally-Regulated | 01/23/2008 |  | 12/05/2019
Wide-Lite | Wide-Lite | SHBP-320******************************** | Universal | Pulse-start - magnetic | 320 |  |  |  |  | 88 | No Exceptions Met |  |  |  |  | Non Federally-Regulated | 01/23/2008 |  | 12/05/2019
Wide-Lite | Wide-Lite | MFP-250********************************* | Universal | Pulse-start - magnetic | 250 |  |  |  |  | 88 | No Exceptions Met |  |  |  |  | Non Federally-Regulated | 01/23/2008 |  | 12/05/2019
Wide-Lite | Wide-Lite | S10P-350******************************** | Universal | Pulse-start - magnetic | 350 |  |  |  |  | 88 | No Exceptions Met |  |  |  |  | Non Federally-Regulated | 01/23/2008 |  | 12/05/2019
Wide-Lite | Wide-Lite | EALP-400******************************** | Universal | Pulse-start - magnetic | 400 |  |  |  |  | 88 | No Exceptions Met |  |  |  |  | Non Federally-Regulated | 01/23/2008 |  | 12/05/2019
Wide-Lite | Wide-Lite | SS2P-320******************************** | Universal | Pulse-start - magnetic | 320 |  |  |  |  | 88 | No Exceptions Met |  |  |  |  | Non Federally-Regulated | 01/23/2008 |  | 12/05/2019
Wide-Lite | Wide-Lite | ILXD-400/400**************************** | Universal | Pulse-start - magnetic | 400 |  |  |  |  | 88 | No Exceptions Met |  |  |  |  | Non Federally-Regulated | 01/23/2008 |  | 12/05/2019
Wide-Lite | Wide-Lite | MTLP-440******************************** | Universal | Pulse-start - magnetic | 440 |  |  |  |  | 88 | No Exceptions Met |  |  |  |  | Non Federally-Regulated | 01/23/2008 |  | 12/05/2019
Wide-Lite | Wide-Lite | EFXP-175******************************** | Universal | Pulse-start - magnetic | 175 |  |  |  |  | 88 | No Exceptions Met |  |  |  |  | Non Federally-Regulated | 01/23/2008 |  | 12/05/2019
Wide-Lite | Wide-Lite | TLP-400********************************* | Universal | Pulse-start - magnetic | 400 |  |  |  |  | 88 | No Exceptions Met |  |  |  |  | Non Federally-Regulated | 01/23/2008 |  | 12/05/2019
Wide-Lite | Wide-Lite | ILXR-300******************************** | Universal | Pulse-start - magnetic | 300 |  |  |  |  | 88 | No Exceptions Met |  |  |  |  | Non Federally-Regulated | 01/23/2008 |  | 12/05/2019
Wide-Lite | Wide-Lite | EALP-350******************************** | Universal | Pulse-start - magnetic | 350 |  |  |  |  | 88 | No Exceptions Met |  |  |  |  | Non Federally-Regulated | 01/23/2008 |  | 12/05/2019
Wide-Lite | Wide-Lite | EALP-450******************************** | Universal | Pulse-start - magnetic | 450 |  |  |  |  | 88 | No Exceptions Met |  |  |  |  | Non Federally-Regulated | 01/23/2008 |  | 12/05/2019
Wide-Lite | Wide-Lite | MAFP-350******************************** | Universal | Pulse-start - magnetic | 350 |  |  |  |  | 88 | No Exceptions Met |  |  |  |  | Non Federally-Regulated | 01/23/2008 |  | 12/05/2019
Wide-Lite | Wide-Lite | AFP-400********************************* | Universal | Pulse-start - magnetic | 400 |  |  |  |  | 88 | No Exceptions Met |  |  |  |  | Non Federally-Regulated | 01/23/2008 |  | 12/05/2019
Wide-Lite | Wide-Lite | EFXP-350******************************** | Universal | Pulse-start - magnetic | 350 |  |  |  |  | 88 | No Exceptions Met |  |  |  |  | Non Federally-Regulated | 01/23/2008 |  | 12/05/2019
Wide-Lite | Wide-Lite | ILXD-350/350**************************** | Universal | Pulse-start - magnetic | 350 |  |  |  |  | 88 | No Exceptions Met |  |  |  |  | Non Federally-Regulated | 01/23/2008 |  | 12/05/2019
Wide-Lite | Wide-Lite | SS2P-350/350**************************** | Universal | Pulse-start - magnetic | 350 |  |  |  |  | 88 | No Exceptions Met |  |  |  |  | Non Federally-Regulated | 01/23/2008 |  | 12/05/2019
Wide-Lite | Wide-Lite | AL2RP-175******************************* | Universal | Pulse-start - magnetic | 175 |  |  |  |  | 88 | No Exceptions Met |  |  |  |  | Non Federally-Regulated | 01/23/2008 |  | 12/05/2019
Wide-Lite | Wide-Lite | TLP-350********************************* | Universal | Pulse-start - magnetic | 350 |  |  |  |  | 88 | No Exceptions Met |  |  |  |  | Non Federally-Regulated | 01/23/2008 |  | 12/05/2019
Wide-Lite | Wide-Lite | ILXD-150/150**************************** | Universal | Pulse-start - magnetic | 150 |  |  |  |  | 80 | Vertical - Base Up |  |  |  |  | Non Federally-Regulated | 01/23/2008 |  | 12/05/2019
Wide-Lite | Wide-Lite | FP-250********************************** | Universal | Pulse-start - magnetic | 250 |  |  |  |  | 88 | No Exceptions Met |  |  |  |  | Non Federally-Regulated | 01/23/2008 |  | 12/05/2019
Wide-Lite | Wide-Lite | S10P-440******************************** | Universal | Pulse-start - magnetic | 440 |  |  |  |  | 88 | No Exceptions Met |  |  |  |  | Non Federally-Regulated | 01/23/2008 |  | 12/05/2019
Wide-Lite | Wide-Lite | RMSLP-250******************************* | Universal | Pulse-start - magnetic | 250 |  |  |  |  | 88 | No Exceptions Met |  |  |  |  | Non Federally-Regulated | 01/23/2008 |  | 12/05/2019
Wide-Lite | Wide-Lite | RSLP-150******************************** | Universal | Pulse-start - magnetic | 150 |  |  |  |  | 80 | Vertical - Base Up |  |  |  |  | Non Federally-Regulated | 01/23/2008 |  | 12/05/2019
Wide-Lite | Wide-Lite | MSLP-250******************************** | Universal | Pulse-start - magnetic | 250 |  |  |  |  | 88 | No Exceptions Met |  |  |  |  | Non Federally-Regulated | 01/23/2008 |  | 12/05/2019
Wide-Lite | Wide-Lite | OPP-320********************************* | Universal | Pulse-start - magnetic | 320 |  |  |  |  | 88 | No Exceptions Met |  |  |  |  | Non Federally-Regulated | 01/23/2008 |  | 12/05/2019
Wide-Lite | Wide-Lite | MSLP-175******************************** | Universal | Pulse-start - magnetic | 175 |  |  |  |  | 88 | No Exceptions Met |  |  |  |  | Non Federally-Regulated | 01/23/2008 |  | 12/05/2019
Wide-Lite | Wide-Lite | AL3P-320******************************** | Universal | Pulse-start - magnetic | 320 |  |  |  |  | 88 | No Exceptions Met |  |  |  |  | Non Federally-Regulated | 01/23/2008 |  | 12/05/2019
Wide-Lite | Wide-Lite | EWLP-450******************************** | Universal | Pulse-start - magnetic | 450 |  |  |  |  | 88 | No Exceptions Met |  |  |  |  | Non Federally-Regulated | 01/23/2008 |  | 12/05/2019
Wide-Lite | Wide-Lite | SPP-175********************************* | Universal | Pulse-start - magnetic | 175 |  |  |  |  | 88 | No Exceptions Met |  |  |  |  | Non Federally-Regulated | 01/23/2008 |  | 12/05/2019
Wide-Lite | Wide-Lite | PFP-200********************************* | Universal | Pulse-start - magnetic | 200 |  |  |  |  | 88 | No Exceptions Met |  |  |  |  | Non Federally-Regulated | 01/23/2008 |  | 12/05/2019
Wide-Lite | Wide-Lite | EFIP-320******************************** | Universal | Pulse-start - magnetic | 320 |  |  |  |  | 88 | No Exceptions Met |  |  |  |  | Non Federally-Regulated | 01/23/2008 |  | 12/05/2019
Wide-Lite | Wide-Lite | SHBP-350******************************** | Universal | Pulse-start - magnetic | 350 |  |  |  |  | 88 | No Exceptions Met |  |  |  |  | Non Federally-Regulated | 01/23/2008 |  | 12/05/2019
Wide-Lite | Wide-Lite | PFP-450********************************* | Universal | Pulse-start - magnetic | 450 |  |  |  |  | 88 | No Exceptions Met |  |  |  |  | Non Federally-Regulated | 01/23/2008 |  | 12/05/2019
Wide-Lite | Wide-Lite | SR2P-175******************************** | Universal | Pulse-start - magnetic | 175 |  |  |  |  | 88 | No Exceptions Met |  |  |  |  | Non Federally-Regulated | 01/23/2008 |  | 12/05/2019
Wide-Lite | Wide-Lite | ILXR-440******************************** | Universal | Pulse-start - magnetic | 440 |  |  |  |  | 88 | No Exceptions Met |  |  |  |  | Non Federally-Regulated | 01/23/2008 |  | 12/05/2019
Wide-Lite | Wide-Lite | A2P-450********************************* | Universal | Pulse-start - magnetic | 450 |  |  |  |  | 88 | No Exceptions Met |  |  |  |  | Non Federally-Regulated | 01/23/2008 |  | 12/05/2019
Wide-Lite | Wide-Lite | MFP-440********************************* | Universal | Pulse-start - magnetic | 440 |  |  |  |  | 88 | No Exceptions Met |  |  |  |  | Non Federally-Regulated | 01/23/2008 |  | 12/05/2019
Wide-Lite | Wide-Lite | SR2P-175/175**************************** | Universal | Pulse-start - magnetic | 175 |  |  |  |  | 88 | No Exceptions Met |  |  |  |  | Non Federally-Regulated | 01/23/2008 |  | 12/05/2019
Wide-Lite | Wide-Lite | AL3P-300******************************** | Universal | Pulse-start - magnetic | 300 |  |  |  |  | 88 | No Exceptions Met |  |  |  |  | Non Federally-Regulated | 01/23/2008 |  | 12/05/2019
Wide-Lite | Wide-Lite | ILXD-200/200**************************** | Universal | Pulse-start - magnetic | 200 |  |  |  |  | 88 | No Exceptions Met |  |  |  |  | Non Federally-Regulated | 01/23/2008 |  | 12/05/2019
Wide-Lite | Wide-Lite | MAFP-440******************************** | Universal | Pulse-start - magnetic | 440 |  |  |  |  | 88 | No Exceptions Met |  |  |  |  | Non Federally-Regulated | 01/23/2008 |  | 12/05/2019
Wide-Lite | Wide-Lite | XLP-400********************************* | Universal | Pulse-start - magnetic | 400 |  |  |  |  | 88 | No Exceptions Met |  |  |  |  | Non Federally-Regulated | 01/23/2008 |  | 12/05/2019
Wide-Lite | Wide-Lite | MAFP-400******************************** | Universal | Pulse-start - magnetic | 400 |  |  |  |  | 88 | No Exceptions Met |  |  |  |  | Non Federally-Regulated | 01/23/2008 |  | 12/05/2019
Wide-Lite | Wide-Lite | RSPP-175******************************** | Universal | Pulse-start - magnetic | 175 |  |  |  |  | 88 | No Exceptions Met |  |  |  |  | Non Federally-Regulated | 01/23/2008 |  | 12/05/2019
Wide-Lite | Wide-Lite | MTLP-320******************************** | Universal | Pulse-start - magnetic | 320 |  |  |  |  | 88 | No Exceptions Met |  |  |  |  | Non Federally-Regulated | 01/23/2008 |  | 12/05/2019
Wide-Lite | Wide-Lite | SS2P-450******************************** | Universal | Pulse-start - magnetic | 450 |  |  |  |  | 88 | No Exceptions Met |  |  |  |  | Non Federally-Regulated | 01/23/2008 |  | 12/05/2019
Wide-Lite | Wide-Lite | FP-400********************************** | Universal | Pulse-start - magnetic | 400 |  |  |  |  | 88 | No Exceptions Met |  |  |  |  | Non Federally-Regulated | 01/23/2008 |  | 12/05/2019
Wide-Lite | Wide-Lite | SR2P-440******************************** | Universal | Pulse-start - magnetic | 440 |  |  |  |  | 88 | No Exceptions Met |  |  |  |  | Non Federally-Regulated | 01/23/2008 |  | 12/05/2019
Wide-Lite | Wide-Lite | EWLP-320******************************** | Universal | Pulse-start - magnetic | 320 |  |  |  |  | 88 | No Exceptions Met |  |  |  |  | Non Federally-Regulated | 01/23/2008 |  | 12/05/2019
Wide-Lite | Wide-Lite | SS2P-300******************************** | Universal | Pulse-start - magnetic | 300 |  |  |  |  | 88 | No Exceptions Met |  |  |  |  | Non Federally-Regulated | 01/23/2008 |  | 12/05/2019
Wide-Lite | Wide-Lite | AL3RP-450******************************* | Universal | Pulse-start - magnetic | 450 |  |  |  |  | 88 | No Exceptions Met |  |  |  |  | Non Federally-Regulated | 01/23/2008 |  | 12/05/2019
Wide-Lite | Wide-Lite | SS2P-175******************************** | Universal | Pulse-start - magnetic | 175 |  |  |  |  | 88 | No Exceptions Met |  |  |  |  | Non Federally-Regulated | 01/23/2008 |  | 12/05/2019
Wide-Lite | Wide-Lite | AL3P-400******************************** | Universal | Pulse-start - magnetic | 400 |  |  |  |  | 88 | No Exceptions Met |  |  |  |  | Non Federally-Regulated | 01/23/2008 |  | 12/05/2019
Wide-Lite | Wide-Lite | ILXP-200******************************** | Universal | Pulse-start - magnetic | 200 |  |  |  |  | 88 | No Exceptions Met |  |  |  |  | Non Federally-Regulated | 01/23/2008 |  | 12/05/2019
Wide-Lite | Wide-Lite | MSLP-150******************************** | Universal | Pulse-start - magnetic | 150 |  |  |  |  | 80 | Vertical - Base Up |  |  |  |  | Non Federally-Regulated | 01/23/2008 |  | 12/05/2019
Wide-Lite | Wide-Lite | A2P-150********************************* | Universal | Pulse-start - magnetic | 150 |  |  |  |  | 80 | Vertical - Base Up |  |  |  |  | Non Federally-Regulated | 01/23/2008 |  | 12/05/2019
Wide-Lite | Wide-Lite | SLP-440********************************* | Universal | Pulse-start - magnetic | 440 |  |  |  |  | 88 | No Exceptions Met |  |  |  |  | Non Federally-Regulated | 01/23/2008 |  | 12/05/2019
Wide-Lite | Wide-Lite | MFP-150********************************* | Universal | Pulse-start - magnetic | 150 |  |  |  |  | 80 | Vertical - Base Up |  |  |  |  | Non Federally-Regulated | 01/23/2008 |  | 12/05/2019
Wide-Lite | Wide-Lite | PFP-320********************************* | Universal | Pulse-start - magnetic | 320 |  |  |  |  | 88 | No Exceptions Met |  |  |  |  | Non Federally-Regulated | 01/23/2008 |  | 12/05/2019
Wide-Lite | Wide-Lite | LB3P-200******************************** | Universal | Pulse-start - magnetic | 200 |  |  |  |  | 88 | No Exceptions Met |  |  |  |  | Non Federally-Regulated | 01/23/2008 |  | 12/05/2019
Wide-Lite | Wide-Lite | MEFXP-300******************************* | Universal | Pulse-start - magnetic | 300 |  |  |  |  | 88 | No Exceptions Met |  |  |  |  | Non Federally-Regulated | 01/23/2008 |  | 12/05/2019
Wide-Lite | Wide-Lite | SR4P-400******************************** | Universal | Pulse-start - magnetic | 400 |  |  |  |  | 88 | No Exceptions Met |  |  |  |  | Non Federally-Regulated | 01/23/2008 |  | 12/05/2019
Wide-Lite | Wide-Lite | ELP-320********************************* | Universal | Pulse-start - magnetic | 320 |  |  |  |  | 88 | No Exceptions Met |  |  |  |  | Non Federally-Regulated | 01/23/2008 |  | 12/05/2019
Wide-Lite | Wide-Lite | AL4P-350******************************** | Universal | Pulse-start - magnetic | 350 |  |  |  |  | 88 | No Exceptions Met |  |  |  |  | Non Federally-Regulated | 01/23/2008 |  | 12/05/2019
Wide-Lite | Wide-Lite | EALP-300******************************** | Universal | Pulse-start - magnetic | 300 |  |  |  |  | 88 | No Exceptions Met |  |  |  |  | Non Federally-Regulated | 01/23/2008 |  | 12/05/2019
Wide-Lite | Wide-Lite | SS2P-250/250**************************** | Universal | Pulse-start - magnetic | 250 |  |  |  |  | 88 | No Exceptions Met |  |  |  |  | Non Federally-Regulated | 01/23/2008 |  | 12/05/2019
Wide-Lite | Wide-Lite | S10P-150******************************** | Universal | Pulse-start - magnetic | 150 |  |  |  |  | 80 | Vertical - Base Up |  |  |  |  | Non Federally-Regulated | 01/23/2008 |  | 12/05/2019
Wide-Lite | Wide-Lite | ILXD-250/250**************************** | Universal | Pulse-start - magnetic | 250 |  |  |  |  | 88 | No Exceptions Met |  |  |  |  | Non Federally-Regulated | 01/23/2008 |  | 12/05/2019
Wide-Lite | Wide-Lite | LB3P-175******************************** | Universal | Pulse-start - magnetic | 175 |  |  |  |  | 88 | No Exceptions Met |  |  |  |  | Non Federally-Regulated | 01/23/2008 |  | 12/05/2019
Wide-Lite | Wide-Lite | A2P-440********************************* | Universal | Pulse-start - magnetic | 440 |  |  |  |  | 88 | No Exceptions Met |  |  |  |  | Non Federally-Regulated | 01/23/2008 |  | 12/05/2019
Wide-Lite | Wide-Lite | MEFXP-400******************************* | Universal | Pulse-start - magnetic | 400 |  |  |  |  | 88 | No Exceptions Met |  |  |  |  | Non Federally-Regulated | 01/23/2008 |  | 12/05/2019
Wide-Lite | Wide-Lite | XLP-300********************************* | Universal | Pulse-start - magnetic | 300 |  |  |  |  | 88 | No Exceptions Met |  |  |  |  | Non Federally-Regulated | 01/23/2008 |  | 12/05/2019
Wide-Lite | Wide-Lite | SS2P-400/400**************************** | Universal | Pulse-start - magnetic | 400 |  |  |  |  | 88 | No Exceptions Met |  |  |  |  | Non Federally-Regulated | 01/23/2008 |  | 12/05/2019
Wide-Lite | Wide-Lite | IFXP-175******************************** | Universal | Pulse-start - magnetic | 175 |  |  |  |  | 88 | No Exceptions Met |  |  |  |  | Non Federally-Regulated | 01/23/2008 |  | 12/05/2019
Wide-Lite | Wide-Lite | SR2P-450******************************** | Universal | Pulse-start - magnetic | 450 |  |  |  |  | 88 | No Exceptions Met |  |  |  |  | Non Federally-Regulated | 01/23/2008 |  | 12/05/2019
Wide-Lite | Wide-Lite | SR4P-320******************************** | Universal | Pulse-start - magnetic | 320 |  |  |  |  | 88 | No Exceptions Met |  |  |  |  | Non Federally-Regulated | 01/23/2008 |  | 12/05/2019
Wide-Lite | Wide-Lite | ELP-440********************************* | Universal | Pulse-start - magnetic | 440 |  |  |  |  | 88 | No Exceptions Met |  |  |  |  | Non Federally-Regulated | 01/23/2008 |  | 12/05/2019
Wide-Lite | Wide-Lite | S10P-300******************************** | Universal | Pulse-start - magnetic | 300 |  |  |  |  | 88 | No Exceptions Met |  |  |  |  | Non Federally-Regulated | 01/23/2008 |  | 12/05/2019
Wide-Lite | Wide-Lite | ILXP-175******************************** | Universal | Pulse-start - magnetic | 175 |  |  |  |  | 88 | No Exceptions Met |  |  |  |  | Non Federally-Regulated | 01/23/2008 |  | 12/05/2019
Wide-Lite | Wide-Lite | ELP-175********************************* | Universal | Pulse-start - magnetic | 175 |  |  |  |  | 88 | No Exceptions Met |  |  |  |  | Non Federally-Regulated | 01/23/2008 |  | 12/05/2019
Wide-Lite | Wide-Lite | ILXD-300/300**************************** | Universal | Pulse-start - magnetic | 300 |  |  |  |  | 88 | No Exceptions Met |  |  |  |  | Non Federally-Regulated | 01/23/2008 |  | 12/05/2019
Wide-Lite | Wide-Lite | SR2P-400******************************** | Universal | Pulse-start - magnetic | 400 |  |  |  |  | 88 | No Exceptions Met |  |  |  |  | Non Federally-Regulated | 01/23/2008 |  | 12/05/2019
Wide-Lite | Wide-Lite | MFP-300********************************* | Universal | Pulse-start - magnetic | 300 |  |  |  |  | 88 | No Exceptions Met |  |  |  |  | Non Federally-Regulated | 01/23/2008 |  | 12/05/2019
Wide-Lite | Wide-Lite | A2P-175********************************* | Universal | Pulse-start - magnetic | 175 |  |  |  |  | 88 | No Exceptions Met |  |  |  |  | Non Federally-Regulated | 01/23/2008 |  | 12/05/2019
Wide-Lite | Wide-Lite | EWLP-300******************************** | Universal | Pulse-start - magnetic | 300 |  |  |  |  | 88 | No Exceptions Met |  |  |  |  | Non Federally-Regulated | 01/23/2008 |  | 12/05/2019
Wide-Lite | Wide-Lite | EFIP-175******************************** | Universal | Pulse-start - magnetic | 175 |  |  |  |  | 88 | No Exceptions Met |  |  |  |  | Non Federally-Regulated | 01/23/2008 |  | 12/05/2019
Wide-Lite | Wide-Lite | SLP-450********************************* | Universal | Pulse-start - magnetic | 450 |  |  |  |  | 88 | No Exceptions Met |  |  |  |  | Non Federally-Regulated | 01/23/2008 |  | 12/05/2019
Wide-Lite | Wide-Lite | PFP-400********************************* | Universal | Pulse-start - magnetic | 400 |  |  |  |  | 88 | No Exceptions Met |  |  |  |  | Non Federally-Regulated | 01/23/2008 |  | 12/05/2019
Wide-Lite | Wide-Lite | EALP-200******************************** | Universal | Pulse-start - magnetic | 200 |  |  |  |  | 88 | No Exceptions Met |  |  |  |  | Non Federally-Regulated | 01/23/2008 |  | 12/05/2019
Wide-Lite | Wide-Lite | AL2P-200******************************** | Universal | Pulse-start - magnetic | 200 |  |  |  |  | 88 | No Exceptions Met |  |  |  |  | Non Federally-Regulated | 01/23/2008 |  | 12/05/2019
Wide-Lite | Wide-Lite | S10P-450******************************** | Universal | Pulse-start - magnetic | 450 |  |  |  |  | 88 | No Exceptions Met |  |  |  |  | Non Federally-Regulated | 01/23/2008 |  | 12/05/2019
Wide-Lite | Wide-Lite | ILXP-150******************************** | Universal | Pulse-start - magnetic | 150 |  |  |  |  | 80 | Vertical - Base Up |  |  |  |  | Non Federally-Regulated | 01/23/2008 |  | 12/05/2019
Wide-Lite | Wide-Lite | RMSLP-150******************************* | Universal | Pulse-start - magnetic | 150 |  |  |  |  | 80 | Vertical - Base Up |  |  |  |  | Non Federally-Regulated | 01/23/2008 |  | 12/05/2019
Wide-Lite | Wide-Lite | MSLP-200******************************** | Universal | Pulse-start - magnetic | 200 |  |  |  |  | 88 | No Exceptions Met |  |  |  |  | Non Federally-Regulated | 01/23/2008 |  | 12/05/2019
Wide-Lite | Wide-Lite | ILXR-400******************************** | Universal | Pulse-start - magnetic | 400 |  |  |  |  | 88 | No Exceptions Met |  |  |  |  | Non Federally-Regulated | 01/23/2008 |  | 12/05/2019
Wide-Lite | Wide-Lite | EFIP-350******************************** | Universal | Pulse-start - magnetic | 350 |  |  |  |  | 88 | No Exceptions Met |  |  |  |  | Non Federally-Regulated | 01/23/2008 |  | 12/05/2019
Wide-Lite | Wide-Lite | AL3P-440******************************** | Universal | Pulse-start - magnetic | 440 |  |  |  |  | 88 | No Exceptions Met |  |  |  |  | Non Federally-Regulated | 01/23/2008 |  | 12/05/2019
Wide-Lite | Wide-Lite | ILXR-200******************************** | Universal | Pulse-start - magnetic | 200 |  |  |  |  | 88 | No Exceptions Met |  |  |  |  | Non Federally-Regulated | 01/23/2008 |  | 12/05/2019
Wide-Lite | Wide-Lite | EWLP-175******************************** | Universal | Pulse-start - magnetic | 175 |  |  |  |  | 88 | No Exceptions Met |  |  |  |  | Non Federally-Regulated | 01/23/2008 |  | 12/05/2019
Wide-Lite | Wide-Lite | IFXP-300******************************** | Universal | Pulse-start - magnetic | 300 |  |  |  |  | 88 | No Exceptions Met |  |  |  |  | Non Federally-Regulated | 01/23/2008 |  | 12/05/2019
Wide-Lite | Wide-Lite | SR2P-200/200**************************** | Universal | Pulse-start - magnetic | 200 |  |  |  |  | 88 | No Exceptions Met |  |  |  |  | Non Federally-Regulated | 01/23/2008 |  | 12/05/2019
Wide-Lite | Wide-Lite | WLP-200********************************* | Universal | Pulse-start - magnetic | 200 |  |  |  |  | 88 | No Exceptions Met |  |  |  |  | Non Federally-Regulated | 01/23/2008 |  | 12/05/2019
Wide-Lite | Wide-Lite | AL3RP-300******************************* | Universal | Pulse-start - magnetic | 300 |  |  |  |  | 88 | No Exceptions Met |  |  |  |  | Non Federally-Regulated | 01/23/2008 |  | 12/05/2019
Wide-Lite | Wide-Lite | AL2RP-200******************************* | Universal | Pulse-start - magnetic | 200 |  |  |  |  | 88 | No Exceptions Met |  |  |  |  | Non Federally-Regulated | 01/23/2008 |  | 12/05/2019
Wide-Lite | Wide-Lite | SHBP-400******************************** | Universal | Pulse-start - magnetic | 400 |  |  |  |  | 88 | No Exceptions Met |  |  |  |  | Non Federally-Regulated | 01/23/2008 |  | 12/05/2019
Wide-Lite | Wide-Lite | AL3RP-320******************************* | Universal | Pulse-start - magnetic | 320 |  |  |  |  | 88 | No Exceptions Met |  |  |  |  | Non Federally-Regulated | 01/23/2008 |  | 12/05/2019
Wide-Lite | Wide-Lite | EALP-320******************************** | Universal | Pulse-start - magnetic | 320 |  |  |  |  | 88 | No Exceptions Met |  |  |  |  | Non Federally-Regulated | 01/23/2008 |  | 12/05/2019
Wide-Lite | Wide-Lite | A2P-300********************************* | Universal | Pulse-start - magnetic | 300 |  |  |  |  | 88 | No Exceptions Met |  |  |  |  | Non Federally-Regulated | 01/23/2008 |  | 12/05/2019
Wide-Lite | Wide-Lite | ILXR-175******************************** | Universal | Pulse-start - magnetic | 175 |  |  |  |  | 88 | No Exceptions Met |  |  |  |  | Non Federally-Regulated | 01/23/2008 |  | 12/05/2019
Wide-Lite | Wide-Lite | SPP-150********************************* | Universal | Pulse-start - magnetic | 150 |  |  |  |  | 80 | Vertical - Base Up |  |  |  |  | Non Federally-Regulated | 01/23/2008 |  | 12/05/2019
Wide-Lite | Wide-Lite | S10P-400******************************** | Universal | Pulse-start - magnetic | 400 |  |  |  |  | 88 | No Exceptions Met |  |  |  |  | Non Federally-Regulated | 01/23/2008 |  | 12/05/2019
Wide-Lite | Wide-Lite | EFXP-200******************************** | Universal | Pulse-start - magnetic | 200 |  |  |  |  | 88 | No Exceptions Met |  |  |  |  | Non Federally-Regulated | 01/23/2008 |  | 12/05/2019
Wide-Lite | Wide-Lite | FP-320********************************** | Universal | Pulse-start - magnetic | 320 |  |  |  |  | 88 | No Exceptions Met |  |  |  |  | Non Federally-Regulated | 01/23/2008 |  | 12/05/2019
Wide-Lite | Wide-Lite | RSLP-300******************************** | Universal | Pulse-start - magnetic | 300 |  |  |  |  | 88 | No Exceptions Met |  |  |  |  | Non Federally-Regulated | 01/23/2008 |  | 12/05/2019
Wide-Lite | Wide-Lite | SR4P-440******************************** | Universal | Pulse-start - magnetic | 440 |  |  |  |  | 88 | No Exceptions Met |  |  |  |  | Non Federally-Regulated | 01/23/2008 |  | 12/05/2019
Wide-Lite | Wide-Lite | ILXD-440/440**************************** | Universal | Pulse-start - magnetic | 440 |  |  |  |  | 88 | No Exceptions Met |  |  |  |  | Non Federally-Regulated | 01/23/2008 |  | 12/05/2019
Wide-Lite | Wide-Lite | AL3RP-250******************************* | Universal | Pulse-start - magnetic | 250 |  |  |  |  | 88 | No Exceptions Met |  |  |  |  | Non Federally-Regulated | 01/23/2008 |  | 12/05/2019
Wide-Lite | Wide-Lite | RSLP-175******************************** | Universal | Pulse-start - magnetic | 175 |  |  |  |  | 88 | No Exceptions Met |  |  |  |  | Non Federally-Regulated | 01/23/2008 |  | 12/05/2019
Wide-Lite | Wide-Lite | SR4P-175******************************** | Universal | Pulse-start - magnetic | 175 |  |  |  |  | 88 | No Exceptions Met |  |  |  |  | Non Federally-Regulated | 01/23/2008 |  | 12/05/2019
Wide-Lite | Wide-Lite | IFXP-250******************************** | Universal | Pulse-start - magnetic | 250 |  |  |  |  | 88 | No Exceptions Met |  |  |  |  | Non Federally-Regulated | 01/23/2008 |  | 12/05/2019
Wide-Lite | Wide-Lite | MTLP-450******************************** | Universal | Pulse-start - magnetic | 450 |  |  |  |  | 88 | No Exceptions Met |  |  |  |  | Non Federally-Regulated | 01/23/2008 |  | 12/05/2019
Wide-Lite | Wide-Lite | WLP-175********************************* | Universal | Pulse-start - magnetic | 175 |  |  |  |  | 88 | No Exceptions Met |  |  |  |  | Non Federally-Regulated | 01/23/2008 |  | 12/05/2019
Wide-Lite | Wide-Lite | AFP-320********************************* | Universal | Pulse-start - magnetic | 320 |  |  |  |  | 88 | No Exceptions Met |  |  |  |  | Non Federally-Regulated | 01/23/2008 |  | 12/05/2019
Wide-Lite | Wide-Lite | SS2P-320/320**************************** | Universal | Pulse-start - magnetic | 320 |  |  |  |  | 88 | No Exceptions Met |  |  |  |  | Non Federally-Regulated | 01/23/2008 |  | 12/05/2019
Wide-Lite | Wide-Lite | OPP-300********************************* | Universal | Pulse-start - magnetic | 300 |  |  |  |  | 88 | No Exceptions Met |  |  |  |  | Non Federally-Regulated | 01/23/2008 |  | 12/05/2019
Wide-Lite | Wide-Lite | OPP-175********************************* | Universal | Pulse-start - magnetic | 175 |  |  |  |  | 88 | No Exceptions Met |  |  |  |  | Non Federally-Regulated | 01/23/2008 |  | 12/05/2019
Wide-Lite | Wide-Lite | ELP-200********************************* | Universal | Pulse-start - magnetic | 200 |  |  |  |  | 88 | No Exceptions Met |  |  |  |  | Non Federally-Regulated | 01/23/2008 |  | 12/05/2019
Wide-Lite | Wide-Lite | SLP-150********************************* | Universal | Pulse-start - magnetic | 150 |  |  |  |  | 80 | Vertical - Base Up |  |  |  |  | Non Federally-Regulated | 01/23/2008 |  | 12/05/2019
Wide-Lite | Wide-Lite | SS2P-300/300**************************** | Universal | Pulse-start - magnetic | 300 |  |  |  |  | 88 | No Exceptions Met |  |  |  |  | Non Federally-Regulated | 01/23/2008 |  | 12/05/2019
Wide-Lite | Wide-Lite | EFIP-200******************************** | Universal | Pulse-start - magnetic | 200 |  |  |  |  | 88 | No Exceptions Met |  |  |  |  | Non Federally-Regulated | 01/23/2008 |  | 12/05/2019
Wide-Lite | Wide-Lite | AL4P-450******************************** | Universal | Pulse-start - magnetic | 450 |  |  |  |  | 88 | No Exceptions Met |  |  |  |  | Non Federally-Regulated | 01/23/2008 |  | 12/05/2019
Wide-Lite | Wide-Lite | FP-200********************************** | Universal | Pulse-start - magnetic | 200 |  |  |  |  | 88 | No Exceptions Met |  |  |  |  | Non Federally-Regulated | 01/23/2008 |  | 12/05/2019
Wide-Lite | Wide-Lite | XLP-175********************************* | Universal | Pulse-start - magnetic | 175 |  |  |  |  | 88 | No Exceptions Met |  |  |  |  | Non Federally-Regulated | 01/23/2008 |  | 12/05/2019
Wide-Lite | Wide-Lite | SR2P-350/350**************************** | Universal | Pulse-start - magnetic | 350 |  |  |  |  | 88 | No Exceptions Met |  |  |  |  | Non Federally-Regulated | 01/23/2008 |  | 12/05/2019
Wide-Lite | Wide-Lite | ILXR-320******************************** | Universal | Pulse-start - magnetic | 320 |  |  |  |  | 88 | No Exceptions Met |  |  |  |  | Non Federally-Regulated | 01/23/2008 |  | 12/05/2019
Wide-Lite | Wide-Lite | SS2P-175/175**************************** | Universal | Pulse-start - magnetic | 175 |  |  |  |  | 88 | No Exceptions Met |  |  |  |  | Non Federally-Regulated | 01/23/2008 |  | 12/05/2019
Wide-Lite | Wide-Lite | WLP-440********************************* | Universal | Pulse-start - magnetic | 440 |  |  |  |  | 88 | No Exceptions Met |  |  |  |  | Non Federally-Regulated | 01/23/2008 |  | 12/05/2019
Wide-Lite | Wide-Lite | AFP-450********************************* | Universal | Pulse-start - magnetic | 450 |  |  |  |  | 88 | No Exceptions Met |  |  |  |  | Non Federally-Regulated | 01/23/2008 |  | 12/05/2019
Wide-Lite | Wide-Lite | IFXP-150******************************** | Universal | Pulse-start - magnetic | 150 |  |  |  |  | 80 | Vertical - Base Up |  |  |  |  | Non Federally-Regulated | 01/23/2008 |  | 12/05/2019
Wide-Lite | Wide-Lite | XLP-320********************************* | Universal | Pulse-start - magnetic | 320 |  |  |  |  | 88 | No Exceptions Met |  |  |  |  | Non Federally-Regulated | 01/23/2008 |  | 12/05/2019
Wide-Lite | Wide-Lite | SS2P-200/200**************************** | Universal | Pulse-start - magnetic | 200 |  |  |  |  | 88 | No Exceptions Met |  |  |  |  | Non Federally-Regulated | 01/23/2008 |  | 12/05/2019
Wide-Lite | Wide-Lite | ILXR-450******************************** | Universal | Pulse-start - magnetic | 450 |  |  |  |  | 88 | No Exceptions Met |  |  |  |  | Non Federally-Regulated | 01/23/2008 |  | 12/05/2019
Wide-Lite | Wide-Lite | FP-300********************************** | Universal | Pulse-start - magnetic | 300 |  |  |  |  | 88 | No Exceptions Met |  |  |  |  | Non Federally-Regulated | 01/23/2008 |  | 12/05/2019
Wide-Lite | Wide-Lite | A2P-250********************************* | Universal | Pulse-start - magnetic | 250 |  |  |  |  | 88 | No Exceptions Met |  |  |  |  | Non Federally-Regulated | 01/23/2008 |  | 12/05/2019
Wide-Lite | Wide-Lite | A2P-200********************************* | Universal | Pulse-start - magnetic | 200 |  |  |  |  | 88 | No Exceptions Met |  |  |  |  | Non Federally-Regulated | 01/23/2008 |  | 12/05/2019
Wide-Lite | Wide-Lite | MTLP-400******************************** | Universal | Pulse-start - magnetic | 400 |  |  |  |  | 88 | No Exceptions Met |  |  |  |  | Non Federally-Regulated | 01/23/2008 |  | 12/05/2019
Wide-Lite | Wide-Lite | EWLP-200******************************** | Universal | Pulse-start - magnetic | 200 |  |  |  |  | 88 | No Exceptions Met |  |  |  |  | Non Federally-Regulated | 01/23/2008 |  | 12/05/2019
Wide-Lite | Wide-Lite | WLP-250********************************* | Universal | Pulse-start - magnetic | 250 |  |  |  |  | 88 | No Exceptions Met |  |  |  |  | Non Federally-Regulated | 01/23/2008 |  | 12/05/2019
Wide-Lite | Wide-Lite | WLP-450********************************* | Universal | Pulse-start - magnetic | 450 |  |  |  |  | 88 | No Exceptions Met |  |  |  |  | Non Federally-Regulated | 01/23/2008 |  | 12/05/2019
Wide-Lite | Wide-Lite | RSLP-450******************************** | Universal | Pulse-start - magnetic | 450 |  |  |  |  | 88 | No Exceptions Met |  |  |  |  | Non Federally-Regulated | 01/23/2008 |  | 12/05/2019
Wide-Lite | Wide-Lite | OPP-400********************************* | Universal | Pulse-start - magnetic | 400 |  |  |  |  | 88 | No Exceptions Met |  |  |  |  | Non Federally-Regulated | 01/23/2008 |  | 12/05/2019
Wide-Lite | Wide-Lite | OPP-450********************************* | Universal | Pulse-start - magnetic | 450 |  |  |  |  | 88 | No Exceptions Met |  |  |  |  | Non Federally-Regulated | 01/23/2008 |  | 12/05/2019
Wide-Lite | Wide-Lite | FP-175********************************** | Universal | Pulse-start - magnetic | 175 |  |  |  |  | 88 | No Exceptions Met |  |  |  |  | Non Federally-Regulated | 01/23/2008 |  | 12/05/2019
Wide-Lite | Wide-Lite | AL3P-150******************************** | Universal | Pulse-start - magnetic | 150 |  |  |  |  | 80 | Vertical - Base Up |  |  |  |  | Non Federally-Regulated | 01/23/2008 |  | 12/05/2019
Wide-Lite | Wide-Lite | AL2P-175******************************** | Universal | Pulse-start - magnetic | 175 |  |  |  |  | 88 | No Exceptions Met |  |  |  |  | Non Federally-Regulated | 01/23/2008 |  | 12/05/2019
Wide-Lite | Wide-Lite | AL3P-450******************************** | Universal | Pulse-start - magnetic | 450 |  |  |  |  | 88 | No Exceptions Met |  |  |  |  | Non Federally-Regulated | 01/23/2008 |  | 12/05/2019
Wide-Lite | Wide-Lite | SHBP-300******************************** | Universal | Pulse-start - magnetic | 300 |  |  |  |  | 88 | No Exceptions Met |  |  |  |  | Non Federally-Regulated | 01/23/2008 |  | 12/05/2019
Wide-Lite | Wide-Lite | EFXP-250******************************** | Universal | Pulse-start - magnetic | 250 |  |  |  |  | 88 | No Exceptions Met |  |  |  |  | Non Federally-Regulated | 01/23/2008 |  | 12/05/2019
Wide-Lite | Wide-Lite | SLP-400********************************* | Universal | Pulse-start - magnetic | 400 |  |  |  |  | 88 | No Exceptions Met |  |  |  |  | Non Federally-Regulated | 01/23/2008 |  | 12/05/2019
Wide-Lite | Wide-Lite | FP-350********************************** | Universal | Pulse-start - magnetic | 350 |  |  |  |  | 88 | No Exceptions Met |  |  |  |  | Non Federally-Regulated | 01/23/2008 |  | 12/05/2019
Wide-Lite | Wide-Lite | ILXP-400******************************** | Universal | Pulse-start - magnetic | 400 |  |  |  |  | 88 | No Exceptions Met |  |  |  |  | Non Federally-Regulated | 01/23/2008 |  | 12/05/2019
Wide-Lite | Wide-Lite | MAFP-450******************************** | Universal | Pulse-start - magnetic | 450 |  |  |  |  | 88 | No Exceptions Met |  |  |  |  | Non Federally-Regulated | 01/23/2008 |  | 12/05/2019
Wide-Lite | Wide-Lite | LB3P-150******************************** | Universal | Pulse-start - magnetic | 150 |  |  |  |  | 80 | Vertical - Base Up |  |  |  |  | Non Federally-Regulated | 01/23/2008 |  | 12/05/2019
Wide-Lite | Wide-Lite | WLP-300********************************* | Universal | Pulse-start - magnetic | 300 |  |  |  |  | 88 | No Exceptions Met |  |  |  |  | Non Federally-Regulated | 01/23/2008 |  | 12/05/2019
Wide-Lite | Wide-Lite | EFXP-320******************************** | Universal | Pulse-start - magnetic | 320 |  |  |  |  | 88 | No Exceptions Met |  |  |  |  | Non Federally-Regulated | 01/23/2008 |  | 12/05/2019
Wide-Lite | Wide-Lite | ILXR-250******************************** | Universal | Pulse-start - magnetic | 250 |  |  |  |  | 88 | No Exceptions Met |  |  |  |  | Non Federally-Regulated | 01/23/2008 |  | 12/05/2019
Wide-Lite | Wide-Lite | SLP-350********************************* | Universal | Pulse-start - magnetic | 350 |  |  |  |  | 88 | No Exceptions Met |  |  |  |  | Non Federally-Regulated | 01/23/2008 |  | 12/05/2019
Wide-Lite | Wide-Lite | MFP-320********************************* | Universal | Pulse-start - magnetic | 320 |  |  |  |  | 88 | No Exceptions Met |  |  |  |  | Non Federally-Regulated | 01/23/2008 |  | 12/05/2019
Wide-Lite | Wide-Lite | SHBP-250******************************** | Universal | Pulse-start - magnetic | 250 |  |  |  |  | 88 | No Exceptions Met |  |  |  |  | Non Federally-Regulated | 01/23/2008 |  | 12/05/2019
Wide-Lite | Wide-Lite | AL4P-440******************************** | Universal | Pulse-start - magnetic | 440 |  |  |  |  | 88 | No Exceptions Met |  |  |  |  | Non Federally-Regulated | 01/23/2008 |  | 12/05/2019
Wide-Lite | Wide-Lite | OPP-440********************************* | Universal | Pulse-start - magnetic | 440 |  |  |  |  | 88 | No Exceptions Met |  |  |  |  | Non Federally-Regulated | 01/23/2008 |  | 12/05/2019
Wide-Lite | Wide-Lite | IFXP-400******************************** | Universal | Pulse-start - magnetic | 400 |  |  |  |  | 88 | No Exceptions Met |  |  |  |  | Non Federally-Regulated | 01/23/2008 |  | 12/05/2019
Wide-Lite | Wide-Lite | WLP-400********************************* | Universal | Pulse-start - magnetic | 400 |  |  |  |  | 88 | No Exceptions Met |  |  |  |  | Non Federally-Regulated | 01/23/2008 |  | 12/05/2019
Wide-Lite | Wide-Lite | SR4P-350******************************** | Universal | Pulse-start - magnetic | 350 |  |  |  |  | 88 | No Exceptions Met |  |  |  |  | Non Federally-Regulated | 01/23/2008 |  | 12/05/2019
Wide-Lite | Wide-Lite | ILXP-250******************************** | Universal | Pulse-start - magnetic | 250 |  |  |  |  | 88 | No Exceptions Met |  |  |  |  | Non Federally-Regulated | 01/23/2008 |  | 12/05/2019
Wide-Lite | Wide-Lite | MFP-200********************************* | Universal | Pulse-start - magnetic | 200 |  |  |  |  | 88 | No Exceptions Met |  |  |  |  | Non Federally-Regulated | 01/23/2008 |  | 12/05/2019
Wide-Lite | Wide-Lite | AL2P-150******************************** | Universal | Pulse-start - magnetic | 150 |  |  |  |  | 80 | Vertical - Base Up |  |  |  |  | Non Federally-Regulated | 01/23/2008 |  | 12/05/2019
Wide-Lite | Wide-Lite | OPP-200********************************* | Universal | Pulse-start - magnetic | 200 |  |  |  |  | 88 | No Exceptions Met |  |  |  |  | Non Federally-Regulated | 01/23/2008 |  | 12/05/2019
Wide-Lite | Wide-Lite | SS2P-450/450**************************** | Universal | Pulse-start - magnetic | 450 |  |  |  |  | 88 | No Exceptions Met |  |  |  |  | Non Federally-Regulated | 01/23/2008 |  | 12/05/2019
Wide-Lite | Wide-Lite | PFP-150********************************* | Universal | Pulse-start - magnetic | 150 |  |  |  |  | 80 | Vertical - Base Up |  |  |  |  | Non Federally-Regulated | 01/23/2008 |  | 12/05/2019
Wide-Lite | Wide-Lite | ILXR-350******************************** | Universal | Pulse-start - magnetic | 350 |  |  |  |  | 88 | No Exceptions Met |  |  |  |  | Non Federally-Regulated | 01/23/2008 |  | 12/05/2019
Wide-Lite | Wide-Lite | AFP-350********************************* | Universal | Pulse-start - magnetic | 350 |  |  |  |  | 88 | No Exceptions Met |  |  |  |  | Non Federally-Regulated | 01/23/2008 |  | 12/05/2019
Wide-Lite | Wide-Lite | EFIP-450******************************** | Universal | Pulse-start - magnetic | 450 |  |  |  |  | 88 | No Exceptions Met |  |  |  |  | Non Federally-Regulated | 01/23/2008 |  | 12/05/2019
Wide-Lite | Wide-Lite | OPP-150********************************* | Universal | Pulse-start - magnetic | 150 |  |  |  |  | 80 | Vertical - Base Up |  |  |  |  | Non Federally-Regulated | 01/23/2008 |  | 12/05/2019
Wide-Lite | Wide-Lite | S10P-150******************************** | Horizontal | Pulse-start - magnetic | 150 |  |  |  |  | 80 | Vertical - Base Up |  |  |  |  | Non Federally-Regulated | 01/23/2008 |  | 12/05/2019
Wide-Lite | Wide-Lite | EWLP-400******************************** | Horizontal | Pulse-start - magnetic | 400 |  |  |  |  | 88 | No Exceptions Met |  |  |  |  | Non Federally-Regulated | 01/23/2008 |  | 12/05/2019
Wide-Lite | Wide-Lite | AFP-320********************************* | Horizontal | Pulse-start - magnetic | 320 |  |  |  |  | 88 | No Exceptions Met |  |  |  |  | Non Federally-Regulated | 01/23/2008 |  | 12/05/2019
Wide-Lite | Wide-Lite | SR4P-320******************************** | Horizontal | Pulse-start - magnetic | 320 |  |  |  |  | 88 | No Exceptions Met |  |  |  |  | Non Federally-Regulated | 01/23/2008 |  | 12/05/2019
Wide-Lite | Wide-Lite | AL4P-450******************************** | Horizontal | Pulse-start - magnetic | 450 |  |  |  |  | 88 | No Exceptions Met |  |  |  |  | Non Federally-Regulated | 01/23/2008 |  | 12/05/2019
Wide-Lite | Wide-Lite | EALP-200******************************** | Horizontal | Pulse-start - magnetic | 200 |  |  |  |  | 88 | No Exceptions Met |  |  |  |  | Non Federally-Regulated | 01/23/2008 |  | 12/05/2019
Wide-Lite | Wide-Lite | EWLP-300******************************** | Horizontal | Pulse-start - magnetic | 300 |  |  |  |  | 88 | No Exceptions Met |  |  |  |  | Non Federally-Regulated | 01/23/2008 |  | 12/05/2019
Wide-Lite | Wide-Lite | AL4P-350******************************** | Horizontal | Pulse-start - magnetic | 350 |  |  |  |  | 88 | No Exceptions Met |  |  |  |  | Non Federally-Regulated | 01/23/2008 |  | 12/05/2019
Wide-Lite | Wide-Lite | WLP-250********************************* | Horizontal | Pulse-start - magnetic | 250 |  |  |  |  | 88 | No Exceptions Met |  |  |  |  | Non Federally-Regulated | 01/23/2008 |  | 12/05/2019
Wide-Lite | Wide-Lite | XLP-450********************************* | Horizontal | Pulse-start - magnetic | 450 |  |  |  |  | 88 | No Exceptions Met |  |  |  |  | Non Federally-Regulated | 01/23/2008 |  | 12/05/2019
Wide-Lite | Wide-Lite | SR2P-200/200**************************** | Horizontal | Pulse-start - magnetic | 200 |  |  |  |  | 88 | No Exceptions Met |  |  |  |  | Non Federally-Regulated | 01/23/2008 |  | 12/05/2019
Wide-Lite | Wide-Lite | EWLP-450******************************** | Horizontal | Pulse-start - magnetic | 450 |  |  |  |  | 88 | No Exceptions Met |  |  |  |  | Non Federally-Regulated | 01/23/2008 |  | 12/05/2019
Wide-Lite | Wide-Lite | AL3P-200******************************** | Horizontal | Pulse-start - magnetic | 200 |  |  |  |  | 88 | No Exceptions Met |  |  |  |  | Non Federally-Regulated | 01/23/2008 |  | 12/05/2019
Wide-Lite | Wide-Lite | EALP-175******************************** | Horizontal | Pulse-start - magnetic | 175 |  |  |  |  | 88 | No Exceptions Met |  |  |  |  | Non Federally-Regulated | 01/23/2008 |  | 12/05/2019
Wide-Lite | Wide-Lite | AL3P-450******************************** | Horizontal | Pulse-start - magnetic | 450 |  |  |  |  | 88 | No Exceptions Met |  |  |  |  | Non Federally-Regulated | 01/23/2008 |  | 12/05/2019
Wide-Lite | Wide-Lite | S10P-400******************************** | Horizontal | Pulse-start - magnetic | 400 |  |  |  |  | 88 | No Exceptions Met |  |  |  |  | Non Federally-Regulated | 01/23/2008 |  | 12/05/2019
Wide-Lite | Wide-Lite | EALP-320******************************** | Horizontal | Pulse-start - magnetic | 320 |  |  |  |  | 88 | No Exceptions Met |  |  |  |  | Non Federally-Regulated | 01/23/2008 |  | 12/05/2019
Wide-Lite | Wide-Lite | EALP-450******************************** | Horizontal | Pulse-start - magnetic | 450 |  |  |  |  | 88 | No Exceptions Met |  |  |  |  | Non Federally-Regulated | 01/23/2008 |  | 12/05/2019
Wide-Lite | Wide-Lite | SR4P-300******************************** | Horizontal | Pulse-start - magnetic | 300 |  |  |  |  | 88 | No Exceptions Met |  |  |  |  | Non Federally-Regulated | 01/23/2008 |  | 12/05/2019
Wide-Lite | Wide-Lite | WLP-450********************************* | Horizontal | Pulse-start - magnetic | 450 |  |  |  |  | 88 | No Exceptions Met |  |  |  |  | Non Federally-Regulated | 01/23/2008 |  | 12/05/2019
Wide-Lite | Wide-Lite | SS2P-175/175**************************** | Horizontal | Pulse-start - magnetic | 175 |  |  |  |  | 88 | No Exceptions Met |  |  |  |  | Non Federally-Regulated | 01/23/2008 |  | 12/05/2019
Wide-Lite | Wide-Lite | A2P-350********************************* | Horizontal | Pulse-start - magnetic | 350 |  |  |  |  | 88 | No Exceptions Met |  |  |  |  | Non Federally-Regulated | 01/23/2008 |  | 12/05/2019
Wide-Lite | Wide-Lite | AFP-450********************************* | Horizontal | Pulse-start - magnetic | 450 |  |  |  |  | 88 | No Exceptions Met |  |  |  |  | Non Federally-Regulated | 01/23/2008 |  | 12/05/2019
Wide-Lite | Wide-Lite | AL2RP-175******************************* | Horizontal | Pulse-start - magnetic | 175 |  |  |  |  | 88 | No Exceptions Met |  |  |  |  | Non Federally-Regulated | 01/23/2008 |  | 12/05/2019
Wide-Lite | Wide-Lite | AL2P-175******************************** | Horizontal | Pulse-start - magnetic | 175 |  |  |  |  | 88 | No Exceptions Met |  |  |  |  | Non Federally-Regulated | 01/23/2008 |  | 12/05/2019
Wide-Lite | Wide-Lite | WLP-175********************************* | Horizontal | Pulse-start - magnetic | 175 |  |  |  |  | 88 | No Exceptions Met |  |  |  |  | Non Federally-Regulated | 01/23/2008 |  | 12/05/2019
Wide-Lite | Wide-Lite | AL4P-320******************************** | Horizontal | Pulse-start - magnetic | 320 |  |  |  |  | 88 | No Exceptions Met |  |  |  |  | Non Federally-Regulated | 01/23/2008 |  | 12/05/2019
Wide-Lite | Wide-Lite | EWLP-200******************************** | Horizontal | Pulse-start - magnetic | 200 |  |  |  |  | 88 | No Exceptions Met |  |  |  |  | Non Federally-Regulated | 01/23/2008 |  | 12/05/2019
Wide-Lite | Wide-Lite | XLP-440********************************* | Horizontal | Pulse-start - magnetic | 440 |  |  |  |  | 88 | No Exceptions Met |  |  |  |  | Non Federally-Regulated | 01/23/2008 |  | 12/05/2019
Wide-Lite | Wide-Lite | AL2P-150******************************** | Horizontal | Pulse-start - magnetic | 150 |  |  |  |  | 80 | Vertical - Base Up |  |  |  |  | Non Federally-Regulated | 01/23/2008 |  | 12/05/2019
Wide-Lite | Wide-Lite | AL3RP-440******************************* | Horizontal | Pulse-start - magnetic | 440 |  |  |  |  | 88 | No Exceptions Met |  |  |  |  | Non Federally-Regulated | 01/23/2008 |  | 12/05/2019
Wide-Lite | Wide-Lite | WLP-400********************************* | Horizontal | Pulse-start - magnetic | 400 |  |  |  |  | 88 | No Exceptions Met |  |  |  |  | Non Federally-Regulated | 01/23/2008 |  | 12/05/2019
Wide-Lite | Wide-Lite | SS2P-350/350**************************** | Horizontal | Pulse-start - magnetic | 350 |  |  |  |  | 88 | No Exceptions Met |  |  |  |  | Non Federally-Regulated | 01/23/2008 |  | 12/05/2019
Wide-Lite | Wide-Lite | SS2P-320******************************** | Horizontal | Pulse-start - magnetic | 320 |  |  |  |  | 88 | No Exceptions Met |  |  |  |  | Non Federally-Regulated | 01/23/2008 |  | 12/05/2019
Wide-Lite | Wide-Lite | SR2P-250/250**************************** | Horizontal | Pulse-start - magnetic | 250 |  |  |  |  | 88 | No Exceptions Met |  |  |  |  | Non Federally-Regulated | 01/23/2008 |  | 12/05/2019
Wide-Lite | Wide-Lite | S10P-440******************************** | Horizontal | Pulse-start - magnetic | 440 |  |  |  |  | 88 | No Exceptions Met |  |  |  |  | Non Federally-Regulated | 01/23/2008 |  | 12/05/2019
Wide-Lite | Wide-Lite | A2P-400********************************* | Horizontal | Pulse-start - magnetic | 400 |  |  |  |  | 88 | No Exceptions Met |  |  |  |  | Non Federally-Regulated | 01/23/2008 |  | 12/05/2019
Wide-Lite | Wide-Lite | SR2P-300/300**************************** | Horizontal | Pulse-start - magnetic | 300 |  |  |  |  | 88 | No Exceptions Met |  |  |  |  | Non Federally-Regulated | 01/23/2008 |  | 12/05/2019
Wide-Lite | Wide-Lite | WLP-320********************************* | Horizontal | Pulse-start - magnetic | 320 |  |  |  |  | 88 | No Exceptions Met |  |  |  |  | Non Federally-Regulated | 01/23/2008 |  | 12/05/2019
Wide-Lite | Wide-Lite | AL3RP-450******************************* | Horizontal | Pulse-start - magnetic | 450 |  |  |  |  | 88 | No Exceptions Met |  |  |  |  | Non Federally-Regulated | 01/23/2008 |  | 12/05/2019
Wide-Lite | Wide-Lite | MAFP-440******************************** | Horizontal | Pulse-start - magnetic | 440 |  |  |  |  | 88 | No Exceptions Met |  |  |  |  | Non Federally-Regulated | 01/23/2008 |  | 12/05/2019
Wide-Lite | Wide-Lite | SR2P-400******************************** | Horizontal | Pulse-start - magnetic | 400 |  |  |  |  | 88 | No Exceptions Met |  |  |  |  | Non Federally-Regulated | 01/23/2008 |  | 12/05/2019
Wide-Lite | Wide-Lite | XLP-175********************************* | Horizontal | Pulse-start - magnetic | 175 |  |  |  |  | 88 | No Exceptions Met |  |  |  |  | Non Federally-Regulated | 01/23/2008 |  | 12/05/2019
Wide-Lite | Wide-Lite | S10P-175******************************** | Horizontal | Pulse-start - magnetic | 175 |  |  |  |  | 88 | No Exceptions Met |  |  |  |  | Non Federally-Regulated | 01/23/2008 |  | 12/05/2019
Wide-Lite | Wide-Lite | SR2P-440******************************** | Horizontal | Pulse-start - magnetic | 440 |  |  |  |  | 88 | No Exceptions Met |  |  |  |  | Non Federally-Regulated | 01/23/2008 |  | 12/05/2019
Wide-Lite | Wide-Lite | XLP-320********************************* | Horizontal | Pulse-start - magnetic | 320 |  |  |  |  | 88 | No Exceptions Met |  |  |  |  | Non Federally-Regulated | 01/23/2008 |  | 12/05/2019
Wide-Lite | Wide-Lite | AL3P-175******************************** | Horizontal | Pulse-start - magnetic | 175 |  |  |  |  | 88 | No Exceptions Met |  |  |  |  | Non Federally-Regulated | 01/23/2008 |  | 12/05/2019
Wide-Lite | Wide-Lite | SS2P-250******************************** | Horizontal | Pulse-start - magnetic | 250 |  |  |  |  | 88 | No Exceptions Met |  |  |  |  | Non Federally-Regulated | 01/23/2008 |  | 12/05/2019
Wide-Lite | Wide-Lite | AL3P-150******************************** | Horizontal | Pulse-start - magnetic | 150 |  |  |  |  | 80 | Vertical - Base Up |  |  |  |  | Non Federally-Regulated | 01/23/2008 |  | 12/05/2019
Wide-Lite | Wide-Lite | S10P-250******************************** | Horizontal | Pulse-start - magnetic | 250 |  |  |  |  | 88 | No Exceptions Met |  |  |  |  | Non Federally-Regulated | 01/23/2008 |  | 12/05/2019
Wide-Lite | Wide-Lite | AL3P-320******************************** | Horizontal | Pulse-start - magnetic | 320 |  |  |  |  | 88 | No Exceptions Met |  |  |  |  | Non Federally-Regulated | 01/23/2008 |  | 12/05/2019
Wide-Lite | Wide-Lite | SR2P-440/440**************************** | Horizontal | Pulse-start - magnetic | 440 |  |  |  |  | 88 | No Exceptions Met |  |  |  |  | Non Federally-Regulated | 01/23/2008 |  | 12/05/2019
Wide-Lite | Wide-Lite | SS2P-300/300**************************** | Horizontal | Pulse-start - magnetic | 300 |  |  |  |  | 88 | No Exceptions Met |  |  |  |  | Non Federally-Regulated | 01/23/2008 |  | 12/05/2019
Wide-Lite | Wide-Lite | SR4P-200******************************** | Horizontal | Pulse-start - magnetic | 200 |  |  |  |  | 88 | No Exceptions Met |  |  |  |  | Non Federally-Regulated | 01/23/2008 |  | 12/05/2019
Wide-Lite | Wide-Lite | AL3RP-150******************************* | Horizontal | Pulse-start - magnetic | 150 |  |  |  |  | 80 | Vertical - Base Up |  |  |  |  | Non Federally-Regulated | 01/23/2008 |  | 12/05/2019
Wide-Lite | Wide-Lite | SS2P-450******************************** | Horizontal | Pulse-start - magnetic | 450 |  |  |  |  | 88 | No Exceptions Met |  |  |  |  | Non Federally-Regulated | 01/23/2008 |  | 12/05/2019
Wide-Lite | Wide-Lite | SR2P-175/175**************************** | Horizontal | Pulse-start - magnetic | 175 |  |  |  |  | 88 | No Exceptions Met |  |  |  |  | Non Federally-Regulated | 01/23/2008 |  | 12/05/2019
Wide-Lite | Wide-Lite | SS2P-200******************************** | Horizontal | Pulse-start - magnetic | 200 |  |  |  |  | 88 | No Exceptions Met |  |  |  |  | Non Federally-Regulated | 01/23/2008 |  | 12/05/2019
Wide-Lite | Wide-Lite | S10P-320******************************** | Horizontal | Pulse-start - magnetic | 320 |  |  |  |  | 88 | No Exceptions Met |  |  |  |  | Non Federally-Regulated | 01/23/2008 |  | 12/05/2019
Wide-Lite | Wide-Lite | MAFP-400******************************** | Horizontal | Pulse-start - magnetic | 400 |  |  |  |  | 88 | No Exceptions Met |  |  |  |  | Non Federally-Regulated | 01/23/2008 |  | 12/05/2019
Wide-Lite | Wide-Lite | AL3P-440******************************** | Horizontal | Pulse-start - magnetic | 440 |  |  |  |  | 88 | No Exceptions Met |  |  |  |  | Non Federally-Regulated | 01/23/2008 |  | 12/05/2019
Wide-Lite | Wide-Lite | MAFP-320******************************** | Horizontal | Pulse-start - magnetic | 320 |  |  |  |  | 88 | No Exceptions Met |  |  |  |  | Non Federally-Regulated | 01/23/2008 |  | 12/05/2019
Wide-Lite | Wide-Lite | SR4P-400******************************** | Horizontal | Pulse-start - magnetic | 400 |  |  |  |  | 88 | No Exceptions Met |  |  |  |  | Non Federally-Regulated | 01/23/2008 |  | 12/05/2019
Wide-Lite | Wide-Lite | AFP-350********************************* | Horizontal | Pulse-start - magnetic | 350 |  |  |  |  | 88 | No Exceptions Met |  |  |  |  | Non Federally-Regulated | 01/23/2008 |  | 12/05/2019
Wide-Lite | Wide-Lite | XLP-400********************************* | Horizontal | Pulse-start - magnetic | 400 |  |  |  |  | 88 | No Exceptions Met |  |  |  |  | Non Federally-Regulated | 01/23/2008 |  | 12/05/2019
Wide-Lite | Wide-Lite | SS2P-300******************************** | Horizontal | Pulse-start - magnetic | 300 |  |  |  |  | 88 | No Exceptions Met |  |  |  |  | Non Federally-Regulated | 01/23/2008 |  | 12/05/2019
Wide-Lite | Wide-Lite | A2P-300********************************* | Horizontal | Pulse-start - magnetic | 300 |  |  |  |  | 88 | No Exceptions Met |  |  |  |  | Non Federally-Regulated | 01/23/2008 |  | 12/05/2019
Wide-Lite | Wide-Lite | A2P-250********************************* | Horizontal | Pulse-start - magnetic | 250 |  |  |  |  | 88 | No Exceptions Met |  |  |  |  | Non Federally-Regulated | 01/23/2008 |  | 12/05/2019
Wide-Lite | Wide-Lite | SS2P-400******************************** | Horizontal | Pulse-start - magnetic | 400 |  |  |  |  | 88 | No Exceptions Met |  |  |  |  | Non Federally-Regulated | 01/23/2008 |  | 12/05/2019
Wide-Lite | Wide-Lite | SR2P-320/320**************************** | Horizontal | Pulse-start - magnetic | 320 |  |  |  |  | 88 | No Exceptions Met |  |  |  |  | Non Federally-Regulated | 01/23/2008 |  | 12/05/2019
Wide-Lite | Wide-Lite | S10P-450******************************** | Horizontal | Pulse-start - magnetic | 450 |  |  |  |  | 88 | No Exceptions Met |  |  |  |  | Non Federally-Regulated | 01/23/2008 |  | 12/05/2019
Wide-Lite | Wide-Lite | A2P-150********************************* | Horizontal | Pulse-start - magnetic | 150 |  |  |  |  | 80 | Vertical - Base Up |  |  |  |  | Non Federally-Regulated | 01/23/2008 |  | 12/05/2019
Wide-Lite | Wide-Lite | AL3RP-200******************************* | Horizontal | Pulse-start - magnetic | 200 |  |  |  |  | 88 | No Exceptions Met |  |  |  |  | Non Federally-Regulated | 01/23/2008 |  | 12/05/2019
Wide-Lite | Wide-Lite | AL3P-300******************************** | Horizontal | Pulse-start - magnetic | 300 |  |  |  |  | 88 | No Exceptions Met |  |  |  |  | Non Federally-Regulated | 01/23/2008 |  | 12/05/2019
Wide-Lite | Wide-Lite | A2P-450********************************* | Horizontal | Pulse-start - magnetic | 450 |  |  |  |  | 88 | No Exceptions Met |  |  |  |  | Non Federally-Regulated | 01/23/2008 |  | 12/05/2019
Wide-Lite | Wide-Lite | SS2P-450/450**************************** | Horizontal | Pulse-start - magnetic | 450 |  |  |  |  | 88 | No Exceptions Met |  |  |  |  | Non Federally-Regulated | 01/23/2008 |  | 12/05/2019
Wide-Lite | Wide-Lite | EWLP-350******************************** | Horizontal | Pulse-start - magnetic | 350 |  |  |  |  | 88 | No Exceptions Met |  |  |  |  | Non Federally-Regulated | 01/23/2008 |  | 12/05/2019
Wide-Lite | Wide-Lite | SR2P-350/350**************************** | Horizontal | Pulse-start - magnetic | 350 |  |  |  |  | 88 | No Exceptions Met |  |  |  |  | Non Federally-Regulated | 01/23/2008 |  | 12/05/2019
Wide-Lite | Wide-Lite | SR4P-250******************************** | Horizontal | Pulse-start - magnetic | 250 |  |  |  |  | 88 | No Exceptions Met |  |  |  |  | Non Federally-Regulated | 01/23/2008 |  | 12/05/2019
Wide-Lite | Wide-Lite | AFP-400********************************* | Horizontal | Pulse-start - magnetic | 400 |  |  |  |  | 88 | No Exceptions Met |  |  |  |  | Non Federally-Regulated | 01/23/2008 |  | 12/05/2019
Wide-Lite | Wide-Lite | AL2RP-150******************************* | Horizontal | Pulse-start - magnetic | 150 |  |  |  |  | 80 | Vertical - Base Up |  |  |  |  | Non Federally-Regulated | 01/23/2008 |  | 12/05/2019
Wide-Lite | Wide-Lite | SR2P-175******************************** | Horizontal | Pulse-start - magnetic | 175 |  |  |  |  | 88 | No Exceptions Met |  |  |  |  | Non Federally-Regulated | 01/23/2008 |  | 12/05/2019
Wide-Lite | Wide-Lite | XLP-150********************************* | Horizontal | Pulse-start - magnetic | 150 |  |  |  |  | 80 | Vertical - Base Up |  |  |  |  | Non Federally-Regulated | 01/23/2008 |  | 12/05/2019
Wide-Lite | Wide-Lite | SR4P-440******************************** | Horizontal | Pulse-start - magnetic | 440 |  |  |  |  | 88 | No Exceptions Met |  |  |  |  | Non Federally-Regulated | 01/23/2008 |  | 12/05/2019
Wide-Lite | Wide-Lite | SPP-175********************************* | Horizontal | Pulse-start - magnetic | 175 |  |  |  |  | 88 | No Exceptions Met |  |  |  |  | Non Federally-Regulated | 01/23/2008 |  | 12/05/2019
Wide-Lite | Wide-Lite | EALP-250******************************** | Horizontal | Pulse-start - magnetic | 250 |  |  |  |  | 88 | No Exceptions Met |  |  |  |  | Non Federally-Regulated | 01/23/2008 |  | 12/05/2019
Wide-Lite | Wide-Lite | SR2P-450******************************** | Horizontal | Pulse-start - magnetic | 450 |  |  |  |  | 88 | No Exceptions Met |  |  |  |  | Non Federally-Regulated | 01/23/2008 |  | 12/05/2019
Wide-Lite | Wide-Lite | SR2P-250******************************** | Horizontal | Pulse-start - magnetic | 250 |  |  |  |  | 88 | No Exceptions Met |  |  |  |  | Non Federally-Regulated | 01/23/2008 |  | 12/05/2019
Wide-Lite | Wide-Lite | WLP-350********************************* | Horizontal | Pulse-start - magnetic | 350 |  |  |  |  | 88 | No Exceptions Met |  |  |  |  | Non Federally-Regulated | 01/23/2008 |  | 12/05/2019
Wide-Lite | Wide-Lite | XLP-350********************************* | Horizontal | Pulse-start - magnetic | 350 |  |  |  |  | 88 | No Exceptions Met |  |  |  |  | Non Federally-Regulated | 01/23/2008 |  | 12/05/2019
Wide-Lite | Wide-Lite | SS2P-175******************************** | Horizontal | Pulse-start - magnetic | 175 |  |  |  |  | 88 | No Exceptions Met |  |  |  |  | Non Federally-Regulated | 01/23/2008 |  | 12/05/2019
Wide-Lite | Wide-Lite | EALP-150******************************** | Horizontal | Pulse-start - magnetic | 150 |  |  |  |  | 80 | Vertical - Base Up |  |  |  |  | Non Federally-Regulated | 01/23/2008 |  | 12/05/2019
Wide-Lite | Wide-Lite | SS2P-350******************************** | Horizontal | Pulse-start - magnetic | 350 |  |  |  |  | 88 | No Exceptions Met |  |  |  |  | Non Federally-Regulated | 01/23/2008 |  | 12/05/2019
Wide-Lite | Wide-Lite | AL3P-400******************************** | Horizontal | Pulse-start - magnetic | 400 |  |  |  |  | 88 | No Exceptions Met |  |  |  |  | Non Federally-Regulated | 01/23/2008 |  | 12/05/2019
Wide-Lite | Wide-Lite | SS2P-400/400**************************** | Horizontal | Pulse-start - magnetic | 400 |  |  |  |  | 88 | No Exceptions Met |  |  |  |  | Non Federally-Regulated | 01/23/2008 |  | 12/05/2019
Wide-Lite | Wide-Lite | WLP-150********************************* | Horizontal | Pulse-start - magnetic | 150 |  |  |  |  | 80 | Vertical - Base Up |  |  |  |  | Non Federally-Regulated | 01/23/2008 |  | 12/05/2019
Wide-Lite | Wide-Lite | SR2P-350******************************** | Horizontal | Pulse-start - magnetic | 350 |  |  |  |  | 88 | No Exceptions Met |  |  |  |  | Non Federally-Regulated | 01/23/2008 |  | 12/05/2019
Wide-Lite | Wide-Lite | WLP-200********************************* | Horizontal | Pulse-start - magnetic | 200 |  |  |  |  | 88 | No Exceptions Met |  |  |  |  | Non Federally-Regulated | 01/23/2008 |  | 12/05/2019
Wide-Lite | Wide-Lite | WLP-300********************************* | Horizontal | Pulse-start - magnetic | 300 |  |  |  |  | 88 | No Exceptions Met |  |  |  |  | Non Federally-Regulated | 01/23/2008 |  | 12/05/2019
Wide-Lite | Wide-Lite | EWLP-150******************************** | Horizontal | Pulse-start - magnetic | 150 |  |  |  |  | 80 | Vertical - Base Up |  |  |  |  | Non Federally-Regulated | 01/23/2008 |  | 12/05/2019
Wide-Lite | Wide-Lite | AL3P-350******************************** | Horizontal | Pulse-start - magnetic | 350 |  |  |  |  | 88 | No Exceptions Met |  |  |  |  | Non Federally-Regulated | 01/23/2008 |  | 12/05/2019
Wide-Lite | Wide-Lite | A2P-200********************************* | Horizontal | Pulse-start - magnetic | 200 |  |  |  |  | 88 | No Exceptions Met |  |  |  |  | Non Federally-Regulated | 01/23/2008 |  | 12/05/2019
Wide-Lite | Wide-Lite | EWLP-175******************************** | Horizontal | Pulse-start - magnetic | 175 |  |  |  |  | 88 | No Exceptions Met |  |  |  |  | Non Federally-Regulated | 01/23/2008 |  | 12/05/2019
Wide-Lite | Wide-Lite | EWLP-320******************************** | Horizontal | Pulse-start - magnetic | 320 |  |  |  |  | 88 | No Exceptions Met |  |  |  |  | Non Federally-Regulated | 01/23/2008 |  | 12/05/2019
Wide-Lite | Wide-Lite | WLP-440********************************* | Horizontal | Pulse-start - magnetic | 440 |  |  |  |  | 88 | No Exceptions Met |  |  |  |  | Non Federally-Regulated | 01/23/2008 |  | 12/05/2019
Wide-Lite | Wide-Lite | AL3RP-250******************************* | Horizontal | Pulse-start - magnetic | 250 |  |  |  |  | 88 | No Exceptions Met |  |  |  |  | Non Federally-Regulated | 01/23/2008 |  | 12/05/2019
Wide-Lite | Wide-Lite | XLP-200********************************* | Horizontal | Pulse-start - magnetic | 200 |  |  |  |  | 88 | No Exceptions Met |  |  |  |  | Non Federally-Regulated | 01/23/2008 |  | 12/05/2019
Wide-Lite | Wide-Lite | A2P-320********************************* | Horizontal | Pulse-start - magnetic | 320 |  |  |  |  | 88 | No Exceptions Met |  |  |  |  | Non Federally-Regulated | 01/23/2008 |  | 12/05/2019
Wide-Lite | Wide-Lite | XLP-300********************************* | Horizontal | Pulse-start - magnetic | 300 |  |  |  |  | 88 | No Exceptions Met |  |  |  |  | Non Federally-Regulated | 01/23/2008 |  | 12/05/2019
Wide-Lite | Wide-Lite | EWLP-250******************************** | Horizontal | Pulse-start - magnetic | 250 |  |  |  |  | 88 | No Exceptions Met |  |  |  |  | Non Federally-Regulated | 01/23/2008 |  | 12/05/2019
Wide-Lite | Wide-Lite | MAFP-450******************************** | Horizontal | Pulse-start - magnetic | 450 |  |  |  |  | 88 | No Exceptions Met |  |  |  |  | Non Federally-Regulated | 01/23/2008 |  | 12/05/2019
Wide-Lite | Wide-Lite | EALP-300******************************** | Horizontal | Pulse-start - magnetic | 300 |  |  |  |  | 88 | No Exceptions Met |  |  |  |  | Non Federally-Regulated | 01/23/2008 |  | 12/05/2019
Wide-Lite | Wide-Lite | SR2P-450/450**************************** | Horizontal | Pulse-start - magnetic | 450 |  |  |  |  | 88 | No Exceptions Met |  |  |  |  | Non Federally-Regulated | 01/23/2008 |  | 12/05/2019
Wide-Lite | Wide-Lite | SR4P-450******************************** | Horizontal | Pulse-start - magnetic | 450 |  |  |  |  | 88 | No Exceptions Met |  |  |  |  | Non Federally-Regulated | 01/23/2008 |  | 12/05/2019
Wide-Lite | Wide-Lite | SPP-150********************************* | Horizontal | Pulse-start - magnetic | 150 |  |  |  |  | 80 | Vertical - Base Up |  |  |  |  | Non Federally-Regulated | 01/23/2008 |  | 12/05/2019
Wide-Lite | Wide-Lite | SR2P-300******************************** | Horizontal | Pulse-start - magnetic | 300 |  |  |  |  | 88 | No Exceptions Met |  |  |  |  | Non Federally-Regulated | 01/23/2008 |  | 12/05/2019
Wide-Lite | Wide-Lite | A2P-440********************************* | Horizontal | Pulse-start - magnetic | 440 |  |  |  |  | 88 | No Exceptions Met |  |  |  |  | Non Federally-Regulated | 01/23/2008 |  | 12/05/2019
Wide-Lite | Wide-Lite | AL3RP-300******************************* | Horizontal | Pulse-start - magnetic | 300 |  |  |  |  | 88 | No Exceptions Met |  |  |  |  | Non Federally-Regulated | 01/23/2008 |  | 12/05/2019
Wide-Lite | Wide-Lite | AL3RP-320******************************* | Horizontal | Pulse-start - magnetic | 320 |  |  |  |  | 88 | No Exceptions Met |  |  |  |  | Non Federally-Regulated | 01/23/2008 |  | 12/05/2019
Wide-Lite | Wide-Lite | SS2P-250/250**************************** | Horizontal | Pulse-start - magnetic | 250 |  |  |  |  | 88 | No Exceptions Met |  |  |  |  | Non Federally-Regulated | 01/23/2008 |  | 12/05/2019
Wide-Lite | Wide-Lite | EALP-350******************************** | Horizontal | Pulse-start - magnetic | 350 |  |  |  |  | 88 | No Exceptions Met |  |  |  |  | Non Federally-Regulated | 01/23/2008 |  | 12/05/2019
Wide-Lite | Wide-Lite | SS2P-200/200**************************** | Horizontal | Pulse-start - magnetic | 200 |  |  |  |  | 88 | No Exceptions Met |  |  |  |  | Non Federally-Regulated | 01/23/2008 |  | 12/05/2019
Wide-Lite | Wide-Lite | MAFP-350******************************** | Horizontal | Pulse-start - magnetic | 350 |  |  |  |  | 88 | No Exceptions Met |  |  |  |  | Non Federally-Regulated | 01/23/2008 |  | 12/05/2019
Wide-Lite | Wide-Lite | SR4P-175******************************** | Horizontal | Pulse-start - magnetic | 175 |  |  |  |  | 88 | No Exceptions Met |  |  |  |  | Non Federally-Regulated | 01/23/2008 |  | 12/05/2019
Wide-Lite | Wide-Lite | AL3RP-400******************************* | Horizontal | Pulse-start - magnetic | 400 |  |  |  |  | 88 | No Exceptions Met |  |  |  |  | Non Federally-Regulated | 01/23/2008 |  | 12/05/2019
Wide-Lite | Wide-Lite | S10P-300******************************** | Horizontal | Pulse-start - magnetic | 300 |  |  |  |  | 88 | No Exceptions Met |  |  |  |  | Non Federally-Regulated | 01/23/2008 |  | 12/05/2019
Wide-Lite | Wide-Lite | XLP-250********************************* | Horizontal | Pulse-start - magnetic | 250 |  |  |  |  | 88 | No Exceptions Met |  |  |  |  | Non Federally-Regulated | 01/23/2008 |  | 12/05/2019
Wide-Lite | Wide-Lite | AL3P-250******************************** | Horizontal | Pulse-start - magnetic | 250 |  |  |  |  | 88 | No Exceptions Met |  |  |  |  | Non Federally-Regulated | 01/23/2008 |  | 12/05/2019
Wide-Lite | Wide-Lite | S10P-350******************************** | Horizontal | Pulse-start - magnetic | 350 |  |  |  |  | 88 | No Exceptions Met |  |  |  |  | Non Federally-Regulated | 01/23/2008 |  | 12/05/2019
Wide-Lite | Wide-Lite | AL2P-200******************************** | Horizontal | Pulse-start - magnetic | 200 |  |  |  |  | 88 | No Exceptions Met |  |  |  |  | Non Federally-Regulated | 01/23/2008 |  | 12/05/2019
Wide-Lite | Wide-Lite | A2P-175********************************* | Horizontal | Pulse-start - magnetic | 175 |  |  |  |  | 88 | No Exceptions Met |  |  |  |  | Non Federally-Regulated | 01/23/2008 |  | 12/05/2019
Wide-Lite | Wide-Lite | AL4P-400******************************** | Horizontal | Pulse-start - magnetic | 400 |  |  |  |  | 88 | No Exceptions Met |  |  |  |  | Non Federally-Regulated | 01/23/2008 |  | 12/05/2019
Wide-Lite | Wide-Lite | SR2P-400/400**************************** | Horizontal | Pulse-start - magnetic | 400 |  |  |  |  | 88 | No Exceptions Met |  |  |  |  | Non Federally-Regulated | 01/23/2008 |  | 12/05/2019
Wide-Lite | Wide-Lite | AL3RP-175******************************* | Horizontal | Pulse-start - magnetic | 175 |  |  |  |  | 88 | No Exceptions Met |  |  |  |  | Non Federally-Regulated | 01/23/2008 |  | 12/05/2019
Wide-Lite | Wide-Lite | EALP-440******************************** | Horizontal | Pulse-start - magnetic | 440 |  |  |  |  | 88 | No Exceptions Met |  |  |  |  | Non Federally-Regulated | 01/23/2008 |  | 12/05/2019
Wide-Lite | Wide-Lite | SR2P-200******************************** | Horizontal | Pulse-start - magnetic | 200 |  |  |  |  | 88 | No Exceptions Met |  |  |  |  | Non Federally-Regulated | 01/23/2008 |  | 12/05/2019
Wide-Lite | Wide-Lite | SR4P-350******************************** | Horizontal | Pulse-start - magnetic | 350 |  |  |  |  | 88 | No Exceptions Met |  |  |  |  | Non Federally-Regulated | 01/23/2008 |  | 12/05/2019
Wide-Lite | Wide-Lite | AL3RP-350******************************* | Horizontal | Pulse-start - magnetic | 350 |  |  |  |  | 88 | No Exceptions Met |  |  |  |  | Non Federally-Regulated | 01/23/2008 |  | 12/05/2019
Wide-Lite | Wide-Lite | SS2P-440/440**************************** | Horizontal | Pulse-start - magnetic | 440 |  |  |  |  | 88 | No Exceptions Met |  |  |  |  | Non Federally-Regulated | 01/23/2008 |  | 12/05/2019
Wide-Lite | Wide-Lite | EWLP-440******************************** | Horizontal | Pulse-start - magnetic | 440 |  |  |  |  | 88 | No Exceptions Met |  |  |  |  | Non Federally-Regulated | 01/23/2008 |  | 12/05/2019
Wide-Lite | Wide-Lite | SS2P-440******************************** | Horizontal | Pulse-start - magnetic | 440 |  |  |  |  | 88 | No Exceptions Met |  |  |  |  | Non Federally-Regulated | 01/23/2008 |  | 12/05/2019
Wide-Lite | Wide-Lite | AL4P-440******************************** | Horizontal | Pulse-start - magnetic | 440 |  |  |  |  | 88 | No Exceptions Met |  |  |  |  | Non Federally-Regulated | 01/23/2008 |  | 12/05/2019
Wide-Lite | Wide-Lite | S10P-200******************************** | Horizontal | Pulse-start - magnetic | 200 |  |  |  |  | 88 | No Exceptions Met |  |  |  |  | Non Federally-Regulated | 01/23/2008 |  | 12/05/2019
Wide-Lite | Wide-Lite | SS2P-320/320**************************** | Horizontal | Pulse-start - magnetic | 320 |  |  |  |  | 88 | No Exceptions Met |  |  |  |  | Non Federally-Regulated | 01/23/2008 |  | 12/05/2019
Wide-Lite | Wide-Lite | EALP-400******************************** | Horizontal | Pulse-start - magnetic | 400 |  |  |  |  | 88 | No Exceptions Met |  |  |  |  | Non Federally-Regulated | 01/23/2008 |  | 12/05/2019
Wide-Lite | Wide-Lite | AL2RP-200******************************* | Horizontal | Pulse-start - magnetic | 200 |  |  |  |  | 88 | No Exceptions Met |  |  |  |  | Non Federally-Regulated | 01/23/2008 |  | 12/05/2019
Wide-Lite | Wide-Lite | AFP-440********************************* | Horizontal | Pulse-start - magnetic | 440 |  |  |  |  | 88 | No Exceptions Met |  |  |  |  | Non Federally-Regulated | 01/23/2008 |  | 12/05/2019
Wide-Lite | Wide-Lite | SR2P-320******************************** | Horizontal | Pulse-start - magnetic | 320 |  |  |  |  | 88 | No Exceptions Met |  |  |  |  | Non Federally-Regulated | 01/23/2008 |  | 12/05/2019
Eaton (formerly Cooper Industries) | Streetworks | CLB25PW*-55*CEC-* | Vertical - Base Down | Pulse-start - magnetic | 250 | 250 |  | True | Ballast Efficiency | 90 | [5 empty] | Non Federally-Regulated | 08/26/2013 |  | 02/12/2020
Eaton (formerly Cooper Industries) | Invue | EML-320-MP-***-SL* | Horizontal | Pulse-start - magnetic | 320 | 320 |  | True | Relamping Rated Wattage | 88 |  |  |  | 290-335 watts |  | Non Federally-Regulated | 08/26/2013 |  | 02/12/2020
Eaton (formerly Cooper Industries) | Invue | VXM-400-MP-***-CEC* | Horizontal | Pulse-start - magnetic | 400 | 400 |  | True | Ballast Efficiency | 92 | [5 empty] | Non Federally-Regulated | 08/26/2013 |  | 02/12/2020
Eaton (formerly Cooper Industries) | Streetworks | MEL15P**5R* | Vertical - Base Up | Pulse-start - magnetic | 150 | 150 |  | True | Ballast Efficiency | 81 | Exception 3 Met |  |  |  |  | Non Federally-Regulated | 08/26/2013 |  | 02/12/2020
Eaton (formerly Cooper Industries) | Streetworks | CFB25P*2** | Horizontal | Pulse-start - magnetic | 250 | 250 | 277 V | True |  | 88.8 | [5 empty] | Federally-Regulated Consumer Product | 04/03/2017 |  | 02/12/2020
Eaton (formerly Cooper Industries) | Streetworks | CFB25P*0** | Horizontal | Pulse-start - magnetic | 250 | 250 | 277 V | True |  | 88.8 | [5 empty] | Federally-Regulated Consumer Product | 04/03/2017 |  | 02/12/2020
Eaton (formerly Cooper Industries) | Streetworks | CFB25P*4** | Horizontal | Pulse-start - magnetic | 250 | 250 | 277 V | True |  | 88.8 | [5 empty] | Federally-Regulated Consumer Product | 04/03/2017 |  | 02/12/2020
Eaton (formerly Cooper Industries) | Streetworks | CFB25P*7** | Horizontal | Pulse-start - magnetic | 250 | 250 | 277 V | True |  | 88.8 | [5 empty] | Federally-Regulated Consumer Product | 04/03/2017 |  | 02/12/2020
Eaton (formerly Cooper Industries) | Streetworks | CFB25P*8** | Horizontal | Pulse-start - magnetic | 250 | 250 | 480 V | True |  | 88 | [5 empty] | Federally-Regulated Consumer Product | 04/03/2017 |  | 02/12/2020
Eaton (formerly Cooper Industries) | Streetworks | CFB25P*F** | Horizontal | Pulse-start - magnetic | 250 | 250 | 277 V | True |  | 88.8 | [5 empty] | Federally-Regulated Consumer Product | 04/03/2017 |  | 02/12/2020
Eaton (formerly Cooper Industries) | Streetworks | CFB25P*W** | Horizontal | Pulse-start - magnetic | 250 | 250 | 277 V | True |  | 88.8 | [5 empty] | Federally-Regulated Consumer Product | 04/03/2017 |  | 02/12/2020
Eaton (formerly Cooper Industries) | Streetworks | CFB25P*P** | Horizontal | Pulse-start - magnetic | 250 | 250 | 277 V | True |  | 88.8 | [5 empty] | Federally-Regulated Consumer Product | 04/03/2017 |  | 02/12/2020
Eaton (formerly Cooper Industries) | Streetworks | CFB25P*V** | Horizontal | Pulse-start - magnetic | 250 | 250 | 277 V | True |  | 88.8 | [5 empty] | Federally-Regulated Consumer Product | 04/03/2017 |  | 02/12/2020
Eaton (formerly Cooper Industries) | Streetworks | CFB25P*5T** | Horizontal | Pulse-start - magnetic | 250 | 250 | 277 V | True |  | 88.8 | [5 empty] | Federally-Regulated Consumer Product | 04/03/2017 |  | 02/12/2020
Eaton (formerly Cooper Industries) | Streetworks | CFB25P*N** | Horizontal | Pulse-start - magnetic | 250 | 250 | 277 V | True |  | 88.8 | [5 empty] | Federally-Regulated Consumer Product | 04/03/2017 |  | 02/12/2020
Eaton (formerly Cooper Industries) | Streetworks | CFB32P*2** | Horizontal | Pulse-start - magnetic | 320 | 320 | 277 V | True |  | 89.6 | [5 empty] | Federally-Regulated Consumer Product | 04/03/2017 |  | 02/12/2020
Eaton (formerly Cooper Industries) | Streetworks | CFB32P*0** | Horizontal | Pulse-start - magnetic | 320 | 320 | 277 V | True |  | 89.6 | [5 empty] | Federally-Regulated Consumer Product | 04/03/2017 |  | 02/12/2020
Eaton (formerly Cooper Industries) | Streetworks | CFB32P*4** | Horizontal | Pulse-start - magnetic | 320 | 320 | 277 V | True |  | 89.6 | [5 empty] | Federally-Regulated Consumer Product | 04/03/2017 |  | 02/12/2020
Eaton (formerly Cooper Industries) | Streetworks | CFB32P*7** | Horizontal | Pulse-start - magnetic | 320 | 320 | 277 V | True |  | 89.6 | [5 empty] | Federally-Regulated Consumer Product | 04/03/2017 |  | 02/12/2020
Eaton (formerly Cooper Industries) | Streetworks | CFB32P*8** | Horizontal | Pulse-start - magnetic | 320 | 320 | 480 V | True |  | 88.6 | [5 empty] | Federally-Regulated Consumer Product | 04/03/2017 |  | 02/12/2020
Eaton (formerly Cooper Industries) | Streetworks | CFB32P*F** | Horizontal | Pulse-start - magnetic | 320 | 320 | 277 V | True |  | 89.6 | [5 empty] | Federally-Regulated Consumer Product | 04/03/2017 |  | 02/12/2020
Eaton (formerly Cooper Industries) | Streetworks | CFB32P*W** | Horizontal | Pulse-start - magnetic | 320 | 320 | 277 V | True |  | 89.6 | [5 empty] | Federally-Regulated Consumer Product | 04/03/2017 |  | 02/12/2020
Eaton (formerly Cooper Industries) | Streetworks | CFB32P*P** | Horizontal | Pulse-start - magnetic | 320 | 320 | 277 V | True |  | 89.6 | [5 empty] | Federally-Regulated Consumer Product | 04/03/2017 |  | 02/12/2020
Eaton (formerly Cooper Industries) | Streetworks | CFB32P*V** | Horizontal | Pulse-start - magnetic | 320 | 320 | 277 V | True |  | 89.6 | [5 empty] | Federally-Regulated Consumer Product | 04/03/2017 |  | 02/12/2020
Eaton (formerly Cooper Industries) | Streetworks | CFB32P*5T** | Horizontal | Pulse-start - magnetic | 320 | 320 | 277 V | True |  | 89.6 | [5 empty] | Federally-Regulated Consumer Product | 04/03/2017 |  | 02/12/2020
Eaton (formerly Cooper Industries) | Streetworks | CFB32P*N** | Horizontal | Pulse-start - magnetic | 320 | 320 | 277 V | True |  | 89.6 | [5 empty] | Federally-Regulated Consumer Product | 04/03/2017 |  | 02/12/2020
Eaton (formerly Cooper Industries) | Streetworks | CFB35P*2** | Horizontal | Pulse-start - magnetic | 350 | 350 | 277 V | True |  | 89.9 | [5 empty] | Federally-Regulated Consumer Product | 04/03/2017 |  | 02/12/2020
Eaton (formerly Cooper Industries) | Streetworks | CFB35P*0** | Horizontal | Pulse-start - magnetic | 350 | 350 | 277 V | True |  | 89.9 | [5 empty] | Federally-Regulated Consumer Product | 04/03/2017 |  | 02/12/2020
Eaton (formerly Cooper Industries) | Streetworks | CFB35P*4** | Horizontal | Pulse-start - magnetic | 350 | 350 | 277 V | True |  | 89.9 | [5 empty] | Federally-Regulated Consumer Product | 04/03/2017 |  | 02/12/2020
Eaton (formerly Cooper Industries) | Streetworks | CFB35P*7** | Horizontal | Pulse-start - magnetic | 350 | 350 | 277 V | True |  | 89.9 | [5 empty] | Federally-Regulated Consumer Product | 04/03/2017 |  | 02/12/2020
Eaton (formerly Cooper Industries) | Streetworks | CFB35P*8** | Horizontal | Pulse-start - magnetic | 350 | 350 | 480 V | True |  | 88.9 | [5 empty] | Federally-Regulated Consumer Product | 04/03/2017 |  | 02/12/2020
Eaton (formerly Cooper Industries) | Streetworks | CFB35P*F** | Horizontal | Pulse-start - magnetic | 350 | 350 | 277 V | True |  | 89.9 | [5 empty] | Federally-Regulated Consumer Product | 04/03/2017 |  | 02/12/2020
Eaton (formerly Cooper Industries) | Streetworks | CFB35P*W** | Horizontal | Pulse-start - magnetic | 350 | 350 | 277 V | True |  | 89.9 | [5 empty] | Federally-Regulated Consumer Product | 04/03/2017 |  | 02/12/2020
Eaton (formerly Cooper Industries) | Streetworks | CFB35P*P** | Horizontal | Pulse-start - magnetic | 350 | 350 | 277 V | True |  | 89.9 | [5 empty] | Federally-Regulated Consumer Product | 04/03/2017 |  | 02/12/2020
Eaton (formerly Cooper Industries) | Streetworks | CFB35P*V** | Horizontal | Pulse-start - magnetic | 350 | 350 | 277 V | True |  | 89.9 | [5 empty] | Federally-Regulated Consumer Product | 04/03/2017 |  | 02/12/2020
Eaton (formerly Cooper Industries) | Streetworks | CFB35P*5T** | Horizontal | Pulse-start - magnetic | 350 | 350 | 277 V | True |  | 89.9 | [5 empty] | Federally-Regulated Consumer Product | 04/03/2017 |  | 02/12/2020
Eaton (formerly Cooper Industries) | Streetworks | CFB35P*N** | Horizontal | Pulse-start - magnetic | 350 | 350 | 277 V | True |  | 89.9 | [5 empty] | Federally-Regulated Consumer Product | 04/03/2017 |  | 02/12/2020
Eaton (formerly Cooper Industries) | Streetworks | CFB40P*2** | Horizontal | Pulse-start - magnetic | 400 | 400 | 277 V | True |  | 90.3 | [5 empty] | Federally-Regulated Consumer Product | 04/03/2017 |  | 02/12/2020
Eaton (formerly Cooper Industries) | Streetworks | CFB40P*0** | Horizontal | Pulse-start - magnetic | 400 | 400 | 277 V | True |  | 90.3 | [5 empty] | Federally-Regulated Consumer Product | 04/03/2017 |  | 02/12/2020
Eaton (formerly Cooper Industries) | Streetworks | CFB40P*4** | Horizontal | Pulse-start - magnetic | 400 | 400 | 277 V | True |  | 90.3 | [5 empty] | Federally-Regulated Consumer Product | 04/03/2017 |  | 02/12/2020
Eaton (formerly Cooper Industries) | Streetworks | CFB40P*7** | Horizontal | Pulse-start - magnetic | 400 | 400 | 277 V | True |  | 90.3 | [5 empty] | Federally-Regulated Consumer Product | 04/03/2017 |  | 02/12/2020
Eaton (formerly Cooper Industries) | Streetworks | CFB40P*8** | Horizontal | Pulse-start - magnetic | 400 | 400 | 480 V | True |  | 89.3 | [5 empty] | Federally-Regulated Consumer Product | 04/03/2017 |  | 02/12/2020
Eaton (formerly Cooper Industries) | Streetworks | CFB40P*F** | Horizontal | Pulse-start - magnetic | 400 | 400 | 277 V | True |  | 90.3 | [5 empty] | Federally-Regulated Consumer Product | 04/03/2017 |  | 02/12/2020
Eaton (formerly Cooper Industries) | Streetworks | CFB40P*W** | Horizontal | Pulse-start - magnetic | 400 | 400 | 277 V | True |  | 90.3 | [5 empty] | Federally-Regulated Consumer Product | 04/03/2017 |  | 02/12/2020
Eaton (formerly Cooper Industries) | Streetworks | CFB40P*P** | Horizontal | Pulse-start - magnetic | 400 | 400 | 277 V | True |  | 90.3 | [5 empty] | Federally-Regulated Consumer Product | 04/03/2017 |  | 02/12/2020
Eaton (formerly Cooper Industries) | Streetworks | CFB40P*V** | Horizontal | Pulse-start - magnetic | 400 | 400 | 277 V | True |  | 90.3 | [5 empty] | Federally-Regulated Consumer Product | 04/03/2017 |  | 02/12/2020
Eaton (formerly Cooper Industries) | Streetworks | CFB40P*5T** | Horizontal | Pulse-start - magnetic | 400 | 400 | 277 V | True |  | 90.3 | [5 empty] | Federally-Regulated Consumer Product | 04/03/2017 |  | 02/12/2020
Eaton (formerly Cooper Industries) | Streetworks | CFB40P*N** | Horizontal | Pulse-start - magnetic | 400 | 400 | 277 V | True |  | 90.3 | [5 empty] | Federally-Regulated Consumer Product | 04/03/2017 |  | 02/12/2020
Eaton (formerly Cooper Industries) | Streetworks | EGL91P*2** | Vertical - Base Up | Pulse-start - magnetic | 1000 | 1000 | 277 V | True |  | 93.6 | [5 empty] | Federally-Regulated Consumer Product | 04/03/2017 |  | 02/12/2020
Eaton (formerly Cooper Industries) | Streetworks | EGL91P*0** | Vertical - Base Up | Pulse-start - magnetic | 1000 | 1000 | 277 V | True |  | 93.6 | [5 empty] | Federally-Regulated Consumer Product | 04/03/2017 |  | 02/12/2020
Eaton (formerly Cooper Industries) | Streetworks | EGL91P*4** | Vertical - Base Up | Pulse-start - magnetic | 1000 | 1000 | 277 V | True |  | 93.6 | [5 empty] | Federally-Regulated Consumer Product | 04/03/2017 |  | 02/12/2020
Eaton (formerly Cooper Industries) | Streetworks | EGL91P*7** | Vertical - Base Up | Pulse-start - magnetic | 1000 | 1000 | 277 V | True |  | 93.6 | [5 empty] | Federally-Regulated Consumer Product | 04/03/2017 |  | 02/12/2020
Eaton (formerly Cooper Industries) | Streetworks | EGL91P*8** | Vertical - Base Up | Pulse-start - magnetic | 1000 | 1000 | 480 V | True |  | 92.6 | [5 empty] | Federally-Regulated Consumer Product | 04/03/2017 |  | 02/12/2020
Eaton (formerly Cooper Industries) | Streetworks | EGL91P*F** | Vertical - Base Up | Pulse-start - magnetic | 1000 | 1000 | 277 V | True |  | 93.6 | [5 empty] | Federally-Regulated Consumer Product | 04/03/2017 |  | 02/12/2020
Eaton (formerly Cooper Industries) | Streetworks | EGL91P*W** | Vertical - Base Up | Pulse-start - magnetic | 1000 | 1000 | 277 V | True |  | 93.6 | [5 empty] | Federally-Regulated Consumer Product | 04/03/2017 |  | 02/12/2020
Eaton (formerly Cooper Industries) | Streetworks | EGL91P*N** | Vertical - Base Up | Pulse-start - magnetic | 1000 | 1000 | 277 V | True |  | 93.6 | [5 empty] | Federally-Regulated Consumer Product | 04/03/2017 |  | 02/12/2020
Eaton (formerly Cooper Industries) | Streetworks | HMX40P*2** | Vertical - Base Up | Pulse-start - magnetic | 400 | 400 | 277 V | True |  | 90.3 | [5 empty] | Federally-Regulated Consumer Product | 04/03/2017 |  | 02/12/2020
Eaton (formerly Cooper Industries) | Streetworks | HMX40P*0** | Vertical - Base Up | Pulse-start - magnetic | 400 | 400 | 277 V | True |  | 90.3 | [5 empty] | Federally-Regulated Consumer Product | 04/03/2017 |  | 02/12/2020
Eaton (formerly Cooper Industries) | Streetworks | HMX40P*4** | Vertical - Base Up | Pulse-start - magnetic | 400 | 400 | 277 V | True |  | 90.3 | [5 empty] | Federally-Regulated Consumer Product | 04/03/2017 |  | 02/12/2020
Eaton (formerly Cooper Industries) | Streetworks | HMX40P*7** | Vertical - Base Up | Pulse-start - magnetic | 400 | 400 | 277 V | True |  | 90.3 | [5 empty] | Federally-Regulated Consumer Product | 04/03/2017 |  | 02/12/2020
Eaton (formerly Cooper Industries) | Streetworks | HMX40P*8** | Vertical - Base Up | Pulse-start - magnetic | 400 | 400 | 480 V | True |  | 89.3 | [5 empty] | Federally-Regulated Consumer Product | 04/03/2017 |  | 02/12/2020
Eaton (formerly Cooper Industries) | Streetworks | HMX40P*W** | Vertical - Base Up | Pulse-start - magnetic | 400 | 400 | 277 V | True |  | 90.3 | [5 empty] | Federally-Regulated Consumer Product | 04/03/2017 |  | 02/12/2020
Eaton (formerly Cooper Industries) | Streetworks | HMX40P*V** | Vertical - Base Up | Pulse-start - magnetic | 400 | 400 | 277 V | True |  | 90.3 | [5 empty] | Federally-Regulated Consumer Product | 04/03/2017 |  | 02/12/2020
Eaton (formerly Cooper Industries) | Streetworks | HMX40P*N** | Vertical - Base Up | Pulse-start - magnetic | 400 | 400 | 277 V | True |  | 90.3 | [5 empty] | Federally-Regulated Consumer Product | 04/03/2017 |  | 02/12/2020
Eaton (formerly Cooper Industries) | Streetworks | HMX75P*2** | Vertical - Base Up | Pulse-start - magnetic | 750 | 750 | 277 V | True |  | 91 | [5 empty] | Federally-Regulated Consumer Product | 04/03/2017 |  | 02/12/2020
Eaton (formerly Cooper Industries) | Streetworks | HMX75P*0** | Vertical - Base Up | Pulse-start - magnetic | 750 | 750 | 277 V | True |  | 91 | [5 empty] | Federally-Regulated Consumer Product | 04/03/2017 |  | 02/12/2020
Eaton (formerly Cooper Industries) | Streetworks | HMX75P*4** | Vertical - Base Up | Pulse-start - magnetic | 750 | 750 | 277 V | True |  | 91 | [5 empty] | Federally-Regulated Consumer Product | 04/03/2017 |  | 02/12/2020
Eaton (formerly Cooper Industries) | Streetworks | HMX75P*7** | Vertical - Base Up | Pulse-start - magnetic | 750 | 750 | 277 V | True |  | 91 | [5 empty] | Federally-Regulated Consumer Product | 04/03/2017 |  | 02/12/2020
Eaton (formerly Cooper Industries) | Streetworks | HMX75P*8** | Vertical - Base Up | Pulse-start - magnetic | 750 | 750 | 480 V | True |  | 90 | [5 empty] | Federally-Regulated Consumer Product | 04/03/2017 |  | 02/12/2020
Eaton (formerly Cooper Industries) | Streetworks | HMX75P*W** | Vertical - Base Up | Pulse-start - magnetic | 750 | 750 | 277 V | True |  | 91 | [5 empty] | Federally-Regulated Consumer Product | 04/03/2017 |  | 02/12/2020
Eaton (formerly Cooper Industries) | Streetworks | HMX75P*V** | Vertical - Base Up | Pulse-start - magnetic | 750 | 750 | 277 V | True |  | 91 | [5 empty] | Federally-Regulated Consumer Product | 04/03/2017 |  | 02/12/2020
Eaton (formerly Cooper Industries) | Streetworks | HMX75P*N** | Vertical - Base Up | Pulse-start - magnetic | 750 | 750 | 277 V | True |  | 91 | [5 empty] | Federally-Regulated Consumer Product | 04/03/2017 |  | 02/12/2020
Eaton (formerly Cooper Industries) | Streetworks | HMX91P*2** | Vertical - Base Up | Pulse-start - magnetic | 1000 | 1000 | 277 V | True |  | 93.6 | [5 empty] | Federally-Regulated Consumer Product | 04/03/2017 |  | 02/12/2020
Eaton (formerly Cooper Industries) | Streetworks | HMX91P*0** | Vertical - Base Up | Pulse-start - magnetic | 1000 | 1000 | 277 V | True |  | 93.6 | [5 empty] | Federally-Regulated Consumer Product | 04/03/2017 |  | 02/12/2020
Eaton (formerly Cooper Industries) | Streetworks | HMX91P*4** | Vertical - Base Up | Pulse-start - magnetic | 1000 | 1000 | 277 V | True |  | 93.6 | [5 empty] | Federally-Regulated Consumer Product | 04/03/2017 |  | 02/12/2020
Eaton (formerly Cooper Industries) | Streetworks | HMX91P*7** | Vertical - Base Up | Pulse-start - magnetic | 1000 | 1000 | 277 V | True |  | 93.6 | [5 empty] | Federally-Regulated Consumer Product | 04/03/2017 |  | 02/12/2020
Eaton (formerly Cooper Industries) | Streetworks | HMX91P*8** | Vertical - Base Up | Pulse-start - magnetic | 1000 | 1000 | 480 V | True |  | 92.6 | [5 empty] | Federally-Regulated Consumer Product | 04/03/2017 |  | 02/12/2020
Eaton (formerly Cooper Industries) | Streetworks | HMX91P*W** | Vertical - Base Up | Pulse-start - magnetic | 1000 | 1000 | 277 V | True |  | 93.6 | [5 empty] | Federally-Regulated Consumer Product | 04/03/2017 |  | 02/12/2020
Eaton (formerly Cooper Industries) | Streetworks | HMX91P*V** | Vertical - Base Up | Pulse-start - magnetic | 1000 | 1000 | 277 V | True |  | 93.6 | [5 empty] | Federally-Regulated Consumer Product | 04/03/2017 |  | 02/12/2020
Eaton (formerly Cooper Industries) | Streetworks | HMX91P*N** | Vertical - Base Up | Pulse-start - magnetic | 1000 | 1000 | 277 V | True |  | 93.6 | [5 empty] | Federally-Regulated Consumer Product | 04/03/2017 |  | 02/12/2020
Eaton (formerly Cooper Industries) | Streetworks | HMX40P*9** | Vertical - Base Up | Pulse-start - magnetic | 400 | 400 | 277 V | True |  | 90.3 | [5 empty] | Federally-Regulated Consumer Product | 04/03/2017 |  | 02/12/2020
Eaton (formerly Cooper Industries) | Streetworks | HMX75P*9** | Vertical - Base Up | Pulse-start - magnetic | 750 | 750 | 277 V | True |  | 91 | [5 empty] | Federally-Regulated Consumer Product | 04/03/2017 |  | 02/12/2020
Eaton (formerly Cooper Industries) | Streetworks | HMX91P*9** | Vertical - Base Up | Pulse-start - magnetic | 1000 | 1000 | 277 V | True |  | 93.6 | [5 empty] | Federally-Regulated Consumer Product | 04/03/2017 |  | 02/12/2020
Eaton (formerly Cooper Industries) | Streetworks | UTR70P*2** | Vertical - Base Down | Pulse-start - magnetic | 70 | 70 | 120 V | True |  | 78.2 | [5 empty] | Federally-Regulated Consumer Product | 04/03/2017 |  | 02/12/2020
Eaton (formerly Cooper Industries) | Streetworks | UTR70P*0** | Vertical - Base Down | Pulse-start - magnetic | 70 | 70 | 120 V | True |  | 78.2 | [5 empty] | Federally-Regulated Consumer Product | 04/03/2017 |  | 02/12/2020
Eaton (formerly Cooper Industries) | Streetworks | UTR70P*4** | Vertical - Base Down | Pulse-start - magnetic | 70 | 70 | 120 V | True |  | 78.2 | [5 empty] | Federally-Regulated Consumer Product | 04/03/2017 |  | 02/12/2020
Eaton (formerly Cooper Industries) | Streetworks | UTR70P*7** | Vertical - Base Down | Pulse-start - magnetic | 70 | 70 | 120 V | True |  | 78.2 | [5 empty] | Federally-Regulated Consumer Product | 04/03/2017 |  | 02/12/2020
Eaton (formerly Cooper Industries) | Streetworks | UTR70P*8** | Vertical - Base Down | Pulse-start - magnetic | 70 | 70 | 480 V | True |  | 76.2 | [5 empty] | Federally-Regulated Consumer Product | 04/03/2017 |  | 02/12/2020
Eaton (formerly Cooper Industries) | Streetworks | UTR70P*9** | Vertical - Base Down | Pulse-start - magnetic | 70 | 70 | 277 V | True |  | 78.2 | [5 empty] | Federally-Regulated Consumer Product | 04/03/2017 |  | 02/12/2020
Eaton (formerly Cooper Industries) | Streetworks | UTR70P*V** | Vertical - Base Down | Pulse-start - magnetic | 70 | 70 | 120 V | True |  | 78.2 | [5 empty] | Federally-Regulated Consumer Product | 04/03/2017 |  | 02/12/2020
Eaton (formerly Cooper Industries) | Streetworks | UTR70P*N** | Vertical - Base Down | Pulse-start - magnetic | 70 | 70 | 120 V | True |  | 78.2 | [5 empty] | Federally-Regulated Consumer Product | 04/03/2017 |  | 02/12/2020
Eaton (formerly Cooper Industries) | Streetworks | UTR10P*2** | Vertical - Base Down | Pulse-start - magnetic | 100 | 100 | 120 V | True |  | 80.2 | [5 empty] | Federally-Regulated Consumer Product | 04/03/2017 |  | 02/12/2020
Eaton (formerly Cooper Industries) | Streetworks | UTR10P*0** | Vertical - Base Down | Pulse-start - magnetic | 100 | 100 | 120 V | True |  | 80.2 | [5 empty] | Federally-Regulated Consumer Product | 04/03/2017 |  | 02/12/2020
Eaton (formerly Cooper Industries) | Streetworks | UTR10P*4** | Vertical - Base Down | Pulse-start - magnetic | 100 | 100 | 120 V | True |  | 80.2 | [5 empty] | Federally-Regulated Consumer Product | 04/03/2017 |  | 02/12/2020
Eaton (formerly Cooper Industries) | Streetworks | UTR10P*7** | Vertical - Base Down | Pulse-start - magnetic | 100 | 100 | 120 V | True |  | 80.2 | [5 empty] | Federally-Regulated Consumer Product | 04/03/2017 |  | 02/12/2020
Eaton (formerly Cooper Industries) | Streetworks | UTR10P*8** | Vertical - Base Down | Pulse-start - magnetic | 100 | 100 | 480 V | True |  | 78.2 | [5 empty] | Federally-Regulated Consumer Product | 04/03/2017 |  | 02/12/2020
Eaton (formerly Cooper Industries) | Streetworks | UTR10P*9** | Vertical - Base Down | Pulse-start - magnetic | 100 | 100 | 277 V | True |  | 80.2 | [5 empty] | Federally-Regulated Consumer Product | 04/03/2017 |  | 02/12/2020
Eaton (formerly Cooper Industries) | Streetworks | UTR10P*V** | Vertical - Base Down | Pulse-start - magnetic | 100 | 100 | 120 V | True |  | 80.2 | [5 empty] | Federally-Regulated Consumer Product | 04/03/2017 |  | 02/12/2020
Eaton (formerly Cooper Industries) | Streetworks | UTR10P*N** | Vertical - Base Down | Pulse-start - magnetic | 100 | 100 | 120 V | True |  | 80.2 | [5 empty] | Federally-Regulated Consumer Product | 04/03/2017 |  | 02/12/2020
Eaton (formerly Cooper Industries) | Streetworks | UTR15P*2** | Vertical - Base Down | Pulse-start - magnetic | 150 | 150 | 277 V | True |  | 88 | [5 empty] | Federally-Regulated Consumer Product | 04/03/2017 |  | 02/12/2020
Eaton (formerly Cooper Industries) | Streetworks | UTR15P*0** | Vertical - Base Down | Pulse-start - magnetic | 150 | 150 | 277 V | True |  | 88 | [5 empty] | Federally-Regulated Consumer Product | 04/03/2017 |  | 02/12/2020
Eaton (formerly Cooper Industries) | Streetworks | UTR15P*4** | Vertical - Base Down | Pulse-start - magnetic | 150 | 150 | 277 V | True |  | 88 | [5 empty] | Federally-Regulated Consumer Product | 04/03/2017 |  | 02/12/2020
Eaton (formerly Cooper Industries) | Streetworks | UTR15P*7** | Vertical - Base Down | Pulse-start - magnetic | 150 | 150 | 277 V | True |  | 88 | [5 empty] | Federally-Regulated Consumer Product | 04/03/2017 |  | 02/12/2020
Eaton (formerly Cooper Industries) | Streetworks | UTR15P*8** | Vertical - Base Down | Pulse-start - magnetic | 150 | 150 | 480 V | True |  | 88 | [5 empty] | Federally-Regulated Consumer Product | 04/03/2017 |  | 02/12/2020
Eaton (formerly Cooper Industries) | Streetworks | UTR15P*9** | Vertical - Base Down | Pulse-start - magnetic | 150 | 150 | 277 V | True |  | 88 | [5 empty] | Federally-Regulated Consumer Product | 04/03/2017 |  | 02/12/2020
Eaton (formerly Cooper Industries) | Streetworks | UTR15P*V** | Vertical - Base Down | Pulse-start - magnetic | 150 | 150 | 277 V | True |  | 88 | [5 empty] | Federally-Regulated Consumer Product | 04/03/2017 |  | 02/12/2020
Eaton (formerly Cooper Industries) | Streetworks | UTR15P*N** | Vertical - Base Down | Pulse-start - magnetic | 150 | 150 | 277 V | True |  | 88 | [5 empty] | Federally-Regulated Consumer Product | 04/03/2017 |  | 02/12/2020
Eaton (formerly Cooper Industries) | Streetworks | UTR17P*2** | Vertical - Base Down | Pulse-start - magnetic | 175 | 175 | 277 V | True |  | 88 | [5 empty] | Federally-Regulated Consumer Product | 04/03/2017 |  | 02/12/2020
Eaton (formerly Cooper Industries) | Streetworks | UTR17P*0** | Vertical - Base Down | Pulse-start - magnetic | 175 | 175 | 277 V | True |  | 88 | [5 empty] | Federally-Regulated Consumer Product | 04/03/2017 |  | 02/12/2020
Eaton (formerly Cooper Industries) | Streetworks | UTR17P*4** | Vertical - Base Down | Pulse-start - magnetic | 175 | 175 | 277 V | True |  | 88 | [5 empty] | Federally-Regulated Consumer Product | 04/03/2017 |  | 02/12/2020
Eaton (formerly Cooper Industries) | Streetworks | UTR17P*7** | Vertical - Base Down | Pulse-start - magnetic | 175 | 175 | 277 V | True |  | 88 | [5 empty] | Federally-Regulated Consumer Product | 04/03/2017 |  | 02/12/2020
Eaton (formerly Cooper Industries) | Streetworks | UTR17P*8** | Vertical - Base Down | Pulse-start - magnetic | 175 | 175 | 480 V | True |  | 88 | [5 empty] | Federally-Regulated Consumer Product | 04/03/2017 |  | 02/12/2020
Eaton (formerly Cooper Industries) | Streetworks | UTR17P*9** | Vertical - Base Down | Pulse-start - magnetic | 175 | 175 | 277 V | True |  | 88 | [5 empty] | Federally-Regulated Consumer Product | 04/03/2017 |  | 02/12/2020
Eaton (formerly Cooper Industries) | Streetworks | UTR17P*V** | Vertical - Base Down | Pulse-start - magnetic | 175 | 175 | 277 V | True |  | 88 | [5 empty] | Federally-Regulated Consumer Product | 04/03/2017 |  | 02/12/2020
Eaton (formerly Cooper Industries) | Streetworks | UTR17P*N** | Vertical - Base Down | Pulse-start - magnetic | 175 | 175 | 277 V | True |  | 88 | [5 empty] | Federally-Regulated Consumer Product | 04/03/2017 |  | 02/12/2020
Eaton (formerly Cooper Industries) | Streetworks | UTR25P*2** | Vertical - Base Down | Pulse-start - magnetic | 250 | 250 | 277 V | True |  | 88.8 | [5 empty] | Federally-Regulated Consumer Product | 04/03/2017 |  | 02/12/2020
Eaton (formerly Cooper Industries) | Streetworks | UTR25P*0** | Vertical - Base Down | Pulse-start - magnetic | 250 | 250 | 277 V | True |  | 88.8 | [5 empty] | Federally-Regulated Consumer Product | 04/03/2017 |  | 02/12/2020
Eaton (formerly Cooper Industries) | Streetworks | UTR25P*4** | Vertical - Base Down | Pulse-start - magnetic | 250 | 250 | 277 V | True |  | 88.8 | [5 empty] | Federally-Regulated Consumer Product | 04/03/2017 |  | 02/12/2020
Eaton (formerly Cooper Industries) | Streetworks | UTR25P*7** | Vertical - Base Down | Pulse-start - magnetic | 250 | 250 | 277 V | True |  | 88.8 | [5 empty] | Federally-Regulated Consumer Product | 04/03/2017 |  | 02/12/2020
Eaton (formerly Cooper Industries) | Streetworks | UTR25P*8** | Vertical - Base Down | Pulse-start - magnetic | 250 | 250 | 480 V | True |  | 88 | [5 empty] | Federally-Regulated Consumer Product | 04/03/2017 |  | 02/12/2020
Eaton (formerly Cooper Industries) | Streetworks | UTR25P*9** | Vertical - Base Down | Pulse-start - magnetic | 250 | 250 | 277 V | True |  | 88.8 | [5 empty] | Federally-Regulated Consumer Product | 04/03/2017 |  | 02/12/2020
Eaton (formerly Cooper Industries) | Streetworks | UTR25P*V** | Vertical - Base Down | Pulse-start - magnetic | 250 | 250 | 277 V | True |  | 88.8 | [5 empty] | Federally-Regulated Consumer Product | 04/03/2017 |  | 02/12/2020
Eaton (formerly Cooper Industries) | Streetworks | UTR25P*N** | Vertical - Base Down | Pulse-start - magnetic | 250 | 250 | 277 V | True |  | 88.8 | [5 empty] | Federally-Regulated Consumer Product | 04/03/2017 |  | 02/12/2020
Eaton (formerly Cooper Industries) | Streetworks | VAN25P*2** | Vertical - Base Up | Pulse-start - magnetic | 250 | 250 | 277 V | True |  | 88.8 | [5 empty] | Federally-Regulated Consumer Product | 04/03/2017 |  | 02/12/2020
Eaton (formerly Cooper Industries) | Streetworks | VAN25P*0** | Vertical - Base Up | Pulse-start - magnetic | 250 | 250 | 277 V | True |  | 88.8 | [5 empty] | Federally-Regulated Consumer Product | 04/03/2017 |  | 02/12/2020
Eaton (formerly Cooper Industries) | Streetworks | VAN25P*4** | Vertical - Base Up | Pulse-start - magnetic | 250 | 250 | 277 V | True |  | 88.8 | [5 empty] | Federally-Regulated Consumer Product | 04/03/2017 |  | 02/12/2020
Eaton (formerly Cooper Industries) | Streetworks | VAN25P*7** | Vertical - Base Up | Pulse-start - magnetic | 250 | 250 | 277 V | True |  | 88.8 | [5 empty] | Federally-Regulated Consumer Product | 04/03/2017 |  | 02/12/2020
Eaton (formerly Cooper Industries) | Streetworks | VAN25P*8** | Vertical - Base Up | Pulse-start - magnetic | 250 | 250 | 480 V | True |  | 88 | [5 empty] | Federally-Regulated Consumer Product | 04/03/2017 |  | 02/12/2020
Eaton (formerly Cooper Industries) | Streetworks | VAN25P*9** | Vertical - Base Up | Pulse-start - magnetic | 250 | 250 | 277 V | True |  | 88.8 | [5 empty] | Federally-Regulated Consumer Product | 04/03/2017 |  | 02/12/2020
Eaton (formerly Cooper Industries) | Streetworks | VAN25P*W** | Vertical - Base Up | Pulse-start - magnetic | 250 | 250 | 277 V | True |  | 88.8 | [5 empty] | Federally-Regulated Consumer Product | 04/03/2017 |  | 02/12/2020
Eaton (formerly Cooper Industries) | Streetworks | VAN25P*N** | Vertical - Base Up | Pulse-start - magnetic | 250 | 250 | 277 V | True |  | 88.8 | [5 empty] | Federally-Regulated Consumer Product | 04/03/2017 |  | 02/12/2020
Eaton (formerly Cooper Industries) | Streetworks | VAN32P*2** | Vertical - Base Up | Pulse-start - magnetic | 320 | 320 | 277 V | True |  | 89.6 | [5 empty] | Federally-Regulated Consumer Product | 04/03/2017 |  | 02/12/2020
Eaton (formerly Cooper Industries) | Streetworks | VAN32P*0** | Vertical - Base Up | Pulse-start - magnetic | 320 | 320 | 277 V | True |  | 89.6 | [5 empty] | Federally-Regulated Consumer Product | 04/03/2017 |  | 02/12/2020
Eaton (formerly Cooper Industries) | Streetworks | VAN32P*4** | Vertical - Base Up | Pulse-start - magnetic | 320 | 320 | 277 V | True |  | 89.6 | [5 empty] | Federally-Regulated Consumer Product | 04/03/2017 |  | 02/12/2020
Eaton (formerly Cooper Industries) | Streetworks | VAN32P*7** | Vertical - Base Up | Pulse-start - magnetic | 320 | 320 | 277 V | True |  | 89.6 | [5 empty] | Federally-Regulated Consumer Product | 04/03/2017 |  | 02/12/2020
Eaton (formerly Cooper Industries) | Streetworks | VAN32P*8** | Vertical - Base Up | Pulse-start - magnetic | 320 | 320 | 480 V | True |  | 88.6 | [5 empty] | Federally-Regulated Consumer Product | 04/03/2017 |  | 02/12/2020
Eaton (formerly Cooper Industries) | Streetworks | VAN32P*9** | Vertical - Base Up | Pulse-start - magnetic | 320 | 320 | 277 V | True |  | 89.6 | [5 empty] | Federally-Regulated Consumer Product | 04/03/2017 |  | 02/12/2020
Eaton (formerly Cooper Industries) | Streetworks | VAN32P*W** | Vertical - Base Up | Pulse-start - magnetic | 320 | 320 | 277 V | True |  | 89.6 | [5 empty] | Federally-Regulated Consumer Product | 04/03/2017 |  | 02/12/2020
Eaton (formerly Cooper Industries) | Streetworks | VAN32P*N** | Vertical - Base Up | Pulse-start - magnetic | 320 | 320 | 277 V | True |  | 89.6 | [5 empty] | Federally-Regulated Consumer Product | 04/03/2017 |  | 02/12/2020
Eaton (formerly Cooper Industries) | Streetworks | VAN35P*2** | Vertical - Base Up | Pulse-start - magnetic | 350 | 350 | 277 V | True |  | 89.9 | [5 empty] | Federally-Regulated Consumer Product | 04/03/2017 |  | 02/12/2020
Eaton (formerly Cooper Industries) | Streetworks | VAN35P*0** | Vertical - Base Up | Pulse-start - magnetic | 350 | 350 | 277 V | True |  | 89.9 | [5 empty] | Federally-Regulated Consumer Product | 04/03/2017 |  | 02/12/2020
Eaton (formerly Cooper Industries) | Streetworks | VAN35P*4** | Vertical - Base Up | Pulse-start - magnetic | 350 | 350 | 277 V | True |  | 89.9 | [5 empty] | Federally-Regulated Consumer Product | 04/03/2017 |  | 02/12/2020
Eaton (formerly Cooper Industries) | Streetworks | VAN35P*7** | Vertical - Base Up | Pulse-start - magnetic | 350 | 350 | 277 V | True |  | 89.9 | [5 empty] | Federally-Regulated Consumer Product | 04/03/2017 |  | 02/12/2020
Eaton (formerly Cooper Industries) | Streetworks | VAN35P*8** | Vertical - Base Up | Pulse-start - magnetic | 350 | 350 | 480 V | True |  | 88.9 | [5 empty] | Federally-Regulated Consumer Product | 04/03/2017 |  | 02/12/2020
Eaton (formerly Cooper Industries) | Streetworks | VAN35P*9** | Vertical - Base Up | Pulse-start - magnetic | 350 | 350 | 277 V | True |  | 89.9 | [5 empty] | Federally-Regulated Consumer Product | 04/03/2017 |  | 02/12/2020
Eaton (formerly Cooper Industries) | Streetworks | VAN35P*W** | Vertical - Base Up | Pulse-start - magnetic | 350 | 350 | 277 V | True |  | 89.9 | [5 empty] | Federally-Regulated Consumer Product | 04/03/2017 |  | 02/12/2020
Eaton (formerly Cooper Industries) | Streetworks | VAN35P*N** | Vertical - Base Up | Pulse-start - magnetic | 350 | 350 | 277 V | True |  | 89.9 | [5 empty] | Federally-Regulated Consumer Product | 04/03/2017 |  | 02/12/2020
Eaton (formerly Cooper Industries) | Streetworks | VAN40P*2** | Vertical - Base Up | Pulse-start - magnetic | 400 | 400 | 277 V | True |  | 90.3 | [5 empty] | Federally-Regulated Consumer Product | 04/03/2017 |  | 02/12/2020
Eaton (formerly Cooper Industries) | Streetworks | VAN40P*0** | Vertical - Base Up | Pulse-start - magnetic | 400 | 400 | 277 V | True |  | 90.3 | [5 empty] | Federally-Regulated Consumer Product | 04/03/2017 |  | 02/12/2020
Eaton (formerly Cooper Industries) | Streetworks | VAN40P*4** | Vertical - Base Up | Pulse-start - magnetic | 400 | 400 | 277 V | True |  | 90.3 | [5 empty] | Federally-Regulated Consumer Product | 04/03/2017 |  | 02/12/2020
Eaton (formerly Cooper Industries) | Streetworks | VAN40P*7** | Vertical - Base Up | Pulse-start - magnetic | 400 | 400 | 277 V | True |  | 90.3 | [5 empty] | Federally-Regulated Consumer Product | 04/03/2017 |  | 02/12/2020
Eaton (formerly Cooper Industries) | Streetworks | VAN40P*8** | Vertical - Base Up | Pulse-start - magnetic | 400 | 400 | 480 V | True |  | 89.3 | [5 empty] | Federally-Regulated Consumer Product | 04/03/2017 |  | 02/12/2020
Eaton (formerly Cooper Industries) | Streetworks | VAN40P*9** | Vertical - Base Up | Pulse-start - magnetic | 400 | 400 | 277 V | True |  | 90.3 | [5 empty] | Federally-Regulated Consumer Product | 04/03/2017 |  | 02/12/2020
Eaton (formerly Cooper Industries) | Streetworks | VAN40P*W** | Vertical - Base Up | Pulse-start - magnetic | 400 | 400 | 277 V | True |  | 90.3 | [5 empty] | Federally-Regulated Consumer Product | 04/03/2017 |  | 02/12/2020
Eaton (formerly Cooper Industries) | Streetworks | VAN40P*N** | Vertical - Base Up | Pulse-start - magnetic | 400 | 400 | 277 V | True |  | 90.3 | [5 empty] | Federally-Regulated Consumer Product | 04/03/2017 |  | 02/12/2020
Eaton (formerly Cooper Industries) | Streetworks | WKP25P*2**** | Horizontal | Pulse-start - magnetic | 250 | 250 | 277 V | True |  | 88.8 | [5 empty] | Federally-Regulated Consumer Product | 04/03/2017 |  | 02/12/2020
Eaton (formerly Cooper Industries) | Streetworks | WKP25P*0**** | Horizontal | Pulse-start - magnetic | 250 | 250 | 277 V | True |  | 88.8 | [5 empty] | Federally-Regulated Consumer Product | 04/03/2017 |  | 02/12/2020
Eaton (formerly Cooper Industries) | Streetworks | WKP25P*4**** | Horizontal | Pulse-start - magnetic | 250 | 250 | 277 V | True |  | 88.8 | [5 empty] | Federally-Regulated Consumer Product | 04/03/2017 |  | 02/12/2020
Eaton (formerly Cooper Industries) | Streetworks | WKP25P*7**** | Horizontal | Pulse-start - magnetic | 250 | 250 | 277 V | True |  | 88.8 | [5 empty] | Federally-Regulated Consumer Product | 04/03/2017 |  | 02/12/2020
Eaton (formerly Cooper Industries) | Streetworks | WKP25P*8**** | Horizontal | Pulse-start - magnetic | 250 | 250 | 480 V | True |  | 88 | [5 empty] | Federally-Regulated Consumer Product | 04/03/2017 |  | 02/12/2020
Eaton (formerly Cooper Industries) | Streetworks | WKP25P*W**** | Horizontal | Pulse-start - magnetic | 250 | 250 | 277 V | True |  | 88.8 | [5 empty] | Federally-Regulated Consumer Product | 04/03/2017 |  | 02/12/2020
Eaton (formerly Cooper Industries) | Streetworks | WKP25P*N**** | Horizontal | Pulse-start - magnetic | 250 | 250 | 277 V | True |  | 88.8 | [5 empty] | Federally-Regulated Consumer Product | 04/03/2017 |  | 02/12/2020
Eaton (formerly Cooper Industries) | Streetworks | WKP25P*V**** | Horizontal | Pulse-start - magnetic | 250 | 250 | 277 V | True |  | 88.8 | [5 empty] | Federally-Regulated Consumer Product | 04/03/2017 |  | 02/12/2020
Eaton (formerly Cooper Industries) | Streetworks | WKP25P*U**** | Horizontal | Pulse-start - magnetic | 250 | 250 | 277 V | True |  | 88.8 | [5 empty] | Federally-Regulated Consumer Product | 04/03/2017 |  | 02/12/2020
Eaton (formerly Cooper Industries) | Streetworks | WKP25P*ED**** | Horizontal | Pulse-start - magnetic | 250 | 250 | 277 V | True |  | 88.8 | [5 empty] | Federally-Regulated Consumer Product | 04/03/2017 |  | 02/12/2020
Eaton (formerly Cooper Industries) | Streetworks | WKP40P*2**** | Horizontal | Pulse-start - magnetic | 400 | 400 | 277 V | True |  | 90.3 | [5 empty] | Federally-Regulated Consumer Product | 04/03/2017 |  | 02/12/2020
Eaton (formerly Cooper Industries) | Streetworks | WKP40P*0**** | Horizontal | Pulse-start - magnetic | 400 | 400 | 277 V | True |  | 90.3 | [5 empty] | Federally-Regulated Consumer Product | 04/03/2017 |  | 02/12/2020
Eaton (formerly Cooper Industries) | Streetworks | WKP40P*4**** | Horizontal | Pulse-start - magnetic | 400 | 400 | 277 V | True |  | 90.3 | [5 empty] | Federally-Regulated Consumer Product | 04/03/2017 |  | 02/12/2020
Eaton (formerly Cooper Industries) | Streetworks | WKP40P*7**** | Horizontal | Pulse-start - magnetic | 400 | 400 | 277 V | True |  | 90.3 | [5 empty] | Federally-Regulated Consumer Product | 04/03/2017 |  | 02/12/2020
Eaton (formerly Cooper Industries) | Streetworks | WKP40P*8**** | Horizontal | Pulse-start - magnetic | 400 | 400 | 480 V | True |  | 89.3 | [5 empty] | Federally-Regulated Consumer Product | 04/03/2017 |  | 02/12/2020
Eaton (formerly Cooper Industries) | Streetworks | WKP40P*W**** | Horizontal | Pulse-start - magnetic | 400 | 400 | 277 V | True |  | 90.3 | [5 empty] | Federally-Regulated Consumer Product | 04/03/2017 |  | 02/12/2020
Eaton (formerly Cooper Industries) | Streetworks | WKP40P*N**** | Horizontal | Pulse-start - magnetic | 400 | 400 | 277 V | True |  | 90.3 | [5 empty] | Federally-Regulated Consumer Product | 04/03/2017 |  | 02/12/2020
Eaton (formerly Cooper Industries) | Streetworks | WKP40P*V**** | Horizontal | Pulse-start - magnetic | 400 | 400 | 277 V | True |  | 90.3 | [5 empty] | Federally-Regulated Consumer Product | 04/03/2017 |  | 02/12/2020
Eaton (formerly Cooper Industries) | Streetworks | WKP40P*U**** | Horizontal | Pulse-start - magnetic | 400 | 400 | 277 V | True |  | 90.3 | [5 empty] | Federally-Regulated Consumer Product | 04/03/2017 |  | 02/12/2020
Eaton (formerly Cooper Industries) | Streetworks | WKP40P*ED**** | Horizontal | Pulse-start - magnetic | 400 | 400 | 277 V | True |  | 90.3 | [5 empty] | Federally-Regulated Consumer Product | 04/03/2017 |  | 02/12/2020
Eaton (formerly Cooper Industries) | Streetworks | OVH25P*22D* | Horizontal | Pulse-start - magnetic | 250 | 250 | 277 V | True |  | 88.8 | [5 empty] | Federally-Regulated Consumer Product | 04/03/2017 |  | 02/12/2020
Eaton (formerly Cooper Industries) | Streetworks | OVH25P*23D* | Horizontal | Pulse-start - magnetic | 250 | 250 | 277 V | True |  | 88.8 | [5 empty] | Federally-Regulated Consumer Product | 04/03/2017 |  | 02/12/2020
Eaton (formerly Cooper Industries) | Streetworks | OVH25P*02D* | Horizontal | Pulse-start - magnetic | 250 | 250 | 277 V | True |  | 88.8 | [5 empty] | Federally-Regulated Consumer Product | 04/03/2017 |  | 02/12/2020
Eaton (formerly Cooper Industries) | Streetworks | OVH25P*03D* | Horizontal | Pulse-start - magnetic | 250 | 250 | 277 V | True |  | 88.8 | [5 empty] | Federally-Regulated Consumer Product | 04/03/2017 |  | 02/12/2020
Eaton (formerly Cooper Industries) | Streetworks | OVH25P*42D* | Horizontal | Pulse-start - magnetic | 250 | 250 | 277 V | True |  | 88.8 | [5 empty] | Federally-Regulated Consumer Product | 04/03/2017 |  | 02/12/2020
Eaton (formerly Cooper Industries) | Streetworks | OVH25P*43D* | Horizontal | Pulse-start - magnetic | 250 | 250 | 277 V | True |  | 88.8 | [5 empty] | Federally-Regulated Consumer Product | 04/03/2017 |  | 02/12/2020
Eaton (formerly Cooper Industries) | Streetworks | OVH25P*72D* | Horizontal | Pulse-start - magnetic | 250 | 250 | 277 V | True |  | 88.8 | [5 empty] | Federally-Regulated Consumer Product | 04/03/2017 |  | 02/12/2020
Eaton (formerly Cooper Industries) | Streetworks | OVH25P*73D* | Horizontal | Pulse-start - magnetic | 250 | 250 | 277 V | True |  | 88.8 | [5 empty] | Federally-Regulated Consumer Product | 04/03/2017 |  | 02/12/2020
Eaton (formerly Cooper Industries) | Streetworks | OVH25P*82D* | Horizontal | Pulse-start - magnetic | 250 | 250 | 480 V | True |  | 88 | [5 empty] | Federally-Regulated Consumer Product | 04/03/2017 |  | 02/12/2020
Eaton (formerly Cooper Industries) | Streetworks | OVH25P*83D* | Horizontal | Pulse-start - magnetic | 250 | 250 | 480 V | True |  | 88 | [5 empty] | Federally-Regulated Consumer Product | 04/03/2017 |  | 02/12/2020
Eaton (formerly Cooper Industries) | Streetworks | OVH25P*92D* | Horizontal | Pulse-start - magnetic | 250 | 250 | 277 V | True |  | 88.8 | [5 empty] | Federally-Regulated Consumer Product | 04/03/2017 |  | 02/12/2020
Eaton (formerly Cooper Industries) | Streetworks | OVH25P*93D* | Horizontal | Pulse-start - magnetic | 250 | 250 | 277 V | True |  | 88.8 | [5 empty] | Federally-Regulated Consumer Product | 04/03/2017 |  | 02/12/2020
Eaton (formerly Cooper Industries) | Streetworks | OVH25P*F2D* | Horizontal | Pulse-start - magnetic | 250 | 250 | 277 V | True |  | 88.8 | [5 empty] | Federally-Regulated Consumer Product | 04/03/2017 |  | 02/12/2020
Eaton (formerly Cooper Industries) | Streetworks | OVH25P*F3D* | Horizontal | Pulse-start - magnetic | 250 | 250 | 277 V | True |  | 88.8 | [5 empty] | Federally-Regulated Consumer Product | 04/03/2017 |  | 02/12/2020
Eaton (formerly Cooper Industries) | Streetworks | OVH25P*W2D* | Horizontal | Pulse-start - magnetic | 250 | 250 | 277 V | True |  | 88.8 | [5 empty] | Federally-Regulated Consumer Product | 04/03/2017 |  | 02/12/2020
Eaton (formerly Cooper Industries) | Streetworks | OVH25P*W3D* | Horizontal | Pulse-start - magnetic | 250 | 250 | 277 V | True |  | 88.8 | [5 empty] | Federally-Regulated Consumer Product | 04/03/2017 |  | 02/12/2020
Eaton (formerly Cooper Industries) | Streetworks | OVH25P*P2D* | Horizontal | Pulse-start - magnetic | 250 | 250 | 277 V | True |  | 88.8 | [5 empty] | Federally-Regulated Consumer Product | 04/03/2017 |  | 02/12/2020
Eaton (formerly Cooper Industries) | Streetworks | OVH25P*P3D* | Horizontal | Pulse-start - magnetic | 250 | 250 | 277 V | True |  | 88.8 | [5 empty] | Federally-Regulated Consumer Product | 04/03/2017 |  | 02/12/2020
Eaton (formerly Cooper Industries) | Streetworks | OVH25P*V2D* | Horizontal | Pulse-start - magnetic | 250 | 250 | 277 V | True |  | 88.8 | [5 empty] | Federally-Regulated Consumer Product | 04/03/2017 |  | 02/12/2020
Eaton (formerly Cooper Industries) | Streetworks | OVH25P*V3D* | Horizontal | Pulse-start - magnetic | 250 | 250 | 277 V | True |  | 88.8 | [5 empty] | Federally-Regulated Consumer Product | 04/03/2017 |  | 02/12/2020
Eaton (formerly Cooper Industries) | Streetworks | OVH25P*N2D* | Horizontal | Pulse-start - magnetic | 250 | 250 | 277 V | True |  | 88.8 | [5 empty] | Federally-Regulated Consumer Product | 04/03/2017 |  | 02/12/2020
Eaton (formerly Cooper Industries) | Streetworks | OVH25P*N3D* | Horizontal | Pulse-start - magnetic | 250 | 250 | 277 V | True |  | 88.8 | [5 empty] | Federally-Regulated Consumer Product | 04/03/2017 |  | 02/12/2020
Eaton (formerly Cooper Industries) | Streetworks | OVX20P*22D* | Horizontal | Pulse-start - magnetic | 200 | 200 | 277 V | True |  | 88 | [5 empty] | Federally-Regulated Consumer Product | 04/03/2017 |  | 02/12/2020
Eaton (formerly Cooper Industries) | Streetworks | OVX20P*22E* | Horizontal | Pulse-start - magnetic | 200 | 200 | 277 V | True |  | 88 | [5 empty] | Federally-Regulated Consumer Product | 04/03/2017 |  | 02/12/2020
Eaton (formerly Cooper Industries) | Streetworks | OVX20P*23D* | Horizontal | Pulse-start - magnetic | 200 | 200 | 277 V | True |  | 88 | [5 empty] | Federally-Regulated Consumer Product | 04/03/2017 |  | 02/12/2020
Eaton (formerly Cooper Industries) | Streetworks | OVX20P*23E* | Horizontal | Pulse-start - magnetic | 200 | 200 | 277 V | True |  | 88 | [5 empty] | Federally-Regulated Consumer Product | 04/03/2017 |  | 02/12/2020
Eaton (formerly Cooper Industries) | Streetworks | OVX20P*02D* | Horizontal | Pulse-start - magnetic | 200 | 200 | 277 V | True |  | 88 | [5 empty] | Federally-Regulated Consumer Product | 04/03/2017 |  | 02/12/2020
Eaton (formerly Cooper Industries) | Streetworks | OVX20P*02E* | Horizontal | Pulse-start - magnetic | 200 | 200 | 277 V | True |  | 88 | [5 empty] | Federally-Regulated Consumer Product | 04/03/2017 |  | 02/12/2020
Eaton (formerly Cooper Industries) | Streetworks | OVX20P*03D* | Horizontal | Pulse-start - magnetic | 200 | 200 | 277 V | True |  | 88 | [5 empty] | Federally-Regulated Consumer Product | 04/03/2017 |  | 02/12/2020
Eaton (formerly Cooper Industries) | Streetworks | OVX20P*03E* | Horizontal | Pulse-start - magnetic | 200 | 200 | 277 V | True |  | 88 | [5 empty] | Federally-Regulated Consumer Product | 04/03/2017 |  | 02/12/2020
Eaton (formerly Cooper Industries) | Streetworks | OVX20P*42D* | Horizontal | Pulse-start - magnetic | 200 | 200 | 277 V | True |  | 88 | [5 empty] | Federally-Regulated Consumer Product | 04/03/2017 |  | 02/12/2020
Eaton (formerly Cooper Industries) | Streetworks | OVX20P*42E* | Horizontal | Pulse-start - magnetic | 200 | 200 | 277 V | True |  | 88 | [5 empty] | Federally-Regulated Consumer Product | 04/03/2017 |  | 02/12/2020
Eaton (formerly Cooper Industries) | Streetworks | OVX20P*43D* | Horizontal | Pulse-start - magnetic | 200 | 200 | 277 V | True |  | 88 | [5 empty] | Federally-Regulated Consumer Product | 04/03/2017 |  | 02/12/2020
Eaton (formerly Cooper Industries) | Streetworks | OVX20P*43E* | Horizontal | Pulse-start - magnetic | 200 | 200 | 277 V | True |  | 88 | [5 empty] | Federally-Regulated Consumer Product | 04/03/2017 |  | 02/12/2020
Eaton (formerly Cooper Industries) | Streetworks | OVX20P*72D* | Horizontal | Pulse-start - magnetic | 200 | 200 | 277 V | True |  | 88 | [5 empty] | Federally-Regulated Consumer Product | 04/03/2017 |  | 02/12/2020
Eaton (formerly Cooper Industries) | Streetworks | OVX20P*72E* | Horizontal | Pulse-start - magnetic | 200 | 200 | 277 V | True |  | 88 | [5 empty] | Federally-Regulated Consumer Product | 04/03/2017 |  | 02/12/2020
Eaton (formerly Cooper Industries) | Streetworks | OVX20P*73D* | Horizontal | Pulse-start - magnetic | 200 | 200 | 277 V | True |  | 88 | [5 empty] | Federally-Regulated Consumer Product | 04/03/2017 |  | 02/12/2020
Eaton (formerly Cooper Industries) | Streetworks | OVX20P*73E* | Horizontal | Pulse-start - magnetic | 200 | 200 | 277 V | True |  | 88 | [5 empty] | Federally-Regulated Consumer Product | 04/03/2017 |  | 02/12/2020
Eaton (formerly Cooper Industries) | Streetworks | OVX20P*82D* | Horizontal | Pulse-start - magnetic | 200 | 200 | 480 V | True |  | 88 | [5 empty] | Federally-Regulated Consumer Product | 04/03/2017 |  | 02/12/2020
Eaton (formerly Cooper Industries) | Streetworks | OVX20P*82E* | Horizontal | Pulse-start - magnetic | 200 | 200 | 480 V | True |  | 88 | [5 empty] | Federally-Regulated Consumer Product | 04/03/2017 |  | 02/12/2020
Eaton (formerly Cooper Industries) | Streetworks | OVX20P*83D* | Horizontal | Pulse-start - magnetic | 200 | 200 | 480 V | True |  | 88 | [5 empty] | Federally-Regulated Consumer Product | 04/03/2017 |  | 02/12/2020
Eaton (formerly Cooper Industries) | Streetworks | OVX20P*83E* | Horizontal | Pulse-start - magnetic | 200 | 200 | 480 V | True |  | 88 | [5 empty] | Federally-Regulated Consumer Product | 04/03/2017 |  | 02/12/2020
Eaton (formerly Cooper Industries) | Streetworks | OVX20P*92D* | Horizontal | Pulse-start - magnetic | 200 | 200 | 277 V | True |  | 88 | [5 empty] | Federally-Regulated Consumer Product | 04/03/2017 |  | 02/12/2020
Eaton (formerly Cooper Industries) | Streetworks | OVX20P*92E* | Horizontal | Pulse-start - magnetic | 200 | 200 | 277 V | True |  | 88 | [5 empty] | Federally-Regulated Consumer Product | 04/03/2017 |  | 02/12/2020
Eaton (formerly Cooper Industries) | Streetworks | OVX20P*93D* | Horizontal | Pulse-start - magnetic | 200 | 200 | 277 V | True |  | 88 | [5 empty] | Federally-Regulated Consumer Product | 04/03/2017 |  | 02/12/2020
Eaton (formerly Cooper Industries) | Streetworks | OVX20P*93E* | Horizontal | Pulse-start - magnetic | 200 | 200 | 277 V | True |  | 88 | [5 empty] | Federally-Regulated Consumer Product | 04/03/2017 |  | 02/12/2020
Eaton (formerly Cooper Industries) | Streetworks | OVX20P*F2D* | Horizontal | Pulse-start - magnetic | 200 | 200 | 277 V | True |  | 88 | [5 empty] | Federally-Regulated Consumer Product | 04/03/2017 |  | 02/12/2020
Eaton (formerly Cooper Industries) | Streetworks | OVX20P*F2E* | Horizontal | Pulse-start - magnetic | 200 | 200 | 277 V | True |  | 88 | [5 empty] | Federally-Regulated Consumer Product | 04/03/2017 |  | 02/12/2020
Eaton (formerly Cooper Industries) | Streetworks | OVX20P*F3D* | Horizontal | Pulse-start - magnetic | 200 | 200 | 277 V | True |  | 88 | [5 empty] | Federally-Regulated Consumer Product | 04/03/2017 |  | 02/12/2020
Eaton (formerly Cooper Industries) | Streetworks | OVX20P*F3E* | Horizontal | Pulse-start - magnetic | 200 | 200 | 277 V | True |  | 88 | [5 empty] | Federally-Regulated Consumer Product | 04/03/2017 |  | 02/12/2020
Eaton (formerly Cooper Industries) | Streetworks | OVX20P*W2D* | Horizontal | Pulse-start - magnetic | 200 | 200 | 277 V | True |  | 88 | [5 empty] | Federally-Regulated Consumer Product | 04/03/2017 |  | 02/12/2020
Eaton (formerly Cooper Industries) | Streetworks | OVX20P*W2E* | Horizontal | Pulse-start - magnetic | 200 | 200 | 277 V | True |  | 88 | [5 empty] | Federally-Regulated Consumer Product | 04/03/2017 |  | 02/12/2020
Eaton (formerly Cooper Industries) | Streetworks | OVX20P*W3D* | Horizontal | Pulse-start - magnetic | 200 | 200 | 277 V | True |  | 88 | [5 empty] | Federally-Regulated Consumer Product | 04/03/2017 |  | 02/12/2020
Eaton (formerly Cooper Industries) | Streetworks | OVX20P*W3E* | Horizontal | Pulse-start - magnetic | 200 | 200 | 277 V | True |  | 88 | [5 empty] | Federally-Regulated Consumer Product | 04/03/2017 |  | 02/12/2020
Eaton (formerly Cooper Industries) | Streetworks | OVX20P*P2D* | Horizontal | Pulse-start - magnetic | 200 | 200 | 277 V | True |  | 88 | [5 empty] | Federally-Regulated Consumer Product | 04/03/2017 |  | 02/12/2020
Eaton (formerly Cooper Industries) | Streetworks | OVX20P*P2E* | Horizontal | Pulse-start - magnetic | 200 | 200 | 277 V | True |  | 88 | [5 empty] | Federally-Regulated Consumer Product | 04/03/2017 |  | 02/12/2020
Eaton (formerly Cooper Industries) | Streetworks | OVX20P*P3D* | Horizontal | Pulse-start - magnetic | 200 | 200 | 277 V | True |  | 88 | [5 empty] | Federally-Regulated Consumer Product | 04/03/2017 |  | 02/12/2020
Eaton (formerly Cooper Industries) | Streetworks | OVX20P*P3E* | Horizontal | Pulse-start - magnetic | 200 | 200 | 277 V | True |  | 88 | [5 empty] | Federally-Regulated Consumer Product | 04/03/2017 |  | 02/12/2020
Eaton (formerly Cooper Industries) | Streetworks | OVX20P*N2D* | Horizontal | Pulse-start - magnetic | 200 | 200 | 277 V | True |  | 88 | [5 empty] | Federally-Regulated Consumer Product | 04/03/2017 |  | 02/12/2020
Eaton (formerly Cooper Industries) | Streetworks | OVX20P*N2E* | Horizontal | Pulse-start - magnetic | 200 | 200 | 277 V | True |  | 88 | [5 empty] | Federally-Regulated Consumer Product | 04/03/2017 |  | 02/12/2020
Eaton (formerly Cooper Industries) | Streetworks | OVX20P*N3D* | Horizontal | Pulse-start - magnetic | 200 | 200 | 277 V | True |  | 88 | [5 empty] | Federally-Regulated Consumer Product | 04/03/2017 |  | 02/12/2020
Eaton (formerly Cooper Industries) | Streetworks | OVX20P*N3E* | Horizontal | Pulse-start - magnetic | 200 | 200 | 277 V | True |  | 88 | [5 empty] | Federally-Regulated Consumer Product | 04/03/2017 |  | 02/12/2020
Eaton (formerly Cooper Industries) | Streetworks | OVX25P*22D* | Horizontal | Pulse-start - magnetic | 250 | 250 | 277 V | True |  | 88.8 | [5 empty] | Federally-Regulated Consumer Product | 04/03/2017 |  | 02/12/2020
Eaton (formerly Cooper Industries) | Streetworks | OVX25P*22E* | Horizontal | Pulse-start - magnetic | 250 | 250 | 277 V | True |  | 88.8 | [5 empty] | Federally-Regulated Consumer Product | 04/03/2017 |  | 02/12/2020
Eaton (formerly Cooper Industries) | Streetworks | OVX25P*23D* | Horizontal | Pulse-start - magnetic | 250 | 250 | 277 V | True |  | 88.8 | [5 empty] | Federally-Regulated Consumer Product | 04/03/2017 |  | 02/12/2020
Eaton (formerly Cooper Industries) | Streetworks | OVX25P*23E* | Horizontal | Pulse-start - magnetic | 250 | 250 | 277 V | True |  | 88.8 | [5 empty] | Federally-Regulated Consumer Product | 04/03/2017 |  | 02/12/2020
Eaton (formerly Cooper Industries) | Streetworks | OVX25P*02D* | Horizontal | Pulse-start - magnetic | 250 | 250 | 277 V | True |  | 88.8 | [5 empty] | Federally-Regulated Consumer Product | 04/03/2017 |  | 02/12/2020
Eaton (formerly Cooper Industries) | Streetworks | OVX25P*02E* | Horizontal | Pulse-start - magnetic | 250 | 250 | 277 V | True |  | 88.8 | [5 empty] | Federally-Regulated Consumer Product | 04/03/2017 |  | 02/12/2020
Eaton (formerly Cooper Industries) | Streetworks | OVX25P*03D* | Horizontal | Pulse-start - magnetic | 250 | 250 | 277 V | True |  | 88.8 | [5 empty] | Federally-Regulated Consumer Product | 04/03/2017 |  | 02/12/2020
Eaton (formerly Cooper Industries) | Streetworks | OVX25P*03E* | Horizontal | Pulse-start - magnetic | 250 | 250 | 277 V | True |  | 88.8 | [5 empty] | Federally-Regulated Consumer Product | 04/03/2017 |  | 02/12/2020
Eaton (formerly Cooper Industries) | Streetworks | OVX25P*42D* | Horizontal | Pulse-start - magnetic | 250 | 250 | 277 V | True |  | 88.8 | [5 empty] | Federally-Regulated Consumer Product | 04/03/2017 |  | 02/12/2020
Eaton (formerly Cooper Industries) | Streetworks | OVX25P*42E* | Horizontal | Pulse-start - magnetic | 250 | 250 | 277 V | True |  | 88.8 | [5 empty] | Federally-Regulated Consumer Product | 04/03/2017 |  | 02/12/2020
Eaton (formerly Cooper Industries) | Streetworks | OVX25P*43D* | Horizontal | Pulse-start - magnetic | 250 | 250 | 277 V | True |  | 88.8 | [5 empty] | Federally-Regulated Consumer Product | 04/03/2017 |  | 02/12/2020
Eaton (formerly Cooper Industries) | Streetworks | OVX25P*43E* | Horizontal | Pulse-start - magnetic | 250 | 250 | 277 V | True |  | 88.8 | [5 empty] | Federally-Regulated Consumer Product | 04/03/2017 |  | 02/12/2020
Eaton (formerly Cooper Industries) | Streetworks | OVX25P*72D* | Horizontal | Pulse-start - magnetic | 250 | 250 | 277 V | True |  | 88.8 | [5 empty] | Federally-Regulated Consumer Product | 04/03/2017 |  | 02/12/2020
Eaton (formerly Cooper Industries) | Streetworks | OVX25P*72E* | Horizontal | Pulse-start - magnetic | 250 | 250 | 277 V | True |  | 88.8 | [5 empty] | Federally-Regulated Consumer Product | 04/03/2017 |  | 02/12/2020
Eaton (formerly Cooper Industries) | Streetworks | OVX25P*73D* | Horizontal | Pulse-start - magnetic | 250 | 250 | 277 V | True |  | 88.8 | [5 empty] | Federally-Regulated Consumer Product | 04/03/2017 |  | 02/12/2020
Eaton (formerly Cooper Industries) | Streetworks | OVX25P*73E* | Horizontal | Pulse-start - magnetic | 250 | 250 | 277 V | True |  | 88.8 | [5 empty] | Federally-Regulated Consumer Product | 04/03/2017 |  | 02/12/2020
Eaton (formerly Cooper Industries) | Streetworks | OVX25P*82D* | Horizontal | Pulse-start - magnetic | 250 | 250 | 480 V | True |  | 88 | [5 empty] | Federally-Regulated Consumer Product | 04/03/2017 |  | 02/12/2020
Eaton (formerly Cooper Industries) | Streetworks | OVX25P*82E* | Horizontal | Pulse-start - magnetic | 250 | 250 | 480 V | True |  | 88 | [5 empty] | Federally-Regulated Consumer Product | 04/03/2017 |  | 02/12/2020
Eaton (formerly Cooper Industries) | Streetworks | OVX25P*83D* | Horizontal | Pulse-start - magnetic | 250 | 250 | 480 V | True |  | 88 | [5 empty] | Federally-Regulated Consumer Product | 04/03/2017 |  | 02/12/2020
Eaton (formerly Cooper Industries) | Streetworks | OVX25P*83E* | Horizontal | Pulse-start - magnetic | 250 | 250 | 480 V | True |  | 88 | [5 empty] | Federally-Regulated Consumer Product | 04/03/2017 |  | 02/12/2020
Eaton (formerly Cooper Industries) | Streetworks | OVX25P*92D* | Horizontal | Pulse-start - magnetic | 250 | 250 | 277 V | True |  | 88.8 | [5 empty] | Federally-Regulated Consumer Product | 04/03/2017 |  | 02/12/2020
Eaton (formerly Cooper Industries) | Streetworks | OVX25P*92E* | Horizontal | Pulse-start - magnetic | 250 | 250 | 277 V | True |  | 88.8 | [5 empty] | Federally-Regulated Consumer Product | 04/03/2017 |  | 02/12/2020
Eaton (formerly Cooper Industries) | Streetworks | OVX25P*93D* | Horizontal | Pulse-start - magnetic | 250 | 250 | 277 V | True |  | 88.8 | [5 empty] | Federally-Regulated Consumer Product | 04/03/2017 |  | 02/12/2020
Eaton (formerly Cooper Industries) | Streetworks | OVX25P*93E* | Horizontal | Pulse-start - magnetic | 250 | 250 | 277 V | True |  | 88.8 | [5 empty] | Federally-Regulated Consumer Product | 04/03/2017 |  | 02/12/2020
Eaton (formerly Cooper Industries) | Streetworks | OVX25P*F2D* | Horizontal | Pulse-start - magnetic | 250 | 250 | 277 V | True |  | 88.8 | [5 empty] | Federally-Regulated Consumer Product | 04/03/2017 |  | 02/12/2020
Eaton (formerly Cooper Industries) | Streetworks | OVX25P*F2E* | Horizontal | Pulse-start - magnetic | 250 | 250 | 277 V | True |  | 88.8 | [5 empty] | Federally-Regulated Consumer Product | 04/03/2017 |  | 02/12/2020
Eaton (formerly Cooper Industries) | Streetworks | OVX25P*F3D* | Horizontal | Pulse-start - magnetic | 250 | 250 | 277 V | True |  | 88.8 | [5 empty] | Federally-Regulated Consumer Product | 04/03/2017 |  | 02/12/2020
Eaton (formerly Cooper Industries) | Streetworks | OVX25P*F3E* | Horizontal | Pulse-start - magnetic | 250 | 250 | 277 V | True |  | 88.8 | [5 empty] | Federally-Regulated Consumer Product | 04/03/2017 |  | 02/12/2020
Eaton (formerly Cooper Industries) | Streetworks | OVX25P*W2D* | Horizontal | Pulse-start - magnetic | 250 | 250 | 277 V | True |  | 88.8 | [5 empty] | Federally-Regulated Consumer Product | 04/03/2017 |  | 02/12/2020
Eaton (formerly Cooper Industries) | Streetworks | OVX25P*W2E* | Horizontal | Pulse-start - magnetic | 250 | 250 | 277 V | True |  | 88.8 | [5 empty] | Federally-Regulated Consumer Product | 04/03/2017 |  | 02/12/2020
Eaton (formerly Cooper Industries) | Streetworks | OVX25P*W3D* | Horizontal | Pulse-start - magnetic | 250 | 250 | 277 V | True |  | 88.8 | [5 empty] | Federally-Regulated Consumer Product | 04/03/2017 |  | 02/12/2020
Eaton (formerly Cooper Industries) | Streetworks | OVX25P*W3E* | Horizontal | Pulse-start - magnetic | 250 | 250 | 277 V | True |  | 88.8 | [5 empty] | Federally-Regulated Consumer Product | 04/03/2017 |  | 02/12/2020
Eaton (formerly Cooper Industries) | Streetworks | OVX25P*P2D* | Horizontal | Pulse-start - magnetic | 250 | 250 | 277 V | True |  | 88.8 | [5 empty] | Federally-Regulated Consumer Product | 04/03/2017 |  | 02/12/2020
Eaton (formerly Cooper Industries) | Streetworks | OVX25P*P2E* | Horizontal | Pulse-start - magnetic | 250 | 250 | 277 V | True |  | 88.8 | [5 empty] | Federally-Regulated Consumer Product | 04/03/2017 |  | 02/12/2020
Eaton (formerly Cooper Industries) | Streetworks | OVX25P*P3D* | Horizontal | Pulse-start - magnetic | 250 | 250 | 277 V | True |  | 88.8 | [5 empty] | Federally-Regulated Consumer Product | 04/03/2017 |  | 02/12/2020
Eaton (formerly Cooper Industries) | Streetworks | OVX25P*P3E* | Horizontal | Pulse-start - magnetic | 250 | 250 | 277 V | True |  | 88.8 | [5 empty] | Federally-Regulated Consumer Product | 04/03/2017 |  | 02/12/2020
Eaton (formerly Cooper Industries) | Streetworks | OVX25P*N2D* | Horizontal | Pulse-start - magnetic | 250 | 250 | 277 V | True |  | 88.8 | [5 empty] | Federally-Regulated Consumer Product | 04/03/2017 |  | 02/12/2020
Eaton (formerly Cooper Industries) | Streetworks | OVX25P*N2E* | Horizontal | Pulse-start - magnetic | 250 | 250 | 277 V | True |  | 88.8 | [5 empty] | Federally-Regulated Consumer Product | 04/03/2017 |  | 02/12/2020
Eaton (formerly Cooper Industries) | Streetworks | OVX25P*N3D* | Horizontal | Pulse-start - magnetic | 250 | 250 | 277 V | True |  | 88.8 | [5 empty] | Federally-Regulated Consumer Product | 04/03/2017 |  | 02/12/2020
Eaton (formerly Cooper Industries) | Streetworks | OVX25P*N3E* | Horizontal | Pulse-start - magnetic | 250 | 250 | 277 V | True |  | 88.8 | [5 empty] | Federally-Regulated Consumer Product | 04/03/2017 |  | 02/12/2020
Eaton (formerly Cooper Industries) | Streetworks | OVX40P*22D* | Horizontal | Pulse-start - magnetic | 400 | 400 | 277 V | True |  | 90.3 | [5 empty] | Federally-Regulated Consumer Product | 04/03/2017 |  | 02/12/2020
Eaton (formerly Cooper Industries) | Streetworks | OVX40P*22E* | Horizontal | Pulse-start - magnetic | 400 | 400 | 277 V | True |  | 90.3 | [5 empty] | Federally-Regulated Consumer Product | 04/03/2017 |  | 02/12/2020
Eaton (formerly Cooper Industries) | Streetworks | OVX40P*23D* | Horizontal | Pulse-start - magnetic | 400 | 400 | 277 V | True |  | 90.3 | [5 empty] | Federally-Regulated Consumer Product | 04/03/2017 |  | 02/12/2020
Eaton (formerly Cooper Industries) | Streetworks | OVX40P*23E* | Horizontal | Pulse-start - magnetic | 400 | 400 | 277 V | True |  | 90.3 | [5 empty] | Federally-Regulated Consumer Product | 04/03/2017 |  | 02/12/2020
Eaton (formerly Cooper Industries) | Streetworks | OVX40P*02D* | Horizontal | Pulse-start - magnetic | 400 | 400 | 277 V | True |  | 90.3 | [5 empty] | Federally-Regulated Consumer Product | 04/03/2017 |  | 02/12/2020
Eaton (formerly Cooper Industries) | Streetworks | OVX40P*02E* | Horizontal | Pulse-start - magnetic | 400 | 400 | 277 V | True |  | 90.3 | [5 empty] | Federally-Regulated Consumer Product | 04/03/2017 |  | 02/12/2020
Eaton (formerly Cooper Industries) | Streetworks | OVX40P*03D* | Horizontal | Pulse-start - magnetic | 400 | 400 | 277 V | True |  | 90.3 | [5 empty] | Federally-Regulated Consumer Product | 04/03/2017 |  | 02/12/2020
Eaton (formerly Cooper Industries) | Streetworks | OVX40P*03E* | Horizontal | Pulse-start - magnetic | 400 | 400 | 277 V | True |  | 90.3 | [5 empty] | Federally-Regulated Consumer Product | 04/03/2017 |  | 02/12/2020
Eaton (formerly Cooper Industries) | Streetworks | OVX40P*42D* | Horizontal | Pulse-start - magnetic | 400 | 400 | 277 V | True |  | 90.3 | [5 empty] | Federally-Regulated Consumer Product | 04/03/2017 |  | 02/12/2020
Eaton (formerly Cooper Industries) | Streetworks | OVX40P*42E* | Horizontal | Pulse-start - magnetic | 400 | 400 | 277 V | True |  | 90.3 | [5 empty] | Federally-Regulated Consumer Product | 04/03/2017 |  | 02/12/2020
Eaton (formerly Cooper Industries) | Streetworks | OVX40P*43D* | Horizontal | Pulse-start - magnetic | 400 | 400 | 277 V | True |  | 90.3 | [5 empty] | Federally-Regulated Consumer Product | 04/03/2017 |  | 02/12/2020
Eaton (formerly Cooper Industries) | Streetworks | OVX40P*43E* | Horizontal | Pulse-start - magnetic | 400 | 400 | 277 V | True |  | 90.3 | [5 empty] | Federally-Regulated Consumer Product | 04/03/2017 |  | 02/12/2020
Eaton (formerly Cooper Industries) | Streetworks | OVX40P*72D* | Horizontal | Pulse-start - magnetic | 400 | 400 | 277 V | True |  | 90.3 | [5 empty] | Federally-Regulated Consumer Product | 04/03/2017 |  | 02/12/2020
Eaton (formerly Cooper Industries) | Streetworks | OVX40P*72E* | Horizontal | Pulse-start - magnetic | 400 | 400 | 277 V | True |  | 90.3 | [5 empty] | Federally-Regulated Consumer Product | 04/03/2017 |  | 02/12/2020
Eaton (formerly Cooper Industries) | Streetworks | OVX40P*73D* | Horizontal | Pulse-start - magnetic | 400 | 400 | 277 V | True |  | 90.3 | [5 empty] | Federally-Regulated Consumer Product | 04/03/2017 |  | 02/12/2020
Eaton (formerly Cooper Industries) | Streetworks | OVX40P*73E* | Horizontal | Pulse-start - magnetic | 400 | 400 | 277 V | True |  | 90.3 | [5 empty] | Federally-Regulated Consumer Product | 04/03/2017 |  | 02/12/2020
Eaton (formerly Cooper Industries) | Streetworks | OVX40P*82D* | Horizontal | Pulse-start - magnetic | 400 | 400 | 480 V | True |  | 89.3 | [5 empty] | Federally-Regulated Consumer Product | 04/03/2017 |  | 02/12/2020
Eaton (formerly Cooper Industries) | Streetworks | OVX40P*82E* | Horizontal | Pulse-start - magnetic | 400 | 400 | 480 V | True |  | 89.3 | [5 empty] | Federally-Regulated Consumer Product | 04/03/2017 |  | 02/12/2020
Eaton (formerly Cooper Industries) | Streetworks | OVX40P*83D* | Horizontal | Pulse-start - magnetic | 400 | 400 | 480 V | True |  | 89.3 | [5 empty] | Federally-Regulated Consumer Product | 04/03/2017 |  | 02/12/2020
Eaton (formerly Cooper Industries) | Streetworks | OVX40P*83E* | Horizontal | Pulse-start - magnetic | 400 | 400 | 480 V | True |  | 89.3 | [5 empty] | Federally-Regulated Consumer Product | 04/03/2017 |  | 02/12/2020
Eaton (formerly Cooper Industries) | Streetworks | OVX40P*92D* | Horizontal | Pulse-start - magnetic | 400 | 400 | 277 V | True |  | 90.3 | [5 empty] | Federally-Regulated Consumer Product | 04/03/2017 |  | 02/12/2020
Eaton (formerly Cooper Industries) | Streetworks | OVX40P*92E* | Horizontal | Pulse-start - magnetic | 400 | 400 | 277 V | True |  | 90.3 | [5 empty] | Federally-Regulated Consumer Product | 04/03/2017 |  | 02/12/2020
Eaton (formerly Cooper Industries) | Streetworks | OVX40P*93D* | Horizontal | Pulse-start - magnetic | 400 | 400 | 277 V | True |  | 90.3 | [5 empty] | Federally-Regulated Consumer Product | 04/03/2017 |  | 02/12/2020
Eaton (formerly Cooper Industries) | Streetworks | OVX40P*93E* | Horizontal | Pulse-start - magnetic | 400 | 400 | 277 V | True |  | 90.3 | [5 empty] | Federally-Regulated Consumer Product | 04/03/2017 |  | 02/12/2020
Eaton (formerly Cooper Industries) | Streetworks | OVX40P*F2D* | Horizontal | Pulse-start - magnetic | 400 | 400 | 277 V | True |  | 90.3 | [5 empty] | Federally-Regulated Consumer Product | 04/03/2017 |  | 02/12/2020
Eaton (formerly Cooper Industries) | Streetworks | OVX40P*F2E* | Horizontal | Pulse-start - magnetic | 400 | 400 | 277 V | True |  | 90.3 | [5 empty] | Federally-Regulated Consumer Product | 04/03/2017 |  | 02/12/2020
Eaton (formerly Cooper Industries) | Streetworks | OVX40P*F3D* | Horizontal | Pulse-start - magnetic | 400 | 400 | 277 V | True |  | 90.3 | [5 empty] | Federally-Regulated Consumer Product | 04/03/2017 |  | 02/12/2020
Eaton (formerly Cooper Industries) | Streetworks | OVX40P*F3E* | Horizontal | Pulse-start - magnetic | 400 | 400 | 277 V | True |  | 90.3 | [5 empty] | Federally-Regulated Consumer Product | 04/03/2017 |  | 02/12/2020
Eaton (formerly Cooper Industries) | Streetworks | OVX40P*W2D* | Horizontal | Pulse-start - magnetic | 400 | 400 | 277 V | True |  | 90.3 | [5 empty] | Federally-Regulated Consumer Product | 04/03/2017 |  | 02/12/2020
Eaton (formerly Cooper Industries) | Streetworks | OVX40P*W2E* | Horizontal | Pulse-start - magnetic | 400 | 400 | 277 V | True |  | 90.3 | [5 empty] | Federally-Regulated Consumer Product | 04/03/2017 |  | 02/12/2020
Eaton (formerly Cooper Industries) | Streetworks | OVX40P*W3D* | Horizontal | Pulse-start - magnetic | 400 | 400 | 277 V | True |  | 90.3 | [5 empty] | Federally-Regulated Consumer Product | 04/03/2017 |  | 02/12/2020
Eaton (formerly Cooper Industries) | Streetworks | OVX40P*W3E* | Horizontal | Pulse-start - magnetic | 400 | 400 | 277 V | True |  | 90.3 | [5 empty] | Federally-Regulated Consumer Product | 04/03/2017 |  | 02/12/2020
Eaton (formerly Cooper Industries) | Streetworks | OVX40P*P2D* | Horizontal | Pulse-start - magnetic | 400 | 400 | 277 V | True |  | 90.3 | [5 empty] | Federally-Regulated Consumer Product | 04/03/2017 |  | 02/12/2020
Eaton (formerly Cooper Industries) | Streetworks | OVX40P*P2E* | Horizontal | Pulse-start - magnetic | 400 | 400 | 277 V | True |  | 90.3 | [5 empty] | Federally-Regulated Consumer Product | 04/03/2017 |  | 02/12/2020
Eaton (formerly Cooper Industries) | Streetworks | OVX40P*P3D* | Horizontal | Pulse-start - magnetic | 400 | 400 | 277 V | True |  | 90.3 | [5 empty] | Federally-Regulated Consumer Product | 04/03/2017 |  | 02/12/2020
Eaton (formerly Cooper Industries) | Streetworks | OVX40P*P3E* | Horizontal | Pulse-start - magnetic | 400 | 400 | 277 V | True |  | 90.3 | [5 empty] | Federally-Regulated Consumer Product | 04/03/2017 |  | 02/12/2020
Eaton (formerly Cooper Industries) | Streetworks | OVX40P*N2D* | Horizontal | Pulse-start - magnetic | 400 | 400 | 277 V | True |  | 90.3 | [5 empty] | Federally-Regulated Consumer Product | 04/03/2017 |  | 02/12/2020
Eaton (formerly Cooper Industries) | Streetworks | OVX40P*N2E* | Horizontal | Pulse-start - magnetic | 400 | 400 | 277 V | True |  | 90.3 | [5 empty] | Federally-Regulated Consumer Product | 04/03/2017 |  | 02/12/2020
Eaton (formerly Cooper Industries) | Streetworks | OVX40P*N3D* | Horizontal | Pulse-start - magnetic | 400 | 400 | 277 V | True |  | 90.3 | [5 empty] | Federally-Regulated Consumer Product | 04/03/2017 |  | 02/12/2020
Eaton (formerly Cooper Industries) | Streetworks | OVX40P*N3E* | Horizontal | Pulse-start - magnetic | 400 | 400 | 277 V | True |  | 90.3 | [5 empty] | Federally-Regulated Consumer Product | 04/03/2017 |  | 02/12/2020
Eaton (formerly Cooper Industries) | Streetworks | OVY25P*22D* | Horizontal | Pulse-start - magnetic | 250 | 250 | 277 V | True |  | 88.8 | [5 empty] | Federally-Regulated Consumer Product | 04/03/2017 |  | 02/12/2020
Eaton (formerly Cooper Industries) | Streetworks | OVY25P*23D* | Horizontal | Pulse-start - magnetic | 250 | 250 | 277 V | True |  | 88.8 | [5 empty] | Federally-Regulated Consumer Product | 04/03/2017 |  | 02/12/2020
Eaton (formerly Cooper Industries) | Streetworks | OVY25P*02D* | Horizontal | Pulse-start - magnetic | 250 | 250 | 277 V | True |  | 88.8 | [5 empty] | Federally-Regulated Consumer Product | 04/03/2017 |  | 02/12/2020
Eaton (formerly Cooper Industries) | Streetworks | OVY25P*03D* | Horizontal | Pulse-start - magnetic | 250 | 250 | 277 V | True |  | 88.8 | [5 empty] | Federally-Regulated Consumer Product | 04/03/2017 |  | 02/12/2020
Eaton (formerly Cooper Industries) | Streetworks | OVY25P*42D* | Horizontal | Pulse-start - magnetic | 250 | 250 | 277 V | True |  | 88.8 | [5 empty] | Federally-Regulated Consumer Product | 04/03/2017 |  | 02/12/2020
Eaton (formerly Cooper Industries) | Streetworks | OVY25P*43D* | Horizontal | Pulse-start - magnetic | 250 | 250 | 277 V | True |  | 88.8 | [5 empty] | Federally-Regulated Consumer Product | 04/03/2017 |  | 02/12/2020
Eaton (formerly Cooper Industries) | Streetworks | OVY25P*72D* | Horizontal | Pulse-start - magnetic | 250 | 250 | 277 V | True |  | 88.8 | [5 empty] | Federally-Regulated Consumer Product | 04/03/2017 |  | 02/12/2020
Eaton (formerly Cooper Industries) | Streetworks | OVY25P*73D* | Horizontal | Pulse-start - magnetic | 250 | 250 | 277 V | True |  | 88.8 | [5 empty] | Federally-Regulated Consumer Product | 04/03/2017 |  | 02/12/2020
Eaton (formerly Cooper Industries) | Streetworks | OVY25P*82D* | Horizontal | Pulse-start - magnetic | 250 | 250 | 480 V | True |  | 88 | [5 empty] | Federally-Regulated Consumer Product | 04/03/2017 |  | 02/12/2020
Eaton (formerly Cooper Industries) | Streetworks | OVY25P*83D* | Horizontal | Pulse-start - magnetic | 250 | 250 | 480 V | True |  | 88 | [5 empty] | Federally-Regulated Consumer Product | 04/03/2017 |  | 02/12/2020
Eaton (formerly Cooper Industries) | Streetworks | OVY25P*92D* | Horizontal | Pulse-start - magnetic | 250 | 250 | 277 V | True |  | 88 | [5 empty] | Federally-Regulated Consumer Product | 04/03/2017 |  | 02/12/2020
Eaton (formerly Cooper Industries) | Streetworks | OVY25P*93D* | Horizontal | Pulse-start - magnetic | 250 | 250 | 277 V | True |  | 88.8 | [5 empty] | Federally-Regulated Consumer Product | 04/03/2017 |  | 02/12/2020
Eaton (formerly Cooper Industries) | Streetworks | OVY25P*F2D* | Horizontal | Pulse-start - magnetic | 250 | 250 | 277 V | True |  | 88.8 | [5 empty] | Federally-Regulated Consumer Product | 04/03/2017 |  | 02/12/2020
Eaton (formerly Cooper Industries) | Streetworks | OVY25P*F3D* | Horizontal | Pulse-start - magnetic | 250 | 250 | 277 V | True |  | 88.8 | [5 empty] | Federally-Regulated Consumer Product | 04/03/2017 |  | 02/12/2020
Eaton (formerly Cooper Industries) | Streetworks | OVY25P*W2D* | Horizontal | Pulse-start - magnetic | 250 | 250 | 277 V | True |  | 88.8 | [5 empty] | Federally-Regulated Consumer Product | 04/03/2017 |  | 02/12/2020
Eaton (formerly Cooper Industries) | Streetworks | OVY25P*W3D* | Horizontal | Pulse-start - magnetic | 250 | 250 | 277 V | True |  | 88.8 | [5 empty] | Federally-Regulated Consumer Product | 04/03/2017 |  | 02/12/2020
Eaton (formerly Cooper Industries) | Streetworks | OVY25P*P2D* | Horizontal | Pulse-start - magnetic | 250 | 250 | 277 V | True |  | 88.8 | [5 empty] | Federally-Regulated Consumer Product | 04/03/2017 |  | 02/12/2020
Eaton (formerly Cooper Industries) | Streetworks | OVY25P*P3D* | Horizontal | Pulse-start - magnetic | 250 | 250 | 277 V | True |  | 88.8 | [5 empty] | Federally-Regulated Consumer Product | 04/03/2017 |  | 02/12/2020
Eaton (formerly Cooper Industries) | Streetworks | OVY25P*V2D* | Horizontal | Pulse-start - magnetic | 250 | 250 | 277 V | True |  | 88.8 | [5 empty] | Federally-Regulated Consumer Product | 04/03/2017 |  | 02/12/2020
Eaton (formerly Cooper Industries) | Streetworks | OVY25P*V3D* | Horizontal | Pulse-start - magnetic | 250 | 250 | 277 V | True |  | 88.8 | [5 empty] | Federally-Regulated Consumer Product | 04/03/2017 |  | 02/12/2020
Eaton (formerly Cooper Industries) | Streetworks | OVY25P*N2D* | Horizontal | Pulse-start - magnetic | 250 | 250 | 277 V | True |  | 88.8 | [5 empty] | Federally-Regulated Consumer Product | 04/03/2017 |  | 02/12/2020
Eaton (formerly Cooper Industries) | Streetworks | OVY25P*N3D* | Horizontal | Pulse-start - magnetic | 250 | 250 | 277 V | True |  | 88.8 | [5 empty] | Federally-Regulated Consumer Product | 04/03/2017 |  | 02/12/2020
Eaton (formerly Cooper Industries) | Streetworks | OVY32P*22D* | Horizontal | Pulse-start - magnetic | 320 | 320 | 277 V | True |  | 89.6 | [5 empty] | Federally-Regulated Consumer Product | 04/03/2017 |  | 02/12/2020
Eaton (formerly Cooper Industries) | Streetworks | OVY32P*23D* | Horizontal | Pulse-start - magnetic | 320 | 320 | 277 V | True |  | 89.6 | [5 empty] | Federally-Regulated Consumer Product | 04/03/2017 |  | 02/12/2020
Eaton (formerly Cooper Industries) | Streetworks | OVY32P*02D* | Horizontal | Pulse-start - magnetic | 320 | 320 | 277 V | True |  | 89.6 | [5 empty] | Federally-Regulated Consumer Product | 04/03/2017 |  | 02/12/2020
Eaton (formerly Cooper Industries) | Streetworks | OVY32P*03D* | Horizontal | Pulse-start - magnetic | 320 | 320 | 277 V | True |  | 89.6 | [5 empty] | Federally-Regulated Consumer Product | 04/03/2017 |  | 02/12/2020
Eaton (formerly Cooper Industries) | Streetworks | OVY32P*42D* | Horizontal | Pulse-start - magnetic | 320 | 320 | 277 V | True |  | 89.6 | [5 empty] | Federally-Regulated Consumer Product | 04/03/2017 |  | 02/12/2020
Eaton (formerly Cooper Industries) | Streetworks | OVY32P*43D* | Horizontal | Pulse-start - magnetic | 320 | 320 | 277 V | True |  | 89.6 | [5 empty] | Federally-Regulated Consumer Product | 04/03/2017 |  | 02/12/2020
Eaton (formerly Cooper Industries) | Streetworks | OVY32P*72D* | Horizontal | Pulse-start - magnetic | 320 | 320 | 277 V | True |  | 89.6 | [5 empty] | Federally-Regulated Consumer Product | 04/03/2017 |  | 02/12/2020
Eaton (formerly Cooper Industries) | Streetworks | OVY32P*73D* | Horizontal | Pulse-start - magnetic | 320 | 320 | 277 V | True |  | 89.6 | [5 empty] | Federally-Regulated Consumer Product | 04/03/2017 |  | 02/12/2020
Eaton (formerly Cooper Industries) | Streetworks | OVY32P*82D* | Horizontal | Pulse-start - magnetic | 320 | 320 | 480 V | True |  | 88.6 | [5 empty] | Federally-Regulated Consumer Product | 04/03/2017 |  | 02/12/2020
Eaton (formerly Cooper Industries) | Streetworks | OVY32P*83D* | Horizontal | Pulse-start - magnetic | 320 | 320 | 480 V | True |  | 88.6 | [5 empty] | Federally-Regulated Consumer Product | 04/03/2017 |  | 02/12/2020
Eaton (formerly Cooper Industries) | Streetworks | OVY32P*92D* | Horizontal | Pulse-start - magnetic | 320 | 320 | 277 V | True |  | 89.6 | [5 empty] | Federally-Regulated Consumer Product | 04/03/2017 |  | 02/12/2020
Eaton (formerly Cooper Industries) | Streetworks | OVY32P*93D* | Horizontal | Pulse-start - magnetic | 320 | 320 | 277 V | True |  | 89.6 | [5 empty] | Federally-Regulated Consumer Product | 04/03/2017 |  | 02/12/2020
Eaton (formerly Cooper Industries) | Streetworks | OVY32P*F2D* | Horizontal | Pulse-start - magnetic | 320 | 320 | 277 V | True |  | 89.6 | [5 empty] | Federally-Regulated Consumer Product | 04/03/2017 |  | 02/12/2020
Eaton (formerly Cooper Industries) | Streetworks | OVY32P*F3D* | Horizontal | Pulse-start - magnetic | 320 | 320 | 277 V | True |  | 89.6 | [5 empty] | Federally-Regulated Consumer Product | 04/03/2017 |  | 02/12/2020
Eaton (formerly Cooper Industries) | Streetworks | OVY32P*W2D* | Horizontal | Pulse-start - magnetic | 320 | 320 | 277 V | True |  | 89.6 | [5 empty] | Federally-Regulated Consumer Product | 04/03/2017 |  | 02/12/2020
Eaton (formerly Cooper Industries) | Streetworks | OVY32P*W3D* | Horizontal | Pulse-start - magnetic | 320 | 320 | 277 V | True |  | 89.6 | [5 empty] | Federally-Regulated Consumer Product | 04/03/2017 |  | 02/12/2020
Eaton (formerly Cooper Industries) | Streetworks | OVY32P*P2D* | Horizontal | Pulse-start - magnetic | 320 | 320 | 277 V | True |  | 89.6 | [5 empty] | Federally-Regulated Consumer Product | 04/03/2017 |  | 02/12/2020
Eaton (formerly Cooper Industries) | Streetworks | OVY32P*P3D* | Horizontal | Pulse-start - magnetic | 320 | 320 | 277 V | True |  | 89.6 | [5 empty] | Federally-Regulated Consumer Product | 04/03/2017 |  | 02/12/2020
Eaton (formerly Cooper Industries) | Streetworks | OVY32P*V2D* | Horizontal | Pulse-start - magnetic | 320 | 320 | 277 V | True |  | 89.6 | [5 empty] | Federally-Regulated Consumer Product | 04/03/2017 |  | 02/12/2020
Eaton (formerly Cooper Industries) | Streetworks | OVY32P*V3D* | Horizontal | Pulse-start - magnetic | 320 | 320 | 277 V | True |  | 89.6 | [5 empty] | Federally-Regulated Consumer Product | 04/03/2017 |  | 02/12/2020
Eaton (formerly Cooper Industries) | Streetworks | OVY32P*N2D* | Horizontal | Pulse-start - magnetic | 320 | 320 | 277 V | True |  | 89.6 | [5 empty] | Federally-Regulated Consumer Product | 04/03/2017 |  | 02/12/2020
Eaton (formerly Cooper Industries) | Streetworks | OVY32P*N3D* | Horizontal | Pulse-start - magnetic | 320 | 320 | 277 V | True |  | 89.6 | [5 empty] | Federally-Regulated Consumer Product | 04/03/2017 |  | 02/12/2020
Eaton (formerly Cooper Industries) | Streetworks | OVY35P*22D* | Horizontal | Pulse-start - magnetic | 350 | 350 | 277 V | True |  | 89.9 | [5 empty] | Federally-Regulated Consumer Product | 04/03/2017 |  | 02/12/2020
Eaton (formerly Cooper Industries) | Streetworks | OVY35P*23D* | Horizontal | Pulse-start - magnetic | 350 | 350 | 277 V | True |  | 89.9 | [5 empty] | Federally-Regulated Consumer Product | 04/03/2017 |  | 02/12/2020
Eaton (formerly Cooper Industries) | Streetworks | OVY35P*02D* | Horizontal | Pulse-start - magnetic | 350 | 350 | 277 V | True |  | 89.9 | [5 empty] | Federally-Regulated Consumer Product | 04/03/2017 |  | 02/12/2020
Eaton (formerly Cooper Industries) | Streetworks | OVY35P*03D* | Horizontal | Pulse-start - magnetic | 350 | 350 | 277 V | True |  | 89.9 | [5 empty] | Federally-Regulated Consumer Product | 04/03/2017 |  | 02/12/2020
Eaton (formerly Cooper Industries) | Streetworks | OVY35P*42D* | Horizontal | Pulse-start - magnetic | 350 | 350 | 277 V | True |  | 89.9 | [5 empty] | Federally-Regulated Consumer Product | 04/03/2017 |  | 02/12/2020
Eaton (formerly Cooper Industries) | Streetworks | OVY35P*43D* | Horizontal | Pulse-start - magnetic | 350 | 350 | 277 V | True |  | 89.9 | [5 empty] | Federally-Regulated Consumer Product | 04/03/2017 |  | 02/12/2020
Eaton (formerly Cooper Industries) | Streetworks | OVY35P*72D* | Horizontal | Pulse-start - magnetic | 350 | 350 | 277 V | True |  | 89.9 | [5 empty] | Federally-Regulated Consumer Product | 04/03/2017 |  | 02/12/2020
Eaton (formerly Cooper Industries) | Streetworks | OVY35P*73D* | Horizontal | Pulse-start - magnetic | 350 | 350 | 277 V | True |  | 89.9 | [5 empty] | Federally-Regulated Consumer Product | 04/03/2017 |  | 02/12/2020
Eaton (formerly Cooper Industries) | Streetworks | OVY35P*82D* | Horizontal | Pulse-start - magnetic | 350 | 350 | 480 V | True |  | 88.9 | [5 empty] | Federally-Regulated Consumer Product | 04/03/2017 |  | 02/12/2020
Eaton (formerly Cooper Industries) | Streetworks | OVY35P*83D* | Horizontal | Pulse-start - magnetic | 350 | 350 | 480 V | True |  | 88.9 | [5 empty] | Federally-Regulated Consumer Product | 04/03/2017 |  | 02/12/2020
Eaton (formerly Cooper Industries) | Streetworks | OVY35P*92D* | Horizontal | Pulse-start - magnetic | 350 | 350 | 277 V | True |  | 89.9 | [5 empty] | Federally-Regulated Consumer Product | 04/03/2017 |  | 02/12/2020
Eaton (formerly Cooper Industries) | Streetworks | OVY35P*93D* | Horizontal | Pulse-start - magnetic | 350 | 350 | 277 V | True |  | 89.9 | [5 empty] | Federally-Regulated Consumer Product | 04/03/2017 |  | 02/12/2020
Eaton (formerly Cooper Industries) | Streetworks | OVY35P*F2D* | Horizontal | Pulse-start - magnetic | 350 | 350 | 277 V | True |  | 89.9 | [5 empty] | Federally-Regulated Consumer Product | 04/03/2017 |  | 02/12/2020
Eaton (formerly Cooper Industries) | Streetworks | OVY35P*F3D* | Horizontal | Pulse-start - magnetic | 350 | 350 | 277 V | True |  | 89.9 | [5 empty] | Federally-Regulated Consumer Product | 04/03/2017 |  | 02/12/2020
Eaton (formerly Cooper Industries) | Streetworks | OVY35P*W2D* | Horizontal | Pulse-start - magnetic | 350 | 350 | 277 V | True |  | 89.9 | [5 empty] | Federally-Regulated Consumer Product | 04/03/2017 |  | 02/12/2020
Eaton (formerly Cooper Industries) | Streetworks | OVY35P*W3D* | Horizontal | Pulse-start - magnetic | 350 | 350 | 277 V | True |  | 89.9 | [5 empty] | Federally-Regulated Consumer Product | 04/03/2017 |  | 02/12/2020
Eaton (formerly Cooper Industries) | Streetworks | OVY35P*P2D* | Horizontal | Pulse-start - magnetic | 350 | 350 | 277 V | True |  | 89.9 | [5 empty] | Federally-Regulated Consumer Product | 04/03/2017 |  | 02/12/2020
Eaton (formerly Cooper Industries) | Streetworks | OVY35P*P3D* | Horizontal | Pulse-start - magnetic | 350 | 350 | 277 V | True |  | 89.9 | [5 empty] | Federally-Regulated Consumer Product | 04/03/2017 |  | 02/12/2020
Eaton (formerly Cooper Industries) | Streetworks | OVY35P*V2D* | Horizontal | Pulse-start - magnetic | 350 | 350 | 277 V | True |  | 89.9 | [5 empty] | Federally-Regulated Consumer Product | 04/03/2017 |  | 02/12/2020
Eaton (formerly Cooper Industries) | Streetworks | OVY35P*V3D* | Horizontal | Pulse-start - magnetic | 350 | 350 | 277 V | True |  | 89.9 | [5 empty] | Federally-Regulated Consumer Product | 04/03/2017 |  | 02/12/2020
Eaton (formerly Cooper Industries) | Streetworks | OVY35P*N2D* | Horizontal | Pulse-start - magnetic | 350 | 350 | 277 V | True |  | 89.9 | [5 empty] | Federally-Regulated Consumer Product | 04/03/2017 |  | 02/12/2020
Eaton (formerly Cooper Industries) | Streetworks | OVY35P*N3D* | Horizontal | Pulse-start - magnetic | 350 | 350 | 277 V | True |  | 89.9 | [5 empty] | Federally-Regulated Consumer Product | 04/03/2017 |  | 02/12/2020
Eaton (formerly Cooper Industries) | Streetworks | OVY40P*22D* | Horizontal | Pulse-start - magnetic | 400 | 400 | 277 V | True |  | 90.3 | [5 empty] | Federally-Regulated Consumer Product | 04/03/2017 |  | 02/12/2020
Eaton (formerly Cooper Industries) | Streetworks | OVY40P*23D* | Horizontal | Pulse-start - magnetic | 400 | 400 | 277 V | True |  | 90.3 | [5 empty] | Federally-Regulated Consumer Product | 04/03/2017 |  | 02/12/2020
Eaton (formerly Cooper Industries) | Streetworks | OVY40P*02D* | Horizontal | Pulse-start - magnetic | 400 | 400 | 277 V | True |  | 90.3 | [5 empty] | Federally-Regulated Consumer Product | 04/03/2017 |  | 02/12/2020
Eaton (formerly Cooper Industries) | Streetworks | OVY40P*03D* | Horizontal | Pulse-start - magnetic | 400 | 400 | 277 V | True |  | 90.3 | [5 empty] | Federally-Regulated Consumer Product | 04/03/2017 |  | 02/12/2020
Eaton (formerly Cooper Industries) | Streetworks | OVY40P*42D* | Horizontal | Pulse-start - magnetic | 400 | 400 | 277 V | True |  | 90.3 | [5 empty] | Federally-Regulated Consumer Product | 04/03/2017 |  | 02/12/2020
Eaton (formerly Cooper Industries) | Streetworks | OVY40P*43D* | Horizontal | Pulse-start - magnetic | 400 | 400 | 277 V | True |  | 90.3 | [5 empty] | Federally-Regulated Consumer Product | 04/03/2017 |  | 02/12/2020
Eaton (formerly Cooper Industries) | Streetworks | OVY40P*72D* | Horizontal | Pulse-start - magnetic | 400 | 400 | 277 V | True |  | 90.3 | [5 empty] | Federally-Regulated Consumer Product | 04/03/2017 |  | 02/12/2020
Eaton (formerly Cooper Industries) | Streetworks | OVY40P*73D* | Horizontal | Pulse-start - magnetic | 400 | 400 | 277 V | True |  | 90.3 | [5 empty] | Federally-Regulated Consumer Product | 04/03/2017 |  | 02/12/2020
Eaton (formerly Cooper Industries) | Streetworks | OVY40P*82D* | Horizontal | Pulse-start - magnetic | 400 | 400 | 480 V | True |  | 89.3 | [5 empty] | Federally-Regulated Consumer Product | 04/03/2017 |  | 02/12/2020
Eaton (formerly Cooper Industries) | Streetworks | OVY40P*83D* | Horizontal | Pulse-start - magnetic | 400 | 400 | 480 V | True |  | 89.3 | [5 empty] | Federally-Regulated Consumer Product | 04/03/2017 |  | 02/12/2020
Eaton (formerly Cooper Industries) | Streetworks | OVY40P*92D* | Horizontal | Pulse-start - magnetic | 400 | 400 | 277 V | True |  | 90.3 | [5 empty] | Federally-Regulated Consumer Product | 04/03/2017 |  | 02/12/2020
Eaton (formerly Cooper Industries) | Streetworks | OVY40P*93D* | Horizontal | Pulse-start - magnetic | 400 | 400 | 277 V | True |  | 90.3 | [5 empty] | Federally-Regulated Consumer Product | 04/03/2017 |  | 02/12/2020
Eaton (formerly Cooper Industries) | Streetworks | OVY40P*F2D* | Horizontal | Pulse-start - magnetic | 400 | 400 | 277 V | True |  | 90.3 | [5 empty] | Federally-Regulated Consumer Product | 04/03/2017 |  | 02/12/2020
Eaton (formerly Cooper Industries) | Streetworks | OVY40P*F3D* | Horizontal | Pulse-start - magnetic | 400 | 400 | 277 V | True |  | 90.3 | [5 empty] | Federally-Regulated Consumer Product | 04/03/2017 |  | 02/12/2020
Eaton (formerly Cooper Industries) | Streetworks | OVY40P*W2D* | Horizontal | Pulse-start - magnetic | 400 | 400 | 277 V | True |  | 90.3 | [5 empty] | Federally-Regulated Consumer Product | 04/03/2017 |  | 02/12/2020
Eaton (formerly Cooper Industries) | Streetworks | OVY40P*W3D* | Horizontal | Pulse-start - magnetic | 400 | 400 | 277 V | True |  | 90.3 | [5 empty] | Federally-Regulated Consumer Product | 04/03/2017 |  | 02/12/2020
Eaton (formerly Cooper Industries) | Streetworks | OVY40P*P2D* | Horizontal | Pulse-start - magnetic | 400 | 400 | 277 V | True |  | 90.3 | [5 empty] | Federally-Regulated Consumer Product | 04/03/2017 |  | 02/12/2020
Eaton (formerly Cooper Industries) | Streetworks | OVY40P*P3D* | Horizontal | Pulse-start - magnetic | 400 | 400 | 277 V | True |  | 90.3 | [5 empty] | Federally-Regulated Consumer Product | 04/03/2017 |  | 02/12/2020
Eaton (formerly Cooper Industries) | Streetworks | OVY40P*V2D* | Horizontal | Pulse-start - magnetic | 400 | 400 | 277 V | True |  | 90.3 | [5 empty] | Federally-Regulated Consumer Product | 04/03/2017 |  | 02/12/2020
Eaton (formerly Cooper Industries) | Streetworks | OVY40P*V3D* | Horizontal | Pulse-start - magnetic | 400 | 400 | 277 V | True |  | 90.3 | [5 empty] | Federally-Regulated Consumer Product | 04/03/2017 |  | 02/12/2020
Eaton (formerly Cooper Industries) | Streetworks | OVY40P*N2D* | Horizontal | Pulse-start - magnetic | 400 | 400 | 277 V | True |  | 90.3 | [5 empty] | Federally-Regulated Consumer Product | 04/03/2017 |  | 02/12/2020
Eaton (formerly Cooper Industries) | Streetworks | OVY40P*N3D* | Horizontal | Pulse-start - magnetic | 400 | 400 | 277 V | True |  | 90.3 | [5 empty] | Federally-Regulated Consumer Product | 04/03/2017 |  | 02/12/2020
Eaton (formerly Cooper Industries) | Streetworks | OVY24P*22D* | Horizontal | Pulse-start - magnetic | 250 | 250 | 277 V | True |  | 88.8 | [5 empty] | Federally-Regulated Consumer Product | 04/03/2017 |  | 02/12/2020
Eaton (formerly Cooper Industries) | Streetworks | OVY24P*23D* | Horizontal | Pulse-start - magnetic | 250 | 250 | 277 V | True |  | 88.8 | [5 empty] | Federally-Regulated Consumer Product | 04/03/2017 |  | 02/12/2020
Eaton (formerly Cooper Industries) | Streetworks | OVY24P*02D* | Horizontal | Pulse-start - magnetic | 250 | 250 | 277 V | True |  | 88.8 | [5 empty] | Federally-Regulated Consumer Product | 04/03/2017 |  | 02/12/2020
Eaton (formerly Cooper Industries) | Streetworks | OVY24P*03D* | Horizontal | Pulse-start - magnetic | 250 | 250 | 277 V | True |  | 88.8 | [5 empty] | Federally-Regulated Consumer Product | 04/03/2017 |  | 02/12/2020
Eaton (formerly Cooper Industries) | Streetworks | OVY24P*42D* | Horizontal | Pulse-start - magnetic | 250 | 250 | 277 V | True |  | 88.8 | [5 empty] | Federally-Regulated Consumer Product | 04/03/2017 |  | 02/12/2020
Eaton (formerly Cooper Industries) | Streetworks | OVY24P*43D* | Horizontal | Pulse-start - magnetic | 250 | 250 | 277 V | True |  | 88.8 | [5 empty] | Federally-Regulated Consumer Product | 04/03/2017 |  | 02/12/2020
Eaton (formerly Cooper Industries) | Streetworks | OVY24P*72D* | Horizontal | Pulse-start - magnetic | 250 | 250 | 277 V | True |  | 88.8 | [5 empty] | Federally-Regulated Consumer Product | 04/03/2017 |  | 02/12/2020
Eaton (formerly Cooper Industries) | Streetworks | OVY24P*73D* | Horizontal | Pulse-start - magnetic | 250 | 250 | 277 V | True |  | 88.8 | [5 empty] | Federally-Regulated Consumer Product | 04/03/2017 |  | 02/12/2020
Eaton (formerly Cooper Industries) | Streetworks | OVY24P*82D* | Horizontal | Pulse-start - magnetic | 250 | 250 | 480 V | True |  | 88.8 | [5 empty] | Federally-Regulated Consumer Product | 04/03/2017 |  | 02/12/2020
Eaton (formerly Cooper Industries) | Streetworks | OVY24P*83D* | Horizontal | Pulse-start - magnetic | 250 | 250 | 480 V | True |  | 88.8 | [5 empty] | Federally-Regulated Consumer Product | 04/03/2017 |  | 02/12/2020
Eaton (formerly Cooper Industries) | Streetworks | OVY24P*92D* | Horizontal | Pulse-start - magnetic | 250 | 250 | 277 V | True |  | 88.8 | [5 empty] | Federally-Regulated Consumer Product | 04/03/2017 |  | 02/12/2020
Eaton (formerly Cooper Industries) | Streetworks | OVY24P*93D* | Horizontal | Pulse-start - magnetic | 250 | 250 | 277 V | True |  | 88.8 | [5 empty] | Federally-Regulated Consumer Product | 04/03/2017 |  | 02/12/2020
Eaton (formerly Cooper Industries) | Streetworks | OVY24P*F2D* | Horizontal | Pulse-start - magnetic | 250 | 250 | 277 V | True |  | 88.8 | [5 empty] | Federally-Regulated Consumer Product | 04/03/2017 |  | 02/12/2020
Eaton (formerly Cooper Industries) | Streetworks | OVY24P*F3D* | Horizontal | Pulse-start - magnetic | 250 | 250 | 277 V | True |  | 88.8 | [5 empty] | Federally-Regulated Consumer Product | 04/03/2017 |  | 02/12/2020
Eaton (formerly Cooper Industries) | Streetworks | OVY24P*W2D* | Horizontal | Pulse-start - magnetic | 250 | 250 | 277 V | True |  | 88.8 | [5 empty] | Federally-Regulated Consumer Product | 04/03/2017 |  | 02/12/2020
Eaton (formerly Cooper Industries) | Streetworks | OVY24P*W3D* | Horizontal | Pulse-start - magnetic | 250 | 250 | 277 V | True |  | 88.8 | [5 empty] | Federally-Regulated Consumer Product | 04/03/2017 |  | 02/12/2020
Eaton (formerly Cooper Industries) | Streetworks | OVY24P*P2D* | Horizontal | Pulse-start - magnetic | 250 | 250 | 277 V | True |  | 88.8 | [5 empty] | Federally-Regulated Consumer Product | 04/03/2017 |  | 02/12/2020
Eaton (formerly Cooper Industries) | Streetworks | OVY24P*P3D* | Horizontal | Pulse-start - magnetic | 250 | 250 | 277 V | True |  | 88.8 | [5 empty] | Federally-Regulated Consumer Product | 04/03/2017 |  | 02/12/2020
Eaton (formerly Cooper Industries) | Streetworks | OVY24P*V2D* | Horizontal | Pulse-start - magnetic | 250 | 250 | 277 V | True |  | 88.8 | [5 empty] | Federally-Regulated Consumer Product | 04/03/2017 |  | 02/12/2020
Eaton (formerly Cooper Industries) | Streetworks | OVY24P*V3D* | Horizontal | Pulse-start - magnetic | 250 | 250 | 277 V | True |  | 88.8 | [5 empty] | Federally-Regulated Consumer Product | 04/03/2017 |  | 02/12/2020
Eaton (formerly Cooper Industries) | Streetworks | OVY24P*N2D* | Horizontal | Pulse-start - magnetic | 250 | 250 | 277 V | True |  | 88.8 | [5 empty] | Federally-Regulated Consumer Product | 04/03/2017 |  | 02/12/2020
Eaton (formerly Cooper Industries) | Streetworks | OVY24P*N3D* | Horizontal | Pulse-start - magnetic | 250 | 250 | 277 V | True |  | 88.8 | [5 empty] | Federally-Regulated Consumer Product | 04/03/2017 |  | 02/12/2020
Eaton (formerly Cooper Industries) | Streetworks | OVY42P*22D* | Horizontal | Pulse-start - magnetic | 400 | 400 | 277 V | True |  | 90.3 | [5 empty] | Federally-Regulated Consumer Product | 04/03/2017 |  | 02/12/2020
Eaton (formerly Cooper Industries) | Streetworks | OVY42P*23D* | Horizontal | Pulse-start - magnetic | 400 | 400 | 277 V | True |  | 90.3 | [5 empty] | Federally-Regulated Consumer Product | 04/03/2017 |  | 02/12/2020
Eaton (formerly Cooper Industries) | Streetworks | OVY42P*02D* | Horizontal | Pulse-start - magnetic | 400 | 400 | 277 V | True |  | 90.3 | [5 empty] | Federally-Regulated Consumer Product | 04/03/2017 |  | 02/12/2020
Eaton (formerly Cooper Industries) | Streetworks | OVY42P*03D* | Horizontal | Pulse-start - magnetic | 400 | 400 | 277 V | True |  | 90.3 | [5 empty] | Federally-Regulated Consumer Product | 04/03/2017 |  | 02/12/2020
Eaton (formerly Cooper Industries) | Streetworks | OVY42P*42D* | Horizontal | Pulse-start - magnetic | 400 | 400 | 277 V | True |  | 90.3 | [5 empty] | Federally-Regulated Consumer Product | 04/03/2017 |  | 02/12/2020
Eaton (formerly Cooper Industries) | Streetworks | OVY42P*43D* | Horizontal | Pulse-start - magnetic | 400 | 400 | 277 V | True |  | 90.3 | [5 empty] | Federally-Regulated Consumer Product | 04/03/2017 |  | 02/12/2020
Eaton (formerly Cooper Industries) | Streetworks | OVY42P*72D* | Horizontal | Pulse-start - magnetic | 400 | 400 | 277 V | True |  | 90.3 | [5 empty] | Federally-Regulated Consumer Product | 04/03/2017 |  | 02/12/2020
Eaton (formerly Cooper Industries) | Streetworks | OVY42P*73D* | Horizontal | Pulse-start - magnetic | 400 | 400 | 277 V | True |  | 90.3 | [5 empty] | Federally-Regulated Consumer Product | 04/03/2017 |  | 02/12/2020
Eaton (formerly Cooper Industries) | Streetworks | OVY42P*82D* | Horizontal | Pulse-start - magnetic | 400 | 400 | 480 V | True |  | 89.3 | [5 empty] | Federally-Regulated Consumer Product | 04/03/2017 |  | 02/12/2020
Eaton (formerly Cooper Industries) | Streetworks | OVY42P*83D* | Horizontal | Pulse-start - magnetic | 400 | 400 | 480 V | True |  | 89.3 | [5 empty] | Federally-Regulated Consumer Product | 04/03/2017 |  | 02/12/2020
Eaton (formerly Cooper Industries) | Streetworks | OVY42P*92D* | Horizontal | Pulse-start - magnetic | 400 | 400 | 277 V | True |  | 90.3 | [5 empty] | Federally-Regulated Consumer Product | 04/03/2017 |  | 02/12/2020
Eaton (formerly Cooper Industries) | Streetworks | OVY42P*93D* | Horizontal | Pulse-start - magnetic | 400 | 400 | 277 V | True |  | 90.3 | [5 empty] | Federally-Regulated Consumer Product | 04/03/2017 |  | 02/12/2020
Eaton (formerly Cooper Industries) | Streetworks | OVY42P*F2D* | Horizontal | Pulse-start - magnetic | 400 | 400 | 277 V | True |  | 90.3 | [5 empty] | Federally-Regulated Consumer Product | 04/03/2017 |  | 02/12/2020
Eaton (formerly Cooper Industries) | Streetworks | OVY42P*F3D* | Horizontal | Pulse-start - magnetic | 400 | 400 | 277 V | True |  | 90.3 | [5 empty] | Federally-Regulated Consumer Product | 04/03/2017 |  | 02/12/2020
Eaton (formerly Cooper Industries) | Streetworks | OVY42P*W2D* | Horizontal | Pulse-start - magnetic | 400 | 400 | 277 V | True |  | 90.3 | [5 empty] | Federally-Regulated Consumer Product | 04/03/2017 |  | 02/12/2020
Eaton (formerly Cooper Industries) | Streetworks | OVY42P*W3D* | Horizontal | Pulse-start - magnetic | 400 | 400 | 277 V | True |  | 90.3 | [5 empty] | Federally-Regulated Consumer Product | 04/03/2017 |  | 02/12/2020
Eaton (formerly Cooper Industries) | Streetworks | OVY42P*P2D* | Horizontal | Pulse-start - magnetic | 400 | 400 | 277 V | True |  | 90.3 | [5 empty] | Federally-Regulated Consumer Product | 04/03/2017 |  | 02/12/2020
Eaton (formerly Cooper Industries) | Streetworks | OVY42P*P3D* | Horizontal | Pulse-start - magnetic | 400 | 400 | 277 V | True |  | 90.3 | [5 empty] | Federally-Regulated Consumer Product | 04/03/2017 |  | 02/12/2020
Eaton (formerly Cooper Industries) | Streetworks | OVY42P*V2D* | Horizontal | Pulse-start - magnetic | 400 | 400 | 277 V | True |  | 90.3 | [5 empty] | Federally-Regulated Consumer Product | 04/03/2017 |  | 02/12/2020
Eaton (formerly Cooper Industries) | Streetworks | OVY42P*V3D* | Horizontal | Pulse-start - magnetic | 400 | 400 | 277 V | True |  | 90.3 | [5 empty] | Federally-Regulated Consumer Product | 04/03/2017 |  | 02/12/2020
Eaton (formerly Cooper Industries) | Streetworks | OVY42P*N2D* | Horizontal | Pulse-start - magnetic | 400 | 400 | 277 V | True |  | 90.3 | [5 empty] | Federally-Regulated Consumer Product | 04/03/2017 |  | 02/12/2020
Eaton (formerly Cooper Industries) | Streetworks | OVY42P*N3D* | Horizontal | Pulse-start - magnetic | 400 | 400 | 277 V | True |  | 90.3 | [5 empty] | Federally-Regulated Consumer Product | 04/03/2017 |  | 02/12/2020
Eaton (formerly Cooper Industries) | Streetworks | OVF25P*22D* | Horizontal | Pulse-start - magnetic | 250 | 250 | 277 V | True |  | 88.8 | [5 empty] | Federally-Regulated Consumer Product | 04/03/2017 |  | 02/12/2020
Eaton (formerly Cooper Industries) | Streetworks | OVF25P*23D* | Horizontal | Pulse-start - magnetic | 250 | 250 | 277 V | True |  | 88.8 | [5 empty] | Federally-Regulated Consumer Product | 04/03/2017 |  | 02/12/2020
Eaton (formerly Cooper Industries) | Streetworks | OVF25P*02D* | Horizontal | Pulse-start - magnetic | 250 | 250 | 277 V | True |  | 88.8 | [5 empty] | Federally-Regulated Consumer Product | 04/03/2017 |  | 02/12/2020
Eaton (formerly Cooper Industries) | Streetworks | OVF25P*03D* | Horizontal | Pulse-start - magnetic | 250 | 250 | 277 V | True |  | 88.8 | [5 empty] | Federally-Regulated Consumer Product | 04/03/2017 |  | 02/12/2020
Eaton (formerly Cooper Industries) | Streetworks | OVF25P*42D* | Horizontal | Pulse-start - magnetic | 250 | 250 | 277 V | True |  | 88.8 | [5 empty] | Federally-Regulated Consumer Product | 04/03/2017 |  | 02/12/2020
Eaton (formerly Cooper Industries) | Streetworks | OVF25P*43D* | Horizontal | Pulse-start - magnetic | 250 | 250 | 277 V | True |  | 88.8 | [5 empty] | Federally-Regulated Consumer Product | 04/03/2017 |  | 02/12/2020
Eaton (formerly Cooper Industries) | Streetworks | OVF25P*72D* | Horizontal | Pulse-start - magnetic | 250 | 250 | 277 V | True |  | 88.8 | [5 empty] | Federally-Regulated Consumer Product | 04/03/2017 |  | 02/12/2020
Eaton (formerly Cooper Industries) | Streetworks | OVF25P*73D* | Horizontal | Pulse-start - magnetic | 250 | 250 | 277 V | True |  | 88.8 | [5 empty] | Federally-Regulated Consumer Product | 04/03/2017 |  | 02/12/2020
Eaton (formerly Cooper Industries) | Streetworks | OVF25P*82D* | Horizontal | Pulse-start - magnetic | 250 | 250 | 480 V | True |  | 88 | [5 empty] | Federally-Regulated Consumer Product | 04/03/2017 |  | 02/12/2020
Eaton (formerly Cooper Industries) | Streetworks | OVF25P*83D* | Horizontal | Pulse-start - magnetic | 250 | 250 | 480 V | True |  | 88 | [5 empty] | Federally-Regulated Consumer Product | 04/03/2017 |  | 02/12/2020
Eaton (formerly Cooper Industries) | Streetworks | OVF25P*92D* | Horizontal | Pulse-start - magnetic | 250 | 250 | 277 V | True |  | 88 | [5 empty] | Federally-Regulated Consumer Product | 04/03/2017 |  | 02/12/2020
Eaton (formerly Cooper Industries) | Streetworks | OVF25P*93D* | Horizontal | Pulse-start - magnetic | 250 | 250 | 277 V | True |  | 88.8 | [5 empty] | Federally-Regulated Consumer Product | 04/03/2017 |  | 02/12/2020
Eaton (formerly Cooper Industries) | Streetworks | OVF25P*F2D* | Horizontal | Pulse-start - magnetic | 250 | 250 | 277 V | True |  | 88.8 | [5 empty] | Federally-Regulated Consumer Product | 04/03/2017 |  | 02/12/2020
Eaton (formerly Cooper Industries) | Streetworks | OVF25P*F3D* | Horizontal | Pulse-start - magnetic | 250 | 250 | 277 V | True |  | 88.8 | [5 empty] | Federally-Regulated Consumer Product | 04/03/2017 |  | 02/12/2020
Eaton (formerly Cooper Industries) | Streetworks | OVF25P*W2D* | Horizontal | Pulse-start - magnetic | 250 | 250 | 277 V | True |  | 88.8 | [5 empty] | Federally-Regulated Consumer Product | 04/03/2017 |  | 02/12/2020
Eaton (formerly Cooper Industries) | Streetworks | OVF25P*W3D* | Horizontal | Pulse-start - magnetic | 250 | 250 | 277 V | True |  | 88.8 | [5 empty] | Federally-Regulated Consumer Product | 04/03/2017 |  | 02/12/2020
Eaton (formerly Cooper Industries) | Streetworks | OVF25P*P2D* | Horizontal | Pulse-start - magnetic | 250 | 250 | 277 V | True |  | 88.8 | [5 empty] | Federally-Regulated Consumer Product | 04/03/2017 |  | 02/12/2020
Eaton (formerly Cooper Industries) | Streetworks | OVF25P*P3D* | Horizontal | Pulse-start - magnetic | 250 | 250 | 277 V | True |  | 88.8 | [5 empty] | Federally-Regulated Consumer Product | 04/03/2017 |  | 02/12/2020
Eaton (formerly Cooper Industries) | Streetworks | OVF25P*V2D* | Horizontal | Pulse-start - magnetic | 250 | 250 | 277 V | True |  | 88.8 | [5 empty] | Federally-Regulated Consumer Product | 04/03/2017 |  | 02/12/2020
Eaton (formerly Cooper Industries) | Streetworks | OVF25P*V3D* | Horizontal | Pulse-start - magnetic | 250 | 250 | 277 V | True |  | 88.8 | [5 empty] | Federally-Regulated Consumer Product | 04/03/2017 |  | 02/12/2020
Eaton (formerly Cooper Industries) | Streetworks | OVF25P*N2D* | Horizontal | Pulse-start - magnetic | 250 | 250 | 277 V | True |  | 88.8 | [5 empty] | Federally-Regulated Consumer Product | 04/03/2017 |  | 02/12/2020
Eaton (formerly Cooper Industries) | Streetworks | OVF25P*N3D* | Horizontal | Pulse-start - magnetic | 250 | 250 | 277 V | True |  | 88.8 | [5 empty] | Federally-Regulated Consumer Product | 04/03/2017 |  | 02/12/2020
Eaton (formerly Cooper Industries) | Streetworks | OVF32P*22D* | Horizontal | Pulse-start - magnetic | 320 | 320 | 277 V | True |  | 89.6 | [5 empty] | Federally-Regulated Consumer Product | 04/03/2017 |  | 02/12/2020
Eaton (formerly Cooper Industries) | Streetworks | OVF32P*23D* | Horizontal | Pulse-start - magnetic | 320 | 320 | 277 V | True |  | 89.6 | [5 empty] | Federally-Regulated Consumer Product | 04/03/2017 |  | 02/12/2020
Eaton (formerly Cooper Industries) | Streetworks | OVF32P*02D* | Horizontal | Pulse-start - magnetic | 320 | 320 | 277 V | True |  | 89.6 | [5 empty] | Federally-Regulated Consumer Product | 04/03/2017 |  | 02/12/2020
Eaton (formerly Cooper Industries) | Streetworks | OVF32P*03D* | Horizontal | Pulse-start - magnetic | 320 | 320 | 277 V | True |  | 89.6 | [5 empty] | Federally-Regulated Consumer Product | 04/03/2017 |  | 02/12/2020
Eaton (formerly Cooper Industries) | Streetworks | OVF32P*42D* | Horizontal | Pulse-start - magnetic | 320 | 320 | 277 V | True |  | 89.6 | [5 empty] | Federally-Regulated Consumer Product | 04/03/2017 |  | 02/12/2020
Eaton (formerly Cooper Industries) | Streetworks | OVF32P*43D* | Horizontal | Pulse-start - magnetic | 320 | 320 | 277 V | True |  | 89.6 | [5 empty] | Federally-Regulated Consumer Product | 04/03/2017 |  | 02/12/2020
Eaton (formerly Cooper Industries) | Streetworks | OVF32P*72D* | Horizontal | Pulse-start - magnetic | 320 | 320 | 277 V | True |  | 89.6 | [5 empty] | Federally-Regulated Consumer Product | 04/03/2017 |  | 02/12/2020
Eaton (formerly Cooper Industries) | Streetworks | OVF32P*73D* | Horizontal | Pulse-start - magnetic | 320 | 320 | 277 V | True |  | 89.6 | [5 empty] | Federally-Regulated Consumer Product | 04/03/2017 |  | 02/12/2020
Eaton (formerly Cooper Industries) | Streetworks | OVF32P*82D* | Horizontal | Pulse-start - magnetic | 320 | 320 | 480 V | True |  | 88.6 | [5 empty] | Federally-Regulated Consumer Product | 04/03/2017 |  | 02/12/2020
Eaton (formerly Cooper Industries) | Streetworks | OVF32P*83D* | Horizontal | Pulse-start - magnetic | 320 | 320 | 480 V | True |  | 88.6 | [5 empty] | Federally-Regulated Consumer Product | 04/03/2017 |  | 02/12/2020
Eaton (formerly Cooper Industries) | Streetworks | OVF32P*92D* | Horizontal | Pulse-start - magnetic | 320 | 320 | 277 V | True |  | 89.6 | [5 empty] | Federally-Regulated Consumer Product | 04/03/2017 |  | 02/12/2020
Eaton (formerly Cooper Industries) | Streetworks | OVF32P*93D* | Horizontal | Pulse-start - magnetic | 320 | 320 | 277 V | True |  | 89.6 | [5 empty] | Federally-Regulated Consumer Product | 04/03/2017 |  | 02/12/2020
Eaton (formerly Cooper Industries) | Streetworks | OVF32P*F2D* | Horizontal | Pulse-start - magnetic | 320 | 320 | 277 V | True |  | 89.6 | [5 empty] | Federally-Regulated Consumer Product | 04/03/2017 |  | 02/12/2020
Eaton (formerly Cooper Industries) | Streetworks | OVF32P*F3D* | Horizontal | Pulse-start - magnetic | 320 | 320 | 277 V | True |  | 89.6 | [5 empty] | Federally-Regulated Consumer Product | 04/03/2017 |  | 02/12/2020
Eaton (formerly Cooper Industries) | Streetworks | OVF32P*W2D* | Horizontal | Pulse-start - magnetic | 320 | 320 | 277 V | True |  | 89.6 | [5 empty] | Federally-Regulated Consumer Product | 04/03/2017 |  | 02/12/2020
Eaton (formerly Cooper Industries) | Streetworks | OVF32P*W3D* | Horizontal | Pulse-start - magnetic | 320 | 320 | 277 V | True |  | 89.6 | [5 empty] | Federally-Regulated Consumer Product | 04/03/2017 |  | 02/12/2020
Eaton (formerly Cooper Industries) | Streetworks | OVF32P*P2D* | Horizontal | Pulse-start - magnetic | 320 | 320 | 277 V | True |  | 89.6 | [5 empty] | Federally-Regulated Consumer Product | 04/03/2017 |  | 02/12/2020
Eaton (formerly Cooper Industries) | Streetworks | OVF32P*P3D* | Horizontal | Pulse-start - magnetic | 320 | 320 | 277 V | True |  | 89.6 | [5 empty] | Federally-Regulated Consumer Product | 04/03/2017 |  | 02/12/2020
Eaton (formerly Cooper Industries) | Streetworks | OVF32P*V2D* | Horizontal | Pulse-start - magnetic | 320 | 320 | 277 V | True |  | 89.6 | [5 empty] | Federally-Regulated Consumer Product | 04/03/2017 |  | 02/12/2020
Eaton (formerly Cooper Industries) | Streetworks | OVF32P*V3D* | Horizontal | Pulse-start - magnetic | 320 | 320 | 277 V | True |  | 89.6 | [5 empty] | Federally-Regulated Consumer Product | 04/03/2017 |  | 02/12/2020
Eaton (formerly Cooper Industries) | Streetworks | OVF32P*N2D* | Horizontal | Pulse-start - magnetic | 320 | 320 | 277 V | True |  | 89.6 | [5 empty] | Federally-Regulated Consumer Product | 04/03/2017 |  | 02/12/2020
Eaton (formerly Cooper Industries) | Streetworks | OVF32P*N3D* | Horizontal | Pulse-start - magnetic | 320 | 320 | 277 V | True |  | 89.6 | [5 empty] | Federally-Regulated Consumer Product | 04/03/2017 |  | 02/12/2020
Eaton (formerly Cooper Industries) | Streetworks | OVF35P*22D* | Horizontal | Pulse-start - magnetic | 350 | 350 | 277 V | True |  | 89.9 | [5 empty] | Federally-Regulated Consumer Product | 04/03/2017 |  | 02/12/2020
Eaton (formerly Cooper Industries) | Streetworks | OVF35P*23D* | Horizontal | Pulse-start - magnetic | 350 | 350 | 277 V | True |  | 89.9 | [5 empty] | Federally-Regulated Consumer Product | 04/03/2017 |  | 02/12/2020
Eaton (formerly Cooper Industries) | Streetworks | OVF35P*02D* | Horizontal | Pulse-start - magnetic | 350 | 350 | 277 V | True |  | 89.9 | [5 empty] | Federally-Regulated Consumer Product | 04/03/2017 |  | 02/12/2020
Eaton (formerly Cooper Industries) | Streetworks | OVF35P*03D* | Horizontal | Pulse-start - magnetic | 350 | 350 | 277 V | True |  | 89.9 | [5 empty] | Federally-Regulated Consumer Product | 04/03/2017 |  | 02/12/2020
Eaton (formerly Cooper Industries) | Streetworks | OVF35P*42D* | Horizontal | Pulse-start - magnetic | 350 | 350 | 277 V | True |  | 89.9 | [5 empty] | Federally-Regulated Consumer Product | 04/03/2017 |  | 02/12/2020
Eaton (formerly Cooper Industries) | Streetworks | OVF35P*43D* | Horizontal | Pulse-start - magnetic | 350 | 350 | 277 V | True |  | 89.9 | [5 empty] | Federally-Regulated Consumer Product | 04/03/2017 |  | 02/12/2020
Eaton (formerly Cooper Industries) | Streetworks | OVF35P*72D* | Horizontal | Pulse-start - magnetic | 350 | 350 | 277 V | True |  | 89.9 | [5 empty] | Federally-Regulated Consumer Product | 04/03/2017 |  | 02/12/2020
Eaton (formerly Cooper Industries) | Streetworks | OVF35P*73D* | Horizontal | Pulse-start - magnetic | 350 | 350 | 277 V | True |  | 89.9 | [5 empty] | Federally-Regulated Consumer Product | 04/03/2017 |  | 02/12/2020
Eaton (formerly Cooper Industries) | Streetworks | OVF35P*82D* | Horizontal | Pulse-start - magnetic | 350 | 350 | 480 V | True |  | 88.9 | [5 empty] | Federally-Regulated Consumer Product | 04/03/2017 |  | 02/12/2020
Eaton (formerly Cooper Industries) | Streetworks | OVF35P*83D* | Horizontal | Pulse-start - magnetic | 350 | 350 | 480 V | True |  | 88.9 | [5 empty] | Federally-Regulated Consumer Product | 04/03/2017 |  | 02/12/2020
Eaton (formerly Cooper Industries) | Streetworks | OVF35P*92D* | Horizontal | Pulse-start - magnetic | 350 | 350 | 277 V | True |  | 89.9 | [5 empty] | Federally-Regulated Consumer Product | 04/03/2017 |  | 02/12/2020
Eaton (formerly Cooper Industries) | Streetworks | OVF35P*93D* | Horizontal | Pulse-start - magnetic | 350 | 350 | 277 V | True |  | 89.9 | [5 empty] | Federally-Regulated Consumer Product | 04/03/2017 |  | 02/12/2020
Eaton (formerly Cooper Industries) | Streetworks | OVF35P*F2D* | Horizontal | Pulse-start - magnetic | 350 | 350 | 277 V | True |  | 89.9 | [5 empty] | Federally-Regulated Consumer Product | 04/03/2017 |  | 02/12/2020
Eaton (formerly Cooper Industries) | Streetworks | OVF35P*F3D* | Horizontal | Pulse-start - magnetic | 350 | 350 | 277 V | True |  | 89.9 | [5 empty] | Federally-Regulated Consumer Product | 04/03/2017 |  | 02/12/2020
Eaton (formerly Cooper Industries) | Streetworks | OVF35P*W2D* | Horizontal | Pulse-start - magnetic | 350 | 350 | 277 V | True |  | 89.9 | [5 empty] | Federally-Regulated Consumer Product | 04/03/2017 |  | 02/12/2020
Eaton (formerly Cooper Industries) | Streetworks | OVF35P*W3D* | Horizontal | Pulse-start - magnetic | 350 | 350 | 277 V | True |  | 89.9 | [5 empty] | Federally-Regulated Consumer Product | 04/03/2017 |  | 02/12/2020
Eaton (formerly Cooper Industries) | Streetworks | OVF35P*P2D* | Horizontal | Pulse-start - magnetic | 350 | 350 | 277 V | True |  | 89.9 | [5 empty] | Federally-Regulated Consumer Product | 04/03/2017 |  | 02/12/2020
Eaton (formerly Cooper Industries) | Streetworks | OVF35P*P3D* | Horizontal | Pulse-start - magnetic | 350 | 350 | 277 V | True |  | 89.9 | [5 empty] | Federally-Regulated Consumer Product | 04/03/2017 |  | 02/12/2020
Eaton (formerly Cooper Industries) | Streetworks | OVF35P*V2D* | Horizontal | Pulse-start - magnetic | 350 | 350 | 277 V | True |  | 89.9 | [5 empty] | Federally-Regulated Consumer Product | 04/03/2017 |  | 02/12/2020
Eaton (formerly Cooper Industries) | Streetworks | OVF35P*V3D* | Horizontal | Pulse-start - magnetic | 350 | 350 | 277 V | True |  | 89.9 | [5 empty] | Federally-Regulated Consumer Product | 04/03/2017 |  | 02/12/2020
Eaton (formerly Cooper Industries) | Streetworks | OVF35P*N2D* | Horizontal | Pulse-start - magnetic | 350 | 350 | 277 V | True |  | 89.9 | [5 empty] | Federally-Regulated Consumer Product | 04/03/2017 |  | 02/12/2020
Eaton (formerly Cooper Industries) | Streetworks | OVF35P*N3D* | Horizontal | Pulse-start - magnetic | 350 | 350 | 277 V | True |  | 89.9 | [5 empty] | Federally-Regulated Consumer Product | 04/03/2017 |  | 02/12/2020
Eaton (formerly Cooper Industries) | Streetworks | OVF40P*22D* | Horizontal | Pulse-start - magnetic | 400 | 400 | 277 V | True |  | 90.3 | [5 empty] | Federally-Regulated Consumer Product | 04/03/2017 |  | 02/12/2020
Eaton (formerly Cooper Industries) | Streetworks | OVF40P*23D* | Horizontal | Pulse-start - magnetic | 400 | 400 | 277 V | True |  | 90.3 | [5 empty] | Federally-Regulated Consumer Product | 04/03/2017 |  | 02/12/2020
Eaton (formerly Cooper Industries) | Streetworks | OVF40P*02D* | Horizontal | Pulse-start - magnetic | 400 | 400 | 277 V | True |  | 90.3 | [5 empty] | Federally-Regulated Consumer Product | 04/03/2017 |  | 02/12/2020
Eaton (formerly Cooper Industries) | Streetworks | OVF40P*03D* | Horizontal | Pulse-start - magnetic | 400 | 400 | 277 V | True |  | 90.3 | [5 empty] | Federally-Regulated Consumer Product | 04/03/2017 |  | 02/12/2020
Eaton (formerly Cooper Industries) | Streetworks | OVF40P*42D* | Horizontal | Pulse-start - magnetic | 400 | 400 | 277 V | True |  | 90.3 | [5 empty] | Federally-Regulated Consumer Product | 04/03/2017 |  | 02/12/2020
Eaton (formerly Cooper Industries) | Streetworks | OVF40P*43D* | Horizontal | Pulse-start - magnetic | 400 | 400 | 277 V | True |  | 90.3 | [5 empty] | Federally-Regulated Consumer Product | 04/03/2017 |  | 02/12/2020
Eaton (formerly Cooper Industries) | Streetworks | OVF40P*72D* | Horizontal | Pulse-start - magnetic | 400 | 400 | 277 V | True |  | 90.3 | [5 empty] | Federally-Regulated Consumer Product | 04/03/2017 |  | 02/12/2020
Eaton (formerly Cooper Industries) | Streetworks | OVF40P*73D* | Horizontal | Pulse-start - magnetic | 400 | 400 | 277 V | True |  | 90.3 | [5 empty] | Federally-Regulated Consumer Product | 04/03/2017 |  | 02/12/2020
Eaton (formerly Cooper Industries) | Streetworks | OVF40P*82D* | Horizontal | Pulse-start - magnetic | 400 | 400 | 480 V | True |  | 89.3 | [5 empty] | Federally-Regulated Consumer Product | 04/03/2017 |  | 02/12/2020
Eaton (formerly Cooper Industries) | Streetworks | OVF40P*83D* | Horizontal | Pulse-start - magnetic | 400 | 400 | 480 V | True |  | 89.3 | [5 empty] | Federally-Regulated Consumer Product | 04/03/2017 |  | 02/12/2020
Eaton (formerly Cooper Industries) | Streetworks | OVF40P*92D* | Horizontal | Pulse-start - magnetic | 400 | 400 | 277 V | True |  | 90.3 | [5 empty] | Federally-Regulated Consumer Product | 04/03/2017 |  | 02/12/2020
Eaton (formerly Cooper Industries) | Streetworks | OVF40P*93D* | Horizontal | Pulse-start - magnetic | 400 | 400 | 277 V | True |  | 90.3 | [5 empty] | Federally-Regulated Consumer Product | 04/03/2017 |  | 02/12/2020
Eaton (formerly Cooper Industries) | Streetworks | OVF40P*F2D* | Horizontal | Pulse-start - magnetic | 400 | 400 | 277 V | True |  | 90.3 | [5 empty] | Federally-Regulated Consumer Product | 04/03/2017 |  | 02/12/2020
Eaton (formerly Cooper Industries) | Streetworks | OVF40P*F3D* | Horizontal | Pulse-start - magnetic | 400 | 400 | 277 V | True |  | 90.3 | [5 empty] | Federally-Regulated Consumer Product | 04/03/2017 |  | 02/12/2020
Eaton (formerly Cooper Industries) | Streetworks | OVF40P*W2D* | Horizontal | Pulse-start - magnetic | 400 | 400 | 277 V | True |  | 90.3 | [5 empty] | Federally-Regulated Consumer Product | 04/03/2017 |  | 02/12/2020
Eaton (formerly Cooper Industries) | Streetworks | OVF40P*W3D* | Horizontal | Pulse-start - magnetic | 400 | 400 | 277 V | True |  | 90.3 | [5 empty] | Federally-Regulated Consumer Product | 04/03/2017 |  | 02/12/2020
Eaton (formerly Cooper Industries) | Streetworks | OVF40P*P2D* | Horizontal | Pulse-start - magnetic | 400 | 400 | 277 V | True |  | 90.3 | [5 empty] | Federally-Regulated Consumer Product | 04/03/2017 |  | 02/12/2020
Eaton (formerly Cooper Industries) | Streetworks | OVF40P*P3D* | Horizontal | Pulse-start - magnetic | 400 | 400 | 277 V | True |  | 90.3 | [5 empty] | Federally-Regulated Consumer Product | 04/03/2017 |  | 02/12/2020
Eaton (formerly Cooper Industries) | Streetworks | OVF40P*V2D* | Horizontal | Pulse-start - magnetic | 400 | 400 | 277 V | True |  | 90.3 | [5 empty] | Federally-Regulated Consumer Product | 04/03/2017 |  | 02/12/2020
Eaton (formerly Cooper Industries) | Streetworks | OVF40P*V3D* | Horizontal | Pulse-start - magnetic | 400 | 400 | 277 V | True |  | 90.3 | [5 empty] | Federally-Regulated Consumer Product | 04/03/2017 |  | 02/12/2020
Eaton (formerly Cooper Industries) | Streetworks | OVF40P*N2D* | Horizontal | Pulse-start - magnetic | 400 | 400 | 277 V | True |  | 90.3 | [5 empty] | Federally-Regulated Consumer Product | 04/03/2017 |  | 02/12/2020
Eaton (formerly Cooper Industries) | Streetworks | OVF40P*N3D* | Horizontal | Pulse-start - magnetic | 400 | 400 | 277 V | True |  | 90.3 | [5 empty] | Federally-Regulated Consumer Product | 04/03/2017 |  | 02/12/2020
Eaton (formerly Cooper Industries) | Streetworks | OVZ25P*22D* | Horizontal | Pulse-start - magnetic | 250 | 250 | 277 V | True |  | 88.8 | [5 empty] | Federally-Regulated Consumer Product | 04/03/2017 |  | 02/12/2020
Eaton (formerly Cooper Industries) | Streetworks | OVZ25P*22E* | Horizontal | Pulse-start - magnetic | 250 | 250 | 277 V | True |  | 88.8 | [5 empty] | Federally-Regulated Consumer Product | 04/03/2017 |  | 02/12/2020
Eaton (formerly Cooper Industries) | Streetworks | OVZ25P*23D* | Horizontal | Pulse-start - magnetic | 250 | 250 | 277 V | True |  | 88.8 | [5 empty] | Federally-Regulated Consumer Product | 04/03/2017 |  | 02/12/2020
Eaton (formerly Cooper Industries) | Streetworks | OVZ25P*23E* | Horizontal | Pulse-start - magnetic | 250 | 250 | 277 V | True |  | 88.8 | [5 empty] | Federally-Regulated Consumer Product | 04/03/2017 |  | 02/12/2020
Eaton (formerly Cooper Industries) | Streetworks | OVZ25P*02D* | Horizontal | Pulse-start - magnetic | 250 | 250 | 277 V | True |  | 88.8 | [5 empty] | Federally-Regulated Consumer Product | 04/03/2017 |  | 02/12/2020
Eaton (formerly Cooper Industries) | Streetworks | OVZ25P*02E* | Horizontal | Pulse-start - magnetic | 250 | 250 | 277 V | True |  | 88.8 | [5 empty] | Federally-Regulated Consumer Product | 04/03/2017 |  | 02/12/2020
Eaton (formerly Cooper Industries) | Streetworks | OVZ25P*03D* | Horizontal | Pulse-start - magnetic | 250 | 250 | 277 V | True |  | 88.8 | [5 empty] | Federally-Regulated Consumer Product | 04/03/2017 |  | 02/12/2020
Eaton (formerly Cooper Industries) | Streetworks | OVZ25P*03E* | Horizontal | Pulse-start - magnetic | 250 | 250 | 277 V | True |  | 88.8 | [5 empty] | Federally-Regulated Consumer Product | 04/03/2017 |  | 02/12/2020
Eaton (formerly Cooper Industries) | Streetworks | OVZ25P*42D* | Horizontal | Pulse-start - magnetic | 250 | 250 | 277 V | True |  | 88.8 | [5 empty] | Federally-Regulated Consumer Product | 04/03/2017 |  | 02/12/2020
Eaton (formerly Cooper Industries) | Streetworks | OVZ25P*42E* | Horizontal | Pulse-start - magnetic | 250 | 250 | 277 V | True |  | 88.8 | [5 empty] | Federally-Regulated Consumer Product | 04/03/2017 |  | 02/12/2020
Eaton (formerly Cooper Industries) | Streetworks | OVZ25P*43D* | Horizontal | Pulse-start - magnetic | 250 | 250 | 277 V | True |  | 88.8 | [5 empty] | Federally-Regulated Consumer Product | 04/03/2017 |  | 02/12/2020
Eaton (formerly Cooper Industries) | Streetworks | OVZ25P*43E* | Horizontal | Pulse-start - magnetic | 250 | 250 | 277 V | True |  | 88.8 | [5 empty] | Federally-Regulated Consumer Product | 04/03/2017 |  | 02/12/2020
Eaton (formerly Cooper Industries) | Streetworks | OVZ25P*72D* | Horizontal | Pulse-start - magnetic | 250 | 250 | 277 V | True |  | 88.8 | [5 empty] | Federally-Regulated Consumer Product | 04/03/2017 |  | 02/12/2020
Eaton (formerly Cooper Industries) | Streetworks | OVZ25P*72E* | Horizontal | Pulse-start - magnetic | 250 | 250 | 277 V | True |  | 88.8 | [5 empty] | Federally-Regulated Consumer Product | 04/03/2017 |  | 02/12/2020
Eaton (formerly Cooper Industries) | Streetworks | OVZ25P*73D* | Horizontal | Pulse-start - magnetic | 250 | 250 | 277 V | True |  | 88.8 | [5 empty] | Federally-Regulated Consumer Product | 04/03/2017 |  | 02/12/2020
Eaton (formerly Cooper Industries) | Streetworks | OVZ25P*73E* | Horizontal | Pulse-start - magnetic | 250 | 250 | 277 V | True |  | 88.8 | [5 empty] | Federally-Regulated Consumer Product | 04/03/2017 |  | 02/12/2020
Eaton (formerly Cooper Industries) | Streetworks | OVZ25P*82D* | Horizontal | Pulse-start - magnetic | 250 | 250 | 480 V | True |  | 88 | [5 empty] | Federally-Regulated Consumer Product | 04/03/2017 |  | 02/12/2020
Eaton (formerly Cooper Industries) | Streetworks | OVZ25P*82E* | Horizontal | Pulse-start - magnetic | 250 | 250 | 480 V | True |  | 88 | [5 empty] | Federally-Regulated Consumer Product | 04/03/2017 |  | 02/12/2020
Eaton (formerly Cooper Industries) | Streetworks | OVZ25P*83D* | Horizontal | Pulse-start - magnetic | 250 | 250 | 480 V | True |  | 88 | [5 empty] | Federally-Regulated Consumer Product | 04/03/2017 |  | 02/12/2020
Eaton (formerly Cooper Industries) | Streetworks | OVZ25P*83E* | Horizontal | Pulse-start - magnetic | 250 | 250 | 480 V | True |  | 88 | [5 empty] | Federally-Regulated Consumer Product | 04/03/2017 |  | 02/12/2020
Eaton (formerly Cooper Industries) | Streetworks | OVZ25P*92D* | Horizontal | Pulse-start - magnetic | 250 | 250 | 277 V | True |  | 88.8 | [5 empty] | Federally-Regulated Consumer Product | 04/03/2017 |  | 02/12/2020
Eaton (formerly Cooper Industries) | Streetworks | OVZ25P*92E* | Horizontal | Pulse-start - magnetic | 250 | 250 | 277 V | True |  | 88.8 | [5 empty] | Federally-Regulated Consumer Product | 04/03/2017 |  | 02/12/2020
Eaton (formerly Cooper Industries) | Streetworks | OVZ25P*93D* | Horizontal | Pulse-start - magnetic | 250 | 250 | 277 V | True |  | 88.8 | [5 empty] | Federally-Regulated Consumer Product | 04/03/2017 |  | 02/12/2020
Eaton (formerly Cooper Industries) | Streetworks | OVZ25P*93E* | Horizontal | Pulse-start - magnetic | 250 | 250 | 277 V | True |  | 88.8 | [5 empty] | Federally-Regulated Consumer Product | 04/03/2017 |  | 02/12/2020
Eaton (formerly Cooper Industries) | Streetworks | OVZ25P*F2D* | Horizontal | Pulse-start - magnetic | 250 | 250 | 277 V | True |  | 88.8 | [5 empty] | Federally-Regulated Consumer Product | 04/03/2017 |  | 02/12/2020
Eaton (formerly Cooper Industries) | Streetworks | OVZ25P*F2E* | Horizontal | Pulse-start - magnetic | 250 | 250 | 277 V | True |  | 88.8 | [5 empty] | Federally-Regulated Consumer Product | 04/03/2017 |  | 02/12/2020
Eaton (formerly Cooper Industries) | Streetworks | OVZ25P*F3D* | Horizontal | Pulse-start - magnetic | 250 | 250 | 277 V | True |  | 88.8 | [5 empty] | Federally-Regulated Consumer Product | 04/03/2017 |  | 02/12/2020
Eaton (formerly Cooper Industries) | Streetworks | OVZ25P*F3E* | Horizontal | Pulse-start - magnetic | 250 | 250 | 277 V | True |  | 88.8 | [5 empty] | Federally-Regulated Consumer Product | 04/03/2017 |  | 02/12/2020
Eaton (formerly Cooper Industries) | Streetworks | OVZ25P*W2D* | Horizontal | Pulse-start - magnetic | 250 | 250 | 277 V | True |  | 88.8 | [5 empty] | Federally-Regulated Consumer Product | 04/03/2017 |  | 02/12/2020
Eaton (formerly Cooper Industries) | Streetworks | OVZ25P*W2E* | Horizontal | Pulse-start - magnetic | 250 | 250 | 277 V | True |  | 88.8 | [5 empty] | Federally-Regulated Consumer Product | 04/03/2017 |  | 02/12/2020
Eaton (formerly Cooper Industries) | Streetworks | OVZ25P*W3D* | Horizontal | Pulse-start - magnetic | 250 | 250 | 277 V | True |  | 88.8 | [5 empty] | Federally-Regulated Consumer Product | 04/03/2017 |  | 02/12/2020
Eaton (formerly Cooper Industries) | Streetworks | OVZ25P*W3E* | Horizontal | Pulse-start - magnetic | 250 | 250 | 277 V | True |  | 88.8 | [5 empty] | Federally-Regulated Consumer Product | 04/03/2017 |  | 02/12/2020
Eaton (formerly Cooper Industries) | Streetworks | OVZ25P*P2D* | Horizontal | Pulse-start - magnetic | 250 | 250 | 277 V | True |  | 88.8 | [5 empty] | Federally-Regulated Consumer Product | 04/03/2017 |  | 02/12/2020
Eaton (formerly Cooper Industries) | Streetworks | OVZ25P*P2E* | Horizontal | Pulse-start - magnetic | 250 | 250 | 277 V | True |  | 88.8 | [5 empty] | Federally-Regulated Consumer Product | 04/03/2017 |  | 02/12/2020
Eaton (formerly Cooper Industries) | Streetworks | OVZ25P*P3D* | Horizontal | Pulse-start - magnetic | 250 | 250 | 277 V | True |  | 88.8 | [5 empty] | Federally-Regulated Consumer Product | 04/03/2017 |  | 02/12/2020
Eaton (formerly Cooper Industries) | Streetworks | OVZ25P*P3E* | Horizontal | Pulse-start - magnetic | 250 | 250 | 277 V | True |  | 88.8 | [5 empty] | Federally-Regulated Consumer Product | 04/03/2017 |  | 02/12/2020
Eaton (formerly Cooper Industries) | Streetworks | OVZ25P*V2D* | Horizontal | Pulse-start - magnetic | 250 | 250 | 277 V | True |  | 88.8 | [5 empty] | Federally-Regulated Consumer Product | 04/03/2017 |  | 02/12/2020
Eaton (formerly Cooper Industries) | Streetworks | OVZ25P*V2E* | Horizontal | Pulse-start - magnetic | 250 | 250 | 277 V | True |  | 88.8 | [5 empty] | Federally-Regulated Consumer Product | 04/03/2017 |  | 02/12/2020
Eaton (formerly Cooper Industries) | Streetworks | OVZ25P*V3D* | Horizontal | Pulse-start - magnetic | 250 | 250 | 277 V | True |  | 88.8 | [5 empty] | Federally-Regulated Consumer Product | 04/03/2017 |  | 02/12/2020
Eaton (formerly Cooper Industries) | Streetworks | OVZ25P*V3E* | Horizontal | Pulse-start - magnetic | 250 | 250 | 277 V | True |  | 88.8 | [5 empty] | Federally-Regulated Consumer Product | 04/03/2017 |  | 02/12/2020
Eaton (formerly Cooper Industries) | Streetworks | OVZ25P*N2D* | Horizontal | Pulse-start - magnetic | 250 | 250 | 277 V | True |  | 88.8 | [5 empty] | Federally-Regulated Consumer Product | 04/03/2017 |  | 02/12/2020
Eaton (formerly Cooper Industries) | Streetworks | OVZ25P*N2E* | Horizontal | Pulse-start - magnetic | 250 | 250 | 277 V | True |  | 88.8 | [5 empty] | Federally-Regulated Consumer Product | 04/03/2017 |  | 02/12/2020
Eaton (formerly Cooper Industries) | Streetworks | OVZ25P*N3D* | Horizontal | Pulse-start - magnetic | 250 | 250 | 277 V | True |  | 88.8 | [5 empty] | Federally-Regulated Consumer Product | 04/03/2017 |  | 02/12/2020
Eaton (formerly Cooper Industries) | Streetworks | OVZ25P*N3E* | Horizontal | Pulse-start - magnetic | 250 | 250 | 277 V | True |  | 88.8 | [5 empty] | Federally-Regulated Consumer Product | 04/03/2017 |  | 02/12/2020
Eaton (formerly Cooper Industries) | Streetworks | RMA10P*2** | Horizontal | Pulse-start - magnetic | 100 | 100 | 120 V | True |  | 80.2 | [5 empty] | Federally-Regulated Consumer Product | 04/03/2017 |  | 02/12/2020
Eaton (formerly Cooper Industries) | Streetworks | RMA10P*4** | Horizontal | Pulse-start - magnetic | 100 | 100 | 120 V | True |  | 80.2 | [5 empty] | Federally-Regulated Consumer Product | 04/03/2017 |  | 02/12/2020
Eaton (formerly Cooper Industries) | Streetworks | RMA10P*P** | Horizontal | Pulse-start - magnetic | 100 | 100 | 120 V | True |  | 80.2 | [5 empty] | Federally-Regulated Consumer Product | 04/03/2017 |  | 02/12/2020
Eaton (formerly Cooper Industries) | Streetworks | RMC10P*2** | Horizontal | Pulse-start - magnetic | 100 | 100 | 120 V | True |  | 80.2 | [5 empty] | Federally-Regulated Consumer Product | 04/03/2017 |  | 02/12/2020
Eaton (formerly Cooper Industries) | Streetworks | RMC10P*4** | Horizontal | Pulse-start - magnetic | 100 | 100 | 120 V | True |  | 80.2 | [5 empty] | Federally-Regulated Consumer Product | 04/03/2017 |  | 02/12/2020
Eaton (formerly Cooper Industries) | Streetworks | RMC10P*P** | Horizontal | Pulse-start - magnetic | 100 | 100 | 120 V | True |  | 80.2 | [5 empty] | Federally-Regulated Consumer Product | 04/03/2017 |  | 02/12/2020
Eaton (formerly Cooper Industries) | Streetworks | GLA25P*V** | Horizontal | Pulse-start - magnetic | 250 | 250 | 277 V | True |  | 88.8 | [5 empty] | Federally-Regulated Consumer Product | 04/03/2017 |  | 02/12/2020
Eaton (formerly Cooper Industries) | Streetworks | GLA25P*N** | Horizontal | Pulse-start - magnetic | 250 | 250 | 277 V | True |  | 88.8 | [5 empty] | Federally-Regulated Consumer Product | 04/03/2017 |  | 02/12/2020
Eaton (formerly Cooper Industries) | Streetworks | GLA32P*2** | Horizontal | Pulse-start - magnetic | 320 | 320 | 277 V | True |  | 89.6 | [5 empty] | Federally-Regulated Consumer Product | 04/03/2017 |  | 02/12/2020
Eaton (formerly Cooper Industries) | Streetworks | GLA32P*0** | Horizontal | Pulse-start - magnetic | 320 | 320 | 277 V | True |  | 89.6 | [5 empty] | Federally-Regulated Consumer Product | 04/03/2017 |  | 02/12/2020
Eaton (formerly Cooper Industries) | Streetworks | GLA32P*4** | Horizontal | Pulse-start - magnetic | 320 | 320 | 277 V | True |  | 89.6 | [5 empty] | Federally-Regulated Consumer Product | 04/03/2017 |  | 02/12/2020
Eaton (formerly Cooper Industries) | Streetworks | GLA32P*7** | Horizontal | Pulse-start - magnetic | 320 | 320 | 277 V | True |  | 89.6 | [5 empty] | Federally-Regulated Consumer Product | 04/03/2017 |  | 02/12/2020
Eaton (formerly Cooper Industries) | Streetworks | GLA32P*8** | Horizontal | Pulse-start - magnetic | 320 | 320 | 480 V | True |  | 88.6 | [5 empty] | Federally-Regulated Consumer Product | 04/03/2017 |  | 02/12/2020
Eaton (formerly Cooper Industries) | Streetworks | GLA32P*9** | Horizontal | Pulse-start - magnetic | 320 | 320 | 277 V | True |  | 89.6 | [5 empty] | Federally-Regulated Consumer Product | 04/03/2017 |  | 02/12/2020
Eaton (formerly Cooper Industries) | Streetworks | GLA32P*W** | Horizontal | Pulse-start - magnetic | 320 | 320 | 277 V | True |  | 89.6 | [5 empty] | Federally-Regulated Consumer Product | 04/03/2017 |  | 02/12/2020
Eaton (formerly Cooper Industries) | Streetworks | GLA32P*G** | Horizontal | Pulse-start - magnetic | 320 | 320 | 277 V | True |  | 89.6 | [5 empty] | Federally-Regulated Consumer Product | 04/03/2017 |  | 02/12/2020
Eaton (formerly Cooper Industries) | Streetworks | GLA32P*V** | Horizontal | Pulse-start - magnetic | 320 | 320 | 277 V | True |  | 89.6 | [5 empty] | Federally-Regulated Consumer Product | 04/03/2017 |  | 02/12/2020
Eaton (formerly Cooper Industries) | Streetworks | GLA32P*N** | Horizontal | Pulse-start - magnetic | 320 | 320 | 277 V | True |  | 89.6 | [5 empty] | Federally-Regulated Consumer Product | 04/03/2017 |  | 02/12/2020
Eaton (formerly Cooper Industries) | Streetworks | GLA35P*2** | Horizontal | Pulse-start - magnetic | 350 | 350 | 277 V | True |  | 89.9 | [5 empty] | Federally-Regulated Consumer Product | 04/03/2017 |  | 02/12/2020
Eaton (formerly Cooper Industries) | Streetworks | GLA35P*0** | Horizontal | Pulse-start - magnetic | 350 | 350 | 277 V | True |  | 89.9 | [5 empty] | Federally-Regulated Consumer Product | 04/03/2017 |  | 02/12/2020
Eaton (formerly Cooper Industries) | Streetworks | GLA35P*4** | Horizontal | Pulse-start - magnetic | 350 | 350 | 277 V | True |  | 89.9 | [5 empty] | Federally-Regulated Consumer Product | 04/03/2017 |  | 02/12/2020
Eaton (formerly Cooper Industries) | Streetworks | GLA35P*7** | Horizontal | Pulse-start - magnetic | 350 | 350 | 277 V | True |  | 89.9 | [5 empty] | Federally-Regulated Consumer Product | 04/03/2017 |  | 02/12/2020
Eaton (formerly Cooper Industries) | Streetworks | GLA35P*8** | Horizontal | Pulse-start - magnetic | 350 | 350 | 480 V | True |  | 88.9 | [5 empty] | Federally-Regulated Consumer Product | 04/03/2017 |  | 02/12/2020
Eaton (formerly Cooper Industries) | Streetworks | GLA35P*9** | Horizontal | Pulse-start - magnetic | 350 | 350 | 277 V | True |  | 89.9 | [5 empty] | Federally-Regulated Consumer Product | 04/03/2017 |  | 02/12/2020
Eaton (formerly Cooper Industries) | Streetworks | GLA35P*W** | Horizontal | Pulse-start - magnetic | 350 | 350 | 277 V | True |  | 89.9 | [5 empty] | Federally-Regulated Consumer Product | 04/03/2017 |  | 02/12/2020
Eaton (formerly Cooper Industries) | Streetworks | GLA35P*G** | Horizontal | Pulse-start - magnetic | 350 | 350 | 277 V | True |  | 89.9 | [5 empty] | Federally-Regulated Consumer Product | 04/03/2017 |  | 02/12/2020
Eaton (formerly Cooper Industries) | Streetworks | GLA35P*V** | Horizontal | Pulse-start - magnetic | 350 | 350 | 277 V | True |  | 89.9 | [5 empty] | Federally-Regulated Consumer Product | 04/03/2017 |  | 02/12/2020
Eaton (formerly Cooper Industries) | Streetworks | GLA35P*N** | Horizontal | Pulse-start - magnetic | 350 | 350 | 277 V | True |  | 89.9 | [5 empty] | Federally-Regulated Consumer Product | 04/03/2017 |  | 02/12/2020
Eaton (formerly Cooper Industries) | Streetworks | GLA40P*2** | Horizontal | Pulse-start - magnetic | 400 | 400 | 277 V | True |  | 90.3 | [5 empty] | Federally-Regulated Consumer Product | 04/03/2017 |  | 02/12/2020
Eaton (formerly Cooper Industries) | Streetworks | GLA40P*0** | Horizontal | Pulse-start - magnetic | 400 | 400 | 277 V | True |  | 90.3 | [5 empty] | Federally-Regulated Consumer Product | 04/03/2017 |  | 02/12/2020
Eaton (formerly Cooper Industries) | Streetworks | GLA40P*4** | Horizontal | Pulse-start - magnetic | 400 | 400 | 277 V | True |  | 90.3 | [5 empty] | Federally-Regulated Consumer Product | 04/03/2017 |  | 02/12/2020
Eaton (formerly Cooper Industries) | Streetworks | GLA40P*7** | Horizontal | Pulse-start - magnetic | 400 | 400 | 277 V | True |  | 90.3 | [5 empty] | Federally-Regulated Consumer Product | 04/03/2017 |  | 02/12/2020
Eaton (formerly Cooper Industries) | Streetworks | GLA40P*8** | Horizontal | Pulse-start - magnetic | 400 | 400 | 480 V | True |  | 89.3 | [5 empty] | Federally-Regulated Consumer Product | 04/03/2017 |  | 02/12/2020
Eaton (formerly Cooper Industries) | Streetworks | GLA40P*9** | Horizontal | Pulse-start - magnetic | 400 | 400 | 277 V | True |  | 90.3 | [5 empty] | Federally-Regulated Consumer Product | 04/03/2017 |  | 02/12/2020
Eaton (formerly Cooper Industries) | Streetworks | GLA40P*W** | Horizontal | Pulse-start - magnetic | 400 | 400 | 277 V | True |  | 90.3 | [5 empty] | Federally-Regulated Consumer Product | 04/03/2017 |  | 02/12/2020
Eaton (formerly Cooper Industries) | Streetworks | GLA40P*G** | Horizontal | Pulse-start - magnetic | 400 | 400 | 277 V | True |  | 90.3 | [5 empty] | Federally-Regulated Consumer Product | 04/03/2017 |  | 02/12/2020
Eaton (formerly Cooper Industries) | Streetworks | GLA40P*V** | Horizontal | Pulse-start - magnetic | 400 | 400 | 277 V | True |  | 90.3 | [5 empty] | Federally-Regulated Consumer Product | 04/03/2017 |  | 02/12/2020
Eaton (formerly Cooper Industries) | Streetworks | GLA40P*N** | Horizontal | Pulse-start - magnetic | 400 | 400 | 277 V | True |  | 90.3 | [5 empty] | Federally-Regulated Consumer Product | 04/03/2017 |  | 02/12/2020
Eaton (formerly Cooper Industries) | Streetworks | GLA91P*2** | Horizontal | Pulse-start - magnetic | 1000 | 1000 | 277 V | True |  | 93.6 | [5 empty] | Federally-Regulated Consumer Product | 04/03/2017 |  | 02/12/2020
Eaton (formerly Cooper Industries) | Streetworks | GLA91P*0** | Horizontal | Pulse-start - magnetic | 1000 | 1000 | 277 V | True |  | 93.6 | [5 empty] | Federally-Regulated Consumer Product | 04/03/2017 |  | 02/12/2020
Eaton (formerly Cooper Industries) | Streetworks | GLA91P*4** | Horizontal | Pulse-start - magnetic | 1000 | 1000 | 277 V | True |  | 93.6 | [5 empty] | Federally-Regulated Consumer Product | 04/03/2017 |  | 02/12/2020
Eaton (formerly Cooper Industries) | Streetworks | GLA91P*7** | Horizontal | Pulse-start - magnetic | 1000 | 1000 | 277 V | True |  | 93.6 | [5 empty] | Federally-Regulated Consumer Product | 04/03/2017 |  | 02/12/2020
Eaton (formerly Cooper Industries) | Streetworks | GLA91P*8** | Horizontal | Pulse-start - magnetic | 1000 | 1000 | 480 V | True |  | 92.6 | [5 empty] | Federally-Regulated Consumer Product | 04/03/2017 |  | 02/12/2020
Eaton (formerly Cooper Industries) | Streetworks | GLA91P*9** | Horizontal | Pulse-start - magnetic | 1000 | 1000 | 277 V | True |  | 93.6 | [5 empty] | Federally-Regulated Consumer Product | 04/03/2017 |  | 02/12/2020
Eaton (formerly Cooper Industries) | Streetworks | GLA91P*W** | Horizontal | Pulse-start - magnetic | 1000 | 1000 | 277 V | True |  | 93.6 | [5 empty] | Federally-Regulated Consumer Product | 04/03/2017 |  | 02/12/2020
Eaton (formerly Cooper Industries) | Streetworks | GLA91P*G** | Horizontal | Pulse-start - magnetic | 1000 | 1000 | 277 V | True |  | 93.6 | [5 empty] | Federally-Regulated Consumer Product | 04/03/2017 |  | 02/12/2020
Eaton (formerly Cooper Industries) | Streetworks | GLA91P*V** | Horizontal | Pulse-start - magnetic | 1000 | 1000 | 277 V | True |  | 93.6 | [5 empty] | Federally-Regulated Consumer Product | 04/03/2017 |  | 02/12/2020
Eaton (formerly Cooper Industries) | Streetworks | GLA91P*N** | Horizontal | Pulse-start - magnetic | 1000 | 1000 | 277 V | True |  | 93.6 | [5 empty] | Federally-Regulated Consumer Product | 04/03/2017 |  | 02/12/2020
Eaton (formerly Cooper Industries) | Streetworks | GLB25P*V** | Horizontal | Pulse-start - magnetic | 250 | 250 | 277 V | True |  | 88.8 | [5 empty] | Federally-Regulated Consumer Product | 04/03/2017 |  | 02/12/2020
Eaton (formerly Cooper Industries) | Streetworks | GLB25P*N** | Horizontal | Pulse-start - magnetic | 250 | 250 | 277 V | True |  | 88.8 | [5 empty] | Federally-Regulated Consumer Product | 04/03/2017 |  | 02/12/2020
Eaton (formerly Cooper Industries) | Streetworks | GLB32P*2** | Horizontal | Pulse-start - magnetic | 320 | 320 | 277 V | True |  | 89.6 | [5 empty] | Federally-Regulated Consumer Product | 04/03/2017 |  | 02/12/2020
Eaton (formerly Cooper Industries) | Streetworks | GLB32P*0** | Horizontal | Pulse-start - magnetic | 320 | 320 | 277 V | True |  | 89.6 | [5 empty] | Federally-Regulated Consumer Product | 04/03/2017 |  | 02/12/2020
Eaton (formerly Cooper Industries) | Streetworks | GLB32P*4** | Horizontal | Pulse-start - magnetic | 320 | 320 | 277 V | True |  | 89.6 | [5 empty] | Federally-Regulated Consumer Product | 04/03/2017 |  | 02/12/2020
Eaton (formerly Cooper Industries) | Streetworks | GLB32P*7** | Horizontal | Pulse-start - magnetic | 320 | 320 | 277 V | True |  | 89.6 | [5 empty] | Federally-Regulated Consumer Product | 04/03/2017 |  | 02/12/2020
Eaton (formerly Cooper Industries) | Streetworks | GLB32P*8** | Horizontal | Pulse-start - magnetic | 320 | 320 | 480 V | True |  | 88.6 | [5 empty] | Federally-Regulated Consumer Product | 04/03/2017 |  | 02/12/2020
Eaton (formerly Cooper Industries) | Streetworks | GLB32P*9** | Horizontal | Pulse-start - magnetic | 320 | 320 | 277 V | True |  | 89.6 | [5 empty] | Federally-Regulated Consumer Product | 04/03/2017 |  | 02/12/2020
Eaton (formerly Cooper Industries) | Streetworks | GLB32P*W** | Horizontal | Pulse-start - magnetic | 320 | 320 | 277 V | True |  | 89.6 | [5 empty] | Federally-Regulated Consumer Product | 04/03/2017 |  | 02/12/2020
Eaton (formerly Cooper Industries) | Streetworks | GLB32P*G** | Horizontal | Pulse-start - magnetic | 320 | 320 | 277 V | True |  | 89.6 | [5 empty] | Federally-Regulated Consumer Product | 04/03/2017 |  | 02/12/2020
Eaton (formerly Cooper Industries) | Streetworks | GLB32P*V** | Horizontal | Pulse-start - magnetic | 320 | 320 | 277 V | True |  | 89.6 | [5 empty] | Federally-Regulated Consumer Product | 04/03/2017 |  | 02/12/2020
Eaton (formerly Cooper Industries) | Streetworks | GLB32P*N** | Horizontal | Pulse-start - magnetic | 320 | 320 | 277 V | True |  | 89.6 | [5 empty] | Federally-Regulated Consumer Product | 04/03/2017 |  | 02/12/2020
Eaton (formerly Cooper Industries) | Streetworks | GLB35P*2** | Horizontal | Pulse-start - magnetic | 350 | 350 | 277 V | True |  | 89.9 | [5 empty] | Federally-Regulated Consumer Product | 04/03/2017 |  | 02/12/2020
Eaton (formerly Cooper Industries) | Streetworks | GLB35P*0** | Horizontal | Pulse-start - magnetic | 350 | 350 | 277 V | True |  | 89.9 | [5 empty] | Federally-Regulated Consumer Product | 04/03/2017 |  | 02/12/2020
Eaton (formerly Cooper Industries) | Streetworks | GLB35P*4** | Horizontal | Pulse-start - magnetic | 350 | 350 | 277 V | True |  | 89.9 | [5 empty] | Federally-Regulated Consumer Product | 04/03/2017 |  | 02/12/2020
Eaton (formerly Cooper Industries) | Streetworks | GLB35P*7** | Horizontal | Pulse-start - magnetic | 350 | 350 | 277 V | True |  | 89.9 | [5 empty] | Federally-Regulated Consumer Product | 04/03/2017 |  | 02/12/2020
Eaton (formerly Cooper Industries) | Streetworks | GLB35P*8** | Horizontal | Pulse-start - magnetic | 350 | 350 | 480 V | True |  | 88.9 | [5 empty] | Federally-Regulated Consumer Product | 04/03/2017 |  | 02/12/2020
Eaton (formerly Cooper Industries) | Streetworks | GLB35P*9** | Horizontal | Pulse-start - magnetic | 350 | 350 | 277 V | True |  | 89.9 | [5 empty] | Federally-Regulated Consumer Product | 04/03/2017 |  | 02/12/2020
Eaton (formerly Cooper Industries) | Streetworks | GLB35P*W** | Horizontal | Pulse-start - magnetic | 350 | 350 | 277 V | True |  | 89.9 | [5 empty] | Federally-Regulated Consumer Product | 04/03/2017 |  | 02/12/2020
Eaton (formerly Cooper Industries) | Streetworks | GLB35P*G** | Horizontal | Pulse-start - magnetic | 350 | 350 | 277 V | True |  | 89.9 | [5 empty] | Federally-Regulated Consumer Product | 04/03/2017 |  | 02/12/2020
Eaton (formerly Cooper Industries) | Streetworks | GLB35P*V** | Horizontal | Pulse-start - magnetic | 350 | 350 | 277 V | True |  | 89.9 | [5 empty] | Federally-Regulated Consumer Product | 04/03/2017 |  | 02/12/2020
Eaton (formerly Cooper Industries) | Streetworks | GLB35P*N** | Horizontal | Pulse-start - magnetic | 350 | 350 | 277 V | True |  | 89.9 | [5 empty] | Federally-Regulated Consumer Product | 04/03/2017 |  | 02/12/2020
Eaton (formerly Cooper Industries) | Streetworks | GLB40P*2** | Horizontal | Pulse-start - magnetic | 400 | 400 | 277 V | True |  | 90.3 | [5 empty] | Federally-Regulated Consumer Product | 04/03/2017 |  | 02/12/2020
Eaton (formerly Cooper Industries) | Streetworks | GLB40P*0** | Horizontal | Pulse-start - magnetic | 400 | 400 | 277 V | True |  | 90.3 | [5 empty] | Federally-Regulated Consumer Product | 04/03/2017 |  | 02/12/2020
Eaton (formerly Cooper Industries) | Streetworks | GLB40P*4** | Horizontal | Pulse-start - magnetic | 400 | 400 | 277 V | True |  | 90.3 | [5 empty] | Federally-Regulated Consumer Product | 04/03/2017 |  | 02/12/2020
Eaton (formerly Cooper Industries) | Streetworks | GLB40P*7** | Horizontal | Pulse-start - magnetic | 400 | 400 | 277 V | True |  | 90.3 | [5 empty] | Federally-Regulated Consumer Product | 04/03/2017 |  | 02/12/2020
Eaton (formerly Cooper Industries) | Streetworks | GLB40P*8** | Horizontal | Pulse-start - magnetic | 400 | 400 | 480 V | True |  | 89.3 | [5 empty] | Federally-Regulated Consumer Product | 04/03/2017 |  | 02/12/2020
Eaton (formerly Cooper Industries) | Streetworks | GLB40P*9** | Horizontal | Pulse-start - magnetic | 400 | 400 | 277 V | True |  | 90.3 | [5 empty] | Federally-Regulated Consumer Product | 04/03/2017 |  | 02/12/2020
Eaton (formerly Cooper Industries) | Streetworks | GLB40P*W** | Horizontal | Pulse-start - magnetic | 400 | 400 | 277 V | True |  | 90.3 | [5 empty] | Federally-Regulated Consumer Product | 04/03/2017 |  | 02/12/2020
Eaton (formerly Cooper Industries) | Streetworks | GLB40P*G** | Horizontal | Pulse-start - magnetic | 400 | 400 | 277 V | True |  | 90.3 | [5 empty] | Federally-Regulated Consumer Product | 04/03/2017 |  | 02/12/2020
Eaton (formerly Cooper Industries) | Streetworks | GLB40P*V** | Horizontal | Pulse-start - magnetic | 400 | 400 | 277 V | True |  | 90.3 | [5 empty] | Federally-Regulated Consumer Product | 04/03/2017 |  | 02/12/2020
Eaton (formerly Cooper Industries) | Streetworks | GLB40P*N** | Horizontal | Pulse-start - magnetic | 400 | 400 | 277 V | True |  | 90.3 | [5 empty] | Federally-Regulated Consumer Product | 04/03/2017 |  | 02/12/2020
Eaton (formerly Cooper Industries) | Streetworks | GLB91P*2** | Horizontal | Pulse-start - magnetic | 1000 | 1000 | 277 V | True |  | 93.6 | [5 empty] | Federally-Regulated Consumer Product | 04/03/2017 |  | 02/12/2020
Eaton (formerly Cooper Industries) | Streetworks | GLB91P*0** | Horizontal | Pulse-start - magnetic | 1000 | 1000 | 277 V | True |  | 93.6 | [5 empty] | Federally-Regulated Consumer Product | 04/03/2017 |  | 02/12/2020
Eaton (formerly Cooper Industries) | Streetworks | GLB91P*4** | Horizontal | Pulse-start - magnetic | 1000 | 1000 | 277 V | True |  | 93.6 | [5 empty] | Federally-Regulated Consumer Product | 04/03/2017 |  | 02/12/2020
Eaton (formerly Cooper Industries) | Streetworks | GLB91P*7** | Horizontal | Pulse-start - magnetic | 1000 | 1000 | 277 V | True |  | 93.6 | [5 empty] | Federally-Regulated Consumer Product | 04/03/2017 |  | 02/12/2020
Eaton (formerly Cooper Industries) | Streetworks | GLB91P*8** | Horizontal | Pulse-start - magnetic | 1000 | 1000 | 480 V | True |  | 92.6 | [5 empty] | Federally-Regulated Consumer Product | 04/03/2017 |  | 02/12/2020
Eaton (formerly Cooper Industries) | Streetworks | GLB91P*9** | Horizontal | Pulse-start - magnetic | 1000 | 1000 | 277 V | True |  | 93.6 | [5 empty] | Federally-Regulated Consumer Product | 04/03/2017 |  | 02/12/2020
Eaton (formerly Cooper Industries) | Streetworks | GLB91P*W** | Horizontal | Pulse-start - magnetic | 1000 | 1000 | 277 V | True |  | 93.6 | [5 empty] | Federally-Regulated Consumer Product | 04/03/2017 |  | 02/12/2020
Eaton (formerly Cooper Industries) | Streetworks | GLB91P*G** | Horizontal | Pulse-start - magnetic | 1000 | 1000 | 277 V | True |  | 93.6 | [5 empty] | Federally-Regulated Consumer Product | 04/03/2017 |  | 02/12/2020
Eaton (formerly Cooper Industries) | Streetworks | GLB91P*V** | Horizontal | Pulse-start - magnetic | 1000 | 1000 | 277 V | True |  | 93.6 | [5 empty] | Federally-Regulated Consumer Product | 04/03/2017 |  | 02/12/2020
Eaton (formerly Cooper Industries) | Streetworks | GLB91P*N** | Horizontal | Pulse-start - magnetic | 1000 | 1000 | 277 V | True |  | 93.6 | [5 empty] | Federally-Regulated Consumer Product | 04/03/2017 |  | 02/12/2020
Eaton (formerly Cooper Industries) | Streetworks | GLC25P*V** | Horizontal | Pulse-start - magnetic | 250 | 250 | 277 V | True |  | 88.8 | [5 empty] | Federally-Regulated Consumer Product | 04/03/2017 |  | 02/12/2020
Eaton (formerly Cooper Industries) | Streetworks | GLC25P*N** | Horizontal | Pulse-start - magnetic | 250 | 250 | 277 V | True |  | 88.8 | [5 empty] | Federally-Regulated Consumer Product | 04/03/2017 |  | 02/12/2020
Eaton (formerly Cooper Industries) | Streetworks | GLC32P*2** | Horizontal | Pulse-start - magnetic | 320 | 320 | 277 V | True |  | 89.6 | [5 empty] | Federally-Regulated Consumer Product | 04/03/2017 |  | 02/12/2020
Eaton (formerly Cooper Industries) | Streetworks | GLC32P*0** | Horizontal | Pulse-start - magnetic | 320 | 320 | 277 V | True |  | 89.6 | [5 empty] | Federally-Regulated Consumer Product | 04/03/2017 |  | 02/12/2020
Eaton (formerly Cooper Industries) | Streetworks | GLC32P*4** | Horizontal | Pulse-start - magnetic | 320 | 320 | 277 V | True |  | 89.6 | [5 empty] | Federally-Regulated Consumer Product | 04/03/2017 |  | 02/12/2020
Eaton (formerly Cooper Industries) | Streetworks | GLC32P*7** | Horizontal | Pulse-start - magnetic | 320 | 320 | 277 V | True |  | 89.6 | [5 empty] | Federally-Regulated Consumer Product | 04/03/2017 |  | 02/12/2020
Eaton (formerly Cooper Industries) | Streetworks | GLC32P*8** | Horizontal | Pulse-start - magnetic | 320 | 320 | 480 V | True |  | 88.6 | [5 empty] | Federally-Regulated Consumer Product | 04/03/2017 |  | 02/12/2020
Eaton (formerly Cooper Industries) | Streetworks | GLC32P*9** | Horizontal | Pulse-start - magnetic | 320 | 320 | 277 V | True |  | 89.6 | [5 empty] | Federally-Regulated Consumer Product | 04/03/2017 |  | 02/12/2020
Eaton (formerly Cooper Industries) | Streetworks | GLC32P*W** | Horizontal | Pulse-start - magnetic | 320 | 320 | 277 V | True |  | 89.6 | [5 empty] | Federally-Regulated Consumer Product | 04/03/2017 |  | 02/12/2020
Eaton (formerly Cooper Industries) | Streetworks | GLC32P*G** | Horizontal | Pulse-start - magnetic | 320 | 320 | 277 V | True |  | 89.6 | [5 empty] | Federally-Regulated Consumer Product | 04/03/2017 |  | 02/12/2020
Eaton (formerly Cooper Industries) | Streetworks | GLC32P*V** | Horizontal | Pulse-start - magnetic | 320 | 320 | 277 V | True |  | 89.6 | [5 empty] | Federally-Regulated Consumer Product | 04/03/2017 |  | 02/12/2020
Eaton (formerly Cooper Industries) | Streetworks | GLC32P*N** | Horizontal | Pulse-start - magnetic | 320 | 320 | 277 V | True |  | 89.6 | [5 empty] | Federally-Regulated Consumer Product | 04/03/2017 |  | 02/12/2020
Eaton (formerly Cooper Industries) | Streetworks | GLC35P*2** | Horizontal | Pulse-start - magnetic | 350 | 350 | 277 V | True |  | 89.9 | [5 empty] | Federally-Regulated Consumer Product | 04/03/2017 |  | 02/12/2020
Eaton (formerly Cooper Industries) | Streetworks | GLC35P*0** | Horizontal | Pulse-start - magnetic | 350 | 350 | 277 V | True |  | 89.9 | [5 empty] | Federally-Regulated Consumer Product | 04/03/2017 |  | 02/12/2020
Eaton (formerly Cooper Industries) | Streetworks | GLC35P*4** | Horizontal | Pulse-start - magnetic | 350 | 350 | 277 V | True |  | 89.9 | [5 empty] | Federally-Regulated Consumer Product | 04/03/2017 |  | 02/12/2020
Eaton (formerly Cooper Industries) | Streetworks | GLC35P*7** | Horizontal | Pulse-start - magnetic | 350 | 350 | 277 V | True |  | 89.9 | [5 empty] | Federally-Regulated Consumer Product | 04/03/2017 |  | 02/12/2020
Eaton (formerly Cooper Industries) | Streetworks | GLC35P*8** | Horizontal | Pulse-start - magnetic | 350 | 350 | 480 V | True |  | 88.9 | [5 empty] | Federally-Regulated Consumer Product | 04/03/2017 |  | 02/12/2020
Eaton (formerly Cooper Industries) | Streetworks | GLC35P*9** | Horizontal | Pulse-start - magnetic | 350 | 350 | 277 V | True |  | 89.9 | [5 empty] | Federally-Regulated Consumer Product | 04/03/2017 |  | 02/12/2020
Eaton (formerly Cooper Industries) | Streetworks | GLC35P*W** | Horizontal | Pulse-start - magnetic | 350 | 350 | 277 V | True |  | 89.9 | [5 empty] | Federally-Regulated Consumer Product | 04/03/2017 |  | 02/12/2020
Eaton (formerly Cooper Industries) | Streetworks | GLC35P*G** | Horizontal | Pulse-start - magnetic | 350 | 350 | 277 V | True |  | 89.9 | [5 empty] | Federally-Regulated Consumer Product | 04/03/2017 |  | 02/12/2020
Eaton (formerly Cooper Industries) | Streetworks | GLC35P*V** | Horizontal | Pulse-start - magnetic | 350 | 350 | 277 V | True |  | 89.9 | [5 empty] | Federally-Regulated Consumer Product | 04/03/2017 |  | 02/12/2020
Eaton (formerly Cooper Industries) | Streetworks | GLC35P*N** | Horizontal | Pulse-start - magnetic | 350 | 350 | 277 V | True |  | 89.9 | [5 empty] | Federally-Regulated Consumer Product | 04/03/2017 |  | 02/12/2020
Eaton (formerly Cooper Industries) | Streetworks | GLC40P*2** | Horizontal | Pulse-start - magnetic | 400 | 400 | 277 V | True |  | 90.3 | [5 empty] | Federally-Regulated Consumer Product | 04/03/2017 |  | 02/12/2020
Eaton (formerly Cooper Industries) | Streetworks | GLC40P*0** | Horizontal | Pulse-start - magnetic | 400 | 400 | 277 V | True |  | 90.3 | [5 empty] | Federally-Regulated Consumer Product | 04/03/2017 |  | 02/12/2020
Eaton (formerly Cooper Industries) | Streetworks | GLC40P*4** | Horizontal | Pulse-start - magnetic | 400 | 400 | 277 V | True |  | 90.3 | [5 empty] | Federally-Regulated Consumer Product | 04/03/2017 |  | 02/12/2020
Eaton (formerly Cooper Industries) | Streetworks | GLC40P*7** | Horizontal | Pulse-start - magnetic | 400 | 400 | 277 V | True |  | 90.3 | [5 empty] | Federally-Regulated Consumer Product | 04/03/2017 |  | 02/12/2020
Eaton (formerly Cooper Industries) | Streetworks | GLC40P*8** | Horizontal | Pulse-start - magnetic | 400 | 400 | 480 V | True |  | 89.3 | [5 empty] | Federally-Regulated Consumer Product | 04/03/2017 |  | 02/12/2020
Eaton (formerly Cooper Industries) | Streetworks | GLC40P*9** | Horizontal | Pulse-start - magnetic | 400 | 400 | 277 V | True |  | 90.3 | [5 empty] | Federally-Regulated Consumer Product | 04/03/2017 |  | 02/12/2020
Eaton (formerly Cooper Industries) | Streetworks | GLC40P*W** | Horizontal | Pulse-start - magnetic | 400 | 400 | 277 V | True |  | 90.3 | [5 empty] | Federally-Regulated Consumer Product | 04/03/2017 |  | 02/12/2020
Eaton (formerly Cooper Industries) | Streetworks | GLC40P*G** | Horizontal | Pulse-start - magnetic | 400 | 400 | 277 V | True |  | 90.3 | [5 empty] | Federally-Regulated Consumer Product | 04/03/2017 |  | 02/12/2020
Eaton (formerly Cooper Industries) | Streetworks | GLC40P*V** | Horizontal | Pulse-start - magnetic | 400 | 400 | 277 V | True |  | 90.3 | [5 empty] | Federally-Regulated Consumer Product | 04/03/2017 |  | 02/12/2020
Eaton (formerly Cooper Industries) | Streetworks | GLC40P*N** | Horizontal | Pulse-start - magnetic | 400 | 400 | 277 V | True |  | 90.3 | [5 empty] | Federally-Regulated Consumer Product | 04/03/2017 |  | 02/12/2020
Eaton (formerly Cooper Industries) | Streetworks | GLC91P*2** | Horizontal | Pulse-start - magnetic | 1000 | 1000 | 277 V | True |  | 93.6 | [5 empty] | Federally-Regulated Consumer Product | 04/03/2017 |  | 02/12/2020
Eaton (formerly Cooper Industries) | Streetworks | GLC91P*0** | Horizontal | Pulse-start - magnetic | 1000 | 1000 | 277 V | True |  | 93.6 | [5 empty] | Federally-Regulated Consumer Product | 04/03/2017 |  | 02/12/2020
Eaton (formerly Cooper Industries) | Streetworks | GLC91P*4** | Horizontal | Pulse-start - magnetic | 1000 | 1000 | 277 V | True |  | 93.6 | [5 empty] | Federally-Regulated Consumer Product | 04/03/2017 |  | 02/12/2020
Eaton (formerly Cooper Industries) | Streetworks | GLC91P*7** | Horizontal | Pulse-start - magnetic | 1000 | 1000 | 277 V | True |  | 93.6 | [5 empty] | Federally-Regulated Consumer Product | 04/03/2017 |  | 02/12/2020
Eaton (formerly Cooper Industries) | Streetworks | GLC91P*8** | Horizontal | Pulse-start - magnetic | 1000 | 1000 | 480 V | True |  | 92.6 | [5 empty] | Federally-Regulated Consumer Product | 04/03/2017 |  | 02/12/2020
Eaton (formerly Cooper Industries) | Streetworks | GLC91P*9** | Horizontal | Pulse-start - magnetic | 1000 | 1000 | 277 V | True |  | 93.6 | [5 empty] | Federally-Regulated Consumer Product | 04/03/2017 |  | 02/12/2020
Eaton (formerly Cooper Industries) | Streetworks | GLC91P*W** | Horizontal | Pulse-start - magnetic | 1000 | 1000 | 277 V | True |  | 93.6 | [5 empty] | Federally-Regulated Consumer Product | 04/03/2017 |  | 02/12/2020
Eaton (formerly Cooper Industries) | Streetworks | GLC91P*G** | Horizontal | Pulse-start - magnetic | 1000 | 1000 | 277 V | True |  | 93.6 | [5 empty] | Federally-Regulated Consumer Product | 04/03/2017 |  | 02/12/2020
Eaton (formerly Cooper Industries) | Streetworks | GLC91P*V** | Horizontal | Pulse-start - magnetic | 1000 | 1000 | 277 V | True |  | 93.6 | [5 empty] | Federally-Regulated Consumer Product | 04/03/2017 |  | 02/12/2020
Eaton (formerly Cooper Industries) | Streetworks | GLC91P*N** | Horizontal | Pulse-start - magnetic | 1000 | 1000 | 277 V | True |  | 93.6 | [5 empty] | Federally-Regulated Consumer Product | 04/03/2017 |  | 02/12/2020
Eaton (formerly Cooper Industries) | Streetworks | ARC70P*2***5*** | Vertical - Base Down | Pulse-start - magnetic | 70 | 70 | 120 V | True |  | 78.2 | [5 empty] | Federally-Regulated Consumer Product | 04/06/2017 |  | 02/12/2020
Eaton (formerly Cooper Industries) | Streetworks | ARC70P*0***5*** | Vertical - Base Down | Pulse-start - magnetic | 70 | 70 | 120 V | True |  | 78.2 | [5 empty] | Federally-Regulated Consumer Product | 04/06/2017 |  | 02/12/2020
Eaton (formerly Cooper Industries) | Streetworks | ARC70P*4***5*** | Vertical - Base Down | Pulse-start - magnetic | 70 | 70 | 120 V | True |  | 78.2 | [5 empty] | Federally-Regulated Consumer Product | 04/06/2017 |  | 02/12/2020
Eaton (formerly Cooper Industries) | Streetworks | ARC70P*7***5*** | Vertical - Base Down | Pulse-start - magnetic | 70 | 70 | 120 V | True |  | 78.2 | [5 empty] | Federally-Regulated Consumer Product | 04/06/2017 |  | 02/12/2020
Eaton (formerly Cooper Industries) | Streetworks | ARC70P*8***5*** | Vertical - Base Down | Pulse-start - magnetic | 70 | 70 | 480 V | True |  | 76.2 | [5 empty] | Federally-Regulated Consumer Product | 04/06/2017 |  | 02/12/2020
Eaton (formerly Cooper Industries) | Streetworks | ARC70P*9***5*** | Vertical - Base Down | Pulse-start - magnetic | 70 | 70 | 277 V | True |  | 78.2 | [5 empty] | Federally-Regulated Consumer Product | 04/06/2017 |  | 02/12/2020
Eaton (formerly Cooper Industries) | Streetworks | ARC70P*W***5*** | Vertical - Base Down | Pulse-start - magnetic | 70 | 70 | 120 V | True |  | 78.2 | [5 empty] | Federally-Regulated Consumer Product | 04/06/2017 |  | 02/12/2020
Eaton (formerly Cooper Industries) | Streetworks | ARC70P*N***5*** | Vertical - Base Down | Pulse-start - magnetic | 70 | 70 | 120 V | True |  | 78.2 | [5 empty] | Federally-Regulated Consumer Product | 04/06/2017 |  | 02/12/2020
Eaton (formerly Cooper Industries) | Streetworks | ARC10P*2***5*** | Vertical - Base Down | Pulse-start - magnetic | 100 | 100 | 120 V | True |  | 80.2 | [5 empty] | Federally-Regulated Consumer Product | 04/06/2017 |  | 02/12/2020
Eaton (formerly Cooper Industries) | Streetworks | ARC10P*0***5*** | Vertical - Base Down | Pulse-start - magnetic | 100 | 100 | 120 V | True |  | 80.2 | [5 empty] | Federally-Regulated Consumer Product | 04/06/2017 |  | 02/12/2020
Eaton (formerly Cooper Industries) | Streetworks | ARC10P*4***5*** | Vertical - Base Down | Pulse-start - magnetic | 100 | 100 | 120 V | True |  | 80.2 | [5 empty] | Federally-Regulated Consumer Product | 04/06/2017 |  | 02/12/2020
Eaton (formerly Cooper Industries) | Streetworks | ARC10P*7***5*** | Vertical - Base Down | Pulse-start - magnetic | 100 | 100 | 120 V | True |  | 80.2 | [5 empty] | Federally-Regulated Consumer Product | 04/06/2017 |  | 02/12/2020
Eaton (formerly Cooper Industries) | Streetworks | ARC10P*8***5*** | Vertical - Base Down | Pulse-start - magnetic | 100 | 100 | 480 V | True |  | 78.2 | [5 empty] | Federally-Regulated Consumer Product | 04/06/2017 |  | 02/12/2020
Eaton (formerly Cooper Industries) | Streetworks | ARC10P*9***5*** | Vertical - Base Down | Pulse-start - magnetic | 100 | 100 | 277 V | True |  | 80.2 | [5 empty] | Federally-Regulated Consumer Product | 04/06/2017 |  | 02/12/2020
Eaton (formerly Cooper Industries) | Streetworks | ARC10P*W***5*** | Vertical - Base Down | Pulse-start - magnetic | 100 | 100 | 120 V | True |  | 80.2 | [5 empty] | Federally-Regulated Consumer Product | 04/06/2017 |  | 02/12/2020
Eaton (formerly Cooper Industries) | Streetworks | ARC10P*N***5*** | Vertical - Base Down | Pulse-start - magnetic | 100 | 100 | 120 V | True |  | 80.2 | [5 empty] | Federally-Regulated Consumer Product | 04/06/2017 |  | 02/12/2020
Eaton (formerly Cooper Industries) | Streetworks | ARC25P*2***5*** | Vertical - Base Down | Pulse-start - magnetic | 250 | 250 | 277 V | True |  | 88.8 | [5 empty] | Federally-Regulated Consumer Product | 04/06/2017 |  | 02/12/2020
Eaton (formerly Cooper Industries) | Streetworks | ARC25P*0***5*** | Vertical - Base Down | Pulse-start - magnetic | 250 | 250 | 277 V | True |  | 88.8 | [5 empty] | Federally-Regulated Consumer Product | 04/06/2017 |  | 02/12/2020
Eaton (formerly Cooper Industries) | Streetworks | ARC25P*4***5*** | Vertical - Base Down | Pulse-start - magnetic | 250 | 250 | 277 V | True |  | 88.8 | [5 empty] | Federally-Regulated Consumer Product | 04/06/2017 |  | 02/12/2020
Eaton (formerly Cooper Industries) | Streetworks | ARC25P*7***5*** | Vertical - Base Down | Pulse-start - magnetic | 250 | 250 | 277 V | True |  | 88.8 | [5 empty] | Federally-Regulated Consumer Product | 04/06/2017 |  | 02/12/2020
Eaton (formerly Cooper Industries) | Streetworks | ARC25P*8***5*** | Vertical - Base Down | Pulse-start - magnetic | 250 | 250 | 480 V | True |  | 88 | [5 empty] | Federally-Regulated Consumer Product | 04/06/2017 |  | 02/12/2020
Eaton (formerly Cooper Industries) | Streetworks | ARC25P*9***5*** | Vertical - Base Down | Pulse-start - magnetic | 250 | 250 | 277 V | True |  | 88.8 | [5 empty] | Federally-Regulated Consumer Product | 04/06/2017 |  | 02/12/2020
Eaton (formerly Cooper Industries) | Streetworks | ARC25P*W***5*** | Vertical - Base Down | Pulse-start - magnetic | 250 | 250 | 277 V | True |  | 88.8 | [5 empty] | Federally-Regulated Consumer Product | 04/06/2017 |  | 02/12/2020
Eaton (formerly Cooper Industries) | Streetworks | ARC25P*N***5*** | Vertical - Base Down | Pulse-start - magnetic | 250 | 250 | 277 V | True |  | 88.8 | [5 empty] | Federally-Regulated Consumer Product | 04/06/2017 |  | 02/12/2020
Eaton (formerly Cooper Industries) | Streetworks | ARC32P*2***5*** | Vertical - Base Down | Pulse-start - magnetic | 320 | 320 | 277 V | True |  | 89.6 | [5 empty] | Federally-Regulated Consumer Product | 04/06/2017 |  | 02/12/2020
Eaton (formerly Cooper Industries) | Streetworks | ARC32P*0***5*** | Vertical - Base Down | Pulse-start - magnetic | 320 | 320 | 277 V | True |  | 89.6 | [5 empty] | Federally-Regulated Consumer Product | 04/06/2017 |  | 02/12/2020
Eaton (formerly Cooper Industries) | Streetworks | ARC32P*4***5*** | Vertical - Base Down | Pulse-start - magnetic | 320 | 320 | 277 V | True |  | 89.6 | [5 empty] | Federally-Regulated Consumer Product | 04/06/2017 |  | 02/12/2020
Eaton (formerly Cooper Industries) | Streetworks | ARC32P*7***5*** | Vertical - Base Down | Pulse-start - magnetic | 320 | 320 | 277 V | True |  | 89.6 | [5 empty] | Federally-Regulated Consumer Product | 04/06/2017 |  | 02/12/2020
Eaton (formerly Cooper Industries) | Streetworks | ARC32P*8***5*** | Vertical - Base Down | Pulse-start - magnetic | 320 | 320 | 480 V | True |  | 88.6 | [5 empty] | Federally-Regulated Consumer Product | 04/06/2017 |  | 02/12/2020
Eaton (formerly Cooper Industries) | Streetworks | ARC32P*9***5*** | Vertical - Base Down | Pulse-start - magnetic | 320 | 320 | 277 V | True |  | 89.6 | [5 empty] | Federally-Regulated Consumer Product | 04/06/2017 |  | 02/12/2020
Eaton (formerly Cooper Industries) | Streetworks | ARC32P*W***5*** | Vertical - Base Down | Pulse-start - magnetic | 320 | 320 | 277 V | True |  | 89.6 | [5 empty] | Federally-Regulated Consumer Product | 04/06/2017 |  | 02/12/2020
Eaton (formerly Cooper Industries) | Streetworks | ARC32P*N***5*** | Vertical - Base Down | Pulse-start - magnetic | 320 | 320 | 277 V | True |  | 89.6 | [5 empty] | Federally-Regulated Consumer Product | 04/06/2017 |  | 02/12/2020
Eaton (formerly Cooper Industries) | Streetworks | LXF70P*2** | Vertical - Base Down | Pulse-start - magnetic | 70 | 70 | 120 V | True |  | 78.2 | [5 empty] | Federally-Regulated Consumer Product | 04/06/2017 |  | 02/12/2020
Eaton (formerly Cooper Industries) | Streetworks | LXF70P*0** | Vertical - Base Down | Pulse-start - magnetic | 70 | 70 | 120 V | True |  | 78.2 | [5 empty] | Federally-Regulated Consumer Product | 04/06/2017 |  | 02/12/2020
Eaton (formerly Cooper Industries) | Streetworks | LXF70P*4** | Vertical - Base Down | Pulse-start - magnetic | 70 | 70 | 120 V | True |  | 78.2 | [5 empty] | Federally-Regulated Consumer Product | 04/06/2017 |  | 02/12/2020
Eaton (formerly Cooper Industries) | Streetworks | LXF70P*7** | Vertical - Base Down | Pulse-start - magnetic | 70 | 70 | 120 V | True |  | 78.2 | [5 empty] | Federally-Regulated Consumer Product | 04/06/2017 |  | 02/12/2020
Eaton (formerly Cooper Industries) | Streetworks | LXF70P*8** | Vertical - Base Down | Pulse-start - magnetic | 70 | 70 | 480 V | True |  | 76.2 | [5 empty] | Federally-Regulated Consumer Product | 04/06/2017 |  | 02/12/2020
Eaton (formerly Cooper Industries) | Streetworks | LXF70P*9** | Vertical - Base Down | Pulse-start - magnetic | 70 | 70 | 277 V | True |  | 78.2 | [5 empty] | Federally-Regulated Consumer Product | 04/06/2017 |  | 02/12/2020
Eaton (formerly Cooper Industries) | Streetworks | LXF70P*W** | Vertical - Base Down | Pulse-start - magnetic | 70 | 70 | 120 V | True |  | 78.2 | [5 empty] | Federally-Regulated Consumer Product | 04/06/2017 |  | 02/12/2020
Eaton (formerly Cooper Industries) | Streetworks | LXF70P*P** | Vertical - Base Down | Pulse-start - magnetic | 70 | 70 | 120 V | True |  | 78.2 | [5 empty] | Federally-Regulated Consumer Product | 04/06/2017 |  | 02/12/2020
Eaton (formerly Cooper Industries) | Streetworks | LXF70P*V** | Vertical - Base Down | Pulse-start - magnetic | 70 | 70 | 120 V | True |  | 78.2 | [5 empty] | Federally-Regulated Consumer Product | 04/06/2017 |  | 02/12/2020
Eaton (formerly Cooper Industries) | Streetworks | LXF70P*N** | Vertical - Base Down | Pulse-start - magnetic | 70 | 70 | 120 V | True |  | 78.2 | [5 empty] | Federally-Regulated Consumer Product | 04/06/2017 |  | 02/12/2020
Eaton (formerly Cooper Industries) | Streetworks | LXF10P*2** | Vertical - Base Down | Pulse-start - magnetic | 100 | 100 | 120 V | True |  | 80.2 | [5 empty] | Federally-Regulated Consumer Product | 04/06/2017 |  | 02/12/2020
Eaton (formerly Cooper Industries) | Streetworks | LXF10P*0** | Vertical - Base Down | Pulse-start - magnetic | 100 | 100 | 120 V | True |  | 80.2 | [5 empty] | Federally-Regulated Consumer Product | 04/06/2017 |  | 02/12/2020
Eaton (formerly Cooper Industries) | Streetworks | LXF10P*4** | Vertical - Base Down | Pulse-start - magnetic | 100 | 100 | 120 V | True |  | 80.2 | [5 empty] | Federally-Regulated Consumer Product | 04/06/2017 |  | 02/12/2020
Eaton (formerly Cooper Industries) | Streetworks | LXF10P*7** | Vertical - Base Down | Pulse-start - magnetic | 100 | 100 | 120 V | True |  | 80.2 | [5 empty] | Federally-Regulated Consumer Product | 04/06/2017 |  | 02/12/2020
Eaton (formerly Cooper Industries) | Streetworks | LXF10P*8** | Vertical - Base Down | Pulse-start - magnetic | 100 | 100 | 480 V | True |  | 78.2 | [5 empty] | Federally-Regulated Consumer Product | 04/06/2017 |  | 02/12/2020
Eaton (formerly Cooper Industries) | Streetworks | LXF10P*9** | Vertical - Base Down | Pulse-start - magnetic | 100 | 100 | 277 V | True |  | 80.2 | [5 empty] | Federally-Regulated Consumer Product | 04/06/2017 |  | 02/12/2020
Eaton (formerly Cooper Industries) | Streetworks | LXF10P*W** | Vertical - Base Down | Pulse-start - magnetic | 100 | 100 | 120 V | True |  | 80.2 | [5 empty] | Federally-Regulated Consumer Product | 04/06/2017 |  | 02/12/2020
Eaton (formerly Cooper Industries) | Streetworks | LXF10P*P** | Vertical - Base Down | Pulse-start - magnetic | 100 | 100 | 120 V | True |  | 80.2 | [5 empty] | Federally-Regulated Consumer Product | 04/06/2017 |  | 02/12/2020
Eaton (formerly Cooper Industries) | Streetworks | LXF10P*V** | Vertical - Base Down | Pulse-start - magnetic | 100 | 100 | 120 V | True |  | 80.2 | [5 empty] | Federally-Regulated Consumer Product | 04/06/2017 |  | 02/12/2020
Eaton (formerly Cooper Industries) | Streetworks | LXF10P*N** | Vertical - Base Down | Pulse-start - magnetic | 100 | 100 | 120 V | True |  | 80.2 | [5 empty] | Federally-Regulated Consumer Product | 04/06/2017 |  | 02/12/2020
Eaton (formerly Cooper Industries) | Streetworks | LXT70P*2** | Vertical - Base Down | Pulse-start - magnetic | 70 | 70 | 120 V | True |  | 78.2 | [5 empty] | Federally-Regulated Consumer Product | 04/06/2017 |  | 02/12/2020
Eaton (formerly Cooper Industries) | Streetworks | LXT70P*0** | Vertical - Base Down | Pulse-start - magnetic | 70 | 70 | 120 V | True |  | 78.2 | [5 empty] | Federally-Regulated Consumer Product | 04/06/2017 |  | 02/12/2020
Eaton (formerly Cooper Industries) | Streetworks | LXT70P*4** | Vertical - Base Down | Pulse-start - magnetic | 70 | 70 | 120 V | True |  | 78.2 | [5 empty] | Federally-Regulated Consumer Product | 04/06/2017 |  | 02/12/2020
Eaton (formerly Cooper Industries) | Streetworks | LXT70P*7** | Vertical - Base Down | Pulse-start - magnetic | 70 | 70 | 120 V | True |  | 78.2 | [5 empty] | Federally-Regulated Consumer Product | 04/06/2017 |  | 02/12/2020
Eaton (formerly Cooper Industries) | Streetworks | LXT70P*8** | Vertical - Base Down | Pulse-start - magnetic | 70 | 70 | 480 V | True |  | 76.2 | [5 empty] | Federally-Regulated Consumer Product | 04/06/2017 |  | 02/12/2020
Eaton (formerly Cooper Industries) | Streetworks | LXT70P*9** | Vertical - Base Down | Pulse-start - magnetic | 70 | 70 | 277 V | True |  | 78.2 | [5 empty] | Federally-Regulated Consumer Product | 04/06/2017 |  | 02/12/2020
Eaton (formerly Cooper Industries) | Streetworks | LXT70P*W** | Vertical - Base Down | Pulse-start - magnetic | 70 | 70 | 120 V | True |  | 78.2 | [5 empty] | Federally-Regulated Consumer Product | 04/06/2017 |  | 02/12/2020
Eaton (formerly Cooper Industries) | Streetworks | LXT70P*P** | Vertical - Base Down | Pulse-start - magnetic | 70 | 70 | 120 V | True |  | 78.2 | [5 empty] | Federally-Regulated Consumer Product | 04/06/2017 |  | 02/12/2020
Eaton (formerly Cooper Industries) | Streetworks | LXT70P*V** | Vertical - Base Down | Pulse-start - magnetic | 70 | 70 | 120 V | True |  | 78.2 | [5 empty] | Federally-Regulated Consumer Product | 04/06/2017 |  | 02/12/2020
Eaton (formerly Cooper Industries) | Streetworks | LXT70P*N** | Vertical - Base Down | Pulse-start - magnetic | 70 | 70 | 120 V | True |  | 78.2 | [5 empty] | Federally-Regulated Consumer Product | 04/06/2017 |  | 02/12/2020
Eaton (formerly Cooper Industries) | Streetworks | LXT10P*2** | Vertical - Base Down | Pulse-start - magnetic | 100 | 100 | 120 V | True |  | 80.2 | [5 empty] | Federally-Regulated Consumer Product | 04/06/2017 |  | 02/12/2020
Eaton (formerly Cooper Industries) | Streetworks | LXT10P*0** | Vertical - Base Down | Pulse-start - magnetic | 100 | 100 | 120 V | True |  | 80.2 | [5 empty] | Federally-Regulated Consumer Product | 04/06/2017 |  | 02/12/2020
Eaton (formerly Cooper Industries) | Streetworks | LXT10P*4** | Vertical - Base Down | Pulse-start - magnetic | 100 | 100 | 120 V | True |  | 80.2 | [5 empty] | Federally-Regulated Consumer Product | 04/06/2017 |  | 02/12/2020
Eaton (formerly Cooper Industries) | Streetworks | LXT10P*7** | Vertical - Base Down | Pulse-start - magnetic | 100 | 100 | 120 V | True |  | 80.2 | [5 empty] | Federally-Regulated Consumer Product | 04/06/2017 |  | 02/12/2020
Eaton (formerly Cooper Industries) | Streetworks | LXT10P*8** | Vertical - Base Down | Pulse-start - magnetic | 100 | 100 | 480 V | True |  | 78.2 | [5 empty] | Federally-Regulated Consumer Product | 04/06/2017 |  | 02/12/2020
Eaton (formerly Cooper Industries) | Streetworks | LXT10P*9** | Vertical - Base Down | Pulse-start - magnetic | 100 | 100 | 277 V | True |  | 80.2 | [5 empty] | Federally-Regulated Consumer Product | 04/06/2017 |  | 02/12/2020
Eaton (formerly Cooper Industries) | Streetworks | LXT10P*W** | Vertical - Base Down | Pulse-start - magnetic | 100 | 100 | 120 V | True |  | 80.2 | [5 empty] | Federally-Regulated Consumer Product | 04/06/2017 |  | 02/12/2020
Eaton (formerly Cooper Industries) | Streetworks | LXT10P*P** | Vertical - Base Down | Pulse-start - magnetic | 100 | 100 | 120 V | True |  | 80.2 | [5 empty] | Federally-Regulated Consumer Product | 04/06/2017 |  | 02/12/2020
Eaton (formerly Cooper Industries) | Streetworks | LXT10P*V** | Vertical - Base Down | Pulse-start - magnetic | 100 | 100 | 120 V | True |  | 80.2 | [5 empty] | Federally-Regulated Consumer Product | 04/06/2017 |  | 02/12/2020
Eaton (formerly Cooper Industries) | Streetworks | LXT10P*N** | Vertical - Base Down | Pulse-start - magnetic | 100 | 100 | 120 V | True |  | 80.2 | [5 empty] | Federally-Regulated Consumer Product | 04/06/2017 |  | 02/12/2020
Eaton (formerly Cooper Industries) | Streetworks | GMA17P*2** | Horizontal | Pulse-start - magnetic | 175 | 175 | 277 V | True |  | 88 | [5 empty] | Federally-Regulated Consumer Product | 04/06/2017 |  | 02/12/2020
Eaton (formerly Cooper Industries) | Streetworks | GMA17P*0** | Horizontal | Pulse-start - magnetic | 175 | 175 | 277 V | True |  | 88 | [5 empty] | Federally-Regulated Consumer Product | 04/06/2017 |  | 02/12/2020
Eaton (formerly Cooper Industries) | Streetworks | GMA17P*4** | Horizontal | Pulse-start - magnetic | 175 | 175 | 277 V | True |  | 88 | [5 empty] | Federally-Regulated Consumer Product | 04/06/2017 |  | 02/12/2020
Eaton (formerly Cooper Industries) | Streetworks | GMA17P*7** | Horizontal | Pulse-start - magnetic | 175 | 175 | 277 V | True |  | 88 | [5 empty] | Federally-Regulated Consumer Product | 04/06/2017 |  | 02/12/2020
Eaton (formerly Cooper Industries) | Streetworks | GMA17P*8** | Horizontal | Pulse-start - magnetic | 175 | 175 | 480 V | True |  | 88 | [5 empty] | Federally-Regulated Consumer Product | 04/06/2017 |  | 02/12/2020
Eaton (formerly Cooper Industries) | Streetworks | GMA17P*9** | Horizontal | Pulse-start - magnetic | 175 | 175 | 277 V | True |  | 88 | [5 empty] | Federally-Regulated Consumer Product | 04/06/2017 |  | 02/12/2020
Eaton (formerly Cooper Industries) | Streetworks | GMA17P*W** | Horizontal | Pulse-start - magnetic | 175 | 175 | 277 V | True |  | 88 | [5 empty] | Federally-Regulated Consumer Product | 04/06/2017 |  | 02/12/2020
Eaton (formerly Cooper Industries) | Streetworks | GMA17P*G** | Horizontal | Pulse-start - magnetic | 175 | 175 | 277 V | True |  | 88 | [5 empty] | Federally-Regulated Consumer Product | 04/06/2017 |  | 02/12/2020
Eaton (formerly Cooper Industries) | Streetworks | GMA17P*V** | Horizontal | Pulse-start - magnetic | 175 | 175 | 277 V | True |  | 88 | [5 empty] | Federally-Regulated Consumer Product | 04/06/2017 |  | 02/12/2020
Eaton (formerly Cooper Industries) | Streetworks | GMA17P*N** | Horizontal | Pulse-start - magnetic | 175 | 175 | 277 V | True |  | 88 | [5 empty] | Federally-Regulated Consumer Product | 04/06/2017 |  | 02/12/2020
Eaton (formerly Cooper Industries) | Streetworks | GMA25P*2** | Horizontal | Pulse-start - magnetic | 250 | 250 | 277 V | True |  | 88.8 | [5 empty] | Federally-Regulated Consumer Product | 04/06/2017 |  | 02/12/2020
Eaton (formerly Cooper Industries) | Streetworks | GMA25P*0** | Horizontal | Pulse-start - magnetic | 250 | 250 | 277 V | True |  | 88.8 | [5 empty] | Federally-Regulated Consumer Product | 04/06/2017 |  | 02/12/2020
Eaton (formerly Cooper Industries) | Streetworks | GMA25P*4** | Horizontal | Pulse-start - magnetic | 250 | 250 | 277 V | True |  | 88.8 | [5 empty] | Federally-Regulated Consumer Product | 04/06/2017 |  | 02/12/2020
Eaton (formerly Cooper Industries) | Streetworks | GMA25P*7** | Horizontal | Pulse-start - magnetic | 250 | 250 | 277 V | True |  | 88.8 | [5 empty] | Federally-Regulated Consumer Product | 04/06/2017 |  | 02/12/2020
Eaton (formerly Cooper Industries) | Streetworks | GMA25P*8** | Horizontal | Pulse-start - magnetic | 250 | 250 | 480 V | True |  | 88 | [5 empty] | Federally-Regulated Consumer Product | 04/06/2017 |  | 02/12/2020
Eaton (formerly Cooper Industries) | Streetworks | GMA25P*9** | Horizontal | Pulse-start - magnetic | 250 | 250 | 277 V | True |  | 88.8 | [5 empty] | Federally-Regulated Consumer Product | 04/06/2017 |  | 02/12/2020
Eaton (formerly Cooper Industries) | Streetworks | GMA25P*W** | Horizontal | Pulse-start - magnetic | 250 | 250 | 277 V | True |  | 88.8 | [5 empty] | Federally-Regulated Consumer Product | 04/06/2017 |  | 02/12/2020
Eaton (formerly Cooper Industries) | Streetworks | GMA25P*G** | Horizontal | Pulse-start - magnetic | 250 | 250 | 277 V | True |  | 88.8 | [5 empty] | Federally-Regulated Consumer Product | 04/06/2017 |  | 02/12/2020
Eaton (formerly Cooper Industries) | Streetworks | GMA25P*V** | Horizontal | Pulse-start - magnetic | 250 | 250 | 277 V | True |  | 88.8 | [5 empty] | Federally-Regulated Consumer Product | 04/06/2017 |  | 02/12/2020
Eaton (formerly Cooper Industries) | Streetworks | GMA25P*N** | Horizontal | Pulse-start - magnetic | 250 | 250 | 277 V | True |  | 88.8 | [5 empty] | Federally-Regulated Consumer Product | 04/06/2017 |  | 02/12/2020
Eaton (formerly Cooper Industries) | Streetworks | GMA32P*2** | Horizontal | Pulse-start - magnetic | 320 | 320 | 277 V | True |  | 89.6 | [5 empty] | Federally-Regulated Consumer Product | 04/06/2017 |  | 02/12/2020
Eaton (formerly Cooper Industries) | Streetworks | GMA32P*0** | Horizontal | Pulse-start - magnetic | 320 | 320 | 277 V | True |  | 89.6 | [5 empty] | Federally-Regulated Consumer Product | 04/06/2017 |  | 02/12/2020
Eaton (formerly Cooper Industries) | Streetworks | GMA32P*4** | Horizontal | Pulse-start - magnetic | 320 | 320 | 277 V | True |  | 89.6 | [5 empty] | Federally-Regulated Consumer Product | 04/06/2017 |  | 02/12/2020
Eaton (formerly Cooper Industries) | Streetworks | GMA32P*7** | Horizontal | Pulse-start - magnetic | 320 | 320 | 277 V | True |  | 89.6 | [5 empty] | Federally-Regulated Consumer Product | 04/06/2017 |  | 02/12/2020
Eaton (formerly Cooper Industries) | Streetworks | GMA32P*8** | Horizontal | Pulse-start - magnetic | 320 | 320 | 480 V | True |  | 88.6 | [5 empty] | Federally-Regulated Consumer Product | 04/06/2017 |  | 02/12/2020
Eaton (formerly Cooper Industries) | Streetworks | GMA32P*9** | Horizontal | Pulse-start - magnetic | 320 | 320 | 277 V | True |  | 89.6 | [5 empty] | Federally-Regulated Consumer Product | 04/06/2017 |  | 02/12/2020
Eaton (formerly Cooper Industries) | Streetworks | GMA32P*W** | Horizontal | Pulse-start - magnetic | 320 | 320 | 277 V | True |  | 89.6 | [5 empty] | Federally-Regulated Consumer Product | 04/06/2017 |  | 02/12/2020
Eaton (formerly Cooper Industries) | Streetworks | GMA32P*G** | Horizontal | Pulse-start - magnetic | 320 | 320 | 277 V | True |  | 89.6 | [5 empty] | Federally-Regulated Consumer Product | 04/06/2017 |  | 02/12/2020
Eaton (formerly Cooper Industries) | Streetworks | GMA32P*V** | Horizontal | Pulse-start - magnetic | 320 | 320 | 277 V | True |  | 89.6 | [5 empty] | Federally-Regulated Consumer Product | 04/06/2017 |  | 02/12/2020
Eaton (formerly Cooper Industries) | Streetworks | GMA32P*N** | Horizontal | Pulse-start - magnetic | 320 | 320 | 277 V | True |  | 89.6 | [5 empty] | Federally-Regulated Consumer Product | 04/06/2017 |  | 02/12/2020
Eaton (formerly Cooper Industries) | Streetworks | GMA35P*2** | Horizontal | Pulse-start - magnetic | 350 | 350 | 277 V | True |  | 89.9 | [5 empty] | Federally-Regulated Consumer Product | 04/06/2017 |  | 02/12/2020
Eaton (formerly Cooper Industries) | Streetworks | GMA35P*0** | Horizontal | Pulse-start - magnetic | 350 | 350 | 277 V | True |  | 89.9 | [5 empty] | Federally-Regulated Consumer Product | 04/06/2017 |  | 02/12/2020
Eaton (formerly Cooper Industries) | Streetworks | GMA35P*4** | Horizontal | Pulse-start - magnetic | 350 | 350 | 277 V | True |  | 89.9 | [5 empty] | Federally-Regulated Consumer Product | 04/06/2017 |  | 02/12/2020
Eaton (formerly Cooper Industries) | Streetworks | GMA35P*7** | Horizontal | Pulse-start - magnetic | 350 | 350 | 277 V | True |  | 89.9 | [5 empty] | Federally-Regulated Consumer Product | 04/06/2017 |  | 02/12/2020
Eaton (formerly Cooper Industries) | Streetworks | GMA35P*8** | Horizontal | Pulse-start - magnetic | 350 | 350 | 480 V | True |  | 88.9 | [5 empty] | Federally-Regulated Consumer Product | 04/06/2017 |  | 02/12/2020
Eaton (formerly Cooper Industries) | Streetworks | GMA35P*9** | Horizontal | Pulse-start - magnetic | 350 | 350 | 277 V | True |  | 89.9 | [5 empty] | Federally-Regulated Consumer Product | 04/06/2017 |  | 02/12/2020
Eaton (formerly Cooper Industries) | Streetworks | GMA35P*W** | Horizontal | Pulse-start - magnetic | 350 | 350 | 277 V | True |  | 89.9 | [5 empty] | Federally-Regulated Consumer Product | 04/06/2017 |  | 02/12/2020
Eaton (formerly Cooper Industries) | Streetworks | GMA35P*G** | Horizontal | Pulse-start - magnetic | 350 | 350 | 277 V | True |  | 89.9 | [5 empty] | Federally-Regulated Consumer Product | 04/06/2017 |  | 02/12/2020
Eaton (formerly Cooper Industries) | Streetworks | GMA35P*V** | Horizontal | Pulse-start - magnetic | 350 | 350 | 277 V | True |  | 89.9 | [5 empty] | Federally-Regulated Consumer Product | 04/06/2017 |  | 02/12/2020
Eaton (formerly Cooper Industries) | Streetworks | GMA35P*N** | Horizontal | Pulse-start - magnetic | 350 | 350 | 277 V | True |  | 89.9 | [5 empty] | Federally-Regulated Consumer Product | 04/06/2017 |  | 02/12/2020
Eaton (formerly Cooper Industries) | Streetworks | GMA40P*2** | Horizontal | Pulse-start - magnetic | 400 | 400 | 277 V | True |  | 90.3 | [5 empty] | Federally-Regulated Consumer Product | 04/06/2017 |  | 02/12/2020
Eaton (formerly Cooper Industries) | Streetworks | GMA40P*0** | Horizontal | Pulse-start - magnetic | 400 | 400 | 277 V | True |  | 90.3 | [5 empty] | Federally-Regulated Consumer Product | 04/06/2017 |  | 02/12/2020
Eaton (formerly Cooper Industries) | Streetworks | GMA40P*4** | Horizontal | Pulse-start - magnetic | 400 | 400 | 277 V | True |  | 90.3 | [5 empty] | Federally-Regulated Consumer Product | 04/06/2017 |  | 02/12/2020
Eaton (formerly Cooper Industries) | Streetworks | GMA40P*7** | Horizontal | Pulse-start - magnetic | 400 | 400 | 277 V | True |  | 90.3 | [5 empty] | Federally-Regulated Consumer Product | 04/06/2017 |  | 02/12/2020
Eaton (formerly Cooper Industries) | Streetworks | GMA40P*8** | Horizontal | Pulse-start - magnetic | 400 | 400 | 480 V | True |  | 89.3 | [5 empty] | Federally-Regulated Consumer Product | 04/06/2017 |  | 02/12/2020
Eaton (formerly Cooper Industries) | Streetworks | GMA40P*9** | Horizontal | Pulse-start - magnetic | 400 | 400 | 277 V | True |  | 90.3 | [5 empty] | Federally-Regulated Consumer Product | 04/06/2017 |  | 02/12/2020
Eaton (formerly Cooper Industries) | Streetworks | GMA40P*W** | Horizontal | Pulse-start - magnetic | 400 | 400 | 277 V | True |  | 90.3 | [5 empty] | Federally-Regulated Consumer Product | 04/06/2017 |  | 02/12/2020
Eaton (formerly Cooper Industries) | Streetworks | GMA40P*G** | Horizontal | Pulse-start - magnetic | 400 | 400 | 277 V | True |  | 90.3 | [5 empty] | Federally-Regulated Consumer Product | 04/06/2017 |  | 02/12/2020
Eaton (formerly Cooper Industries) | Streetworks | GMA40P*V** | Horizontal | Pulse-start - magnetic | 400 | 400 | 277 V | True |  | 90.3 | [5 empty] | Federally-Regulated Consumer Product | 04/06/2017 |  | 02/12/2020
Eaton (formerly Cooper Industries) | Streetworks | GMA40P*N** | Horizontal | Pulse-start - magnetic | 400 | 400 | 277 V | True |  | 90.3 | [5 empty] | Federally-Regulated Consumer Product | 04/06/2017 |  | 02/12/2020
Eaton (formerly Cooper Industries) | Streetworks | GMA1P*2** | Horizontal | Pulse-start - magnetic | 1000 | 1000 | 277 V | True |  | 93.6 | [5 empty] | Federally-Regulated Consumer Product | 04/06/2017 |  | 02/12/2020
Eaton (formerly Cooper Industries) | Streetworks | GMA1P*0** | Horizontal | Pulse-start - magnetic | 1000 | 1000 | 277 V | True |  | 93.6 | [5 empty] | Federally-Regulated Consumer Product | 04/06/2017 |  | 02/12/2020
Eaton (formerly Cooper Industries) | Streetworks | GMA1P*4** | Horizontal | Pulse-start - magnetic | 1000 | 1000 | 277 V | True |  | 93.6 | [5 empty] | Federally-Regulated Consumer Product | 04/06/2017 |  | 02/12/2020
Eaton (formerly Cooper Industries) | Streetworks | GMA1P*7** | Horizontal | Pulse-start - magnetic | 1000 | 1000 | 277 V | True |  | 93.6 | [5 empty] | Federally-Regulated Consumer Product | 04/06/2017 |  | 02/12/2020
Eaton (formerly Cooper Industries) | Streetworks | GMA1P*8** | Horizontal | Pulse-start - magnetic | 1000 | 1000 | 480 V | True |  | 92.6 | [5 empty] | Federally-Regulated Consumer Product | 04/06/2017 |  | 02/12/2020
Eaton (formerly Cooper Industries) | Streetworks | GMA1P*9** | Horizontal | Pulse-start - magnetic | 1000 | 1000 | 277 V | True |  | 93.6 | [5 empty] | Federally-Regulated Consumer Product | 04/06/2017 |  | 02/12/2020
Eaton (formerly Cooper Industries) | Streetworks | GMA1P*W** | Horizontal | Pulse-start - magnetic | 1000 | 1000 | 277 V | True |  | 93.6 | [5 empty] | Federally-Regulated Consumer Product | 04/06/2017 |  | 02/12/2020
Eaton (formerly Cooper Industries) | Streetworks | GMA1P*G** | Horizontal | Pulse-start - magnetic | 1000 | 1000 | 277 V | True |  | 93.6 | [5 empty] | Federally-Regulated Consumer Product | 04/06/2017 |  | 02/12/2020
Eaton (formerly Cooper Industries) | Streetworks | GMA1P*V** | Horizontal | Pulse-start - magnetic | 1000 | 1000 | 277 V | True |  | 93.6 | [5 empty] | Federally-Regulated Consumer Product | 04/06/2017 |  | 02/12/2020
Eaton (formerly Cooper Industries) | Streetworks | GMA1P*N** | Horizontal | Pulse-start - magnetic | 1000 | 1000 | 277 V | True |  | 93.6 | [5 empty] | Federally-Regulated Consumer Product | 04/06/2017 |  | 02/12/2020
Eaton (formerly Cooper Industries) | Streetworks | GLA17P*2** | Horizontal | Pulse-start - magnetic | 175 | 175 | 277 V | True |  | 88 | [5 empty] | Federally-Regulated Consumer Product | 04/06/2017 |  | 02/12/2020
Eaton (formerly Cooper Industries) | Streetworks | GLA17P*0** | Horizontal | Pulse-start - magnetic | 175 | 175 | 277 V | True |  | 88 | [5 empty] | Federally-Regulated Consumer Product | 04/06/2017 |  | 02/12/2020
Eaton (formerly Cooper Industries) | Streetworks | GLA17P*4** | Horizontal | Pulse-start - magnetic | 175 | 175 | 277 V | True |  | 88 | [5 empty] | Federally-Regulated Consumer Product | 04/06/2017 |  | 02/12/2020
Eaton (formerly Cooper Industries) | Streetworks | GLA17P*7** | Horizontal | Pulse-start - magnetic | 175 | 175 | 277 V | True |  | 88 | [5 empty] | Federally-Regulated Consumer Product | 04/06/2017 |  | 02/12/2020
Eaton (formerly Cooper Industries) | Streetworks | GLA17P*8** | Horizontal | Pulse-start - magnetic | 175 | 175 | 480 V | True |  | 88 | [5 empty] | Federally-Regulated Consumer Product | 04/06/2017 |  | 02/12/2020
Eaton (formerly Cooper Industries) | Streetworks | GLA17P*9** | Horizontal | Pulse-start - magnetic | 175 | 175 | 277 V | True |  | 88 | [5 empty] | Federally-Regulated Consumer Product | 04/06/2017 |  | 02/12/2020
Eaton (formerly Cooper Industries) | Streetworks | GLA17P*W** | Horizontal | Pulse-start - magnetic | 175 | 175 | 277 V | True |  | 88 | [5 empty] | Federally-Regulated Consumer Product | 04/06/2017 |  | 02/12/2020
Eaton (formerly Cooper Industries) | Streetworks | GLA17P*G** | Horizontal | Pulse-start - magnetic | 175 | 175 | 277 V | True |  | 88 | [5 empty] | Federally-Regulated Consumer Product | 04/06/2017 |  | 02/12/2020
Eaton (formerly Cooper Industries) | Streetworks | GLA17P*V** | Horizontal | Pulse-start - magnetic | 175 | 175 | 277 V | True |  | 88 | [5 empty] | Federally-Regulated Consumer Product | 04/06/2017 |  | 02/12/2020
Eaton (formerly Cooper Industries) | Streetworks | GLA17P*N** | Horizontal | Pulse-start - magnetic | 175 | 175 | 277 V | True |  | 88 | [5 empty] | Federally-Regulated Consumer Product | 04/06/2017 |  | 02/12/2020
Eaton (formerly Cooper Industries) | Streetworks | GLA25P*2** | Horizontal | Pulse-start - magnetic | 250 | 250 | 277 V | True |  | 88.8 | [5 empty] | Federally-Regulated Consumer Product | 04/06/2017 |  | 02/12/2020
Eaton (formerly Cooper Industries) | Streetworks | GLA25P*0** | Horizontal | Pulse-start - magnetic | 250 | 250 | 277 V | True |  | 88.8 | [5 empty] | Federally-Regulated Consumer Product | 04/06/2017 |  | 02/12/2020
Eaton (formerly Cooper Industries) | Streetworks | GLA25P*4** | Horizontal | Pulse-start - magnetic | 250 | 250 | 277 V | True |  | 88.8 | [5 empty] | Federally-Regulated Consumer Product | 04/06/2017 |  | 02/12/2020
Eaton (formerly Cooper Industries) | Streetworks | GLA25P*7** | Horizontal | Pulse-start - magnetic | 250 | 250 | 277 V | True |  | 88.8 | [5 empty] | Federally-Regulated Consumer Product | 04/06/2017 |  | 02/12/2020
Eaton (formerly Cooper Industries) | Streetworks | GLA25P*8** | Horizontal | Pulse-start - magnetic | 250 | 250 | 480 V | True |  | 88 | [5 empty] | Federally-Regulated Consumer Product | 04/06/2017 |  | 02/12/2020
Eaton (formerly Cooper Industries) | Streetworks | GLA25P*9** | Horizontal | Pulse-start - magnetic | 250 | 250 | 277 V | True |  | 88.8 | [5 empty] | Federally-Regulated Consumer Product | 04/06/2017 |  | 02/12/2020
Eaton (formerly Cooper Industries) | Streetworks | GLA25P*W** | Horizontal | Pulse-start - magnetic | 250 | 250 | 277 V | True |  | 88.8 | [5 empty] | Federally-Regulated Consumer Product | 04/06/2017 |  | 02/12/2020
Eaton (formerly Cooper Industries) | Streetworks | GLA25P*G** | Horizontal | Pulse-start - magnetic | 250 | 250 | 277 V | True |  | 88.8 | [5 empty] | Federally-Regulated Consumer Product | 04/06/2017 |  | 02/12/2020
Eaton (formerly Cooper Industries) | Streetworks | GMB17P*2** | Horizontal | Pulse-start - magnetic | 175 | 175 | 277 V | True |  | 88 | [5 empty] | Federally-Regulated Consumer Product | 04/06/2017 |  | 02/12/2020
Eaton (formerly Cooper Industries) | Streetworks | GMB17P*0** | Horizontal | Pulse-start - magnetic | 175 | 175 | 277 V | True |  | 88 | [5 empty] | Federally-Regulated Consumer Product | 04/06/2017 |  | 02/12/2020
Eaton (formerly Cooper Industries) | Streetworks | GMB17P*4** | Horizontal | Pulse-start - magnetic | 175 | 175 | 277 V | True |  | 88 | [5 empty] | Federally-Regulated Consumer Product | 04/06/2017 |  | 02/12/2020
Eaton (formerly Cooper Industries) | Streetworks | GMB17P*7** | Horizontal | Pulse-start - magnetic | 175 | 175 | 277 V | True |  | 88 | [5 empty] | Federally-Regulated Consumer Product | 04/06/2017 |  | 02/12/2020
Eaton (formerly Cooper Industries) | Streetworks | GMB17P*8** | Horizontal | Pulse-start - magnetic | 175 | 175 | 480 V | True |  | 88 | [5 empty] | Federally-Regulated Consumer Product | 04/06/2017 |  | 02/12/2020
Eaton (formerly Cooper Industries) | Streetworks | GMB17P*9** | Horizontal | Pulse-start - magnetic | 175 | 175 | 277 V | True |  | 88 | [5 empty] | Federally-Regulated Consumer Product | 04/06/2017 |  | 02/12/2020
Eaton (formerly Cooper Industries) | Streetworks | GMB17P*W** | Horizontal | Pulse-start - magnetic | 175 | 175 | 277 V | True |  | 88 | [5 empty] | Federally-Regulated Consumer Product | 04/06/2017 |  | 02/12/2020
Eaton (formerly Cooper Industries) | Streetworks | GMB17P*G** | Horizontal | Pulse-start - magnetic | 175 | 175 | 277 V | True |  | 88 | [5 empty] | Federally-Regulated Consumer Product | 04/06/2017 |  | 02/12/2020
Eaton (formerly Cooper Industries) | Streetworks | GMB17P*V** | Horizontal | Pulse-start - magnetic | 175 | 175 | 277 V | True |  | 88 | [5 empty] | Federally-Regulated Consumer Product | 04/06/2017 |  | 02/12/2020
Eaton (formerly Cooper Industries) | Streetworks | GMB17P*N** | Horizontal | Pulse-start - magnetic | 175 | 175 | 277 V | True |  | 88 | [5 empty] | Federally-Regulated Consumer Product | 04/06/2017 |  | 02/12/2020
Eaton (formerly Cooper Industries) | Streetworks | GMB25P*2** | Horizontal | Pulse-start - magnetic | 250 | 250 | 277 V | True |  | 88.8 | [5 empty] | Federally-Regulated Consumer Product | 04/06/2017 |  | 02/12/2020
Eaton (formerly Cooper Industries) | Streetworks | GMB25P*0** | Horizontal | Pulse-start - magnetic | 250 | 250 | 277 V | True |  | 88.8 | [5 empty] | Federally-Regulated Consumer Product | 04/06/2017 |  | 02/12/2020
Eaton (formerly Cooper Industries) | Streetworks | GMB25P*4** | Horizontal | Pulse-start - magnetic | 250 | 250 | 277 V | True |  | 88.8 | [5 empty] | Federally-Regulated Consumer Product | 04/06/2017 |  | 02/12/2020
Eaton (formerly Cooper Industries) | Streetworks | GMB25P*7** | Horizontal | Pulse-start - magnetic | 250 | 250 | 277 V | True |  | 88.8 | [5 empty] | Federally-Regulated Consumer Product | 04/06/2017 |  | 02/12/2020
Eaton (formerly Cooper Industries) | Streetworks | GMB25P*8** | Horizontal | Pulse-start - magnetic | 250 | 250 | 480 V | True |  | 88 | [5 empty] | Federally-Regulated Consumer Product | 04/06/2017 |  | 02/12/2020
Eaton (formerly Cooper Industries) | Streetworks | GMB25P*9** | Horizontal | Pulse-start - magnetic | 250 | 250 | 277 V | True |  | 88.8 | [5 empty] | Federally-Regulated Consumer Product | 04/06/2017 |  | 02/12/2020
Eaton (formerly Cooper Industries) | Streetworks | GMB25P*W** | Horizontal | Pulse-start - magnetic | 250 | 250 | 277 V | True |  | 88.8 | [5 empty] | Federally-Regulated Consumer Product | 04/06/2017 |  | 02/12/2020
Eaton (formerly Cooper Industries) | Streetworks | GMB25P*G** | Horizontal | Pulse-start - magnetic | 250 | 250 | 277 V | True |  | 88.8 | [5 empty] | Federally-Regulated Consumer Product | 04/06/2017 |  | 02/12/2020
Eaton (formerly Cooper Industries) | Streetworks | GMB25P*V** | Horizontal | Pulse-start - magnetic | 250 | 250 | 277 V | True |  | 88.8 | [5 empty] | Federally-Regulated Consumer Product | 04/06/2017 |  | 02/12/2020
Eaton (formerly Cooper Industries) | Streetworks | GMB25P*N** | Horizontal | Pulse-start - magnetic | 250 | 250 | 277 V | True |  | 88.8 | [5 empty] | Federally-Regulated Consumer Product | 04/06/2017 |  | 02/12/2020
Eaton (formerly Cooper Industries) | Streetworks | GMB32P*2** | Horizontal | Pulse-start - magnetic | 320 | 320 | 277 V | True |  | 89.6 | [5 empty] | Federally-Regulated Consumer Product | 04/06/2017 |  | 02/12/2020
Eaton (formerly Cooper Industries) | Streetworks | GMB32P*0** | Horizontal | Pulse-start - magnetic | 320 | 320 | 277 V | True |  | 89.6 | [5 empty] | Federally-Regulated Consumer Product | 04/06/2017 |  | 02/12/2020
Eaton (formerly Cooper Industries) | Streetworks | GMB32P*4** | Horizontal | Pulse-start - magnetic | 320 | 320 | 277 V | True |  | 89.6 | [5 empty] | Federally-Regulated Consumer Product | 04/06/2017 |  | 02/12/2020
Eaton (formerly Cooper Industries) | Streetworks | GMB32P*7** | Horizontal | Pulse-start - magnetic | 320 | 320 | 277 V | True |  | 89.6 | [5 empty] | Federally-Regulated Consumer Product | 04/06/2017 |  | 02/12/2020
Eaton (formerly Cooper Industries) | Streetworks | GMB32P*8** | Horizontal | Pulse-start - magnetic | 320 | 320 | 480 V | True |  | 88.6 | [5 empty] | Federally-Regulated Consumer Product | 04/06/2017 |  | 02/12/2020
Eaton (formerly Cooper Industries) | Streetworks | GMB32P*9** | Horizontal | Pulse-start - magnetic | 320 | 320 | 277 V | True |  | 89.6 | [5 empty] | Federally-Regulated Consumer Product | 04/06/2017 |  | 02/12/2020
Eaton (formerly Cooper Industries) | Streetworks | GMB32P*W** | Horizontal | Pulse-start - magnetic | 320 | 320 | 277 V | True |  | 89.6 | [5 empty] | Federally-Regulated Consumer Product | 04/06/2017 |  | 02/12/2020
Eaton (formerly Cooper Industries) | Streetworks | GMB32P*G** | Horizontal | Pulse-start - magnetic | 320 | 320 | 277 V | True |  | 89.6 | [5 empty] | Federally-Regulated Consumer Product | 04/06/2017 |  | 02/12/2020
Eaton (formerly Cooper Industries) | Streetworks | GMB32P*V** | Horizontal | Pulse-start - magnetic | 320 | 320 | 277 V | True |  | 89.6 | [5 empty] | Federally-Regulated Consumer Product | 04/06/2017 |  | 02/12/2020
Eaton (formerly Cooper Industries) | Streetworks | GMB32P*N** | Horizontal | Pulse-start - magnetic | 320 | 320 | 277 V | True |  | 89.6 | [5 empty] | Federally-Regulated Consumer Product | 04/06/2017 |  | 02/12/2020
Eaton (formerly Cooper Industries) | Streetworks | GMB35P*2** | Horizontal | Pulse-start - magnetic | 350 | 350 | 277 V | True |  | 89.9 | [5 empty] | Federally-Regulated Consumer Product | 04/06/2017 |  | 02/12/2020
Eaton (formerly Cooper Industries) | Streetworks | GMB35P*0** | Horizontal | Pulse-start - magnetic | 350 | 350 | 277 V | True |  | 89.9 | [5 empty] | Federally-Regulated Consumer Product | 04/06/2017 |  | 02/12/2020
Eaton (formerly Cooper Industries) | Streetworks | GMB35P*4** | Horizontal | Pulse-start - magnetic | 350 | 350 | 277 V | True |  | 89.9 | [5 empty] | Federally-Regulated Consumer Product | 04/06/2017 |  | 02/12/2020
Eaton (formerly Cooper Industries) | Streetworks | GMB35P*7** | Horizontal | Pulse-start - magnetic | 350 | 350 | 277 V | True |  | 89.9 | [5 empty] | Federally-Regulated Consumer Product | 04/06/2017 |  | 02/12/2020
Eaton (formerly Cooper Industries) | Streetworks | GMB35P*8** | Horizontal | Pulse-start - magnetic | 350 | 350 | 480 V | True |  | 88.9 | [5 empty] | Federally-Regulated Consumer Product | 04/06/2017 |  | 02/12/2020
Eaton (formerly Cooper Industries) | Streetworks | GMB35P*9** | Horizontal | Pulse-start - magnetic | 350 | 350 | 277 V | True |  | 89.9 | [5 empty] | Federally-Regulated Consumer Product | 04/06/2017 |  | 02/12/2020
Eaton (formerly Cooper Industries) | Streetworks | GMB35P*W** | Horizontal | Pulse-start - magnetic | 350 | 350 | 277 V | True |  | 89.9 | [5 empty] | Federally-Regulated Consumer Product | 04/06/2017 |  | 02/12/2020
Eaton (formerly Cooper Industries) | Streetworks | GMB35P*G** | Horizontal | Pulse-start - magnetic | 350 | 350 | 277 V | True |  | 89.9 | [5 empty] | Federally-Regulated Consumer Product | 04/06/2017 |  | 02/12/2020
Eaton (formerly Cooper Industries) | Streetworks | GMB35P*V** | Horizontal | Pulse-start - magnetic | 350 | 350 | 277 V | True |  | 89.9 | [5 empty] | Federally-Regulated Consumer Product | 04/06/2017 |  | 02/12/2020
Eaton (formerly Cooper Industries) | Streetworks | GMB35P*N** | Horizontal | Pulse-start - magnetic | 350 | 350 | 277 V | True |  | 89.9 | [5 empty] | Federally-Regulated Consumer Product | 04/06/2017 |  | 02/12/2020
Eaton (formerly Cooper Industries) | Streetworks | GMB40P*2** | Horizontal | Pulse-start - magnetic | 400 | 400 | 277 V | True |  | 90.3 | [5 empty] | Federally-Regulated Consumer Product | 04/06/2017 |  | 02/12/2020
Eaton (formerly Cooper Industries) | Streetworks | GMB40P*0** | Horizontal | Pulse-start - magnetic | 400 | 400 | 277 V | True |  | 90.3 | [5 empty] | Federally-Regulated Consumer Product | 04/06/2017 |  | 02/12/2020
Eaton (formerly Cooper Industries) | Streetworks | GMB40P*4** | Horizontal | Pulse-start - magnetic | 400 | 400 | 277 V | True |  | 90.3 | [5 empty] | Federally-Regulated Consumer Product | 04/06/2017 |  | 02/12/2020
Eaton (formerly Cooper Industries) | Streetworks | GMB40P*7** | Horizontal | Pulse-start - magnetic | 400 | 400 | 277 V | True |  | 90.3 | [5 empty] | Federally-Regulated Consumer Product | 04/06/2017 |  | 02/12/2020
Eaton (formerly Cooper Industries) | Streetworks | GMB40P*8** | Horizontal | Pulse-start - magnetic | 400 | 400 | 480 V | True |  | 89.3 | [5 empty] | Federally-Regulated Consumer Product | 04/06/2017 |  | 02/12/2020
Eaton (formerly Cooper Industries) | Streetworks | GMB40P*9** | Horizontal | Pulse-start - magnetic | 400 | 400 | 277 V | True |  | 90.3 | [5 empty] | Federally-Regulated Consumer Product | 04/06/2017 |  | 02/12/2020
Eaton (formerly Cooper Industries) | Streetworks | GMB40P*W** | Horizontal | Pulse-start - magnetic | 400 | 400 | 277 V | True |  | 90.3 | [5 empty] | Federally-Regulated Consumer Product | 04/06/2017 |  | 02/12/2020
Eaton (formerly Cooper Industries) | Streetworks | GMB40P*G** | Horizontal | Pulse-start - magnetic | 400 | 400 | 277 V | True |  | 90.3 | [5 empty] | Federally-Regulated Consumer Product | 04/06/2017 |  | 02/12/2020
Eaton (formerly Cooper Industries) | Streetworks | GMB40P*V** | Horizontal | Pulse-start - magnetic | 400 | 400 | 277 V | True |  | 90.3 | [5 empty] | Federally-Regulated Consumer Product | 04/06/2017 |  | 02/12/2020
Eaton (formerly Cooper Industries) | Streetworks | GMB40P*N** | Horizontal | Pulse-start - magnetic | 400 | 400 | 277 V | True |  | 90.3 | [5 empty] | Federally-Regulated Consumer Product | 04/06/2017 |  | 02/12/2020
Eaton (formerly Cooper Industries) | Streetworks | GMB1P*2** | Horizontal | Pulse-start - magnetic | 1000 | 1000 | 277 V | True |  | 93.6 | [5 empty] | Federally-Regulated Consumer Product | 04/06/2017 |  | 02/12/2020
Eaton (formerly Cooper Industries) | Streetworks | GMB1P*0** | Horizontal | Pulse-start - magnetic | 1000 | 1000 | 277 V | True |  | 93.6 | [5 empty] | Federally-Regulated Consumer Product | 04/06/2017 |  | 02/12/2020
Eaton (formerly Cooper Industries) | Streetworks | GMB1P*4** | Horizontal | Pulse-start - magnetic | 1000 | 1000 | 277 V | True |  | 93.6 | [5 empty] | Federally-Regulated Consumer Product | 04/06/2017 |  | 02/12/2020
Eaton (formerly Cooper Industries) | Streetworks | GMB1P*7** | Horizontal | Pulse-start - magnetic | 1000 | 1000 | 277 V | True |  | 93.6 | [5 empty] | Federally-Regulated Consumer Product | 04/06/2017 |  | 02/12/2020
Eaton (formerly Cooper Industries) | Streetworks | GMB1P*8** | Horizontal | Pulse-start - magnetic | 1000 | 1000 | 480 V | True |  | 92.6 | [5 empty] | Federally-Regulated Consumer Product | 04/06/2017 |  | 02/12/2020
Eaton (formerly Cooper Industries) | Streetworks | GMB1P*9** | Horizontal | Pulse-start - magnetic | 1000 | 1000 | 277 V | True |  | 93.6 | [5 empty] | Federally-Regulated Consumer Product | 04/06/2017 |  | 02/12/2020
Eaton (formerly Cooper Industries) | Streetworks | GMB1P*W** | Horizontal | Pulse-start - magnetic | 1000 | 1000 | 277 V | True |  | 93.6 | [5 empty] | Federally-Regulated Consumer Product | 04/06/2017 |  | 02/12/2020
Eaton (formerly Cooper Industries) | Streetworks | GMB1P*G** | Horizontal | Pulse-start - magnetic | 1000 | 1000 | 277 V | True |  | 93.6 | [5 empty] | Federally-Regulated Consumer Product | 04/06/2017 |  | 02/12/2020
Eaton (formerly Cooper Industries) | Streetworks | GMB1P*V** | Horizontal | Pulse-start - magnetic | 1000 | 1000 | 277 V | True |  | 93.6 | [5 empty] | Federally-Regulated Consumer Product | 04/06/2017 |  | 02/12/2020
Eaton (formerly Cooper Industries) | Streetworks | GMB1P*N** | Horizontal | Pulse-start - magnetic | 1000 | 1000 | 277 V | True |  | 93.6 | [5 empty] | Federally-Regulated Consumer Product | 04/06/2017 |  | 02/12/2020
Eaton (formerly Cooper Industries) | Streetworks | GLB17P*2** | Horizontal | Pulse-start - magnetic | 175 | 175 | 277 V | True |  | 88 | [5 empty] | Federally-Regulated Consumer Product | 04/06/2017 |  | 02/12/2020
Eaton (formerly Cooper Industries) | Streetworks | GLB17P*0** | Horizontal | Pulse-start - magnetic | 175 | 175 | 277 V | True |  | 88 | [5 empty] | Federally-Regulated Consumer Product | 04/06/2017 |  | 02/12/2020
Eaton (formerly Cooper Industries) | Streetworks | GLB17P*4** | Horizontal | Pulse-start - magnetic | 175 | 175 | 277 V | True |  | 88 | [5 empty] | Federally-Regulated Consumer Product | 04/06/2017 |  | 02/12/2020
Eaton (formerly Cooper Industries) | Streetworks | GLB17P*7** | Horizontal | Pulse-start - magnetic | 175 | 175 | 277 V | True |  | 88 | [5 empty] | Federally-Regulated Consumer Product | 04/06/2017 |  | 02/12/2020
Eaton (formerly Cooper Industries) | Streetworks | GLB17P*8** | Horizontal | Pulse-start - magnetic | 175 | 175 | 480 V | True |  | 88 | [5 empty] | Federally-Regulated Consumer Product | 04/06/2017 |  | 02/12/2020
Eaton (formerly Cooper Industries) | Streetworks | GLB17P*9** | Horizontal | Pulse-start - magnetic | 175 | 175 | 277 V | True |  | 88 | [5 empty] | Federally-Regulated Consumer Product | 04/06/2017 |  | 02/12/2020
Eaton (formerly Cooper Industries) | Streetworks | GLB17P*W** | Horizontal | Pulse-start - magnetic | 175 | 175 | 277 V | True |  | 88 | [5 empty] | Federally-Regulated Consumer Product | 04/06/2017 |  | 02/12/2020
Eaton (formerly Cooper Industries) | Streetworks | GLB17P*G** | Horizontal | Pulse-start - magnetic | 175 | 175 | 277 V | True |  | 88 | [5 empty] | Federally-Regulated Consumer Product | 04/06/2017 |  | 02/12/2020
Eaton (formerly Cooper Industries) | Streetworks | GLB17P*V** | Horizontal | Pulse-start - magnetic | 175 | 175 | 277 V | True |  | 88 | [5 empty] | Federally-Regulated Consumer Product | 04/06/2017 |  | 02/12/2020
Eaton (formerly Cooper Industries) | Streetworks | GLB17P*N** | Horizontal | Pulse-start - magnetic | 175 | 175 | 277 V | True |  | 88 | [5 empty] | Federally-Regulated Consumer Product | 04/06/2017 |  | 02/12/2020
Eaton (formerly Cooper Industries) | Streetworks | GLB25P*2** | Horizontal | Pulse-start - magnetic | 250 | 250 | 277 V | True |  | 88.8 | [5 empty] | Federally-Regulated Consumer Product | 04/06/2017 |  | 02/12/2020
Eaton (formerly Cooper Industries) | Streetworks | GLB25P*0** | Horizontal | Pulse-start - magnetic | 250 | 250 | 277 V | True |  | 88.8 | [5 empty] | Federally-Regulated Consumer Product | 04/06/2017 |  | 02/12/2020
Eaton (formerly Cooper Industries) | Streetworks | GLB25P*4** | Horizontal | Pulse-start - magnetic | 250 | 250 | 277 V | True |  | 88.8 | [5 empty] | Federally-Regulated Consumer Product | 04/06/2017 |  | 02/12/2020
Eaton (formerly Cooper Industries) | Streetworks | GLB25P*7** | Horizontal | Pulse-start - magnetic | 250 | 250 | 277 V | True |  | 88.8 | [5 empty] | Federally-Regulated Consumer Product | 04/06/2017 |  | 02/12/2020
Eaton (formerly Cooper Industries) | Streetworks | GLB25P*8** | Horizontal | Pulse-start - magnetic | 250 | 250 | 480 V | True |  | 88 | [5 empty] | Federally-Regulated Consumer Product | 04/06/2017 |  | 02/12/2020
Eaton (formerly Cooper Industries) | Streetworks | GLB25P*9** | Horizontal | Pulse-start - magnetic | 250 | 250 | 277 V | True |  | 88.8 | [5 empty] | Federally-Regulated Consumer Product | 04/06/2017 |  | 02/12/2020
Eaton (formerly Cooper Industries) | Streetworks | GLB25P*W** | Horizontal | Pulse-start - magnetic | 250 | 250 | 277 V | True |  | 88.8 | [5 empty] | Federally-Regulated Consumer Product | 04/06/2017 |  | 02/12/2020
Eaton (formerly Cooper Industries) | Streetworks | GLB25P*G** | Horizontal | Pulse-start - magnetic | 250 | 250 | 277 V | True |  | 88.8 | [5 empty] | Federally-Regulated Consumer Product | 04/06/2017 |  | 02/12/2020
Eaton (formerly Cooper Industries) | Streetworks | GMC17P*2** | Horizontal | Pulse-start - magnetic | 175 | 175 | 277 V | True |  | 88 | [5 empty] | Federally-Regulated Consumer Product | 04/06/2017 |  | 02/12/2020
Eaton (formerly Cooper Industries) | Streetworks | GMC17P*0** | Horizontal | Pulse-start - magnetic | 175 | 175 | 277 V | True |  | 88 | [5 empty] | Federally-Regulated Consumer Product | 04/06/2017 |  | 02/12/2020
Eaton (formerly Cooper Industries) | Streetworks | GMC17P*4** | Horizontal | Pulse-start - magnetic | 175 | 175 | 277 V | True |  | 88 | [5 empty] | Federally-Regulated Consumer Product | 04/06/2017 |  | 02/12/2020
Eaton (formerly Cooper Industries) | Streetworks | GMC17P*7** | Horizontal | Pulse-start - magnetic | 175 | 175 | 277 V | True |  | 88 | [5 empty] | Federally-Regulated Consumer Product | 04/06/2017 |  | 02/12/2020
Eaton (formerly Cooper Industries) | Streetworks | GMC17P*8** | Horizontal | Pulse-start - magnetic | 175 | 175 | 480 V | True |  | 88 | [5 empty] | Federally-Regulated Consumer Product | 04/06/2017 |  | 02/12/2020
Eaton (formerly Cooper Industries) | Streetworks | GMC17P*9** | Horizontal | Pulse-start - magnetic | 175 | 175 | 277 V | True |  | 88 | [5 empty] | Federally-Regulated Consumer Product | 04/06/2017 |  | 02/12/2020
Eaton (formerly Cooper Industries) | Streetworks | GMC17P*W** | Horizontal | Pulse-start - magnetic | 175 | 175 | 277 V | True |  | 88 | [5 empty] | Federally-Regulated Consumer Product | 04/06/2017 |  | 02/12/2020
Eaton (formerly Cooper Industries) | Streetworks | GMC17P*G** | Horizontal | Pulse-start - magnetic | 175 | 175 | 277 V | True |  | 88 | [5 empty] | Federally-Regulated Consumer Product | 04/06/2017 |  | 02/12/2020
Eaton (formerly Cooper Industries) | Streetworks | GMC17P*V** | Horizontal | Pulse-start - magnetic | 175 | 175 | 277 V | True |  | 88 | [5 empty] | Federally-Regulated Consumer Product | 04/06/2017 |  | 02/12/2020
Eaton (formerly Cooper Industries) | Streetworks | GMC17P*N** | Horizontal | Pulse-start - magnetic | 175 | 175 | 277 V | True |  | 88 | [5 empty] | Federally-Regulated Consumer Product | 04/06/2017 |  | 02/12/2020
Eaton (formerly Cooper Industries) | Streetworks | GMC25P*2** | Horizontal | Pulse-start - magnetic | 250 | 250 | 277 V | True |  | 88.8 | [5 empty] | Federally-Regulated Consumer Product | 04/06/2017 |  | 02/12/2020
Eaton (formerly Cooper Industries) | Streetworks | GMC25P*0** | Horizontal | Pulse-start - magnetic | 250 | 250 | 277 V | True |  | 88.8 | [5 empty] | Federally-Regulated Consumer Product | 04/06/2017 |  | 02/12/2020
Eaton (formerly Cooper Industries) | Streetworks | GMC25P*4** | Horizontal | Pulse-start - magnetic | 250 | 250 | 277 V | True |  | 88.8 | [5 empty] | Federally-Regulated Consumer Product | 04/06/2017 |  | 02/12/2020
Eaton (formerly Cooper Industries) | Streetworks | GMC25P*7** | Horizontal | Pulse-start - magnetic | 250 | 250 | 277 V | True |  | 88.8 | [5 empty] | Federally-Regulated Consumer Product | 04/06/2017 |  | 02/12/2020
Eaton (formerly Cooper Industries) | Streetworks | GMC25P*8** | Horizontal | Pulse-start - magnetic | 250 | 250 | 480 V | True |  | 88 | [5 empty] | Federally-Regulated Consumer Product | 04/06/2017 |  | 02/12/2020
Eaton (formerly Cooper Industries) | Streetworks | GMC25P*9** | Horizontal | Pulse-start - magnetic | 250 | 250 | 277 V | True |  | 88.8 | [5 empty] | Federally-Regulated Consumer Product | 04/06/2017 |  | 02/12/2020
Eaton (formerly Cooper Industries) | Streetworks | GMC25P*W** | Horizontal | Pulse-start - magnetic | 250 | 250 | 277 V | True |  | 88.8 | [5 empty] | Federally-Regulated Consumer Product | 04/06/2017 |  | 02/12/2020
Eaton (formerly Cooper Industries) | Streetworks | GMC25P*G** | Horizontal | Pulse-start - magnetic | 250 | 250 | 277 V | True |  | 88.8 | [5 empty] | Federally-Regulated Consumer Product | 04/06/2017 |  | 02/12/2020
Eaton (formerly Cooper Industries) | Streetworks | GMC25P*V** | Horizontal | Pulse-start - magnetic | 250 | 250 | 277 V | True |  | 88.8 | [5 empty] | Federally-Regulated Consumer Product | 04/06/2017 |  | 02/12/2020
Eaton (formerly Cooper Industries) | Streetworks | GMC25P*N** | Horizontal | Pulse-start - magnetic | 250 | 250 | 277 V | True |  | 88.8 | [5 empty] | Federally-Regulated Consumer Product | 04/06/2017 |  | 02/12/2020
Eaton (formerly Cooper Industries) | Streetworks | GMC32P*2** | Horizontal | Pulse-start - magnetic | 320 | 320 | 277 V | True |  | 89.6 | [5 empty] | Federally-Regulated Consumer Product | 04/06/2017 |  | 02/12/2020
Eaton (formerly Cooper Industries) | Streetworks | GMC32P*0** | Horizontal | Pulse-start - magnetic | 320 | 320 | 277 V | True |  | 89.6 | [5 empty] | Federally-Regulated Consumer Product | 04/06/2017 |  | 02/12/2020
Eaton (formerly Cooper Industries) | Streetworks | GMC32P*4** | Horizontal | Pulse-start - magnetic | 320 | 320 | 277 V | True |  | 89.6 | [5 empty] | Federally-Regulated Consumer Product | 04/06/2017 |  | 02/12/2020
Eaton (formerly Cooper Industries) | Streetworks | GMC32P*7** | Horizontal | Pulse-start - magnetic | 320 | 320 | 277 V | True |  | 89.6 | [5 empty] | Federally-Regulated Consumer Product | 04/06/2017 |  | 02/12/2020
Eaton (formerly Cooper Industries) | Streetworks | GMC32P*8** | Horizontal | Pulse-start - magnetic | 320 | 320 | 480 V | True |  | 88.6 | [5 empty] | Federally-Regulated Consumer Product | 04/06/2017 |  | 02/12/2020
Eaton (formerly Cooper Industries) | Streetworks | GMC32P*9** | Horizontal | Pulse-start - magnetic | 320 | 320 | 277 V | True |  | 89.6 | [5 empty] | Federally-Regulated Consumer Product | 04/06/2017 |  | 02/12/2020
Eaton (formerly Cooper Industries) | Streetworks | GMC32P*W** | Horizontal | Pulse-start - magnetic | 320 | 320 | 277 V | True |  | 89.6 | [5 empty] | Federally-Regulated Consumer Product | 04/06/2017 |  | 02/12/2020
Eaton (formerly Cooper Industries) | Streetworks | GMC32P*G** | Horizontal | Pulse-start - magnetic | 320 | 320 | 277 V | True |  | 89.6 | [5 empty] | Federally-Regulated Consumer Product | 04/06/2017 |  | 02/12/2020
Eaton (formerly Cooper Industries) | Streetworks | GMC32P*V** | Horizontal | Pulse-start - magnetic | 320 | 320 | 277 V | True |  | 89.6 | [5 empty] | Federally-Regulated Consumer Product | 04/06/2017 |  | 02/12/2020
Eaton (formerly Cooper Industries) | Streetworks | GMC32P*N** | Horizontal | Pulse-start - magnetic | 320 | 320 | 277 V | True |  | 89.6 | [5 empty] | Federally-Regulated Consumer Product | 04/06/2017 |  | 02/12/2020
Eaton (formerly Cooper Industries) | Streetworks | GMC35P*2** | Horizontal | Pulse-start - magnetic | 350 | 350 | 277 V | True |  | 89.9 | [5 empty] | Federally-Regulated Consumer Product | 04/06/2017 |  | 02/12/2020
Eaton (formerly Cooper Industries) | Streetworks | GMC35P*0** | Horizontal | Pulse-start - magnetic | 350 | 350 | 277 V | True |  | 89.9 | [5 empty] | Federally-Regulated Consumer Product | 04/06/2017 |  | 02/12/2020
Eaton (formerly Cooper Industries) | Streetworks | GMC35P*4** | Horizontal | Pulse-start - magnetic | 350 | 350 | 277 V | True |  | 89.9 | [5 empty] | Federally-Regulated Consumer Product | 04/06/2017 |  | 02/12/2020
Eaton (formerly Cooper Industries) | Streetworks | GMC35P*7** | Horizontal | Pulse-start - magnetic | 350 | 350 | 277 V | True |  | 89.9 | [5 empty] | Federally-Regulated Consumer Product | 04/06/2017 |  | 02/12/2020
Eaton (formerly Cooper Industries) | Streetworks | GMC35P*8** | Horizontal | Pulse-start - magnetic | 350 | 350 | 480 V | True |  | 88.9 | [5 empty] | Federally-Regulated Consumer Product | 04/06/2017 |  | 02/12/2020
Eaton (formerly Cooper Industries) | Streetworks | GMC35P*9** | Horizontal | Pulse-start - magnetic | 350 | 350 | 277 V | True |  | 89.9 | [5 empty] | Federally-Regulated Consumer Product | 04/06/2017 |  | 02/12/2020
Eaton (formerly Cooper Industries) | Streetworks | GMC35P*W** | Horizontal | Pulse-start - magnetic | 350 | 350 | 277 V | True |  | 89.9 | [5 empty] | Federally-Regulated Consumer Product | 04/06/2017 |  | 02/12/2020
Eaton (formerly Cooper Industries) | Streetworks | GMC35P*G** | Horizontal | Pulse-start - magnetic | 350 | 350 | 277 V | True |  | 89.9 | [5 empty] | Federally-Regulated Consumer Product | 04/06/2017 |  | 02/12/2020
Eaton (formerly Cooper Industries) | Streetworks | GMC35P*V** | Horizontal | Pulse-start - magnetic | 350 | 350 | 277 V | True |  | 89.9 | [5 empty] | Federally-Regulated Consumer Product | 04/06/2017 |  | 02/12/2020
Eaton (formerly Cooper Industries) | Streetworks | GMC35P*N** | Horizontal | Pulse-start - magnetic | 350 | 350 | 277 V | True |  | 89.9 | [5 empty] | Federally-Regulated Consumer Product | 04/06/2017 |  | 02/12/2020
Eaton (formerly Cooper Industries) | Streetworks | GMC40P*2** | Horizontal | Pulse-start - magnetic | 400 | 400 | 277 V | True |  | 90.3 | [5 empty] | Federally-Regulated Consumer Product | 04/06/2017 |  | 02/12/2020
Eaton (formerly Cooper Industries) | Streetworks | GMC40P*0** | Horizontal | Pulse-start - magnetic | 400 | 400 | 277 V | True |  | 90.3 | [5 empty] | Federally-Regulated Consumer Product | 04/06/2017 |  | 02/12/2020
Eaton (formerly Cooper Industries) | Streetworks | GMC40P*4** | Horizontal | Pulse-start - magnetic | 400 | 400 | 277 V | True |  | 90.3 | [5 empty] | Federally-Regulated Consumer Product | 04/06/2017 |  | 02/12/2020
Eaton (formerly Cooper Industries) | Streetworks | GMC40P*7** | Horizontal | Pulse-start - magnetic | 400 | 400 | 277 V | True |  | 90.3 | [5 empty] | Federally-Regulated Consumer Product | 04/06/2017 |  | 02/12/2020
Eaton (formerly Cooper Industries) | Streetworks | GMC40P*8** | Horizontal | Pulse-start - magnetic | 400 | 400 | 480 V | True |  | 89.3 | [5 empty] | Federally-Regulated Consumer Product | 04/06/2017 |  | 02/12/2020
Eaton (formerly Cooper Industries) | Streetworks | GMC40P*9** | Horizontal | Pulse-start - magnetic | 400 | 400 | 277 V | True |  | 90.3 | [5 empty] | Federally-Regulated Consumer Product | 04/06/2017 |  | 02/12/2020
Eaton (formerly Cooper Industries) | Streetworks | GMC40P*W** | Horizontal | Pulse-start - magnetic | 400 | 400 | 277 V | True |  | 90.3 | [5 empty] | Federally-Regulated Consumer Product | 04/06/2017 |  | 02/12/2020
Eaton (formerly Cooper Industries) | Streetworks | GMC40P*G** | Horizontal | Pulse-start - magnetic | 400 | 400 | 277 V | True |  | 90.3 | [5 empty] | Federally-Regulated Consumer Product | 04/06/2017 |  | 02/12/2020
Eaton (formerly Cooper Industries) | Streetworks | GMC40P*V** | Horizontal | Pulse-start - magnetic | 400 | 400 | 277 V | True |  | 90.3 | [5 empty] | Federally-Regulated Consumer Product | 04/06/2017 |  | 02/12/2020
Eaton (formerly Cooper Industries) | Streetworks | GMC40P*N** | Horizontal | Pulse-start - magnetic | 400 | 400 | 277 V | True |  | 90.3 | [5 empty] | Federally-Regulated Consumer Product | 04/06/2017 |  | 02/12/2020
Eaton (formerly Cooper Industries) | Streetworks | GMC1P*2** | Horizontal | Pulse-start - magnetic | 1000 | 1000 | 277 V | True |  | 93.6 | [5 empty] | Federally-Regulated Consumer Product | 04/06/2017 |  | 02/12/2020
Eaton (formerly Cooper Industries) | Streetworks | GMC1P*0** | Horizontal | Pulse-start - magnetic | 1000 | 1000 | 277 V | True |  | 93.6 | [5 empty] | Federally-Regulated Consumer Product | 04/06/2017 |  | 02/12/2020
Eaton (formerly Cooper Industries) | Streetworks | GMC1P*4** | Horizontal | Pulse-start - magnetic | 1000 | 1000 | 277 V | True |  | 93.6 | [5 empty] | Federally-Regulated Consumer Product | 04/06/2017 |  | 02/12/2020
Eaton (formerly Cooper Industries) | Streetworks | GMC1P*7** | Horizontal | Pulse-start - magnetic | 1000 | 1000 | 277 V | True |  | 93.6 | [5 empty] | Federally-Regulated Consumer Product | 04/06/2017 |  | 02/12/2020
Eaton (formerly Cooper Industries) | Streetworks | GMC1P*8** | Horizontal | Pulse-start - magnetic | 1000 | 1000 | 480 V | True |  | 92.6 | [5 empty] | Federally-Regulated Consumer Product | 04/06/2017 |  | 02/12/2020
Eaton (formerly Cooper Industries) | Streetworks | GMC1P*9** | Horizontal | Pulse-start - magnetic | 1000 | 1000 | 277 V | True |  | 93.6 | [5 empty] | Federally-Regulated Consumer Product | 04/06/2017 |  | 02/12/2020
Eaton (formerly Cooper Industries) | Streetworks | GMC1P*W** | Horizontal | Pulse-start - magnetic | 1000 | 1000 | 277 V | True |  | 93.6 | [5 empty] | Federally-Regulated Consumer Product | 04/06/2017 |  | 02/12/2020
Eaton (formerly Cooper Industries) | Streetworks | GMC1P*G** | Horizontal | Pulse-start - magnetic | 1000 | 1000 | 277 V | True |  | 93.6 | [5 empty] | Federally-Regulated Consumer Product | 04/06/2017 |  | 02/12/2020
Eaton (formerly Cooper Industries) | Streetworks | GMC1P*V** | Horizontal | Pulse-start - magnetic | 1000 | 1000 | 277 V | True |  | 93.6 | [5 empty] | Federally-Regulated Consumer Product | 04/06/2017 |  | 02/12/2020
Eaton (formerly Cooper Industries) | Streetworks | GMC1P*N** | Horizontal | Pulse-start - magnetic | 1000 | 1000 | 277 V | True |  | 93.6 | [5 empty] | Federally-Regulated Consumer Product | 04/06/2017 |  | 02/12/2020
Eaton (formerly Cooper Industries) | Streetworks | GLC17P*2** | Horizontal | Pulse-start - magnetic | 175 | 175 | 277 V | True |  | 88 | [5 empty] | Federally-Regulated Consumer Product | 04/06/2017 |  | 02/12/2020
Eaton (formerly Cooper Industries) | Streetworks | GLC17P*0** | Horizontal | Pulse-start - magnetic | 175 | 175 | 277 V | True |  | 88 | [5 empty] | Federally-Regulated Consumer Product | 04/06/2017 |  | 02/12/2020
Eaton (formerly Cooper Industries) | Streetworks | GLC17P*4** | Horizontal | Pulse-start - magnetic | 175 | 175 | 277 V | True |  | 88 | [5 empty] | Federally-Regulated Consumer Product | 04/06/2017 |  | 02/12/2020
Eaton (formerly Cooper Industries) | Streetworks | GLC17P*7** | Horizontal | Pulse-start - magnetic | 175 | 175 | 277 V | True |  | 88 | [5 empty] | Federally-Regulated Consumer Product | 04/06/2017 |  | 02/12/2020
Eaton (formerly Cooper Industries) | Streetworks | GLC17P*8** | Horizontal | Pulse-start - magnetic | 175 | 175 | 480 V | True |  | 88 | [5 empty] | Federally-Regulated Consumer Product | 04/06/2017 |  | 02/12/2020
Eaton (formerly Cooper Industries) | Streetworks | GLC17P*9** | Horizontal | Pulse-start - magnetic | 175 | 175 | 277 V | True |  | 88 | [5 empty] | Federally-Regulated Consumer Product | 04/06/2017 |  | 02/12/2020
Eaton (formerly Cooper Industries) | Streetworks | GLC17P*W** | Horizontal | Pulse-start - magnetic | 175 | 175 | 277 V | True |  | 88 | [5 empty] | Federally-Regulated Consumer Product | 04/06/2017 |  | 02/12/2020
Eaton (formerly Cooper Industries) | Streetworks | GLC17P*G** | Horizontal | Pulse-start - magnetic | 175 | 175 | 277 V | True |  | 88 | [5 empty] | Federally-Regulated Consumer Product | 04/06/2017 |  | 02/12/2020
Eaton (formerly Cooper Industries) | Streetworks | GLC17P*V** | Horizontal | Pulse-start - magnetic | 175 | 175 | 277 V | True |  | 88 | [5 empty] | Federally-Regulated Consumer Product | 04/06/2017 |  | 02/12/2020
Eaton (formerly Cooper Industries) | Streetworks | GLC17P*N** | Horizontal | Pulse-start - magnetic | 175 | 175 | 277 V | True |  | 88 | [5 empty] | Federally-Regulated Consumer Product | 04/06/2017 |  | 02/12/2020
Eaton (formerly Cooper Industries) | Streetworks | GLC25P*2** | Horizontal | Pulse-start - magnetic | 250 | 250 | 277 V | True |  | 88.8 | [5 empty] | Federally-Regulated Consumer Product | 04/06/2017 |  | 02/12/2020
Eaton (formerly Cooper Industries) | Streetworks | GLC25P*0** | Horizontal | Pulse-start - magnetic | 250 | 250 | 277 V | True |  | 88.8 | [5 empty] | Federally-Regulated Consumer Product | 04/06/2017 |  | 02/12/2020
Eaton (formerly Cooper Industries) | Streetworks | GLC25P*4** | Horizontal | Pulse-start - magnetic | 250 | 250 | 277 V | True |  | 88.8 | [5 empty] | Federally-Regulated Consumer Product | 04/06/2017 |  | 02/12/2020
Eaton (formerly Cooper Industries) | Streetworks | GLC25P*7** | Horizontal | Pulse-start - magnetic | 250 | 250 | 277 V | True |  | 88.8 | [5 empty] | Federally-Regulated Consumer Product | 04/06/2017 |  | 02/12/2020
Eaton (formerly Cooper Industries) | Streetworks | GLC25P*8** | Horizontal | Pulse-start - magnetic | 250 | 250 | 480 V | True |  | 88 | [5 empty] | Federally-Regulated Consumer Product | 04/06/2017 |  | 02/12/2020
Eaton (formerly Cooper Industries) | Streetworks | GLC25P*9** | Horizontal | Pulse-start - magnetic | 250 | 250 | 277 V | True |  | 88.8 | [5 empty] | Federally-Regulated Consumer Product | 04/06/2017 |  | 02/12/2020
Eaton (formerly Cooper Industries) | Streetworks | GLC25P*W** | Horizontal | Pulse-start - magnetic | 250 | 250 | 277 V | True |  | 88.8 | [5 empty] | Federally-Regulated Consumer Product | 04/06/2017 |  | 02/12/2020
Eaton (formerly Cooper Industries) | Streetworks | GLC25P*G** | Horizontal | Pulse-start - magnetic | 250 | 250 | 277 V | True |  | 88.8 | [5 empty] | Federally-Regulated Consumer Product | 04/06/2017 |  | 02/12/2020
Eaton (formerly Cooper Industries) | Streetworks | ARC15P*2***5*** | Horizontal | Pulse-start - magnetic | 150 | 150 | 277 V | True |  | 82.4 | Exception 3 was met |  |  |  |  | Federally-Regulated Consumer Product | 04/27/2017 |  | 02/12/2020
Eaton (formerly Cooper Industries) | Streetworks | ARC15P*0***5*** | Horizontal | Pulse-start - magnetic | 150 | 150 | 277 V | True |  | 82.4 | Exception 3 was met |  |  |  |  | Federally-Regulated Consumer Product | 04/27/2017 |  | 02/12/2020
Eaton (formerly Cooper Industries) | Streetworks | ARC15P*4***5*** | Horizontal | Pulse-start - magnetic | 150 | 150 | 277 V | True |  | 82.4 | Exception 3 was met |  |  |  |  | Federally-Regulated Consumer Product | 04/27/2017 |  | 02/12/2020
Eaton (formerly Cooper Industries) | Streetworks | ARC15P*7***5*** | Horizontal | Pulse-start - magnetic | 150 | 150 | 277 V | True |  | 82.4 | Exception 3 was met |  |  |  |  | Federally-Regulated Consumer Product | 04/27/2017 |  | 02/12/2020
Eaton (formerly Cooper Industries) | Streetworks | ARC15P*8***5*** | Horizontal | Pulse-start - magnetic | 150 | 150 | 480 V | True |  | 80.4 | Exception 2 was met |  |  |  |  | Federally-Regulated Consumer Product | 04/27/2017 |  | 02/12/2020
Eaton (formerly Cooper Industries) | Streetworks | ARC15P*9***5*** | Horizontal | Pulse-start - magnetic | 150 | 150 | 277 V | True |  | 82.4 | Exception 3 was met |  |  |  |  | Federally-Regulated Consumer Product | 04/27/2017 |  | 02/12/2020
Eaton (formerly Cooper Industries) | Streetworks | ARC15P*W***5*** | Horizontal | Pulse-start - magnetic | 150 | 150 | 277 V | True |  | 82.4 | Exception 3 was met |  |  |  |  | Federally-Regulated Consumer Product | 04/27/2017 |  | 02/12/2020
Eaton (formerly Cooper Industries) | Streetworks | ARC15P*N***5*** | Horizontal | Pulse-start - magnetic | 150 | 150 | 277 V | True |  | 82.4 | Exception 3 was met |  |  |  |  | Federally-Regulated Consumer Product | 04/27/2017 |  | 02/12/2020
Eaton (formerly Cooper Industries) | Streetworks | GMA15P*2** | Horizontal | Pulse-start - magnetic | 150 | 150 | 277 V | True |  | 82.4 | Exception 3 was met |  |  |  |  | Federally-Regulated Consumer Product | 04/27/2017 |  | 02/12/2020
Eaton (formerly Cooper Industries) | Streetworks | GMA15P*0** | Horizontal | Pulse-start - magnetic | 150 | 150 | 277 V | True |  | 82.4 | Exception 3 was met |  |  |  |  | Federally-Regulated Consumer Product | 04/27/2017 |  | 02/12/2020
Eaton (formerly Cooper Industries) | Streetworks | GMA15P*4** | Horizontal | Pulse-start - magnetic | 150 | 150 | 277 V | True |  | 82.4 | Exception 3 was met |  |  |  |  | Federally-Regulated Consumer Product | 04/27/2017 |  | 02/12/2020
Eaton (formerly Cooper Industries) | Streetworks | GMA15P*7** | Horizontal | Pulse-start - magnetic | 150 | 150 | 277 V | True |  | 82.4 | Exception 3 was met |  |  |  |  | Federally-Regulated Consumer Product | 04/27/2017 |  | 02/12/2020
Eaton (formerly Cooper Industries) | Streetworks | GMA15P*8** | Horizontal | Pulse-start - magnetic | 150 | 150 | 480 V | True |  | 80.4 | Exception 2 was met |  |  |  |  | Federally-Regulated Consumer Product | 04/27/2017 |  | 02/12/2020
Eaton (formerly Cooper Industries) | Streetworks | GMA15P*9** | Horizontal | Pulse-start - magnetic | 150 | 150 | 277 V | True |  | 82.4 | Exception 3 was met |  |  |  |  | Federally-Regulated Consumer Product | 04/27/2017 |  | 02/12/2020
Eaton (formerly Cooper Industries) | Streetworks | GMA15P*W** | Horizontal | Pulse-start - magnetic | 150 | 150 | 277 V | True |  | 82.4 | Exception 3 was met |  |  |  |  | Federally-Regulated Consumer Product | 04/27/2017 |  | 02/12/2020
Eaton (formerly Cooper Industries) | Streetworks | GMA15P*G** | Horizontal | Pulse-start - magnetic | 150 | 150 | 277 V | True |  | 82.4 | Exception 3 was met |  |  |  |  | Federally-Regulated Consumer Product | 04/27/2017 |  | 02/12/2020
Eaton (formerly Cooper Industries) | Streetworks | GMA15P*V** | Horizontal | Pulse-start - magnetic | 150 | 150 | 277 V | True |  | 82.4 | Exception 3 was met |  |  |  |  | Federally-Regulated Consumer Product | 04/27/2017 |  | 02/12/2020
Eaton (formerly Cooper Industries) | Streetworks | GMA15P*N** | Horizontal | Pulse-start - magnetic | 150 | 150 | 277 V | True |  | 82.4 | Exception 3 was met |  |  |  |  | Federally-Regulated Consumer Product | 04/27/2017 |  | 02/12/2020
Eaton (formerly Cooper Industries) | Streetworks | LXF15P*2** | Vertical - Base Down | Pulse-start - magnetic | 150 | 150 | 277 V | True |  | 82.4 | Exception 3 was met |  |  |  |  | Federally-Regulated Consumer Product | 04/27/2017 |  | 02/12/2020
Eaton (formerly Cooper Industries) | Streetworks | LXF15P*0** | Vertical - Base Down | Pulse-start - magnetic | 150 | 150 | 277 V | True |  | 82.4 | Exception 3 was met |  |  |  |  | Federally-Regulated Consumer Product | 04/27/2017 |  | 02/12/2020
Eaton (formerly Cooper Industries) | Streetworks | LXF15P*4** | Vertical - Base Down | Pulse-start - magnetic | 150 | 150 | 277 V | True |  | 82.4 | Exception 3 was met |  |  |  |  | Federally-Regulated Consumer Product | 04/27/2017 |  | 02/12/2020
Eaton (formerly Cooper Industries) | Streetworks | LXF15P*7** | Vertical - Base Down | Pulse-start - magnetic | 150 | 150 | 277 V | True |  | 82.4 | Exception 3 was met |  |  |  |  | Federally-Regulated Consumer Product | 04/27/2017 |  | 02/12/2020
Eaton (formerly Cooper Industries) | Streetworks | LXF15P*8** | Vertical - Base Down | Pulse-start - magnetic | 150 | 150 | 480 V | True |  | 80.4 | Exception 2 was met |  |  |  |  | Federally-Regulated Consumer Product | 04/27/2017 |  | 02/12/2020
Eaton (formerly Cooper Industries) | Streetworks | LXF15P*9** | Vertical - Base Down | Pulse-start - magnetic | 150 | 150 | 277 V | True |  | 82.4 | Exception 3 was met |  |  |  |  | Federally-Regulated Consumer Product | 04/27/2017 |  | 02/12/2020
Eaton (formerly Cooper Industries) | Streetworks | LXF15P*W** | Vertical - Base Down | Pulse-start - magnetic | 150 | 150 | 277 V | True |  | 82.4 | Exception 3 was met |  |  |  |  | Federally-Regulated Consumer Product | 04/27/2017 |  | 02/12/2020
Eaton (formerly Cooper Industries) | Streetworks | LXF15P*P** | Vertical - Base Down | Pulse-start - magnetic | 150 | 150 | 277 V | True |  | 82.4 | Exception 3 was met |  |  |  |  | Federally-Regulated Consumer Product | 04/27/2017 |  | 02/12/2020
Eaton (formerly Cooper Industries) | Streetworks | LXF15P*V** | Vertical - Base Down | Pulse-start - magnetic | 150 | 150 | 277 V | True |  | 82.4 | Exception 3 was met |  |  |  |  | Federally-Regulated Consumer Product | 04/27/2017 |  | 02/12/2020
Eaton (formerly Cooper Industries) | Streetworks | LXF15P*N** | Vertical - Base Down | Pulse-start - magnetic | 150 | 150 | 277 V | True |  | 82.4 | Exception 3 was met |  |  |  |  | Federally-Regulated Consumer Product | 04/27/2017 |  | 02/12/2020
Eaton (formerly Cooper Industries) | Streetworks | LXT15P*2** | Vertical - Base Down | Pulse-start - magnetic | 150 | 150 | 277 V | True |  | 82.4 | Exception 3 was met |  |  |  |  | Federally-Regulated Consumer Product | 04/27/2017 |  | 02/12/2020
Eaton (formerly Cooper Industries) | Streetworks | LXT15P*0** | Vertical - Base Down | Pulse-start - magnetic | 150 | 150 | 277 V | True |  | 82.4 | Exception 3 was met |  |  |  |  | Federally-Regulated Consumer Product | 04/27/2017 |  | 02/12/2020
Eaton (formerly Cooper Industries) | Streetworks | LXT15P*4** | Vertical - Base Down | Pulse-start - magnetic | 150 | 150 | 277 V | True |  | 82.4 | Exception 3 was met |  |  |  |  | Federally-Regulated Consumer Product | 04/27/2017 |  | 02/12/2020
Eaton (formerly Cooper Industries) | Streetworks | LXT15P*7** | Vertical - Base Down | Pulse-start - magnetic | 150 | 150 | 277 V | True |  | 82.4 | Exception 3 was met |  |  |  |  | Federally-Regulated Consumer Product | 04/27/2017 |  | 02/12/2020
Eaton (formerly Cooper Industries) | Streetworks | LXT15P*8** | Vertical - Base Down | Pulse-start - magnetic | 150 | 150 | 480 V | True |  | 80.4 | Exception 2 was met |  |  |  |  | Federally-Regulated Consumer Product | 04/27/2017 |  | 02/12/2020
Eaton (formerly Cooper Industries) | Streetworks | LXT15P*9** | Vertical - Base Down | Pulse-start - magnetic | 150 | 150 | 277 V | True |  | 82.4 | Exception 3 was met |  |  |  |  | Federally-Regulated Consumer Product | 04/27/2017 |  | 02/12/2020
Eaton (formerly Cooper Industries) | Streetworks | LXT15P*W** | Vertical - Base Down | Pulse-start - magnetic | 150 | 150 | 277 V | True |  | 82.4 | Exception 3 was met |  |  |  |  | Federally-Regulated Consumer Product | 04/27/2017 |  | 02/12/2020
Eaton (formerly Cooper Industries) | Streetworks | LXT15P*P** | Vertical - Base Down | Pulse-start - magnetic | 150 | 150 | 277 V | True |  | 82.4 | Exception 3 was met |  |  |  |  | Federally-Regulated Consumer Product | 04/27/2017 |  | 02/12/2020
Eaton (formerly Cooper Industries) | Streetworks | LXT15P*V** | Vertical - Base Down | Pulse-start - magnetic | 150 | 150 | 277 V | True |  | 82.4 | Exception 3 was met |  |  |  |  | Federally-Regulated Consumer Product | 04/27/2017 |  | 02/12/2020
Eaton (formerly Cooper Industries) | Streetworks | LXT15P*N** | Vertical - Base Down | Pulse-start - magnetic | 150 | 150 | 277 V | True |  | 82.4 | Exception 3 was met |  |  |  |  | Federally-Regulated Consumer Product | 04/27/2017 |  | 02/12/2020
Eaton (formerly Cooper Industries) | Streetworks | ANE70P*2** | Vertical - Base Down | Pulse-start - magnetic | 70 | 70 | 120 V | True |  | 78.2 | [5 empty] | Federally-Regulated Consumer Product | 04/28/2017 |  | 02/12/2020
Eaton (formerly Cooper Industries) | Streetworks | ANE70P*0** | Vertical - Base Down | Pulse-start - magnetic | 70 | 70 | 120 V | True |  | 78.2 | [5 empty] | Federally-Regulated Consumer Product | 04/28/2017 |  | 02/12/2020
Eaton (formerly Cooper Industries) | Streetworks | ANE70P*4** | Vertical - Base Down | Pulse-start - magnetic | 70 | 70 | 120 V | True |  | 78.2 | [5 empty] | Federally-Regulated Consumer Product | 04/28/2017 |  | 02/12/2020
Eaton (formerly Cooper Industries) | Streetworks | ANE70P*7** | Vertical - Base Down | Pulse-start - magnetic | 70 | 70 | 120 V | True |  | 78.2 | [5 empty] | Federally-Regulated Consumer Product | 04/28/2017 |  | 02/12/2020
Eaton (formerly Cooper Industries) | Streetworks | ANE70P*8** | Vertical - Base Down | Pulse-start - magnetic | 70 | 70 | 480 V | True |  | 76.2 | [5 empty] | Federally-Regulated Consumer Product | 04/28/2017 |  | 02/12/2020
Eaton (formerly Cooper Industries) | Streetworks | ANE70P*F** | Vertical - Base Down | Pulse-start - magnetic | 70 | 70 | 120 V | True |  | 78.2 | [5 empty] | Federally-Regulated Consumer Product | 04/28/2017 |  | 02/12/2020
Eaton (formerly Cooper Industries) | Streetworks | ANE70P*W** | Vertical - Base Down | Pulse-start - magnetic | 70 | 70 | 120 V | True |  | 78.2 | [5 empty] | Federally-Regulated Consumer Product | 04/28/2017 |  | 02/12/2020
Eaton (formerly Cooper Industries) | Streetworks | ANE70P*G** | Vertical - Base Down | Pulse-start - magnetic | 70 | 70 | 120 V | True |  | 78.2 | [5 empty] | Federally-Regulated Consumer Product | 04/28/2017 |  | 02/12/2020
Eaton (formerly Cooper Industries) | Streetworks | ANE70P*V** | Vertical - Base Down | Pulse-start - magnetic | 70 | 70 | 120 V | True |  | 78.2 | [5 empty] | Federally-Regulated Consumer Product | 04/28/2017 |  | 02/12/2020
Eaton (formerly Cooper Industries) | Streetworks | ANE70P*N** | Vertical - Base Down | Pulse-start - magnetic | 70 | 70 | 120 V | True |  | 78.2 | [5 empty] | Federally-Regulated Consumer Product | 04/28/2017 |  | 02/12/2020
Eaton (formerly Cooper Industries) | Streetworks | ANE10P*2** | Vertical - Base Down | Pulse-start - magnetic | 100 | 100 | 120 V | True |  | 80.2 | [5 empty] | Federally-Regulated Consumer Product | 04/28/2017 |  | 02/12/2020
Eaton (formerly Cooper Industries) | Streetworks | ANE10P*0** | Vertical - Base Down | Pulse-start - magnetic | 100 | 100 | 120 V | True |  | 80.2 | [5 empty] | Federally-Regulated Consumer Product | 04/28/2017 |  | 02/12/2020
Eaton (formerly Cooper Industries) | Streetworks | ANE10P*4** | Vertical - Base Down | Pulse-start - magnetic | 100 | 100 | 120 V | True |  | 80.2 | [5 empty] | Federally-Regulated Consumer Product | 04/28/2017 |  | 02/12/2020
Eaton (formerly Cooper Industries) | Streetworks | ANE10P*7** | Vertical - Base Down | Pulse-start - magnetic | 100 | 100 | 120 V | True |  | 80.2 | [5 empty] | Federally-Regulated Consumer Product | 04/28/2017 |  | 02/12/2020
Eaton (formerly Cooper Industries) | Streetworks | ANE10P*8** | Vertical - Base Down | Pulse-start - magnetic | 100 | 100 | 480 V | True |  | 78.2 | [5 empty] | Federally-Regulated Consumer Product | 04/28/2017 |  | 02/12/2020
Eaton (formerly Cooper Industries) | Streetworks | ANE10P*F** | Vertical - Base Down | Pulse-start - magnetic | 100 | 100 | 120 V | True |  | 80.2 | [5 empty] | Federally-Regulated Consumer Product | 04/28/2017 |  | 02/12/2020
Eaton (formerly Cooper Industries) | Streetworks | ANE10P*W** | Vertical - Base Down | Pulse-start - magnetic | 100 | 100 | 120 V | True |  | 80.2 | [5 empty] | Federally-Regulated Consumer Product | 04/28/2017 |  | 02/12/2020
Eaton (formerly Cooper Industries) | Streetworks | ANE10P*G** | Vertical - Base Down | Pulse-start - magnetic | 100 | 100 | 120 V | True |  | 80.2 | [5 empty] | Federally-Regulated Consumer Product | 04/28/2017 |  | 02/12/2020
Eaton (formerly Cooper Industries) | Streetworks | ANE10P*V** | Vertical - Base Down | Pulse-start - magnetic | 100 | 100 | 120 V | True |  | 80.2 | [5 empty] | Federally-Regulated Consumer Product | 04/28/2017 |  | 02/12/2020
Eaton (formerly Cooper Industries) | Streetworks | ANE10P*N** | Vertical - Base Down | Pulse-start - magnetic | 100 | 100 | 120 V | True |  | 80.2 | [5 empty] | Federally-Regulated Consumer Product | 04/28/2017 |  | 02/12/2020
Eaton (formerly Cooper Industries) | Streetworks | ANE17P*2** | Vertical - Base Down | Pulse-start - magnetic | 175 | 175 | 277 V | True |  | 88 | [5 empty] | Federally-Regulated Consumer Product | 04/28/2017 |  | 02/12/2020
Eaton (formerly Cooper Industries) | Streetworks | ANE17P*0** | Vertical - Base Down | Pulse-start - magnetic | 175 | 175 | 277 V | True |  | 88 | [5 empty] | Federally-Regulated Consumer Product | 04/28/2017 |  | 02/12/2020
Eaton (formerly Cooper Industries) | Streetworks | ANE17P*4** | Vertical - Base Down | Pulse-start - magnetic | 175 | 175 | 277 V | True |  | 88 | [5 empty] | Federally-Regulated Consumer Product | 04/28/2017 |  | 02/12/2020
Eaton (formerly Cooper Industries) | Streetworks | ANE17P*7** | Vertical - Base Down | Pulse-start - magnetic | 175 | 175 | 277 V | True |  | 88 | [5 empty] | Federally-Regulated Consumer Product | 04/28/2017 |  | 02/12/2020
Eaton (formerly Cooper Industries) | Streetworks | ANE17P*8** | Vertical - Base Down | Pulse-start - magnetic | 175 | 175 | 480 V | True |  | 88 | [5 empty] | Federally-Regulated Consumer Product | 04/28/2017 |  | 02/12/2020
Eaton (formerly Cooper Industries) | Streetworks | ANE17P*F** | Vertical - Base Down | Pulse-start - magnetic | 175 | 175 | 277 V | True |  | 88 | [5 empty] | Federally-Regulated Consumer Product | 04/28/2017 |  | 02/12/2020
Eaton (formerly Cooper Industries) | Streetworks | ANE17P*W** | Vertical - Base Down | Pulse-start - magnetic | 175 | 175 | 277 V | True |  | 88 | [5 empty] | Federally-Regulated Consumer Product | 04/28/2017 |  | 02/12/2020
Eaton (formerly Cooper Industries) | Streetworks | ANE17P*G** | Vertical - Base Down | Pulse-start - magnetic | 175 | 175 | 277 V | True |  | 88 | [5 empty] | Federally-Regulated Consumer Product | 04/28/2017 |  | 02/12/2020
Eaton (formerly Cooper Industries) | Streetworks | ANE17P*V** | Vertical - Base Down | Pulse-start - magnetic | 175 | 175 | 277 V | True |  | 88 | [5 empty] | Federally-Regulated Consumer Product | 04/28/2017 |  | 02/12/2020
Eaton (formerly Cooper Industries) | Streetworks | ANE17P*N** | Vertical - Base Down | Pulse-start - magnetic | 175 | 175 | 277 V | True |  | 88 | [5 empty] | Federally-Regulated Consumer Product | 04/28/2017 |  | 02/12/2020
Eaton (formerly Cooper Industries) | Streetworks | ANE25P*2** | Vertical - Base Down | Pulse-start - magnetic | 250 | 250 | 277 V | True |  | 88.8 | [5 empty] | Federally-Regulated Consumer Product | 04/28/2017 |  | 02/12/2020
Eaton (formerly Cooper Industries) | Streetworks | ANE25P*0** | Vertical - Base Down | Pulse-start - magnetic | 250 | 250 | 277 V | True |  | 88.8 | [5 empty] | Federally-Regulated Consumer Product | 04/28/2017 |  | 02/12/2020
Eaton (formerly Cooper Industries) | Streetworks | ANE25P*4** | Vertical - Base Down | Pulse-start - magnetic | 250 | 250 | 277 V | True |  | 88.8 | [5 empty] | Federally-Regulated Consumer Product | 04/28/2017 |  | 02/12/2020
Eaton (formerly Cooper Industries) | Streetworks | ANE25P*7** | Vertical - Base Down | Pulse-start - magnetic | 250 | 250 | 277 V | True |  | 88.8 | [5 empty] | Federally-Regulated Consumer Product | 04/28/2017 |  | 02/12/2020
Eaton (formerly Cooper Industries) | Streetworks | ANE25P*8** | Vertical - Base Down | Pulse-start - magnetic | 250 | 250 | 480 V | True |  | 88 | [5 empty] | Federally-Regulated Consumer Product | 04/28/2017 |  | 02/12/2020
Eaton (formerly Cooper Industries) | Streetworks | ANE25P*F** | Vertical - Base Down | Pulse-start - magnetic | 250 | 250 | 277 V | True |  | 88.8 | [5 empty] | Federally-Regulated Consumer Product | 04/28/2017 |  | 02/12/2020
Eaton (formerly Cooper Industries) | Streetworks | ANE25P*W** | Vertical - Base Down | Pulse-start - magnetic | 250 | 250 | 277 V | True |  | 88.8 | [5 empty] | Federally-Regulated Consumer Product | 04/28/2017 |  | 02/12/2020
Eaton (formerly Cooper Industries) | Streetworks | ANE25P*G** | Vertical - Base Down | Pulse-start - magnetic | 250 | 250 | 277 V | True |  | 88.8 | [5 empty] | Federally-Regulated Consumer Product | 04/28/2017 |  | 02/12/2020
Eaton (formerly Cooper Industries) | Streetworks | ANE25P*V** | Vertical - Base Down | Pulse-start - magnetic | 250 | 250 | 277 V | True |  | 88.8 | [5 empty] | Federally-Regulated Consumer Product | 04/28/2017 |  | 02/12/2020
Eaton (formerly Cooper Industries) | Streetworks | ANE25P*N** | Vertical - Base Down | Pulse-start - magnetic | 250 | 250 | 277 V | True |  | 88.8 | [5 empty] | Federally-Regulated Consumer Product | 04/28/2017 |  | 02/12/2020
Eaton (formerly Cooper Industries) | Streetworks | GMA75P*2** | Horizontal | Pulse-start - magnetic | 750 | 750 | 277 V | True |  | 91 | [5 empty] | Federally-Regulated Consumer Product | 04/28/2017 |  | 02/12/2020
Eaton (formerly Cooper Industries) | Streetworks | GMA75P*0** | Horizontal | Pulse-start - magnetic | 750 | 750 | 277 V | True |  | 91 | [5 empty] | Federally-Regulated Consumer Product | 04/28/2017 |  | 02/12/2020
Eaton (formerly Cooper Industries) | Streetworks | GMA75P*4** | Horizontal | Pulse-start - magnetic | 750 | 750 | 277 V | True |  | 91 | [5 empty] | Federally-Regulated Consumer Product | 04/28/2017 |  | 02/12/2020
Eaton (formerly Cooper Industries) | Streetworks | GMA75P*7** | Horizontal | Pulse-start - magnetic | 750 | 750 | 277 V | True |  | 91 | [5 empty] | Federally-Regulated Consumer Product | 04/28/2017 |  | 02/12/2020
Eaton (formerly Cooper Industries) | Streetworks | GMA75P*8** | Horizontal | Pulse-start - magnetic | 750 | 750 | 480 V | True |  | 91 | [5 empty] | Federally-Regulated Consumer Product | 04/28/2017 |  | 02/12/2020
Eaton (formerly Cooper Industries) | Streetworks | GMA75P*9** | Horizontal | Pulse-start - magnetic | 750 | 750 | 277 V | True |  | 91 | [5 empty] | Federally-Regulated Consumer Product | 04/28/2017 |  | 02/12/2020
Eaton (formerly Cooper Industries) | Streetworks | GMA75P*W** | Horizontal | Pulse-start - magnetic | 750 | 750 | 277 V | True |  | 91 | [5 empty] | Federally-Regulated Consumer Product | 04/28/2017 |  | 02/12/2020
Eaton (formerly Cooper Industries) | Streetworks | GMA75P*G** | Horizontal | Pulse-start - magnetic | 750 | 750 | 277 V | True |  | 91 | [5 empty] | Federally-Regulated Consumer Product | 04/28/2017 |  | 02/12/2020
Eaton (formerly Cooper Industries) | Streetworks | GMA75P*V** | Horizontal | Pulse-start - magnetic | 750 | 750 | 277 V | True |  | 91 | [5 empty] | Federally-Regulated Consumer Product | 04/28/2017 |  | 02/12/2020
Eaton (formerly Cooper Industries) | Streetworks | GMA75P*N** | Horizontal | Pulse-start - magnetic | 750 | 750 | 277 V | True |  | 91 | [5 empty] | Federally-Regulated Consumer Product | 04/28/2017 |  | 02/12/2020
Eaton (formerly Cooper Industries) | Streetworks | GLA75P*2** | Horizontal | Pulse-start - magnetic | 750 | 750 | 277 V | True |  | 91 | [5 empty] | Federally-Regulated Consumer Product | 04/28/2017 |  | 02/12/2020
Eaton (formerly Cooper Industries) | Streetworks | GLA75P*0** | Horizontal | Pulse-start - magnetic | 750 | 750 | 277 V | True |  | 91 | [5 empty] | Federally-Regulated Consumer Product | 04/28/2017 |  | 02/12/2020
Eaton (formerly Cooper Industries) | Streetworks | GLA75P*4** | Horizontal | Pulse-start - magnetic | 750 | 750 | 277 V | True |  | 91 | [5 empty] | Federally-Regulated Consumer Product | 04/28/2017 |  | 02/12/2020
Eaton (formerly Cooper Industries) | Streetworks | GLA75P*7** | Horizontal | Pulse-start - magnetic | 750 | 750 | 277 V | True |  | 91 | [5 empty] | Federally-Regulated Consumer Product | 04/28/2017 |  | 02/12/2020
Eaton (formerly Cooper Industries) | Streetworks | GLA75P*8** | Horizontal | Pulse-start - magnetic | 750 | 750 | 480 V | True |  | 91 | [5 empty] | Federally-Regulated Consumer Product | 04/28/2017 |  | 02/12/2020
Eaton (formerly Cooper Industries) | Streetworks | GLA75P*9** | Horizontal | Pulse-start - magnetic | 750 | 750 | 277 V | True |  | 91 | [5 empty] | Federally-Regulated Consumer Product | 04/28/2017 |  | 02/12/2020
Eaton (formerly Cooper Industries) | Streetworks | GLA75P*W** | Horizontal | Pulse-start - magnetic | 750 | 750 | 277 V | True |  | 91 | [5 empty] | Federally-Regulated Consumer Product | 04/28/2017 |  | 02/12/2020
Eaton (formerly Cooper Industries) | Streetworks | GLA75P*G** | Horizontal | Pulse-start - magnetic | 750 | 750 | 277 V | True |  | 91 | [5 empty] | Federally-Regulated Consumer Product | 04/28/2017 |  | 02/12/2020
Eaton (formerly Cooper Industries) | Streetworks | GLA75P*V** | Horizontal | Pulse-start - magnetic | 750 | 750 | 277 V | True |  | 91 | [5 empty] | Federally-Regulated Consumer Product | 04/28/2017 |  | 02/12/2020
Eaton (formerly Cooper Industries) | Streetworks | GLA75P*N** | Horizontal | Pulse-start - magnetic | 750 | 750 | 277 V | True |  | 91 | [5 empty] | Federally-Regulated Consumer Product | 04/28/2017 |  | 02/12/2020
Eaton (formerly Cooper Industries) | Streetworks | GMB75P*2** | Horizontal | Pulse-start - magnetic | 750 | 750 | 277 V | True |  | 91 | [5 empty] | Federally-Regulated Consumer Product | 04/28/2017 |  | 02/12/2020
Eaton (formerly Cooper Industries) | Streetworks | GMB75P*0** | Horizontal | Pulse-start - magnetic | 750 | 750 | 277 V | True |  | 91 | [5 empty] | Federally-Regulated Consumer Product | 04/28/2017 |  | 02/12/2020
Eaton (formerly Cooper Industries) | Streetworks | GMB75P*4** | Horizontal | Pulse-start - magnetic | 750 | 750 | 277 V | True |  | 91 | [5 empty] | Federally-Regulated Consumer Product | 04/28/2017 |  | 02/12/2020
Eaton (formerly Cooper Industries) | Streetworks | GMB75P*7** | Horizontal | Pulse-start - magnetic | 750 | 750 | 277 V | True |  | 91 | [5 empty] | Federally-Regulated Consumer Product | 04/28/2017 |  | 02/12/2020
Eaton (formerly Cooper Industries) | Streetworks | GMB75P*8** | Horizontal | Pulse-start - magnetic | 750 | 750 | 480 V | True |  | 91 | [5 empty] | Federally-Regulated Consumer Product | 04/28/2017 |  | 02/12/2020
Eaton (formerly Cooper Industries) | Streetworks | GMB75P*9** | Horizontal | Pulse-start - magnetic | 750 | 750 | 277 V | True |  | 91 | [5 empty] | Federally-Regulated Consumer Product | 04/28/2017 |  | 02/12/2020
Eaton (formerly Cooper Industries) | Streetworks | GMB75P*W** | Horizontal | Pulse-start - magnetic | 750 | 750 | 277 V | True |  | 91 | [5 empty] | Federally-Regulated Consumer Product | 04/28/2017 |  | 02/12/2020
Eaton (formerly Cooper Industries) | Streetworks | GMB75P*G** | Horizontal | Pulse-start - magnetic | 750 | 750 | 277 V | True |  | 91 | [5 empty] | Federally-Regulated Consumer Product | 04/28/2017 |  | 02/12/2020
Eaton (formerly Cooper Industries) | Streetworks | GMB75P*V** | Horizontal | Pulse-start - magnetic | 750 | 750 | 277 V | True |  | 91 | [5 empty] | Federally-Regulated Consumer Product | 04/28/2017 |  | 02/12/2020
Eaton (formerly Cooper Industries) | Streetworks | GMB75P*N** | Horizontal | Pulse-start - magnetic | 750 | 750 | 277 V | True |  | 91 | [5 empty] | Federally-Regulated Consumer Product | 04/28/2017 |  | 02/12/2020
Eaton (formerly Cooper Industries) | Streetworks | GLB75P*2** | Horizontal | Pulse-start - magnetic | 750 | 750 | 277 V | True |  | 91 | [5 empty] | Federally-Regulated Consumer Product | 04/28/2017 |  | 02/12/2020
Eaton (formerly Cooper Industries) | Streetworks | GLB75P*0** | Horizontal | Pulse-start - magnetic | 750 | 750 | 277 V | True |  | 91 | [5 empty] | Federally-Regulated Consumer Product | 04/28/2017 |  | 02/12/2020
Eaton (formerly Cooper Industries) | Streetworks | GLB75P*4** | Horizontal | Pulse-start - magnetic | 750 | 750 | 277 V | True |  | 91 | [5 empty] | Federally-Regulated Consumer Product | 04/28/2017 |  | 02/12/2020
Eaton (formerly Cooper Industries) | Streetworks | GLB75P*7** | Horizontal | Pulse-start - magnetic | 750 | 750 | 277 V | True |  | 91 | [5 empty] | Federally-Regulated Consumer Product | 04/28/2017 |  | 02/12/2020
Eaton (formerly Cooper Industries) | Streetworks | GLB75P*8** | Horizontal | Pulse-start - magnetic | 750 | 750 | 480 V | True |  | 91 | [5 empty] | Federally-Regulated Consumer Product | 04/28/2017 |  | 02/12/2020
Eaton (formerly Cooper Industries) | Streetworks | GLB75P*9** | Horizontal | Pulse-start - magnetic | 750 | 750 | 277 V | True |  | 91 | [5 empty] | Federally-Regulated Consumer Product | 04/28/2017 |  | 02/12/2020
Eaton (formerly Cooper Industries) | Streetworks | GLB75P*W** | Horizontal | Pulse-start - magnetic | 750 | 750 | 277 V | True |  | 91 | [5 empty] | Federally-Regulated Consumer Product | 04/28/2017 |  | 02/12/2020
Eaton (formerly Cooper Industries) | Streetworks | GLB75P*G** | Horizontal | Pulse-start - magnetic | 750 | 750 | 277 V | True |  | 91 | [5 empty] | Federally-Regulated Consumer Product | 04/28/2017 |  | 02/12/2020
Eaton (formerly Cooper Industries) | Streetworks | GLB75P*V** | Horizontal | Pulse-start - magnetic | 750 | 750 | 277 V | True |  | 91 | [5 empty] | Federally-Regulated Consumer Product | 04/28/2017 |  | 02/12/2020
Eaton (formerly Cooper Industries) | Streetworks | GLB75P*N** | Horizontal | Pulse-start - magnetic | 750 | 750 | 277 V | True |  | 91 | [5 empty] | Federally-Regulated Consumer Product | 04/28/2017 |  | 02/12/2020
Eaton (formerly Cooper Industries) | Streetworks | GMC75P*2** | Horizontal | Pulse-start - magnetic | 750 | 750 | 277 V | True |  | 91 | [5 empty] | Federally-Regulated Consumer Product | 04/28/2017 |  | 02/12/2020
Eaton (formerly Cooper Industries) | Streetworks | GMC75P*0** | Horizontal | Pulse-start - magnetic | 750 | 750 | 277 V | True |  | 91 | [5 empty] | Federally-Regulated Consumer Product | 04/28/2017 |  | 02/12/2020
Eaton (formerly Cooper Industries) | Streetworks | GMC75P*4** | Horizontal | Pulse-start - magnetic | 750 | 750 | 277 V | True |  | 91 | [5 empty] | Federally-Regulated Consumer Product | 04/28/2017 |  | 02/12/2020
Eaton (formerly Cooper Industries) | Streetworks | GMC75P*7** | Horizontal | Pulse-start - magnetic | 750 | 750 | 277 V | True |  | 91 | [5 empty] | Federally-Regulated Consumer Product | 04/28/2017 |  | 02/12/2020
Eaton (formerly Cooper Industries) | Streetworks | GMC75P*8** | Horizontal | Pulse-start - magnetic | 750 | 750 | 480 V | True |  | 91 | [5 empty] | Federally-Regulated Consumer Product | 04/28/2017 |  | 02/12/2020
Eaton (formerly Cooper Industries) | Streetworks | GMC75P*9** | Horizontal | Pulse-start - magnetic | 750 | 750 | 277 V | True |  | 91 | [5 empty] | Federally-Regulated Consumer Product | 04/28/2017 |  | 02/12/2020
Eaton (formerly Cooper Industries) | Streetworks | GMC75P*W** | Horizontal | Pulse-start - magnetic | 750 | 750 | 277 V | True |  | 91 | [5 empty] | Federally-Regulated Consumer Product | 04/28/2017 |  | 02/12/2020
Eaton (formerly Cooper Industries) | Streetworks | GMC75P*G** | Horizontal | Pulse-start - magnetic | 750 | 750 | 277 V | True |  | 91 | [5 empty] | Federally-Regulated Consumer Product | 04/28/2017 |  | 02/12/2020
Eaton (formerly Cooper Industries) | Streetworks | GMC75P*V** | Horizontal | Pulse-start - magnetic | 750 | 750 | 277 V | True |  | 91 | [5 empty] | Federally-Regulated Consumer Product | 04/28/2017 |  | 02/12/2020
Eaton (formerly Cooper Industries) | Streetworks | GMC75P*N** | Horizontal | Pulse-start - magnetic | 750 | 750 | 277 V | True |  | 91 | [5 empty] | Federally-Regulated Consumer Product | 04/28/2017 |  | 02/12/2020
Eaton (formerly Cooper Industries) | Streetworks | GLC75P*2** | Horizontal | Pulse-start - magnetic | 750 | 750 | 277 V | True |  | 91 | [5 empty] | Federally-Regulated Consumer Product | 04/28/2017 |  | 02/12/2020
Eaton (formerly Cooper Industries) | Streetworks | GLC75P*0** | Horizontal | Pulse-start - magnetic | 750 | 750 | 277 V | True |  | 91 | [5 empty] | Federally-Regulated Consumer Product | 04/28/2017 |  | 02/12/2020
Eaton (formerly Cooper Industries) | Streetworks | GLC75P*4** | Horizontal | Pulse-start - magnetic | 750 | 750 | 277 V | True |  | 91 | [5 empty] | Federally-Regulated Consumer Product | 04/28/2017 |  | 02/12/2020
Eaton (formerly Cooper Industries) | Streetworks | GLC75P*7** | Horizontal | Pulse-start - magnetic | 750 | 750 | 277 V | True |  | 91 | [5 empty] | Federally-Regulated Consumer Product | 04/28/2017 |  | 02/12/2020
Eaton (formerly Cooper Industries) | Streetworks | GLC75P*8** | Horizontal | Pulse-start - magnetic | 750 | 750 | 480 V | True |  | 91 | [5 empty] | Federally-Regulated Consumer Product | 04/28/2017 |  | 02/12/2020
Eaton (formerly Cooper Industries) | Streetworks | GLC75P*9** | Horizontal | Pulse-start - magnetic | 750 | 750 | 277 V | True |  | 91 | [5 empty] | Federally-Regulated Consumer Product | 04/28/2017 |  | 02/12/2020
Eaton (formerly Cooper Industries) | Streetworks | GLC75P*W** | Horizontal | Pulse-start - magnetic | 750 | 750 | 277 V | True |  | 91 | [5 empty] | Federally-Regulated Consumer Product | 04/28/2017 |  | 02/12/2020
Eaton (formerly Cooper Industries) | Streetworks | GLC75P*G** | Horizontal | Pulse-start - magnetic | 750 | 750 | 277 V | True |  | 91 | [5 empty] | Federally-Regulated Consumer Product | 04/28/2017 |  | 02/12/2020
Eaton (formerly Cooper Industries) | Streetworks | GLC75P*V** | Horizontal | Pulse-start - magnetic | 750 | 750 | 277 V | True |  | 91 | [5 empty] | Federally-Regulated Consumer Product | 04/28/2017 |  | 02/12/2020
Eaton (formerly Cooper Industries) | Streetworks | GLC75P*N** | Horizontal | Pulse-start - magnetic | 750 | 750 | 277 V | True |  | 91 | [5 empty] | Federally-Regulated Consumer Product | 04/28/2017 |  | 02/12/2020
Eaton (formerly Cooper Industries) | Streetworks | TRU25P*2**** | Horizontal | Pulse-start - magnetic | 250 | 250 | 277 V | True |  | 88.8 | [5 empty] | Federally-Regulated Consumer Product | 04/28/2017 |  | 02/12/2020
Eaton (formerly Cooper Industries) | Streetworks | TRU25P*0**** | Horizontal | Pulse-start - magnetic | 250 | 250 | 277 V | True |  | 88.8 | [5 empty] | Federally-Regulated Consumer Product | 04/28/2017 |  | 02/12/2020
Eaton (formerly Cooper Industries) | Streetworks | TRU25P*4**** | Horizontal | Pulse-start - magnetic | 250 | 250 | 277 V | True |  | 88.8 | [5 empty] | Federally-Regulated Consumer Product | 04/28/2017 |  | 02/12/2020
Eaton (formerly Cooper Industries) | Streetworks | TRU25P*7**** | Horizontal | Pulse-start - magnetic | 250 | 250 | 277 V | True |  | 88.8 | [5 empty] | Federally-Regulated Consumer Product | 04/28/2017 |  | 02/12/2020
Eaton (formerly Cooper Industries) | Streetworks | TRU25P*8**** | Horizontal | Pulse-start - magnetic | 250 | 250 | 480 V | True |  | 88 | [5 empty] | Federally-Regulated Consumer Product | 04/28/2017 |  | 02/12/2020
Eaton (formerly Cooper Industries) | Streetworks | TRU25P*9**** | Horizontal | Pulse-start - magnetic | 250 | 250 | 277 V | True |  | 88.8 | [5 empty] | Federally-Regulated Consumer Product | 04/28/2017 |  | 02/12/2020
Eaton (formerly Cooper Industries) | Streetworks | TRU25P*W**** | Horizontal | Pulse-start - magnetic | 250 | 250 | 277 V | True |  | 88.8 | [5 empty] | Federally-Regulated Consumer Product | 04/28/2017 |  | 02/12/2020
Eaton (formerly Cooper Industries) | Streetworks | TRU25P*N**** | Horizontal | Pulse-start - magnetic | 250 | 250 | 277 V | True |  | 88.8 | [5 empty] | Federally-Regulated Consumer Product | 04/28/2017 |  | 02/12/2020
Eaton (formerly Cooper Industries) | Streetworks | TRU32P*2**** | Horizontal | Pulse-start - magnetic | 320 | 320 | 277 V | True |  | 89.6 | [5 empty] | Federally-Regulated Consumer Product | 04/28/2017 |  | 02/12/2020
Eaton (formerly Cooper Industries) | Streetworks | TRU32P*0**** | Horizontal | Pulse-start - magnetic | 320 | 320 | 277 V | True |  | 89.6 | [5 empty] | Federally-Regulated Consumer Product | 04/28/2017 |  | 02/12/2020
Eaton (formerly Cooper Industries) | Streetworks | TRU32P*4**** | Horizontal | Pulse-start - magnetic | 320 | 320 | 277 V | True |  | 89.6 | [5 empty] | Federally-Regulated Consumer Product | 04/28/2017 |  | 02/12/2020
Eaton (formerly Cooper Industries) | Streetworks | TRU32P*7**** | Horizontal | Pulse-start - magnetic | 320 | 320 | 277 V | True |  | 89.6 | [5 empty] | Federally-Regulated Consumer Product | 04/28/2017 |  | 02/12/2020
Eaton (formerly Cooper Industries) | Streetworks | TRU32P*8**** | Horizontal | Pulse-start - magnetic | 320 | 320 | 480 V | True |  | 88.6 | [5 empty] | Federally-Regulated Consumer Product | 04/28/2017 |  | 02/12/2020
Eaton (formerly Cooper Industries) | Streetworks | TRU32P*9**** | Horizontal | Pulse-start - magnetic | 320 | 320 | 277 V | True |  | 89.6 | [5 empty] | Federally-Regulated Consumer Product | 04/28/2017 |  | 02/12/2020
Eaton (formerly Cooper Industries) | Streetworks | TRU32P*W**** | Horizontal | Pulse-start - magnetic | 320 | 320 | 277 V | True |  | 89.6 | [5 empty] | Federally-Regulated Consumer Product | 04/28/2017 |  | 02/12/2020
Eaton (formerly Cooper Industries) | Streetworks | TRU32P*N**** | Horizontal | Pulse-start - magnetic | 320 | 320 | 277 V | True |  | 89.6 | [5 empty] | Federally-Regulated Consumer Product | 04/28/2017 |  | 02/12/2020
Eaton (formerly Cooper Industries) | Streetworks | TRU35P*2**** | Horizontal | Pulse-start - magnetic | 350 | 350 | 277 V | True |  | 89.9 | [5 empty] | Federally-Regulated Consumer Product | 04/28/2017 |  | 02/12/2020
Eaton (formerly Cooper Industries) | Streetworks | TRU35P*0**** | Horizontal | Pulse-start - magnetic | 350 | 350 | 277 V | True |  | 89.9 | [5 empty] | Federally-Regulated Consumer Product | 04/28/2017 |  | 02/12/2020
Eaton (formerly Cooper Industries) | Streetworks | TRU35P*4**** | Horizontal | Pulse-start - magnetic | 350 | 350 | 277 V | True |  | 89.9 | [5 empty] | Federally-Regulated Consumer Product | 04/28/2017 |  | 02/12/2020
Eaton (formerly Cooper Industries) | Streetworks | TRU35P*7**** | Horizontal | Pulse-start - magnetic | 350 | 350 | 277 V | True |  | 89.9 | [5 empty] | Federally-Regulated Consumer Product | 04/28/2017 |  | 02/12/2020
Eaton (formerly Cooper Industries) | Streetworks | TRU35P*8**** | Horizontal | Pulse-start - magnetic | 350 | 350 | 480 V | True |  | 88.9 | [5 empty] | Federally-Regulated Consumer Product | 04/28/2017 |  | 02/12/2020
Eaton (formerly Cooper Industries) | Streetworks | TRU35P*9**** | Horizontal | Pulse-start - magnetic | 350 | 350 | 277 V | True |  | 89.9 | [5 empty] | Federally-Regulated Consumer Product | 04/28/2017 |  | 02/12/2020
Eaton (formerly Cooper Industries) | Streetworks | TRU35P*W**** | Horizontal | Pulse-start - magnetic | 350 | 350 | 277 V | True |  | 89.9 | [5 empty] | Federally-Regulated Consumer Product | 04/28/2017 |  | 02/12/2020
Eaton (formerly Cooper Industries) | Streetworks | TRU35P*N**** | Horizontal | Pulse-start - magnetic | 350 | 350 | 277 V | True |  | 89.9 | [5 empty] | Federally-Regulated Consumer Product | 04/28/2017 |  | 02/12/2020
Eaton (formerly Cooper Industries) | Streetworks | TRU40P*2**** | Horizontal | Pulse-start - magnetic | 400 | 400 | 277 V | True |  | 90.3 | [5 empty] | Federally-Regulated Consumer Product | 04/28/2017 |  | 02/12/2020
Eaton (formerly Cooper Industries) | Streetworks | TRU40P*0**** | Horizontal | Pulse-start - magnetic | 400 | 400 | 277 V | True |  | 90.3 | [5 empty] | Federally-Regulated Consumer Product | 04/28/2017 |  | 02/12/2020
Eaton (formerly Cooper Industries) | Streetworks | TRU40P*4**** | Horizontal | Pulse-start - magnetic | 400 | 400 | 277 V | True |  | 90.3 | [5 empty] | Federally-Regulated Consumer Product | 04/28/2017 |  | 02/12/2020
Eaton (formerly Cooper Industries) | Streetworks | TRU40P*7**** | Horizontal | Pulse-start - magnetic | 400 | 400 | 277 V | True |  | 90.3 | [5 empty] | Federally-Regulated Consumer Product | 04/28/2017 |  | 02/12/2020
Eaton (formerly Cooper Industries) | Streetworks | TRU40P*8**** | Horizontal | Pulse-start - magnetic | 400 | 400 | 480 V | True |  | 89.3 | [5 empty] | Federally-Regulated Consumer Product | 04/28/2017 |  | 02/12/2020
Eaton (formerly Cooper Industries) | Streetworks | TRU40P*9**** | Horizontal | Pulse-start - magnetic | 400 | 400 | 277 V | True |  | 90.3 | [5 empty] | Federally-Regulated Consumer Product | 04/28/2017 |  | 02/12/2020
Eaton (formerly Cooper Industries) | Streetworks | TRU40P*W**** | Horizontal | Pulse-start - magnetic | 400 | 400 | 277 V | True |  | 90.3 | [5 empty] | Federally-Regulated Consumer Product | 04/28/2017 |  | 02/12/2020
Eaton (formerly Cooper Industries) | Streetworks | TRU40P*N**** | Horizontal | Pulse-start - magnetic | 400 | 400 | 277 V | True |  | 90.3 | [5 empty] | Federally-Regulated Consumer Product | 04/28/2017 |  | 02/12/2020
Eaton (formerly Cooper Industries) | Streetworks | GPF25P*2** | Horizontal | Pulse-start - magnetic | 250 | 250 | 277 V | True |  | 88.8 | [5 empty] | Federally-Regulated Consumer Product | 04/28/2017 |  | 02/12/2020
Eaton (formerly Cooper Industries) | Streetworks | GPF25P*0** | Horizontal | Pulse-start - magnetic | 250 | 250 | 277 V | True |  | 88.8 | [5 empty] | Federally-Regulated Consumer Product | 04/28/2017 |  | 02/12/2020
Eaton (formerly Cooper Industries) | Streetworks | GPF25P*4** | Horizontal | Pulse-start - magnetic | 250 | 250 | 277 V | True |  | 88.8 | [5 empty] | Federally-Regulated Consumer Product | 04/28/2017 |  | 02/12/2020
Eaton (formerly Cooper Industries) | Streetworks | GPF25P*7** | Horizontal | Pulse-start - magnetic | 250 | 250 | 277 V | True |  | 88.8 | [5 empty] | Federally-Regulated Consumer Product | 04/28/2017 |  | 02/12/2020
Eaton (formerly Cooper Industries) | Streetworks | GPF25P*8** | Horizontal | Pulse-start - magnetic | 250 | 250 | 480 V | True |  | 88 | [5 empty] | Federally-Regulated Consumer Product | 04/28/2017 |  | 02/12/2020
Eaton (formerly Cooper Industries) | Streetworks | GPF25P*9** | Horizontal | Pulse-start - magnetic | 250 | 250 | 277 V | True |  | 88.8 | [5 empty] | Federally-Regulated Consumer Product | 04/28/2017 |  | 02/12/2020
Eaton (formerly Cooper Industries) | Streetworks | GPF25P*W** | Horizontal | Pulse-start - magnetic | 250 | 250 | 277 V | True |  | 88.8 | [5 empty] | Federally-Regulated Consumer Product | 04/28/2017 |  | 02/12/2020
Eaton (formerly Cooper Industries) | Streetworks | GPF25P*N** | Horizontal | Pulse-start - magnetic | 250 | 250 | 277 V | True |  | 88.8 | [5 empty] | Federally-Regulated Consumer Product | 04/28/2017 |  | 02/12/2020
Eaton (formerly Cooper Industries) | Streetworks | GPF32P*2** | Horizontal | Pulse-start - magnetic | 320 | 320 | 277 V | True |  | 89.6 | [5 empty] | Federally-Regulated Consumer Product | 04/28/2017 |  | 02/12/2020
Eaton (formerly Cooper Industries) | Streetworks | GPF32P*0** | Horizontal | Pulse-start - magnetic | 320 | 320 | 277 V | True |  | 89.6 | [5 empty] | Federally-Regulated Consumer Product | 04/28/2017 |  | 02/12/2020
Eaton (formerly Cooper Industries) | Streetworks | GPF32P*4** | Horizontal | Pulse-start - magnetic | 320 | 320 | 277 V | True |  | 89.6 | [5 empty] | Federally-Regulated Consumer Product | 04/28/2017 |  | 02/12/2020
Eaton (formerly Cooper Industries) | Streetworks | GPF32P*7** | Horizontal | Pulse-start - magnetic | 320 | 320 | 277 V | True |  | 89.6 | [5 empty] | Federally-Regulated Consumer Product | 04/28/2017 |  | 02/12/2020
Eaton (formerly Cooper Industries) | Streetworks | GPF32P*8** | Horizontal | Pulse-start - magnetic | 320 | 320 | 480 V | True |  | 88.6 | [5 empty] | Federally-Regulated Consumer Product | 04/28/2017 |  | 02/12/2020
Eaton (formerly Cooper Industries) | Streetworks | GPF32P*9** | Horizontal | Pulse-start - magnetic | 320 | 320 | 277 V | True |  | 89.6 | [5 empty] | Federally-Regulated Consumer Product | 04/28/2017 |  | 02/12/2020
Eaton (formerly Cooper Industries) | Streetworks | GPF32P*W** | Horizontal | Pulse-start - magnetic | 320 | 320 | 277 V | True |  | 89.6 | [5 empty] | Federally-Regulated Consumer Product | 04/28/2017 |  | 02/12/2020
Eaton (formerly Cooper Industries) | Streetworks | GPF32P*N** | Horizontal | Pulse-start - magnetic | 320 | 320 | 277 V | True |  | 89.6 | [5 empty] | Federally-Regulated Consumer Product | 04/28/2017 |  | 02/12/2020
Eaton (formerly Cooper Industries) | Streetworks | GPF35P*2** | Horizontal | Pulse-start - magnetic | 350 | 350 | 277 V | True |  | 89.9 | [5 empty] | Federally-Regulated Consumer Product | 04/28/2017 |  | 02/12/2020
Eaton (formerly Cooper Industries) | Streetworks | GPF35P*0** | Horizontal | Pulse-start - magnetic | 350 | 350 | 277 V | True |  | 89.9 | [5 empty] | Federally-Regulated Consumer Product | 04/28/2017 |  | 02/12/2020
Eaton (formerly Cooper Industries) | Streetworks | GPF35P*4** | Horizontal | Pulse-start - magnetic | 350 | 350 | 277 V | True |  | 89.9 | [5 empty] | Federally-Regulated Consumer Product | 04/28/2017 |  | 02/12/2020
Eaton (formerly Cooper Industries) | Streetworks | GPF35P*7** | Horizontal | Pulse-start - magnetic | 350 | 350 | 277 V | True |  | 89.9 | [5 empty] | Federally-Regulated Consumer Product | 04/28/2017 |  | 02/12/2020
Eaton (formerly Cooper Industries) | Streetworks | GPF35P*8** | Horizontal | Pulse-start - magnetic | 350 | 350 | 480 V | True |  | 88.9 | [5 empty] | Federally-Regulated Consumer Product | 04/28/2017 |  | 02/12/2020
Eaton (formerly Cooper Industries) | Streetworks | GPF35P*9** | Horizontal | Pulse-start - magnetic | 350 | 350 | 277 V | True |  | 89.9 | [5 empty] | Federally-Regulated Consumer Product | 04/28/2017 |  | 02/12/2020
Eaton (formerly Cooper Industries) | Streetworks | GPF35P*W** | Horizontal | Pulse-start - magnetic | 350 | 350 | 277 V | True |  | 89.9 | [5 empty] | Federally-Regulated Consumer Product | 04/28/2017 |  | 02/12/2020
Eaton (formerly Cooper Industries) | Streetworks | GPF35P*N** | Horizontal | Pulse-start - magnetic | 350 | 350 | 277 V | True |  | 89.9 | [5 empty] | Federally-Regulated Consumer Product | 04/28/2017 |  | 02/12/2020
Eaton (formerly Cooper Industries) | Streetworks | GPF40P*2** | Horizontal | Pulse-start - magnetic | 400 | 400 | 277 V | True |  | 90.3 | [5 empty] | Federally-Regulated Consumer Product | 04/28/2017 |  | 02/12/2020
Eaton (formerly Cooper Industries) | Streetworks | GPF40P*0** | Horizontal | Pulse-start - magnetic | 400 | 400 | 277 V | True |  | 90.3 | [5 empty] | Federally-Regulated Consumer Product | 04/28/2017 |  | 02/12/2020
Eaton (formerly Cooper Industries) | Streetworks | GPF40P*4** | Horizontal | Pulse-start - magnetic | 400 | 400 | 277 V | True |  | 90.3 | [5 empty] | Federally-Regulated Consumer Product | 04/28/2017 |  | 02/12/2020
Eaton (formerly Cooper Industries) | Streetworks | GPF40P*7** | Horizontal | Pulse-start - magnetic | 400 | 400 | 277 V | True |  | 90.3 | [5 empty] | Federally-Regulated Consumer Product | 04/28/2017 |  | 02/12/2020
Eaton (formerly Cooper Industries) | Streetworks | GPF40P*8** | Horizontal | Pulse-start - magnetic | 400 | 400 | 480 V | True |  | 89.3 | [5 empty] | Federally-Regulated Consumer Product | 04/28/2017 |  | 02/12/2020
Eaton (formerly Cooper Industries) | Streetworks | GPF40P*9** | Horizontal | Pulse-start - magnetic | 400 | 400 | 277 V | True |  | 90.3 | [5 empty] | Federally-Regulated Consumer Product | 04/28/2017 |  | 02/12/2020
Eaton (formerly Cooper Industries) | Streetworks | GPF40P*W** | Horizontal | Pulse-start - magnetic | 400 | 400 | 277 V | True |  | 90.3 | [5 empty] | Federally-Regulated Consumer Product | 04/28/2017 |  | 02/12/2020
Eaton (formerly Cooper Industries) | Streetworks | GPF40P*N** | Horizontal | Pulse-start - magnetic | 400 | 400 | 277 V | True |  | 90.3 | [5 empty] | Federally-Regulated Consumer Product | 04/28/2017 |  | 02/12/2020
Eaton (formerly Cooper Industries) | Streetworks | GPF91P*2** | Horizontal | Pulse-start - magnetic | 1000 | 1000 | 277 V | True |  | 93.6 | [5 empty] | Federally-Regulated Consumer Product | 04/28/2017 |  | 02/12/2020
Eaton (formerly Cooper Industries) | Streetworks | GPF91P*0** | Horizontal | Pulse-start - magnetic | 1000 | 1000 | 277 V | True |  | 93.6 | [5 empty] | Federally-Regulated Consumer Product | 04/28/2017 |  | 02/12/2020
Eaton (formerly Cooper Industries) | Streetworks | GPF91P*4** | Horizontal | Pulse-start - magnetic | 1000 | 1000 | 277 V | True |  | 93.6 | [5 empty] | Federally-Regulated Consumer Product | 04/28/2017 |  | 02/12/2020
Eaton (formerly Cooper Industries) | Streetworks | GPF91P*7** | Horizontal | Pulse-start - magnetic | 1000 | 1000 | 277 V | True |  | 93.6 | [5 empty] | Federally-Regulated Consumer Product | 04/28/2017 |  | 02/12/2020
Eaton (formerly Cooper Industries) | Streetworks | GPF91P*8** | Horizontal | Pulse-start - magnetic | 1000 | 1000 | 480 V | True |  | 92.6 | [5 empty] | Federally-Regulated Consumer Product | 04/28/2017 |  | 02/12/2020
Eaton (formerly Cooper Industries) | Streetworks | GPF91P*9** | Horizontal | Pulse-start - magnetic | 1000 | 1000 | 277 V | True |  | 93.6 | [5 empty] | Federally-Regulated Consumer Product | 04/28/2017 |  | 02/12/2020
Eaton (formerly Cooper Industries) | Streetworks | GPF91P*W** | Horizontal | Pulse-start - magnetic | 1000 | 1000 | 277 V | True |  | 93.6 | [5 empty] | Federally-Regulated Consumer Product | 04/28/2017 |  | 02/12/2020
Eaton (formerly Cooper Industries) | Streetworks | GPF91P*N** | Horizontal | Pulse-start - magnetic | 1000 | 1000 | 277 V | True |  | 93.6 | [5 empty] | Federally-Regulated Consumer Product | 04/28/2017 |  | 02/12/2020
Eaton (formerly Cooper Industries) | McGraw-Edison | ISC50MP1202S** | Horizontal | Pulse-start - magnetic | 50 | 50 | 120 V | True |  | 76.1 | [5 empty] | Federally-Regulated Consumer Product | 05/05/2017 |  | 02/12/2020
Eaton (formerly Cooper Industries) | McGraw-Edison | ISC50MP2082S** | Horizontal | Pulse-start - magnetic | 50 | 50 | 120 V | True |  | 76.1 | [5 empty] | Federally-Regulated Consumer Product | 05/05/2017 |  | 02/12/2020
Eaton (formerly Cooper Industries) | McGraw-Edison | ISC50MP2402S** | Horizontal | Pulse-start - magnetic | 50 | 50 | 120 V | True |  | 76.1 | [5 empty] | Federally-Regulated Consumer Product | 05/05/2017 |  | 02/12/2020
Eaton (formerly Cooper Industries) | McGraw-Edison | ISC50MP2772S** | Horizontal | Pulse-start - magnetic | 50 | 50 | 120 V | True |  | 76.1 | [5 empty] | Federally-Regulated Consumer Product | 05/05/2017 |  | 02/12/2020
Eaton (formerly Cooper Industries) | McGraw-Edison | ISC50MP3472S** | Horizontal | Pulse-start - magnetic | 50 | 50 | 277 V | True |  | 76.1 | [5 empty] | Federally-Regulated Consumer Product | 05/05/2017 |  | 02/12/2020
Eaton (formerly Cooper Industries) | McGraw-Edison | ISC50MP4802S** | Horizontal | Pulse-start - magnetic | 50 | 50 | 480 V | True |  | 74.1 | [5 empty] | Federally-Regulated Consumer Product | 05/05/2017 |  | 02/12/2020
Eaton (formerly Cooper Industries) | McGraw-Edison | ISC50MPMT2S** | Horizontal | Pulse-start - magnetic | 50 | 50 | 120 V | True |  | 76.1 | [5 empty] | Federally-Regulated Consumer Product | 05/05/2017 |  | 02/12/2020
Eaton (formerly Cooper Industries) | McGraw-Edison | ISC50MPTT2S** | Horizontal | Pulse-start - magnetic | 50 | 50 | 277 V | True |  | 76.1 | [5 empty] | Federally-Regulated Consumer Product | 05/05/2017 |  | 02/12/2020
Eaton (formerly Cooper Industries) | McGraw-Edison | ISC70MP1202S** | Horizontal | Pulse-start - magnetic | 70 | 70 | 120 V | True |  | 78.2 | [5 empty] | Federally-Regulated Consumer Product | 05/05/2017 |  | 02/12/2020
Eaton (formerly Cooper Industries) | McGraw-Edison | ISC70MP2082S** | Horizontal | Pulse-start - magnetic | 70 | 70 | 120 V | True |  | 78.2 | [5 empty] | Federally-Regulated Consumer Product | 05/05/2017 |  | 02/12/2020
Eaton (formerly Cooper Industries) | McGraw-Edison | ISC70MP2402S** | Horizontal | Pulse-start - magnetic | 70 | 70 | 120 V | True |  | 78.2 | [5 empty] | Federally-Regulated Consumer Product | 05/05/2017 |  | 02/12/2020
Eaton (formerly Cooper Industries) | McGraw-Edison | ISC70MP2772S** | Horizontal | Pulse-start - magnetic | 70 | 70 | 120 V | True |  | 78.2 | [5 empty] | Federally-Regulated Consumer Product | 05/05/2017 |  | 02/12/2020
Eaton (formerly Cooper Industries) | McGraw-Edison | ISC70MP3472S** | Horizontal | Pulse-start - magnetic | 70 | 70 | 277 V | True |  | 78.2 | [5 empty] | Federally-Regulated Consumer Product | 05/05/2017 |  | 02/12/2020
Eaton (formerly Cooper Industries) | McGraw-Edison | ISC70MP4802S** | Horizontal | Pulse-start - magnetic | 70 | 70 | 480 V | True |  | 76.2 | [5 empty] | Federally-Regulated Consumer Product | 05/05/2017 |  | 02/12/2020
Eaton (formerly Cooper Industries) | McGraw-Edison | ISC70MPMT2S** | Horizontal | Pulse-start - magnetic | 70 | 70 | 120 V | True |  | 78.2 | [5 empty] | Federally-Regulated Consumer Product | 05/05/2017 |  | 02/12/2020
Eaton (formerly Cooper Industries) | McGraw-Edison | ISC70MPTT2S** | Horizontal | Pulse-start - magnetic | 70 | 70 | 277 V | True |  | 78.2 | [5 empty] | Federally-Regulated Consumer Product | 05/05/2017 |  | 02/12/2020
Eaton (formerly Cooper Industries) | McGraw-Edison | ISC100MP1202S** | Horizontal | Pulse-start - magnetic | 100 | 100 | 120 V | True |  | 80.2 | [5 empty] | Federally-Regulated Consumer Product | 05/05/2017 |  | 02/12/2020
Eaton (formerly Cooper Industries) | McGraw-Edison | ISC100MP2082S** | Horizontal | Pulse-start - magnetic | 100 | 100 | 120 V | True |  | 80.2 | [5 empty] | Federally-Regulated Consumer Product | 05/05/2017 |  | 02/12/2020
Eaton (formerly Cooper Industries) | McGraw-Edison | ISC100MP2402S** | Horizontal | Pulse-start - magnetic | 100 | 100 | 120 V | True |  | 80.2 | [5 empty] | Federally-Regulated Consumer Product | 05/05/2017 |  | 02/12/2020
Eaton (formerly Cooper Industries) | McGraw-Edison | ISC100MP2772S** | Horizontal | Pulse-start - magnetic | 100 | 100 | 120 V | True |  | 80.2 | [5 empty] | Federally-Regulated Consumer Product | 05/05/2017 |  | 02/12/2020
Eaton (formerly Cooper Industries) | McGraw-Edison | ISC100MP3472S** | Horizontal | Pulse-start - magnetic | 100 | 100 | 277 V | True |  | 80.2 | [5 empty] | Federally-Regulated Consumer Product | 05/05/2017 |  | 02/12/2020
Eaton (formerly Cooper Industries) | McGraw-Edison | ISC100MP4802S** | Horizontal | Pulse-start - magnetic | 100 | 100 | 480 V | True |  | 78.2 | [5 empty] | Federally-Regulated Consumer Product | 05/05/2017 |  | 02/12/2020
Eaton (formerly Cooper Industries) | McGraw-Edison | ISC100MPMT2S** | Horizontal | Pulse-start - magnetic | 100 | 100 | 120 V | True |  | 80.2 | [5 empty] | Federally-Regulated Consumer Product | 05/05/2017 |  | 02/12/2020
Eaton (formerly Cooper Industries) | McGraw-Edison | ISC100MPTT2S** | Horizontal | Pulse-start - magnetic | 100 | 100 | 277 V | True |  | 80.2 | [5 empty] | Federally-Regulated Consumer Product | 05/05/2017 |  | 02/12/2020
Eaton (formerly Cooper Industries) | McGraw-Edison | ISC150MP1202S** | Horizontal | Pulse-start - magnetic | 150 | 150 | 277 V | True |  | 82.4 | Exception 3 was met |  |  |  |  | Federally-Regulated Consumer Product | 05/05/2017 |  | 02/12/2020
Eaton (formerly Cooper Industries) | McGraw-Edison | ISC150MP2082S** | Horizontal | Pulse-start - magnetic | 150 | 150 | 277 V | True |  | 82.4 | Exception 3 was met |  |  |  |  | Federally-Regulated Consumer Product | 05/05/2017 |  | 02/12/2020
Eaton (formerly Cooper Industries) | McGraw-Edison | ISC150MP2402S** | Horizontal | Pulse-start - magnetic | 150 | 150 | 277 V | True |  | 82.4 | Exception 3 was met |  |  |  |  | Federally-Regulated Consumer Product | 05/05/2017 |  | 02/12/2020
Eaton (formerly Cooper Industries) | McGraw-Edison | ISC150MP2772S** | Horizontal | Pulse-start - magnetic | 150 | 150 | 277 V | True |  | 82.4 | Exception 3 was met |  |  |  |  | Federally-Regulated Consumer Product | 05/05/2017 |  | 02/12/2020
Eaton (formerly Cooper Industries) | McGraw-Edison | ISC150MP3472S** | Horizontal | Pulse-start - magnetic | 150 | 150 | 277 V | True |  | 82.4 | Exception 3 was met |  |  |  |  | Federally-Regulated Consumer Product | 05/05/2017 |  | 02/12/2020
Eaton (formerly Cooper Industries) | McGraw-Edison | ISC150MP4802S** | Horizontal | Pulse-start - magnetic | 150 | 150 | 480 V | True |  | 80.4 | Exception 2 was met |  |  |  |  | Federally-Regulated Consumer Product | 05/05/2017 |  | 02/12/2020
Eaton (formerly Cooper Industries) | McGraw-Edison | ISC150MPMT2S** | Horizontal | Pulse-start - magnetic | 150 | 150 | 277 V | True |  | 82.4 | Exception 3 was met |  |  |  |  | Federally-Regulated Consumer Product | 05/05/2017 |  | 02/12/2020
Eaton (formerly Cooper Industries) | McGraw-Edison | ISC150MPTT2S** | Horizontal | Pulse-start - magnetic | 150 | 150 | 277 V | True |  | 82.4 | Exception 3 was met |  |  |  |  | Federally-Regulated Consumer Product | 05/05/2017 |  | 02/12/2020
Eaton (formerly Cooper Industries) | McGraw-Edison | ISS50MP1202S** | Horizontal | Pulse-start - magnetic | 50 | 50 | 120 V | True |  | 76.1 | [5 empty] | Federally-Regulated Consumer Product | 05/05/2017 |  | 02/12/2020
Eaton (formerly Cooper Industries) | McGraw-Edison | ISS50MP2082S** | Horizontal | Pulse-start - magnetic | 50 | 50 | 120 V | True |  | 76.1 | [5 empty] | Federally-Regulated Consumer Product | 05/05/2017 |  | 02/12/2020
Eaton (formerly Cooper Industries) | McGraw-Edison | ISS50MP2402S** | Horizontal | Pulse-start - magnetic | 50 | 50 | 120 V | True |  | 76.1 | [5 empty] | Federally-Regulated Consumer Product | 05/05/2017 |  | 02/12/2020
Eaton (formerly Cooper Industries) | McGraw-Edison | ISS50MP2772S** | Horizontal | Pulse-start - magnetic | 50 | 50 | 120 V | True |  | 76.1 | [5 empty] | Federally-Regulated Consumer Product | 05/05/2017 |  | 02/12/2020
Eaton (formerly Cooper Industries) | McGraw-Edison | ISS50MP3472S** | Horizontal | Pulse-start - magnetic | 50 | 50 | 277 V | True |  | 76.1 | [5 empty] | Federally-Regulated Consumer Product | 05/05/2017 |  | 02/12/2020
Eaton (formerly Cooper Industries) | McGraw-Edison | ISS50MP4802S** | Horizontal | Pulse-start - magnetic | 50 | 50 | 480 V | True |  | 74.1 | [5 empty] | Federally-Regulated Consumer Product | 05/05/2017 |  | 02/12/2020
Eaton (formerly Cooper Industries) | McGraw-Edison | ISS50MPMT2S** | Horizontal | Pulse-start - magnetic | 50 | 50 | 120 V | True |  | 76.1 | [5 empty] | Federally-Regulated Consumer Product | 05/05/2017 |  | 02/12/2020
Eaton (formerly Cooper Industries) | McGraw-Edison | ISS50MPTT2S** | Horizontal | Pulse-start - magnetic | 50 | 50 | 277 V | True |  | 76.1 | [5 empty] | Federally-Regulated Consumer Product | 05/05/2017 |  | 02/12/2020
Eaton (formerly Cooper Industries) | McGraw-Edison | ISS70MP1202S** | Horizontal | Pulse-start - magnetic | 70 | 70 | 120 V | True |  | 78.2 | [5 empty] | Federally-Regulated Consumer Product | 05/05/2017 |  | 02/12/2020
Eaton (formerly Cooper Industries) | McGraw-Edison | ISS70MP2082S** | Horizontal | Pulse-start - magnetic | 70 | 70 | 120 V | True |  | 78.2 | [5 empty] | Federally-Regulated Consumer Product | 05/05/2017 |  | 02/12/2020
Eaton (formerly Cooper Industries) | McGraw-Edison | ISS70MP2402S** | Horizontal | Pulse-start - magnetic | 70 | 70 | 120 V | True |  | 78.2 | [5 empty] | Federally-Regulated Consumer Product | 05/05/2017 |  | 02/12/2020
Eaton (formerly Cooper Industries) | McGraw-Edison | ISS70MP2772S** | Horizontal | Pulse-start - magnetic | 70 | 70 | 120 V | True |  | 78.2 | [5 empty] | Federally-Regulated Consumer Product | 05/05/2017 |  | 02/12/2020
Eaton (formerly Cooper Industries) | McGraw-Edison | ISS70MP3472S** | Horizontal | Pulse-start - magnetic | 70 | 70 | 277 V | True |  | 78.2 | [5 empty] | Federally-Regulated Consumer Product | 05/05/2017 |  | 02/12/2020
Eaton (formerly Cooper Industries) | McGraw-Edison | ISS70MP4802S** | Horizontal | Pulse-start - magnetic | 70 | 70 | 480 V | True |  | 76.2 | [5 empty] | Federally-Regulated Consumer Product | 05/05/2017 |  | 02/12/2020
Eaton (formerly Cooper Industries) | McGraw-Edison | ISS70MPMT2S** | Horizontal | Pulse-start - magnetic | 70 | 70 | 120 V | True |  | 78.2 | [5 empty] | Federally-Regulated Consumer Product | 05/05/2017 |  | 02/12/2020
Eaton (formerly Cooper Industries) | McGraw-Edison | ISS70MPTT2S** | Horizontal | Pulse-start - magnetic | 70 | 70 | 277 V | True |  | 78.2 | [5 empty] | Federally-Regulated Consumer Product | 05/05/2017 |  | 02/12/2020
Eaton (formerly Cooper Industries) | McGraw-Edison | ISS100MP1202S** | Horizontal | Pulse-start - magnetic | 100 | 100 | 120 V | True |  | 80.2 | [5 empty] | Federally-Regulated Consumer Product | 05/05/2017 |  | 02/12/2020
Eaton (formerly Cooper Industries) | McGraw-Edison | ISS100MP2082S** | Horizontal | Pulse-start - magnetic | 100 | 100 | 120 V | True |  | 80.2 | [5 empty] | Federally-Regulated Consumer Product | 05/05/2017 |  | 02/12/2020
Eaton (formerly Cooper Industries) | McGraw-Edison | ISS100MP2402S** | Horizontal | Pulse-start - magnetic | 100 | 100 | 120 V | True |  | 80.2 | [5 empty] | Federally-Regulated Consumer Product | 05/05/2017 |  | 02/12/2020
Eaton (formerly Cooper Industries) | McGraw-Edison | ISS100MP2772S** | Horizontal | Pulse-start - magnetic | 100 | 100 | 120 V | True |  | 80.2 | [5 empty] | Federally-Regulated Consumer Product | 05/05/2017 |  | 02/12/2020
Eaton (formerly Cooper Industries) | McGraw-Edison | ISS100MP3472S** | Horizontal | Pulse-start - magnetic | 100 | 100 | 277 V | True |  | 80.2 | [5 empty] | Federally-Regulated Consumer Product | 05/05/2017 |  | 02/12/2020
Eaton (formerly Cooper Industries) | McGraw-Edison | ISS100MP4802S** | Horizontal | Pulse-start - magnetic | 100 | 100 | 480 V | True |  | 78.2 | [5 empty] | Federally-Regulated Consumer Product | 05/05/2017 |  | 02/12/2020
Eaton (formerly Cooper Industries) | McGraw-Edison | ISS100MPMT2S** | Horizontal | Pulse-start - magnetic | 100 | 100 | 120 V | True |  | 80.2 | [5 empty] | Federally-Regulated Consumer Product | 05/05/2017 |  | 02/12/2020
Eaton (formerly Cooper Industries) | McGraw-Edison | ISS100MPTT2S** | Horizontal | Pulse-start - magnetic | 100 | 100 | 277 V | True |  | 80.2 | [5 empty] | Federally-Regulated Consumer Product | 05/05/2017 |  | 02/12/2020
Eaton (formerly Cooper Industries) | McGraw-Edison | ISS150MP1202S** | Horizontal | Pulse-start - magnetic | 150 | 150 | 277 V | True |  | 82.4 | Exception 3 was met |  |  |  |  | Federally-Regulated Consumer Product | 05/05/2017 |  | 02/12/2020
Eaton (formerly Cooper Industries) | McGraw-Edison | ISS150MP2082S** | Horizontal | Pulse-start - magnetic | 150 | 150 | 277 V | True |  | 82.4 | Exception 3 was met |  |  |  |  | Federally-Regulated Consumer Product | 05/05/2017 |  | 02/12/2020
Eaton (formerly Cooper Industries) | McGraw-Edison | ISS150MP2402S** | Horizontal | Pulse-start - magnetic | 150 | 150 | 277 V | True |  | 82.4 | Exception 3 was met |  |  |  |  | Federally-Regulated Consumer Product | 05/05/2017 |  | 02/12/2020
Eaton (formerly Cooper Industries) | McGraw-Edison | ISS150MP2772S** | Horizontal | Pulse-start - magnetic | 150 | 150 | 277 V | True |  | 82.4 | Exception 3 was met |  |  |  |  | Federally-Regulated Consumer Product | 05/05/2017 |  | 02/12/2020
Eaton (formerly Cooper Industries) | McGraw-Edison | ISS150MP3472S** | Horizontal | Pulse-start - magnetic | 150 | 150 | 277 V | True |  | 82.4 | Exception 3 was met |  |  |  |  | Federally-Regulated Consumer Product | 05/05/2017 |  | 02/12/2020
Eaton (formerly Cooper Industries) | McGraw-Edison | ISS150MP4802S** | Horizontal | Pulse-start - magnetic | 150 | 150 | 480 V | True |  | 80.4 | Exception 2 was met |  |  |  |  | Federally-Regulated Consumer Product | 05/05/2017 |  | 02/12/2020
Eaton (formerly Cooper Industries) | McGraw-Edison | ISS150MPMT2S** | Horizontal | Pulse-start - magnetic | 150 | 150 | 277 V | True |  | 82.4 | Exception 3 was met |  |  |  |  | Federally-Regulated Consumer Product | 05/05/2017 |  | 02/12/2020
Eaton (formerly Cooper Industries) | McGraw-Edison | ISS150MPTT2S** | Horizontal | Pulse-start - magnetic | 150 | 150 | 277 V | True |  | 82.4 | Exception 3 was met |  |  |  |  | Federally-Regulated Consumer Product | 05/05/2017 |  | 02/12/2020
Eaton (formerly Cooper Industries) | McGraw-Edison | IST50MP1202S** | Horizontal | Pulse-start - magnetic | 50 | 50 | 120 V | True |  | 76.1 | [5 empty] | Federally-Regulated Consumer Product | 05/05/2017 |  | 02/12/2020
Eaton (formerly Cooper Industries) | McGraw-Edison | IST50MP2082S** | Horizontal | Pulse-start - magnetic | 50 | 50 | 120 V | True |  | 76.1 | [5 empty] | Federally-Regulated Consumer Product | 05/05/2017 |  | 02/12/2020
Eaton (formerly Cooper Industries) | McGraw-Edison | IST50MP2402S** | Horizontal | Pulse-start - magnetic | 50 | 50 | 120 V | True |  | 76.1 | [5 empty] | Federally-Regulated Consumer Product | 05/05/2017 |  | 02/12/2020
Eaton (formerly Cooper Industries) | McGraw-Edison | IST50MP2772S** | Horizontal | Pulse-start - magnetic | 50 | 50 | 120 V | True |  | 76.1 | [5 empty] | Federally-Regulated Consumer Product | 05/05/2017 |  | 02/12/2020
Eaton (formerly Cooper Industries) | McGraw-Edison | IST50MP3472S** | Horizontal | Pulse-start - magnetic | 50 | 50 | 277 V | True |  | 76.1 | [5 empty] | Federally-Regulated Consumer Product | 05/05/2017 |  | 02/12/2020
Eaton (formerly Cooper Industries) | McGraw-Edison | IST50MP4802S** | Horizontal | Pulse-start - magnetic | 50 | 50 | 480 V | True |  | 74.1 | [5 empty] | Federally-Regulated Consumer Product | 05/05/2017 |  | 02/12/2020
Eaton (formerly Cooper Industries) | McGraw-Edison | IST50MPMT2S** | Horizontal | Pulse-start - magnetic | 50 | 50 | 120 V | True |  | 76.1 | [5 empty] | Federally-Regulated Consumer Product | 05/05/2017 |  | 02/12/2020
Eaton (formerly Cooper Industries) | McGraw-Edison | IST50MPTT2S** | Horizontal | Pulse-start - magnetic | 50 | 50 | 277 V | True |  | 76.1 | [5 empty] | Federally-Regulated Consumer Product | 05/05/2017 |  | 02/12/2020
Eaton (formerly Cooper Industries) | McGraw-Edison | IST70MP1202S** | Horizontal | Pulse-start - magnetic | 70 | 70 | 120 V | True |  | 78.2 | [5 empty] | Federally-Regulated Consumer Product | 05/05/2017 |  | 02/12/2020
Eaton (formerly Cooper Industries) | McGraw-Edison | IST70MP2082S** | Horizontal | Pulse-start - magnetic | 70 | 70 | 120 V | True |  | 78.2 | [5 empty] | Federally-Regulated Consumer Product | 05/05/2017 |  | 02/12/2020
Eaton (formerly Cooper Industries) | McGraw-Edison | IST70MP2402S** | Horizontal | Pulse-start - magnetic | 70 | 70 | 120 V | True |  | 78.2 | [5 empty] | Federally-Regulated Consumer Product | 05/05/2017 |  | 02/12/2020
Eaton (formerly Cooper Industries) | McGraw-Edison | IST70MP2772S** | Horizontal | Pulse-start - magnetic | 70 | 70 | 120 V | True |  | 78.2 | [5 empty] | Federally-Regulated Consumer Product | 05/05/2017 |  | 02/12/2020
Eaton (formerly Cooper Industries) | McGraw-Edison | IST70MP3472S** | Horizontal | Pulse-start - magnetic | 70 | 70 | 277 V | True |  | 78.2 | [5 empty] | Federally-Regulated Consumer Product | 05/05/2017 |  | 02/12/2020
Eaton (formerly Cooper Industries) | McGraw-Edison | IST70MP4802S** | Horizontal | Pulse-start - magnetic | 70 | 70 | 480 V | True |  | 76.2 | [5 empty] | Federally-Regulated Consumer Product | 05/05/2017 |  | 02/12/2020
Eaton (formerly Cooper Industries) | McGraw-Edison | IST70MPMT2S** | Horizontal | Pulse-start - magnetic | 70 | 70 | 120 V | True |  | 78.2 | [5 empty] | Federally-Regulated Consumer Product | 05/05/2017 |  | 02/12/2020
Eaton (formerly Cooper Industries) | McGraw-Edison | IST70MPTT2S** | Horizontal | Pulse-start - magnetic | 70 | 70 | 277 V | True |  | 78.2 | [5 empty] | Federally-Regulated Consumer Product | 05/05/2017 |  | 02/12/2020
Eaton (formerly Cooper Industries) | McGraw-Edison | IST100MP1202S** | Horizontal | Pulse-start - magnetic | 100 | 100 | 120 V | True |  | 80.2 | [5 empty] | Federally-Regulated Consumer Product | 05/05/2017 |  | 02/12/2020
Eaton (formerly Cooper Industries) | McGraw-Edison | IST100MP2082S** | Horizontal | Pulse-start - magnetic | 100 | 100 | 120 V | True |  | 80.2 | [5 empty] | Federally-Regulated Consumer Product | 05/05/2017 |  | 02/12/2020
Eaton (formerly Cooper Industries) | McGraw-Edison | IST100MP2402S** | Horizontal | Pulse-start - magnetic | 100 | 100 | 120 V | True |  | 80.2 | [5 empty] | Federally-Regulated Consumer Product | 05/05/2017 |  | 02/12/2020
Eaton (formerly Cooper Industries) | McGraw-Edison | IST100MP2772S** | Horizontal | Pulse-start - magnetic | 100 | 100 | 120 V | True |  | 80.2 | [5 empty] | Federally-Regulated Consumer Product | 05/05/2017 |  | 02/12/2020
Eaton (formerly Cooper Industries) | McGraw-Edison | IST100MP3472S** | Horizontal | Pulse-start - magnetic | 100 | 100 | 277 V | True |  | 80.2 | [5 empty] | Federally-Regulated Consumer Product | 05/05/2017 |  | 02/12/2020
Eaton (formerly Cooper Industries) | McGraw-Edison | IST100MP4802S** | Horizontal | Pulse-start - magnetic | 100 | 100 | 480 V | True |  | 78.2 | [5 empty] | Federally-Regulated Consumer Product | 05/05/2017 |  | 02/12/2020
Eaton (formerly Cooper Industries) | McGraw-Edison | IST100MPMT2S** | Horizontal | Pulse-start - magnetic | 100 | 100 | 120 V | True |  | 80.2 | [5 empty] | Federally-Regulated Consumer Product | 05/05/2017 |  | 02/12/2020
Eaton (formerly Cooper Industries) | McGraw-Edison | IST100MPTT2S** | Horizontal | Pulse-start - magnetic | 100 | 100 | 277 V | True |  | 80.2 | [5 empty] | Federally-Regulated Consumer Product | 05/05/2017 |  | 02/12/2020
Eaton (formerly Cooper Industries) | McGraw-Edison | IST150MP1202S** | Horizontal | Pulse-start - magnetic | 150 | 150 | 277 V | True |  | 82.4 | Exception 3 was met |  |  |  |  | Federally-Regulated Consumer Product | 05/05/2017 |  | 02/12/2020
Eaton (formerly Cooper Industries) | McGraw-Edison | IST150MP2082S** | Horizontal | Pulse-start - magnetic | 150 | 150 | 277 V | True |  | 82.4 | Exception 3 was met |  |  |  |  | Federally-Regulated Consumer Product | 05/05/2017 |  | 02/12/2020
Eaton (formerly Cooper Industries) | McGraw-Edison | IST150MP2402S** | Horizontal | Pulse-start - magnetic | 150 | 150 | 277 V | True |  | 82.4 | Exception 3 was met |  |  |  |  | Federally-Regulated Consumer Product | 05/05/2017 |  | 02/12/2020
Eaton (formerly Cooper Industries) | McGraw-Edison | IST150MP2772S** | Horizontal | Pulse-start - magnetic | 150 | 150 | 277 V | True |  | 82.4 | Exception 3 was met |  |  |  |  | Federally-Regulated Consumer Product | 05/05/2017 |  | 02/12/2020
Eaton (formerly Cooper Industries) | McGraw-Edison | IST150MP3472S** | Horizontal | Pulse-start - magnetic | 150 | 150 | 277 V | True |  | 82.4 | Exception 3 was met |  |  |  |  | Federally-Regulated Consumer Product | 05/05/2017 |  | 02/12/2020
Eaton (formerly Cooper Industries) | McGraw-Edison | IST150MP4802S** | Horizontal | Pulse-start - magnetic | 150 | 150 | 480 V | True |  | 80.4 | Exception 2 was met |  |  |  |  | Federally-Regulated Consumer Product | 05/05/2017 |  | 02/12/2020
Eaton (formerly Cooper Industries) | McGraw-Edison | IST150MPMT2S** | Horizontal | Pulse-start - magnetic | 150 | 150 | 277 V | True |  | 82.4 | Exception 3 was met |  |  |  |  | Federally-Regulated Consumer Product | 05/05/2017 |  | 02/12/2020
Eaton (formerly Cooper Industries) | McGraw-Edison | IST150MPTT2S** | Horizontal | Pulse-start - magnetic | 150 | 150 | 277 V | True |  | 82.4 | Exception 3 was met |  |  |  |  | Federally-Regulated Consumer Product | 05/05/2017 |  | 02/12/2020
Eaton (formerly Cooper Industries) | McGraw-Edison | ISW50MP1202S** | Horizontal | Pulse-start - magnetic | 50 | 50 | 120 V | True |  | 76.1 | [5 empty] | Federally-Regulated Consumer Product | 05/05/2017 |  | 02/12/2020
Eaton (formerly Cooper Industries) | McGraw-Edison | ISW50MP2082S** | Horizontal | Pulse-start - magnetic | 50 | 50 | 120 V | True |  | 76.1 | [5 empty] | Federally-Regulated Consumer Product | 05/05/2017 |  | 02/12/2020
Eaton (formerly Cooper Industries) | McGraw-Edison | ISW50MP2402S** | Horizontal | Pulse-start - magnetic | 50 | 50 | 120 V | True |  | 76.1 | [5 empty] | Federally-Regulated Consumer Product | 05/05/2017 |  | 02/12/2020
Eaton (formerly Cooper Industries) | McGraw-Edison | ISW50MP2772S** | Horizontal | Pulse-start - magnetic | 50 | 50 | 120 V | True |  | 76.1 | [5 empty] | Federally-Regulated Consumer Product | 05/05/2017 |  | 02/12/2020
Eaton (formerly Cooper Industries) | McGraw-Edison | ISW50MP3472S** | Horizontal | Pulse-start - magnetic | 50 | 50 | 277 V | True |  | 76.1 | [5 empty] | Federally-Regulated Consumer Product | 05/05/2017 |  | 02/12/2020
Eaton (formerly Cooper Industries) | McGraw-Edison | ISW50MP4802S** | Horizontal | Pulse-start - magnetic | 50 | 50 | 480 V | True |  | 74.1 | [5 empty] | Federally-Regulated Consumer Product | 05/05/2017 |  | 02/12/2020
Eaton (formerly Cooper Industries) | McGraw-Edison | ISW50MPMT2S** | Horizontal | Pulse-start - magnetic | 50 | 50 | 120 V | True |  | 76.1 | [5 empty] | Federally-Regulated Consumer Product | 05/05/2017 |  | 02/12/2020
Eaton (formerly Cooper Industries) | McGraw-Edison | ISW50MPTT2S** | Horizontal | Pulse-start - magnetic | 50 | 50 | 277 V | True |  | 76.1 | [5 empty] | Federally-Regulated Consumer Product | 05/05/2017 |  | 02/12/2020
Eaton (formerly Cooper Industries) | McGraw-Edison | ISW70MP1202S** | Horizontal | Pulse-start - magnetic | 70 | 70 | 120 V | True |  | 78.2 | [5 empty] | Federally-Regulated Consumer Product | 05/05/2017 |  | 02/12/2020
Eaton (formerly Cooper Industries) | McGraw-Edison | ISW70MP2082S** | Horizontal | Pulse-start - magnetic | 70 | 70 | 120 V | True |  | 78.2 | [5 empty] | Federally-Regulated Consumer Product | 05/05/2017 |  | 02/12/2020
Eaton (formerly Cooper Industries) | McGraw-Edison | ISW70MP2402S** | Horizontal | Pulse-start - magnetic | 70 | 70 | 120 V | True |  | 78.2 | [5 empty] | Federally-Regulated Consumer Product | 05/05/2017 |  | 02/12/2020
Eaton (formerly Cooper Industries) | McGraw-Edison | ISW70MP2772S** | Horizontal | Pulse-start - magnetic | 70 | 70 | 120 V | True |  | 78.2 | [5 empty] | Federally-Regulated Consumer Product | 05/05/2017 |  | 02/12/2020
Eaton (formerly Cooper Industries) | McGraw-Edison | ISW70MP3472S** | Horizontal | Pulse-start - magnetic | 70 | 70 | 277 V | True |  | 78.2 | [5 empty] | Federally-Regulated Consumer Product | 05/05/2017 |  | 02/12/2020
Eaton (formerly Cooper Industries) | McGraw-Edison | ISW70MP4802S** | Horizontal | Pulse-start - magnetic | 70 | 70 | 480 V | True |  | 76.2 | [5 empty] | Federally-Regulated Consumer Product | 05/05/2017 |  | 02/12/2020
Eaton (formerly Cooper Industries) | McGraw-Edison | ISW70MPMT2S** | Horizontal | Pulse-start - magnetic | 70 | 70 | 120 V | True |  | 78.2 | [5 empty] | Federally-Regulated Consumer Product | 05/05/2017 |  | 02/12/2020
Eaton (formerly Cooper Industries) | McGraw-Edison | ISW70MPTT2S** | Horizontal | Pulse-start - magnetic | 70 | 70 | 277 V | True |  | 78.2 | [5 empty] | Federally-Regulated Consumer Product | 05/05/2017 |  | 02/12/2020
Eaton (formerly Cooper Industries) | McGraw-Edison | ISW100MP1202S** | Horizontal | Pulse-start - magnetic | 100 | 100 | 120 V | True |  | 80.2 | [5 empty] | Federally-Regulated Consumer Product | 05/05/2017 |  | 02/12/2020
Eaton (formerly Cooper Industries) | McGraw-Edison | ISW100MP2082S** | Horizontal | Pulse-start - magnetic | 100 | 100 | 120 V | True |  | 80.2 | [5 empty] | Federally-Regulated Consumer Product | 05/05/2017 |  | 02/12/2020
Eaton (formerly Cooper Industries) | McGraw-Edison | ISW100MP2402S** | Horizontal | Pulse-start - magnetic | 100 | 100 | 120 V | True |  | 80.2 | [5 empty] | Federally-Regulated Consumer Product | 05/05/2017 |  | 02/12/2020
Eaton (formerly Cooper Industries) | McGraw-Edison | ISW100MP2772S** | Horizontal | Pulse-start - magnetic | 100 | 100 | 120 V | True |  | 80.2 | [5 empty] | Federally-Regulated Consumer Product | 05/05/2017 |  | 02/12/2020
Eaton (formerly Cooper Industries) | McGraw-Edison | ISW100MP3472S** | Horizontal | Pulse-start - magnetic | 100 | 100 | 277 V | True |  | 80.2 | [5 empty] | Federally-Regulated Consumer Product | 05/05/2017 |  | 02/12/2020
Eaton (formerly Cooper Industries) | McGraw-Edison | ISW100MP4802S** | Horizontal | Pulse-start - magnetic | 100 | 100 | 480 V | True |  | 78.2 | [5 empty] | Federally-Regulated Consumer Product | 05/05/2017 |  | 02/12/2020
Eaton (formerly Cooper Industries) | McGraw-Edison | ISW100MPMT2S** | Horizontal | Pulse-start - magnetic | 100 | 100 | 120 V | True |  | 80.2 | [5 empty] | Federally-Regulated Consumer Product | 05/05/2017 |  | 02/12/2020
Eaton (formerly Cooper Industries) | McGraw-Edison | ISW100MPTT2S** | Horizontal | Pulse-start - magnetic | 100 | 100 | 277 V | True |  | 80.2 | [5 empty] | Federally-Regulated Consumer Product | 05/05/2017 |  | 02/12/2020
Eaton (formerly Cooper Industries) | McGraw-Edison | ISW150MP1202S** | Horizontal | Pulse-start - magnetic | 150 | 150 | 277 V | True |  | 82.4 | Exception 3 was met |  |  |  |  | Federally-Regulated Consumer Product | 05/05/2017 |  | 02/12/2020
Eaton (formerly Cooper Industries) | McGraw-Edison | ISW150MP2082S** | Horizontal | Pulse-start - magnetic | 150 | 150 | 277 V | True |  | 82.4 | Exception 3 was met |  |  |  |  | Federally-Regulated Consumer Product | 05/05/2017 |  | 02/12/2020
Eaton (formerly Cooper Industries) | McGraw-Edison | ISW150MP2402S** | Horizontal | Pulse-start - magnetic | 150 | 150 | 277 V | True |  | 82.4 | Exception 3 was met |  |  |  |  | Federally-Regulated Consumer Product | 05/05/2017 |  | 02/12/2020
Eaton (formerly Cooper Industries) | McGraw-Edison | ISW150MP2772S** | Horizontal | Pulse-start - magnetic | 150 | 150 | 277 V | True |  | 82.4 | Exception 3 was met |  |  |  |  | Federally-Regulated Consumer Product | 05/05/2017 |  | 02/12/2020
Eaton (formerly Cooper Industries) | McGraw-Edison | ISW150MP3472S** | Horizontal | Pulse-start - magnetic | 150 | 150 | 277 V | True |  | 82.4 | Exception 3 was met |  |  |  |  | Federally-Regulated Consumer Product | 05/05/2017 |  | 02/12/2020
Eaton (formerly Cooper Industries) | McGraw-Edison | ISW150MP4802S** | Horizontal | Pulse-start - magnetic | 150 | 150 | 480 V | True |  | 80.4 | Exception 2 was met |  |  |  |  | Federally-Regulated Consumer Product | 05/05/2017 |  | 02/12/2020
Eaton (formerly Cooper Industries) | McGraw-Edison | ISW150MPMT2S** | Horizontal | Pulse-start - magnetic | 150 | 150 | 277 V | True |  | 82.4 | Exception 3 was met |  |  |  |  | Federally-Regulated Consumer Product | 05/05/2017 |  | 02/12/2020
Eaton (formerly Cooper Industries) | McGraw-Edison | ISW150MPTT2S** | Horizontal | Pulse-start - magnetic | 150 | 150 | 277 V | True |  | 82.4 | Exception 3 was met |  |  |  |  | Federally-Regulated Consumer Product | 05/05/2017 |  | 02/12/2020
Eaton (formerly Cooper Industries) | McGraw-Edison | BSC2470MP120** | Horizontal | Pulse-start - magnetic | 70 | 70 | 120 V | True |  | 78.2 | [5 empty] | Federally-Regulated Consumer Product | 05/05/2017 |  | 02/12/2020
Eaton (formerly Cooper Industries) | McGraw-Edison | BSC2470MP208** | Horizontal | Pulse-start - magnetic | 70 | 70 | 120 V | True |  | 78.2 | [5 empty] | Federally-Regulated Consumer Product | 05/05/2017 |  | 02/12/2020
Eaton (formerly Cooper Industries) | McGraw-Edison | BSC2470MP240** | Horizontal | Pulse-start - magnetic | 70 | 70 | 120 V | True |  | 78.2 | [5 empty] | Federally-Regulated Consumer Product | 05/05/2017 |  | 02/12/2020
Eaton (formerly Cooper Industries) | McGraw-Edison | BSC2470MP277** | Horizontal | Pulse-start - magnetic | 70 | 70 | 120 V | True |  | 78.2 | [5 empty] | Federally-Regulated Consumer Product | 05/05/2017 |  | 02/12/2020
Eaton (formerly Cooper Industries) | McGraw-Edison | BSC2470MP347** | Horizontal | Pulse-start - magnetic | 70 | 70 | 277 V | True |  | 78.2 | [5 empty] | Federally-Regulated Consumer Product | 05/05/2017 |  | 02/12/2020
Eaton (formerly Cooper Industries) | McGraw-Edison | BSC2470MPUNV** | Horizontal | Pulse-start - magnetic | 70 | 70 | 120 V | True |  | 78.2 | [5 empty] | Federally-Regulated Consumer Product | 05/05/2017 |  | 02/12/2020
Eaton (formerly Cooper Industries) | McGraw-Edison | BSC2470MPMT** | Horizontal | Pulse-start - magnetic | 70 | 70 | 120 V | True |  | 78.2 | [5 empty] | Federally-Regulated Consumer Product | 05/05/2017 |  | 02/12/2020
Eaton (formerly Cooper Industries) | McGraw-Edison | BSC2470MPTT** | Horizontal | Pulse-start - magnetic | 70 | 70 | 277 V | True |  | 78.2 | [5 empty] | Federally-Regulated Consumer Product | 05/05/2017 |  | 02/12/2020
Eaton (formerly Cooper Industries) | McGraw-Edison | BRC2470MP120** | Horizontal | Pulse-start - magnetic | 70 | 70 | 120 V | True |  | 78.2 | [5 empty] | Federally-Regulated Consumer Product | 05/05/2017 |  | 02/12/2020
Eaton (formerly Cooper Industries) | McGraw-Edison | BRC2470MP208** | Horizontal | Pulse-start - magnetic | 70 | 70 | 120 V | True |  | 78.2 | [5 empty] | Federally-Regulated Consumer Product | 05/05/2017 |  | 02/12/2020
Eaton (formerly Cooper Industries) | McGraw-Edison | BRC2470MP240** | Horizontal | Pulse-start - magnetic | 70 | 70 | 120 V | True |  | 78.2 | [5 empty] | Federally-Regulated Consumer Product | 05/05/2017 |  | 02/12/2020
Eaton (formerly Cooper Industries) | McGraw-Edison | BRC2470MP277** | Horizontal | Pulse-start - magnetic | 70 | 70 | 120 V | True |  | 78.2 | [5 empty] | Federally-Regulated Consumer Product | 05/05/2017 |  | 02/12/2020
Eaton (formerly Cooper Industries) | McGraw-Edison | BRC2470MP347** | Horizontal | Pulse-start - magnetic | 70 | 70 | 277 V | True |  | 78.2 | [5 empty] | Federally-Regulated Consumer Product | 05/05/2017 |  | 02/12/2020
Eaton (formerly Cooper Industries) | McGraw-Edison | BRC2470MPUNV** | Horizontal | Pulse-start - magnetic | 70 | 70 | 120 V | True |  | 78.2 | [5 empty] | Federally-Regulated Consumer Product | 05/05/2017 |  | 02/12/2020
Eaton (formerly Cooper Industries) | McGraw-Edison | BRC2470MPMT** | Horizontal | Pulse-start - magnetic | 70 | 70 | 120 V | True |  | 78.2 | [5 empty] | Federally-Regulated Consumer Product | 05/05/2017 |  | 02/12/2020
Eaton (formerly Cooper Industries) | McGraw-Edison | BRC2470MPTT** | Horizontal | Pulse-start - magnetic | 70 | 70 | 277 V | True |  | 78.2 | [5 empty] | Federally-Regulated Consumer Product | 05/05/2017 |  | 02/12/2020
Eaton (formerly Cooper Industries) | McGraw-Edison | BSC2450MP120** | Horizontal | Pulse-start - magnetic | 50 | 50 | 120 V | True |  | 76.1 | [5 empty] | Federally-Regulated Consumer Product | 05/05/2017 |  | 02/12/2020
Eaton (formerly Cooper Industries) | McGraw-Edison | BSC2450MP208** | Horizontal | Pulse-start - magnetic | 50 | 50 | 120 V | True |  | 76.1 | [5 empty] | Federally-Regulated Consumer Product | 05/05/2017 |  | 02/12/2020
Eaton (formerly Cooper Industries) | McGraw-Edison | BSC2450MP240** | Horizontal | Pulse-start - magnetic | 50 | 50 | 120 V | True |  | 76.1 | [5 empty] | Federally-Regulated Consumer Product | 05/05/2017 |  | 02/12/2020
Eaton (formerly Cooper Industries) | McGraw-Edison | BSC2450MP277** | Horizontal | Pulse-start - magnetic | 50 | 50 | 120 V | True |  | 76.1 | [5 empty] | Federally-Regulated Consumer Product | 05/05/2017 |  | 02/12/2020
Eaton (formerly Cooper Industries) | McGraw-Edison | BSC2450MP347** | Horizontal | Pulse-start - magnetic | 50 | 50 | 277 V | True |  | 76.1 | [5 empty] | Federally-Regulated Consumer Product | 05/05/2017 |  | 02/12/2020
Eaton (formerly Cooper Industries) | McGraw-Edison | BSC2450MPUNV** | Horizontal | Pulse-start - magnetic | 50 | 50 | 120 V | True |  | 76.1 | [5 empty] | Federally-Regulated Consumer Product | 05/05/2017 |  | 02/12/2020
Eaton (formerly Cooper Industries) | McGraw-Edison | BSC2450MPMT** | Horizontal | Pulse-start - magnetic | 50 | 50 | 120 V | True |  | 76.1 | [5 empty] | Federally-Regulated Consumer Product | 05/05/2017 |  | 02/12/2020
Eaton (formerly Cooper Industries) | McGraw-Edison | BSC2450MPTT** | Horizontal | Pulse-start - magnetic | 50 | 50 | 277 V | True |  | 76.1 | [5 empty] | Federally-Regulated Consumer Product | 05/05/2017 |  | 02/12/2020
Eaton (formerly Cooper Industries) | McGraw-Edison | BRC2450MP120** | Horizontal | Pulse-start - magnetic | 50 | 50 | 120 V | True |  | 76.1 | [5 empty] | Federally-Regulated Consumer Product | 05/05/2017 |  | 02/12/2020
Eaton (formerly Cooper Industries) | McGraw-Edison | BRC2450MP208** | Horizontal | Pulse-start - magnetic | 50 | 50 | 120 V | True |  | 76.1 | [5 empty] | Federally-Regulated Consumer Product | 05/05/2017 |  | 02/12/2020
Eaton (formerly Cooper Industries) | McGraw-Edison | BRC2450MP240** | Horizontal | Pulse-start - magnetic | 50 | 50 | 120 V | True |  | 76.1 | [5 empty] | Federally-Regulated Consumer Product | 05/05/2017 |  | 02/12/2020
Eaton (formerly Cooper Industries) | McGraw-Edison | BRC2450MP277** | Horizontal | Pulse-start - magnetic | 50 | 50 | 120 V | True |  | 76.1 | [5 empty] | Federally-Regulated Consumer Product | 05/05/2017 |  | 02/12/2020
Eaton (formerly Cooper Industries) | McGraw-Edison | BRC2450MP347** | Horizontal | Pulse-start - magnetic | 50 | 50 | 277 V | True |  | 76.1 | [5 empty] | Federally-Regulated Consumer Product | 05/05/2017 |  | 02/12/2020
Eaton (formerly Cooper Industries) | McGraw-Edison | BRC2450MPUNV** | Horizontal | Pulse-start - magnetic | 50 | 50 | 120 V | True |  | 76.1 | [5 empty] | Federally-Regulated Consumer Product | 05/05/2017 |  | 02/12/2020
Eaton (formerly Cooper Industries) | McGraw-Edison | BRC2450MPMT** | Horizontal | Pulse-start - magnetic | 50 | 50 | 120 V | True |  | 76.1 | [5 empty] | Federally-Regulated Consumer Product | 05/05/2017 |  | 02/12/2020
Eaton (formerly Cooper Industries) | McGraw-Edison | BRC2450MPTT** | Horizontal | Pulse-start - magnetic | 50 | 50 | 277 V | True |  | 76.1 | [5 empty] | Federally-Regulated Consumer Product | 05/05/2017 |  | 02/12/2020
Eaton (formerly Cooper Industries) | McGraw-Edison | BSC24150MP120** | Horizontal | Pulse-start - magnetic | 150 | 150 | 277 V | True |  | 82.4 | Exception 3 was met |  |  |  |  | Federally-Regulated Consumer Product | 05/05/2017 |  | 02/12/2020
Eaton (formerly Cooper Industries) | McGraw-Edison | BSC24150MP208** | Horizontal | Pulse-start - magnetic | 150 | 150 | 277 V | True |  | 82.4 | Exception 3 was met |  |  |  |  | Federally-Regulated Consumer Product | 05/05/2017 |  | 02/12/2020
Eaton (formerly Cooper Industries) | McGraw-Edison | BSC24150MP240** | Horizontal | Pulse-start - magnetic | 150 | 150 | 277 V | True |  | 82.4 | Exception 3 was met |  |  |  |  | Federally-Regulated Consumer Product | 05/05/2017 |  | 02/12/2020
Eaton (formerly Cooper Industries) | McGraw-Edison | BSC24150MP277** | Horizontal | Pulse-start - magnetic | 150 | 150 | 277 V | True |  | 82.4 | Exception 3 was met |  |  |  |  | Federally-Regulated Consumer Product | 05/05/2017 |  | 02/12/2020
Eaton (formerly Cooper Industries) | McGraw-Edison | BSC24150MP347** | Horizontal | Pulse-start - magnetic | 150 | 150 | 277 V | True |  | 82.4 | Exception 3 was met |  |  |  |  | Federally-Regulated Consumer Product | 05/05/2017 |  | 02/12/2020
Eaton (formerly Cooper Industries) | McGraw-Edison | BSC24150MPUNV** | Horizontal | Pulse-start - magnetic | 150 | 150 | 277 V | True |  | 82.4 | Exception 3 was met |  |  |  |  | Federally-Regulated Consumer Product | 05/05/2017 |  | 02/12/2020
Eaton (formerly Cooper Industries) | McGraw-Edison | BSC24150MPMT** | Horizontal | Pulse-start - magnetic | 150 | 150 | 277 V | True |  | 82.4 | Exception 3 was met |  |  |  |  | Federally-Regulated Consumer Product | 05/05/2017 |  | 02/12/2020
Eaton (formerly Cooper Industries) | McGraw-Edison | BSC24150MPTT** | Horizontal | Pulse-start - magnetic | 150 | 150 | 277 V | True |  | 82.4 | Exception 3 was met |  |  |  |  | Federally-Regulated Consumer Product | 05/05/2017 |  | 02/12/2020
Eaton (formerly Cooper Industries) | McGraw-Edison | BRC24150MP120** | Horizontal | Pulse-start - magnetic | 150 | 150 | 277 V | True |  | 82.4 | Exception 3 was met |  |  |  |  | Federally-Regulated Consumer Product | 05/05/2017 |  | 02/12/2020
Eaton (formerly Cooper Industries) | McGraw-Edison | BRC24150MP208** | Horizontal | Pulse-start - magnetic | 150 | 150 | 277 V | True |  | 82.4 | Exception 3 was met |  |  |  |  | Federally-Regulated Consumer Product | 05/05/2017 |  | 02/12/2020
Eaton (formerly Cooper Industries) | McGraw-Edison | BRC24150MP240** | Horizontal | Pulse-start - magnetic | 150 | 150 | 277 V | True |  | 82.4 | Exception 3 was met |  |  |  |  | Federally-Regulated Consumer Product | 05/05/2017 |  | 02/12/2020
Eaton (formerly Cooper Industries) | McGraw-Edison | BRC24150MP277** | Horizontal | Pulse-start - magnetic | 150 | 150 | 277 V | True |  | 82.4 | Exception 3 was met |  |  |  |  | Federally-Regulated Consumer Product | 05/05/2017 |  | 02/12/2020
Eaton (formerly Cooper Industries) | McGraw-Edison | BRC24150MP347** | Horizontal | Pulse-start - magnetic | 150 | 150 | 277 V | True |  | 82.4 | Exception 3 was met |  |  |  |  | Federally-Regulated Consumer Product | 05/05/2017 |  | 02/12/2020
Eaton (formerly Cooper Industries) | McGraw-Edison | BRC24150MPUNV** | Horizontal | Pulse-start - magnetic | 150 | 150 | 277 V | True |  | 82.4 | Exception 3 was met |  |  |  |  | Federally-Regulated Consumer Product | 05/05/2017 |  | 02/12/2020
Eaton (formerly Cooper Industries) | McGraw-Edison | BRC24150MPMT** | Horizontal | Pulse-start - magnetic | 150 | 150 | 277 V | True |  | 82.4 | Exception 3 was met |  |  |  |  | Federally-Regulated Consumer Product | 05/05/2017 |  | 02/12/2020
Eaton (formerly Cooper Industries) | McGraw-Edison | BRC24150MPTT** | Horizontal | Pulse-start - magnetic | 150 | 150 | 277 V | True |  | 82.4 | Exception 3 was met |  |  |  |  | Federally-Regulated Consumer Product | 05/05/2017 |  | 02/12/2020
Eaton (formerly Cooper Industries) | McGraw-Edison | BSC24100MP120** | Horizontal | Pulse-start - magnetic | 100 | 100 | 120 V | True |  | 80.2 | [5 empty] | Federally-Regulated Consumer Product | 05/05/2017 |  | 02/12/2020
Eaton (formerly Cooper Industries) | McGraw-Edison | BSC24100MP208** | Horizontal | Pulse-start - magnetic | 100 | 100 | 120 V | True |  | 80.2 | [5 empty] | Federally-Regulated Consumer Product | 05/05/2017 |  | 02/12/2020
Eaton (formerly Cooper Industries) | McGraw-Edison | BSC24100MP240** | Horizontal | Pulse-start - magnetic | 100 | 100 | 120 V | True |  | 80.2 | [5 empty] | Federally-Regulated Consumer Product | 05/05/2017 |  | 02/12/2020
Eaton (formerly Cooper Industries) | McGraw-Edison | BSC24100MP277** | Horizontal | Pulse-start - magnetic | 100 | 100 | 120 V | True |  | 80.2 | [5 empty] | Federally-Regulated Consumer Product | 05/05/2017 |  | 02/12/2020
Eaton (formerly Cooper Industries) | McGraw-Edison | BSC24100MP347** | Horizontal | Pulse-start - magnetic | 100 | 100 | 277 V | True |  | 80.2 | [5 empty] | Federally-Regulated Consumer Product | 05/05/2017 |  | 02/12/2020
Eaton (formerly Cooper Industries) | McGraw-Edison | BSC24100MPUNV** | Horizontal | Pulse-start - magnetic | 100 | 100 | 120 V | True |  | 80.2 | [5 empty] | Federally-Regulated Consumer Product | 05/05/2017 |  | 02/12/2020
Eaton (formerly Cooper Industries) | McGraw-Edison | BSC24100MPMT** | Horizontal | Pulse-start - magnetic | 100 | 100 | 120 V | True |  | 80.2 | [5 empty] | Federally-Regulated Consumer Product | 05/05/2017 |  | 02/12/2020
Eaton (formerly Cooper Industries) | McGraw-Edison | BSC24100MPTT** | Horizontal | Pulse-start - magnetic | 100 | 100 | 277 V | True |  | 80.2 | [5 empty] | Federally-Regulated Consumer Product | 05/05/2017 |  | 02/12/2020
Eaton (formerly Cooper Industries) | McGraw-Edison | BRC24100MP120** | Horizontal | Pulse-start - magnetic | 100 | 100 | 120 V | True |  | 80.2 | [5 empty] | Federally-Regulated Consumer Product | 05/05/2017 |  | 02/12/2020
Eaton (formerly Cooper Industries) | McGraw-Edison | BRC24100MP208** | Horizontal | Pulse-start - magnetic | 100 | 100 | 120 V | True |  | 80.2 | [5 empty] | Federally-Regulated Consumer Product | 05/05/2017 |  | 02/12/2020
Eaton (formerly Cooper Industries) | McGraw-Edison | BRC24100MP240** | Horizontal | Pulse-start - magnetic | 100 | 100 | 120 V | True |  | 80.2 | [5 empty] | Federally-Regulated Consumer Product | 05/05/2017 |  | 02/12/2020
Eaton (formerly Cooper Industries) | McGraw-Edison | BRC24100MP277** | Horizontal | Pulse-start - magnetic | 100 | 100 | 120 V | True |  | 80.2 | [5 empty] | Federally-Regulated Consumer Product | 05/05/2017 |  | 02/12/2020
Eaton (formerly Cooper Industries) | McGraw-Edison | BRC24100MP347** | Horizontal | Pulse-start - magnetic | 100 | 100 | 277 V | True |  | 80.2 | [5 empty] | Federally-Regulated Consumer Product | 05/05/2017 |  | 02/12/2020
Eaton (formerly Cooper Industries) | McGraw-Edison | BRC24100MPUNV** | Horizontal | Pulse-start - magnetic | 100 | 100 | 120 V | True |  | 80.2 | [5 empty] | Federally-Regulated Consumer Product | 05/05/2017 |  | 02/12/2020
Eaton (formerly Cooper Industries) | McGraw-Edison | BRC24100MPMT** | Horizontal | Pulse-start - magnetic | 100 | 100 | 120 V | True |  | 80.2 | [5 empty] | Federally-Regulated Consumer Product | 05/05/2017 |  | 02/12/2020
Eaton (formerly Cooper Industries) | McGraw-Edison | BRC24100MPTT** | Horizontal | Pulse-start - magnetic | 100 | 100 | 277 V | True |  | 80.2 | [5 empty] | Federally-Regulated Consumer Product | 05/05/2017 |  | 02/12/2020
Eaton (formerly Cooper Industries) | McGraw-Edison | BSC2870MP120** | Horizontal | Pulse-start - magnetic | 70 | 70 | 120 V | True |  | 78.2 | [5 empty] | Federally-Regulated Consumer Product | 05/05/2017 |  | 02/12/2020
Eaton (formerly Cooper Industries) | McGraw-Edison | BSC2870MP208** | Horizontal | Pulse-start - magnetic | 70 | 70 | 120 V | True |  | 78.2 | [5 empty] | Federally-Regulated Consumer Product | 05/05/2017 |  | 02/12/2020
Eaton (formerly Cooper Industries) | McGraw-Edison | BSC2870MP240** | Horizontal | Pulse-start - magnetic | 70 | 70 | 120 V | True |  | 78.2 | [5 empty] | Federally-Regulated Consumer Product | 05/05/2017 |  | 02/12/2020
Eaton (formerly Cooper Industries) | McGraw-Edison | BSC2870MP277** | Horizontal | Pulse-start - magnetic | 70 | 70 | 120 V | True |  | 78.2 | [5 empty] | Federally-Regulated Consumer Product | 05/05/2017 |  | 02/12/2020
Eaton (formerly Cooper Industries) | McGraw-Edison | BSC2870MP347** | Horizontal | Pulse-start - magnetic | 70 | 70 | 277 V | True |  | 78.2 | [5 empty] | Federally-Regulated Consumer Product | 05/05/2017 |  | 02/12/2020
Eaton (formerly Cooper Industries) | McGraw-Edison | BSC2870MPUNV** | Horizontal | Pulse-start - magnetic | 70 | 70 | 120 V | True |  | 78.2 | [5 empty] | Federally-Regulated Consumer Product | 05/05/2017 |  | 02/12/2020
Eaton (formerly Cooper Industries) | McGraw-Edison | BSC2870MPMT** | Horizontal | Pulse-start - magnetic | 70 | 70 | 120 V | True |  | 78.2 | [5 empty] | Federally-Regulated Consumer Product | 05/05/2017 |  | 02/12/2020
Eaton (formerly Cooper Industries) | McGraw-Edison | BSC2870MPTT** | Horizontal | Pulse-start - magnetic | 70 | 70 | 277 V | True |  | 78.2 | [5 empty] | Federally-Regulated Consumer Product | 05/05/2017 |  | 02/12/2020
Eaton (formerly Cooper Industries) | McGraw-Edison | BRC2870MP120** | Horizontal | Pulse-start - magnetic | 70 | 70 | 120 V | True |  | 78.2 | [5 empty] | Federally-Regulated Consumer Product | 05/05/2017 |  | 02/12/2020
Eaton (formerly Cooper Industries) | McGraw-Edison | BRC2870MP208** | Horizontal | Pulse-start - magnetic | 70 | 70 | 120 V | True |  | 78.2 | [5 empty] | Federally-Regulated Consumer Product | 05/05/2017 |  | 02/12/2020
Eaton (formerly Cooper Industries) | McGraw-Edison | BRC2870MP240** | Horizontal | Pulse-start - magnetic | 70 | 70 | 120 V | True |  | 78.2 | [5 empty] | Federally-Regulated Consumer Product | 05/05/2017 |  | 02/12/2020
Eaton (formerly Cooper Industries) | McGraw-Edison | BRC2870MP277** | Horizontal | Pulse-start - magnetic | 70 | 70 | 120 V | True |  | 78.2 | [5 empty] | Federally-Regulated Consumer Product | 05/05/2017 |  | 02/12/2020
Eaton (formerly Cooper Industries) | McGraw-Edison | BRC2870MP347** | Horizontal | Pulse-start - magnetic | 70 | 70 | 277 V | True |  | 78.2 | [5 empty] | Federally-Regulated Consumer Product | 05/05/2017 |  | 02/12/2020
Eaton (formerly Cooper Industries) | McGraw-Edison | BRC2870MPUNV** | Horizontal | Pulse-start - magnetic | 70 | 70 | 120 V | True |  | 78.2 | [5 empty] | Federally-Regulated Consumer Product | 05/05/2017 |  | 02/12/2020
Eaton (formerly Cooper Industries) | McGraw-Edison | BRC2870MPMT** | Horizontal | Pulse-start - magnetic | 70 | 70 | 120 V | True |  | 78.2 | [5 empty] | Federally-Regulated Consumer Product | 05/05/2017 |  | 02/12/2020
Eaton (formerly Cooper Industries) | McGraw-Edison | BRC2870MPTT** | Horizontal | Pulse-start - magnetic | 70 | 70 | 277 V | True |  | 78.2 | [5 empty] | Federally-Regulated Consumer Product | 05/05/2017 |  | 02/12/2020
Eaton (formerly Cooper Industries) | McGraw-Edison | BSC2850MP120** | Horizontal | Pulse-start - magnetic | 50 | 50 | 120 V | True |  | 76.1 | [5 empty] | Federally-Regulated Consumer Product | 05/05/2017 |  | 02/12/2020
Eaton (formerly Cooper Industries) | McGraw-Edison | BSC2850MP208** | Horizontal | Pulse-start - magnetic | 50 | 50 | 120 V | True |  | 76.1 | [5 empty] | Federally-Regulated Consumer Product | 05/05/2017 |  | 02/12/2020
Eaton (formerly Cooper Industries) | McGraw-Edison | BSC2850MP240** | Horizontal | Pulse-start - magnetic | 50 | 50 | 120 V | True |  | 76.1 | [5 empty] | Federally-Regulated Consumer Product | 05/05/2017 |  | 02/12/2020
Eaton (formerly Cooper Industries) | McGraw-Edison | BSC2850MP277** | Horizontal | Pulse-start - magnetic | 50 | 50 | 120 V | True |  | 76.1 | [5 empty] | Federally-Regulated Consumer Product | 05/05/2017 |  | 02/12/2020
Eaton (formerly Cooper Industries) | McGraw-Edison | BSC2850MP347** | Horizontal | Pulse-start - magnetic | 50 | 50 | 277 V | True |  | 76.1 | [5 empty] | Federally-Regulated Consumer Product | 05/05/2017 |  | 02/12/2020
Eaton (formerly Cooper Industries) | McGraw-Edison | BSC2850MPUNV** | Horizontal | Pulse-start - magnetic | 50 | 50 | 120 V | True |  | 76.1 | [5 empty] | Federally-Regulated Consumer Product | 05/05/2017 |  | 02/12/2020
Eaton (formerly Cooper Industries) | McGraw-Edison | BSC2850MPMT** | Horizontal | Pulse-start - magnetic | 50 | 50 | 120 V | True |  | 76.1 | [5 empty] | Federally-Regulated Consumer Product | 05/05/2017 |  | 02/12/2020
Eaton (formerly Cooper Industries) | McGraw-Edison | BSC2850MPTT** | Horizontal | Pulse-start - magnetic | 50 | 50 | 277 V | True |  | 76.1 | [5 empty] | Federally-Regulated Consumer Product | 05/05/2017 |  | 02/12/2020
Eaton (formerly Cooper Industries) | McGraw-Edison | BRC2850MP120** | Horizontal | Pulse-start - magnetic | 50 | 50 | 120 V | True |  | 76.1 | [5 empty] | Federally-Regulated Consumer Product | 05/05/2017 |  | 02/12/2020
Eaton (formerly Cooper Industries) | McGraw-Edison | BRC2850MP208** | Horizontal | Pulse-start - magnetic | 50 | 50 | 120 V | True |  | 76.1 | [5 empty] | Federally-Regulated Consumer Product | 05/05/2017 |  | 02/12/2020
Eaton (formerly Cooper Industries) | McGraw-Edison | BRC2850MP240** | Horizontal | Pulse-start - magnetic | 50 | 50 | 120 V | True |  | 76.1 | [5 empty] | Federally-Regulated Consumer Product | 05/05/2017 |  | 02/12/2020
Eaton (formerly Cooper Industries) | McGraw-Edison | BRC2850MP277** | Horizontal | Pulse-start - magnetic | 50 | 50 | 120 V | True |  | 76.1 | [5 empty] | Federally-Regulated Consumer Product | 05/05/2017 |  | 02/12/2020
Eaton (formerly Cooper Industries) | McGraw-Edison | BRC2850MP347** | Horizontal | Pulse-start - magnetic | 50 | 50 | 277 V | True |  | 76.1 | [5 empty] | Federally-Regulated Consumer Product | 05/05/2017 |  | 02/12/2020
Eaton (formerly Cooper Industries) | McGraw-Edison | BRC2850MPUNV** | Horizontal | Pulse-start - magnetic | 50 | 50 | 120 V | True |  | 76.1 | [5 empty] | Federally-Regulated Consumer Product | 05/05/2017 |  | 02/12/2020
Eaton (formerly Cooper Industries) | McGraw-Edison | BRC2850MPMT** | Horizontal | Pulse-start - magnetic | 50 | 50 | 120 V | True |  | 76.1 | [5 empty] | Federally-Regulated Consumer Product | 05/05/2017 |  | 02/12/2020
Eaton (formerly Cooper Industries) | McGraw-Edison | BRC2850MPTT** | Horizontal | Pulse-start - magnetic | 50 | 50 | 277 V | True |  | 76.1 | [5 empty] | Federally-Regulated Consumer Product | 05/05/2017 |  | 02/12/2020
Eaton (formerly Cooper Industries) | McGraw-Edison | BSC28150MP120** | Horizontal | Pulse-start - magnetic | 150 | 150 | 277 V | True |  | 82.4 | Exception 3 was met |  |  |  |  | Federally-Regulated Consumer Product | 05/05/2017 |  | 02/12/2020
Eaton (formerly Cooper Industries) | McGraw-Edison | BSC28150MP208** | Horizontal | Pulse-start - magnetic | 150 | 150 | 277 V | True |  | 82.4 | Exception 3 was met |  |  |  |  | Federally-Regulated Consumer Product | 05/05/2017 |  | 02/12/2020
Eaton (formerly Cooper Industries) | McGraw-Edison | BSC28150MP240** | Horizontal | Pulse-start - magnetic | 150 | 150 | 277 V | True |  | 82.4 | Exception 3 was met |  |  |  |  | Federally-Regulated Consumer Product | 05/05/2017 |  | 02/12/2020
Eaton (formerly Cooper Industries) | McGraw-Edison | BSC28150MP277** | Horizontal | Pulse-start - magnetic | 150 | 150 | 277 V | True |  | 82.4 | Exception 3 was met |  |  |  |  | Federally-Regulated Consumer Product | 05/05/2017 |  | 02/12/2020
Eaton (formerly Cooper Industries) | McGraw-Edison | BSC28150MP347** | Horizontal | Pulse-start - magnetic | 150 | 150 | 277 V | True |  | 82.4 | Exception 3 was met |  |  |  |  | Federally-Regulated Consumer Product | 05/05/2017 |  | 02/12/2020
Eaton (formerly Cooper Industries) | McGraw-Edison | BSC28150MPUNV** | Horizontal | Pulse-start - magnetic | 150 | 150 | 277 V | True |  | 82.4 | Exception 3 was met |  |  |  |  | Federally-Regulated Consumer Product | 05/05/2017 |  | 02/12/2020
Eaton (formerly Cooper Industries) | McGraw-Edison | BSC28150MPMT** | Horizontal | Pulse-start - magnetic | 150 | 150 | 277 V | True |  | 82.4 | Exception 3 was met |  |  |  |  | Federally-Regulated Consumer Product | 05/05/2017 |  | 02/12/2020
Eaton (formerly Cooper Industries) | McGraw-Edison | BSC28150MPTT** | Horizontal | Pulse-start - magnetic | 150 | 150 | 277 V | True |  | 82.4 | Exception 3 was met |  |  |  |  | Federally-Regulated Consumer Product | 05/05/2017 |  | 02/12/2020
Eaton (formerly Cooper Industries) | McGraw-Edison | BRC28150MP120** | Horizontal | Pulse-start - magnetic | 150 | 150 | 277 V | True |  | 82.4 | Exception 3 was met |  |  |  |  | Federally-Regulated Consumer Product | 05/05/2017 |  | 02/12/2020
Eaton (formerly Cooper Industries) | McGraw-Edison | BRC28150MP208** | Horizontal | Pulse-start - magnetic | 150 | 150 | 277 V | True |  | 82.4 | Exception 3 was met |  |  |  |  | Federally-Regulated Consumer Product | 05/05/2017 |  | 02/12/2020
Eaton (formerly Cooper Industries) | McGraw-Edison | BRC28150MP240** | Horizontal | Pulse-start - magnetic | 150 | 150 | 277 V | True |  | 82.4 | Exception 3 was met |  |  |  |  | Federally-Regulated Consumer Product | 05/05/2017 |  | 02/12/2020
Eaton (formerly Cooper Industries) | McGraw-Edison | BRC28150MP277** | Horizontal | Pulse-start - magnetic | 150 | 150 | 277 V | True |  | 82.4 | Exception 3 was met |  |  |  |  | Federally-Regulated Consumer Product | 05/05/2017 |  | 02/12/2020
Eaton (formerly Cooper Industries) | McGraw-Edison | BRC28150MP347** | Horizontal | Pulse-start - magnetic | 150 | 150 | 277 V | True |  | 82.4 | Exception 3 was met |  |  |  |  | Federally-Regulated Consumer Product | 05/05/2017 |  | 02/12/2020
Eaton (formerly Cooper Industries) | McGraw-Edison | BRC28150MPUNV** | Horizontal | Pulse-start - magnetic | 150 | 150 | 277 V | True |  | 82.4 | Exception 3 was met |  |  |  |  | Federally-Regulated Consumer Product | 05/05/2017 |  | 02/12/2020
Eaton (formerly Cooper Industries) | McGraw-Edison | BRC28150MPMT** | Horizontal | Pulse-start - magnetic | 150 | 150 | 277 V | True |  | 82.4 | Exception 3 was met |  |  |  |  | Federally-Regulated Consumer Product | 05/05/2017 |  | 02/12/2020
Eaton (formerly Cooper Industries) | McGraw-Edison | BRC28150MPTT** | Horizontal | Pulse-start - magnetic | 150 | 150 | 277 V | True |  | 82.4 | Exception 3 was met |  |  |  |  | Federally-Regulated Consumer Product | 05/05/2017 |  | 02/12/2020
Eaton (formerly Cooper Industries) | McGraw-Edison | BSC28100MP120** | Horizontal | Pulse-start - magnetic | 100 | 100 | 120 V | True |  | 80.2 | [5 empty] | Federally-Regulated Consumer Product | 05/05/2017 |  | 02/12/2020
Eaton (formerly Cooper Industries) | McGraw-Edison | BSC28100MP208** | Horizontal | Pulse-start - magnetic | 100 | 100 | 120 V | True |  | 80.2 | [5 empty] | Federally-Regulated Consumer Product | 05/05/2017 |  | 02/12/2020
Eaton (formerly Cooper Industries) | McGraw-Edison | BSC28100MP240** | Horizontal | Pulse-start - magnetic | 100 | 100 | 120 V | True |  | 80.2 | [5 empty] | Federally-Regulated Consumer Product | 05/05/2017 |  | 02/12/2020
Eaton (formerly Cooper Industries) | McGraw-Edison | BSC28100MP277** | Horizontal | Pulse-start - magnetic | 100 | 100 | 120 V | True |  | 80.2 | [5 empty] | Federally-Regulated Consumer Product | 05/05/2017 |  | 02/12/2020
Eaton (formerly Cooper Industries) | McGraw-Edison | BSC28100MP347** | Horizontal | Pulse-start - magnetic | 100 | 100 | 277 V | True |  | 80.2 | [5 empty] | Federally-Regulated Consumer Product | 05/05/2017 |  | 02/12/2020
Eaton (formerly Cooper Industries) | McGraw-Edison | BSC28100MPUNV** | Horizontal | Pulse-start - magnetic | 100 | 100 | 120 V | True |  | 80.2 | [5 empty] | Federally-Regulated Consumer Product | 05/05/2017 |  | 02/12/2020
Eaton (formerly Cooper Industries) | McGraw-Edison | BSC28100MPMT** | Horizontal | Pulse-start - magnetic | 100 | 100 | 120 V | True |  | 80.2 | [5 empty] | Federally-Regulated Consumer Product | 05/05/2017 |  | 02/12/2020
Eaton (formerly Cooper Industries) | McGraw-Edison | BSC28100MPTT** | Horizontal | Pulse-start - magnetic | 100 | 100 | 277 V | True |  | 80.2 | [5 empty] | Federally-Regulated Consumer Product | 05/05/2017 |  | 02/12/2020
Eaton (formerly Cooper Industries) | McGraw-Edison | BRC28100MP120** | Horizontal | Pulse-start - magnetic | 100 | 100 | 120 V | True |  | 80.2 | [5 empty] | Federally-Regulated Consumer Product | 05/05/2017 |  | 02/12/2020
Eaton (formerly Cooper Industries) | McGraw-Edison | BRC28100MP208** | Horizontal | Pulse-start - magnetic | 100 | 100 | 120 V | True |  | 80.2 | [5 empty] | Federally-Regulated Consumer Product | 05/05/2017 |  | 02/12/2020
Eaton (formerly Cooper Industries) | McGraw-Edison | BRC28100MP240** | Horizontal | Pulse-start - magnetic | 100 | 100 | 120 V | True |  | 80.2 | [5 empty] | Federally-Regulated Consumer Product | 05/05/2017 |  | 02/12/2020
Eaton (formerly Cooper Industries) | McGraw-Edison | BRC28100MP277** | Horizontal | Pulse-start - magnetic | 100 | 100 | 120 V | True |  | 80.2 | [5 empty] | Federally-Regulated Consumer Product | 05/05/2017 |  | 02/12/2020
Eaton (formerly Cooper Industries) | McGraw-Edison | BRC28100MP347** | Horizontal | Pulse-start - magnetic | 100 | 100 | 277 V | True |  | 80.2 | [5 empty] | Federally-Regulated Consumer Product | 05/05/2017 |  | 02/12/2020
Eaton (formerly Cooper Industries) | McGraw-Edison | BRC28100MPUNV** | Horizontal | Pulse-start - magnetic | 100 | 100 | 120 V | True |  | 80.2 | [5 empty] | Federally-Regulated Consumer Product | 05/05/2017 |  | 02/12/2020
Eaton (formerly Cooper Industries) | McGraw-Edison | BRC28100MPMT** | Horizontal | Pulse-start - magnetic | 100 | 100 | 120 V | True |  | 80.2 | [5 empty] | Federally-Regulated Consumer Product | 05/05/2017 |  | 02/12/2020
Eaton (formerly Cooper Industries) | McGraw-Edison | BRC28100MPTT** | Horizontal | Pulse-start - magnetic | 100 | 100 | 277 V | True |  | 80.2 | [5 empty] | Federally-Regulated Consumer Product | 05/05/2017 |  | 02/12/2020
Eaton (formerly Cooper Industries) | McGraw-Edison | BSC3270MP120** | Horizontal | Pulse-start - magnetic | 70 | 70 | 120 V | True |  | 78.2 | [5 empty] | Federally-Regulated Consumer Product | 05/05/2017 |  | 02/12/2020
Eaton (formerly Cooper Industries) | McGraw-Edison | BSC3270MP208** | Horizontal | Pulse-start - magnetic | 70 | 70 | 120 V | True |  | 78.2 | [5 empty] | Federally-Regulated Consumer Product | 05/05/2017 |  | 02/12/2020
Eaton (formerly Cooper Industries) | McGraw-Edison | BSC3270MP240** | Horizontal | Pulse-start - magnetic | 70 | 70 | 120 V | True |  | 78.2 | [5 empty] | Federally-Regulated Consumer Product | 05/05/2017 |  | 02/12/2020
Eaton (formerly Cooper Industries) | McGraw-Edison | BSC3270MP277** | Horizontal | Pulse-start - magnetic | 70 | 70 | 120 V | True |  | 78.2 | [5 empty] | Federally-Regulated Consumer Product | 05/05/2017 |  | 02/12/2020
Eaton (formerly Cooper Industries) | McGraw-Edison | BSC3270MP347** | Horizontal | Pulse-start - magnetic | 70 | 70 | 277 V | True |  | 78.2 | [5 empty] | Federally-Regulated Consumer Product | 05/05/2017 |  | 02/12/2020
Eaton (formerly Cooper Industries) | McGraw-Edison | BSC3270MPUNV** | Horizontal | Pulse-start - magnetic | 70 | 70 | 120 V | True |  | 78.2 | [5 empty] | Federally-Regulated Consumer Product | 05/05/2017 |  | 02/12/2020
Eaton (formerly Cooper Industries) | McGraw-Edison | BSC3270MPMT** | Horizontal | Pulse-start - magnetic | 70 | 70 | 120 V | True |  | 78.2 | [5 empty] | Federally-Regulated Consumer Product | 05/05/2017 |  | 02/12/2020
Eaton (formerly Cooper Industries) | McGraw-Edison | BSC3270MPTT** | Horizontal | Pulse-start - magnetic | 70 | 70 | 277 V | True |  | 78.2 | [5 empty] | Federally-Regulated Consumer Product | 05/05/2017 |  | 02/12/2020
Eaton (formerly Cooper Industries) | McGraw-Edison | BRC3270MP120** | Horizontal | Pulse-start - magnetic | 70 | 70 | 120 V | True |  | 78.2 | [5 empty] | Federally-Regulated Consumer Product | 05/05/2017 |  | 02/12/2020
Eaton (formerly Cooper Industries) | McGraw-Edison | BRC3270MP208** | Horizontal | Pulse-start - magnetic | 70 | 70 | 120 V | True |  | 78.2 | [5 empty] | Federally-Regulated Consumer Product | 05/05/2017 |  | 02/12/2020
Eaton (formerly Cooper Industries) | McGraw-Edison | BRC3270MP240** | Horizontal | Pulse-start - magnetic | 70 | 70 | 120 V | True |  | 78.2 | [5 empty] | Federally-Regulated Consumer Product | 05/05/2017 |  | 02/12/2020
Eaton (formerly Cooper Industries) | McGraw-Edison | BRC3270MP277** | Horizontal | Pulse-start - magnetic | 70 | 70 | 120 V | True |  | 78.2 | [5 empty] | Federally-Regulated Consumer Product | 05/05/2017 |  | 02/12/2020
Eaton (formerly Cooper Industries) | McGraw-Edison | BRC3270MP347** | Horizontal | Pulse-start - magnetic | 70 | 70 | 277 V | True |  | 78.2 | [5 empty] | Federally-Regulated Consumer Product | 05/05/2017 |  | 02/12/2020
Eaton (formerly Cooper Industries) | McGraw-Edison | BRC3270MPUNV** | Horizontal | Pulse-start - magnetic | 70 | 70 | 120 V | True |  | 78.2 | [5 empty] | Federally-Regulated Consumer Product | 05/05/2017 |  | 02/12/2020
Eaton (formerly Cooper Industries) | McGraw-Edison | BRC3270MPMT** | Horizontal | Pulse-start - magnetic | 70 | 70 | 120 V | True |  | 78.2 | [5 empty] | Federally-Regulated Consumer Product | 05/05/2017 |  | 02/12/2020
Eaton (formerly Cooper Industries) | McGraw-Edison | BRC3270MPTT** | Horizontal | Pulse-start - magnetic | 70 | 70 | 277 V | True |  | 78.2 | [5 empty] | Federally-Regulated Consumer Product | 05/05/2017 |  | 02/12/2020
Eaton (formerly Cooper Industries) | McGraw-Edison | BSC3250MP120** | Horizontal | Pulse-start - magnetic | 50 | 50 | 120 V | True |  | 76.1 | [5 empty] | Federally-Regulated Consumer Product | 05/05/2017 |  | 02/12/2020
Eaton (formerly Cooper Industries) | McGraw-Edison | BSC3250MP208** | Horizontal | Pulse-start - magnetic | 50 | 50 | 120 V | True |  | 76.1 | [5 empty] | Federally-Regulated Consumer Product | 05/05/2017 |  | 02/12/2020
Eaton (formerly Cooper Industries) | McGraw-Edison | BSC3250MP240** | Horizontal | Pulse-start - magnetic | 50 | 50 | 120 V | True |  | 76.1 | [5 empty] | Federally-Regulated Consumer Product | 05/05/2017 |  | 02/12/2020
Eaton (formerly Cooper Industries) | McGraw-Edison | BSC3250MP277** | Horizontal | Pulse-start - magnetic | 50 | 50 | 120 V | True |  | 76.1 | [5 empty] | Federally-Regulated Consumer Product | 05/05/2017 |  | 02/12/2020
Eaton (formerly Cooper Industries) | McGraw-Edison | BSC3250MP347** | Horizontal | Pulse-start - magnetic | 50 | 50 | 277 V | True |  | 76.1 | [5 empty] | Federally-Regulated Consumer Product | 05/05/2017 |  | 02/12/2020
Eaton (formerly Cooper Industries) | McGraw-Edison | BSC3250MPUNV** | Horizontal | Pulse-start - magnetic | 50 | 50 | 120 V | True |  | 76.1 | [5 empty] | Federally-Regulated Consumer Product | 05/05/2017 |  | 02/12/2020
Eaton (formerly Cooper Industries) | McGraw-Edison | BSC3250MPMT** | Horizontal | Pulse-start - magnetic | 50 | 50 | 120 V | True |  | 76.1 | [5 empty] | Federally-Regulated Consumer Product | 05/05/2017 |  | 02/12/2020
Eaton (formerly Cooper Industries) | McGraw-Edison | BSC3250MPTT** | Horizontal | Pulse-start - magnetic | 50 | 50 | 277 V | True |  | 76.1 | [5 empty] | Federally-Regulated Consumer Product | 05/05/2017 |  | 02/12/2020
Eaton (formerly Cooper Industries) | McGraw-Edison | BRC3250MP120** | Horizontal | Pulse-start - magnetic | 50 | 50 | 120 V | True |  | 76.1 | [5 empty] | Federally-Regulated Consumer Product | 05/05/2017 |  | 02/12/2020
Eaton (formerly Cooper Industries) | McGraw-Edison | BRC3250MP208** | Horizontal | Pulse-start - magnetic | 50 | 50 | 120 V | True |  | 76.1 | [5 empty] | Federally-Regulated Consumer Product | 05/05/2017 |  | 02/12/2020
Eaton (formerly Cooper Industries) | McGraw-Edison | BRC3250MP240** | Horizontal | Pulse-start - magnetic | 50 | 50 | 120 V | True |  | 76.1 | [5 empty] | Federally-Regulated Consumer Product | 05/05/2017 |  | 02/12/2020
Eaton (formerly Cooper Industries) | McGraw-Edison | BRC3250MP277** | Horizontal | Pulse-start - magnetic | 50 | 50 | 120 V | True |  | 76.1 | [5 empty] | Federally-Regulated Consumer Product | 05/05/2017 |  | 02/12/2020
Eaton (formerly Cooper Industries) | McGraw-Edison | BRC3250MP347** | Horizontal | Pulse-start - magnetic | 50 | 50 | 277 V | True |  | 76.1 | [5 empty] | Federally-Regulated Consumer Product | 05/05/2017 |  | 02/12/2020
Eaton (formerly Cooper Industries) | McGraw-Edison | BRC3250MPUNV** | Horizontal | Pulse-start - magnetic | 50 | 50 | 120 V | True |  | 76.1 | [5 empty] | Federally-Regulated Consumer Product | 05/05/2017 |  | 02/12/2020
Eaton (formerly Cooper Industries) | McGraw-Edison | BRC3250MPMT** | Horizontal | Pulse-start - magnetic | 50 | 50 | 120 V | True |  | 76.1 | [5 empty] | Federally-Regulated Consumer Product | 05/05/2017 |  | 02/12/2020
Eaton (formerly Cooper Industries) | McGraw-Edison | BRC3250MPTT** | Horizontal | Pulse-start - magnetic | 50 | 50 | 277 V | True |  | 76.1 | [5 empty] | Federally-Regulated Consumer Product | 05/05/2017 |  | 02/12/2020
Eaton (formerly Cooper Industries) | McGraw-Edison | BSC32150MP120** | Horizontal | Pulse-start - magnetic | 150 | 150 | 277 V | True |  | 82.4 | Exception 3 was met |  |  |  |  | Federally-Regulated Consumer Product | 05/05/2017 |  | 02/12/2020
Eaton (formerly Cooper Industries) | McGraw-Edison | BSC32150MP208** | Horizontal | Pulse-start - magnetic | 150 | 150 | 277 V | True |  | 82.4 | Exception 3 was met |  |  |  |  | Federally-Regulated Consumer Product | 05/05/2017 |  | 02/12/2020
Eaton (formerly Cooper Industries) | McGraw-Edison | BSC32150MP240** | Horizontal | Pulse-start - magnetic | 150 | 150 | 277 V | True |  | 82.4 | Exception 3 was met |  |  |  |  | Federally-Regulated Consumer Product | 05/05/2017 |  | 02/12/2020
Eaton (formerly Cooper Industries) | McGraw-Edison | BSC32150MP277** | Horizontal | Pulse-start - magnetic | 150 | 150 | 277 V | True |  | 82.4 | Exception 3 was met |  |  |  |  | Federally-Regulated Consumer Product | 05/05/2017 |  | 02/12/2020
Eaton (formerly Cooper Industries) | McGraw-Edison | BSC32150MP347** | Horizontal | Pulse-start - magnetic | 150 | 150 | 277 V | True |  | 82.4 | Exception 3 was met |  |  |  |  | Federally-Regulated Consumer Product | 05/05/2017 |  | 02/12/2020
Eaton (formerly Cooper Industries) | McGraw-Edison | BSC32150MPUNV** | Horizontal | Pulse-start - magnetic | 150 | 150 | 277 V | True |  | 82.4 | Exception 3 was met |  |  |  |  | Federally-Regulated Consumer Product | 05/05/2017 |  | 02/12/2020
Eaton (formerly Cooper Industries) | McGraw-Edison | BSC32150MPMT** | Horizontal | Pulse-start - magnetic | 150 | 150 | 277 V | True |  | 82.4 | Exception 3 was met |  |  |  |  | Federally-Regulated Consumer Product | 05/05/2017 |  | 02/12/2020
Eaton (formerly Cooper Industries) | McGraw-Edison | BSC32150MPTT** | Horizontal | Pulse-start - magnetic | 150 | 150 | 277 V | True |  | 82.4 | Exception 3 was met |  |  |  |  | Federally-Regulated Consumer Product | 05/05/2017 |  | 02/12/2020
Eaton (formerly Cooper Industries) | McGraw-Edison | BRC32150MP120** | Horizontal | Pulse-start - magnetic | 150 | 150 | 277 V | True |  | 82.4 | Exception 3 was met |  |  |  |  | Federally-Regulated Consumer Product | 05/05/2017 |  | 02/12/2020
Eaton (formerly Cooper Industries) | McGraw-Edison | BRC32150MP208** | Horizontal | Pulse-start - magnetic | 150 | 150 | 277 V | True |  | 82.4 | Exception 3 was met |  |  |  |  | Federally-Regulated Consumer Product | 05/05/2017 |  | 02/12/2020
Eaton (formerly Cooper Industries) | McGraw-Edison | BRC32150MP240** | Horizontal | Pulse-start - magnetic | 150 | 150 | 277 V | True |  | 82.4 | Exception 3 was met |  |  |  |  | Federally-Regulated Consumer Product | 05/05/2017 |  | 02/12/2020
Eaton (formerly Cooper Industries) | McGraw-Edison | BRC32150MP277** | Horizontal | Pulse-start - magnetic | 150 | 150 | 277 V | True |  | 82.4 | Exception 3 was met |  |  |  |  | Federally-Regulated Consumer Product | 05/05/2017 |  | 02/12/2020
Eaton (formerly Cooper Industries) | McGraw-Edison | BRC32150MP347** | Horizontal | Pulse-start - magnetic | 150 | 150 | 277 V | True |  | 82.4 | Exception 3 was met |  |  |  |  | Federally-Regulated Consumer Product | 05/05/2017 |  | 02/12/2020
Eaton (formerly Cooper Industries) | McGraw-Edison | BRC32150MPUNV** | Horizontal | Pulse-start - magnetic | 150 | 150 | 277 V | True |  | 82.4 | Exception 3 was met |  |  |  |  | Federally-Regulated Consumer Product | 05/05/2017 |  | 02/12/2020
Eaton (formerly Cooper Industries) | McGraw-Edison | BRC32150MPMT** | Horizontal | Pulse-start - magnetic | 150 | 150 | 277 V | True |  | 82.4 | Exception 3 was met |  |  |  |  | Federally-Regulated Consumer Product | 05/05/2017 |  | 02/12/2020
Eaton (formerly Cooper Industries) | McGraw-Edison | BRC32150MPTT** | Horizontal | Pulse-start - magnetic | 150 | 150 | 277 V | True |  | 82.4 | Exception 3 was met |  |  |  |  | Federally-Regulated Consumer Product | 05/05/2017 |  | 02/12/2020
Eaton (formerly Cooper Industries) | McGraw-Edison | BSC32100MP120** | Horizontal | Pulse-start - magnetic | 100 | 100 | 120 V | True |  | 80.2 | [5 empty] | Federally-Regulated Consumer Product | 05/05/2017 |  | 02/12/2020
Eaton (formerly Cooper Industries) | McGraw-Edison | BSC32100MP208** | Horizontal | Pulse-start - magnetic | 100 | 100 | 120 V | True |  | 80.2 | [5 empty] | Federally-Regulated Consumer Product | 05/05/2017 |  | 02/12/2020
Eaton (formerly Cooper Industries) | McGraw-Edison | BSC32100MP240** | Horizontal | Pulse-start - magnetic | 100 | 100 | 120 V | True |  | 80.2 | [5 empty] | Federally-Regulated Consumer Product | 05/05/2017 |  | 02/12/2020
Eaton (formerly Cooper Industries) | McGraw-Edison | BSC32100MP277** | Horizontal | Pulse-start - magnetic | 100 | 100 | 120 V | True |  | 80.2 | [5 empty] | Federally-Regulated Consumer Product | 05/05/2017 |  | 02/12/2020
Eaton (formerly Cooper Industries) | McGraw-Edison | BSC32100MP347** | Horizontal | Pulse-start - magnetic | 100 | 100 | 277 V | True |  | 80.2 | [5 empty] | Federally-Regulated Consumer Product | 05/05/2017 |  | 02/12/2020
Eaton (formerly Cooper Industries) | McGraw-Edison | BSC32100MPUNV** | Horizontal | Pulse-start - magnetic | 100 | 100 | 120 V | True |  | 80.2 | [5 empty] | Federally-Regulated Consumer Product | 05/05/2017 |  | 02/12/2020
Eaton (formerly Cooper Industries) | McGraw-Edison | BSC32100MPMT** | Horizontal | Pulse-start - magnetic | 100 | 100 | 120 V | True |  | 80.2 | [5 empty] | Federally-Regulated Consumer Product | 05/05/2017 |  | 02/12/2020
Eaton (formerly Cooper Industries) | McGraw-Edison | BSC32100MPTT** | Horizontal | Pulse-start - magnetic | 100 | 100 | 277 V | True |  | 80.2 | [5 empty] | Federally-Regulated Consumer Product | 05/05/2017 |  | 02/12/2020
Eaton (formerly Cooper Industries) | McGraw-Edison | BRC32100MP120** | Horizontal | Pulse-start - magnetic | 100 | 100 | 120 V | True |  | 80.2 | [5 empty] | Federally-Regulated Consumer Product | 05/05/2017 |  | 02/12/2020
Eaton (formerly Cooper Industries) | McGraw-Edison | BRC32100MP208** | Horizontal | Pulse-start - magnetic | 100 | 100 | 120 V | True |  | 80.2 | [5 empty] | Federally-Regulated Consumer Product | 05/05/2017 |  | 02/12/2020
Eaton (formerly Cooper Industries) | McGraw-Edison | BRC32100MP240** | Horizontal | Pulse-start - magnetic | 100 | 100 | 120 V | True |  | 80.2 | [5 empty] | Federally-Regulated Consumer Product | 05/05/2017 |  | 02/12/2020
Eaton (formerly Cooper Industries) | McGraw-Edison | BRC32100MP277** | Horizontal | Pulse-start - magnetic | 100 | 100 | 120 V | True |  | 80.2 | [5 empty] | Federally-Regulated Consumer Product | 05/05/2017 |  | 02/12/2020
Eaton (formerly Cooper Industries) | McGraw-Edison | BRC32100MP347** | Horizontal | Pulse-start - magnetic | 100 | 100 | 277 V | True |  | 80.2 | [5 empty] | Federally-Regulated Consumer Product | 05/05/2017 |  | 02/12/2020
Eaton (formerly Cooper Industries) | McGraw-Edison | BRC32100MPUNV** | Horizontal | Pulse-start - magnetic | 100 | 100 | 120 V | True |  | 80.2 | [5 empty] | Federally-Regulated Consumer Product | 05/05/2017 |  | 02/12/2020
Eaton (formerly Cooper Industries) | McGraw-Edison | BRC32100MPMT** | Horizontal | Pulse-start - magnetic | 100 | 100 | 120 V | True |  | 80.2 | [5 empty] | Federally-Regulated Consumer Product | 05/05/2017 |  | 02/12/2020
Eaton (formerly Cooper Industries) | McGraw-Edison | BRC32100MPTT** | Horizontal | Pulse-start - magnetic | 100 | 100 | 277 V | True |  | 80.2 | [5 empty] | Federally-Regulated Consumer Product | 05/05/2017 |  | 02/12/2020
Eaton (formerly Cooper Industries) | McGraw-Edison | BSC3670MP120** | Horizontal | Pulse-start - magnetic | 70 | 70 | 120 V | True |  | 78.2 | [5 empty] | Federally-Regulated Consumer Product | 05/05/2017 |  | 02/12/2020
Eaton (formerly Cooper Industries) | McGraw-Edison | BSC3670MP208** | Horizontal | Pulse-start - magnetic | 70 | 70 | 120 V | True |  | 78.2 | [5 empty] | Federally-Regulated Consumer Product | 05/05/2017 |  | 02/12/2020
Eaton (formerly Cooper Industries) | McGraw-Edison | BSC3670MP240** | Horizontal | Pulse-start - magnetic | 70 | 70 | 120 V | True |  | 78.2 | [5 empty] | Federally-Regulated Consumer Product | 05/05/2017 |  | 02/12/2020
Eaton (formerly Cooper Industries) | McGraw-Edison | BSC3670MP277** | Horizontal | Pulse-start - magnetic | 70 | 70 | 120 V | True |  | 78.2 | [5 empty] | Federally-Regulated Consumer Product | 05/05/2017 |  | 02/12/2020
Eaton (formerly Cooper Industries) | McGraw-Edison | BSC3670MP347** | Horizontal | Pulse-start - magnetic | 70 | 70 | 277 V | True |  | 78.2 | [5 empty] | Federally-Regulated Consumer Product | 05/05/2017 |  | 02/12/2020
Eaton (formerly Cooper Industries) | McGraw-Edison | BSC3670MPUNV** | Horizontal | Pulse-start - magnetic | 70 | 70 | 120 V | True |  | 78.2 | [5 empty] | Federally-Regulated Consumer Product | 05/05/2017 |  | 02/12/2020
Eaton (formerly Cooper Industries) | McGraw-Edison | BSC3670MPMT** | Horizontal | Pulse-start - magnetic | 70 | 70 | 120 V | True |  | 78.2 | [5 empty] | Federally-Regulated Consumer Product | 05/05/2017 |  | 02/12/2020
Eaton (formerly Cooper Industries) | McGraw-Edison | BSC3670MPTT** | Horizontal | Pulse-start - magnetic | 70 | 70 | 277 V | True |  | 78.2 | [5 empty] | Federally-Regulated Consumer Product | 05/05/2017 |  | 02/12/2020
Eaton (formerly Cooper Industries) | McGraw-Edison | BRC3670MP120** | Horizontal | Pulse-start - magnetic | 70 | 70 | 120 V | True |  | 78.2 | [5 empty] | Federally-Regulated Consumer Product | 05/05/2017 |  | 02/12/2020
Eaton (formerly Cooper Industries) | McGraw-Edison | BRC3670MP208** | Horizontal | Pulse-start - magnetic | 70 | 70 | 120 V | True |  | 78.2 | [5 empty] | Federally-Regulated Consumer Product | 05/05/2017 |  | 02/12/2020
Eaton (formerly Cooper Industries) | McGraw-Edison | BRC3670MP240** | Horizontal | Pulse-start - magnetic | 70 | 70 | 120 V | True |  | 78.2 | [5 empty] | Federally-Regulated Consumer Product | 05/05/2017 |  | 02/12/2020
Eaton (formerly Cooper Industries) | McGraw-Edison | BRC3670MP277** | Horizontal | Pulse-start - magnetic | 70 | 70 | 120 V | True |  | 78.2 | [5 empty] | Federally-Regulated Consumer Product | 05/05/2017 |  | 02/12/2020
Eaton (formerly Cooper Industries) | McGraw-Edison | BRC3670MP347** | Horizontal | Pulse-start - magnetic | 70 | 70 | 277 V | True |  | 78.2 | [5 empty] | Federally-Regulated Consumer Product | 05/05/2017 |  | 02/12/2020
Eaton (formerly Cooper Industries) | McGraw-Edison | BRC3670MPUNV** | Horizontal | Pulse-start - magnetic | 70 | 70 | 120 V | True |  | 78.2 | [5 empty] | Federally-Regulated Consumer Product | 05/05/2017 |  | 02/12/2020
Eaton (formerly Cooper Industries) | McGraw-Edison | BRC3670MPMT** | Horizontal | Pulse-start - magnetic | 70 | 70 | 120 V | True |  | 78.2 | [5 empty] | Federally-Regulated Consumer Product | 05/05/2017 |  | 02/12/2020
Eaton (formerly Cooper Industries) | McGraw-Edison | BRC3670MPTT** | Horizontal | Pulse-start - magnetic | 70 | 70 | 277 V | True |  | 78.2 | [5 empty] | Federally-Regulated Consumer Product | 05/05/2017 |  | 02/12/2020
Eaton (formerly Cooper Industries) | McGraw-Edison | BSC3650MP120** | Horizontal | Pulse-start - magnetic | 50 | 50 | 120 V | True |  | 76.1 | [5 empty] | Federally-Regulated Consumer Product | 05/05/2017 |  | 02/12/2020
Eaton (formerly Cooper Industries) | McGraw-Edison | BSC3650MP208** | Horizontal | Pulse-start - magnetic | 50 | 50 | 120 V | True |  | 76.1 | [5 empty] | Federally-Regulated Consumer Product | 05/05/2017 |  | 02/12/2020
Eaton (formerly Cooper Industries) | McGraw-Edison | BSC3650MP240** | Horizontal | Pulse-start - magnetic | 50 | 50 | 120 V | True |  | 76.1 | [5 empty] | Federally-Regulated Consumer Product | 05/05/2017 |  | 02/12/2020
Eaton (formerly Cooper Industries) | McGraw-Edison | BSC3650MP277** | Horizontal | Pulse-start - magnetic | 50 | 50 | 120 V | True |  | 76.1 | [5 empty] | Federally-Regulated Consumer Product | 05/05/2017 |  | 02/12/2020
Eaton (formerly Cooper Industries) | McGraw-Edison | BSC3650MP347** | Horizontal | Pulse-start - magnetic | 50 | 50 | 277 V | True |  | 76.1 | [5 empty] | Federally-Regulated Consumer Product | 05/05/2017 |  | 02/12/2020
Eaton (formerly Cooper Industries) | McGraw-Edison | BSC3650MPUNV** | Horizontal | Pulse-start - magnetic | 50 | 50 | 120 V | True |  | 76.1 | [5 empty] | Federally-Regulated Consumer Product | 05/05/2017 |  | 02/12/2020
Eaton (formerly Cooper Industries) | McGraw-Edison | BSC3650MPMT** | Horizontal | Pulse-start - magnetic | 50 | 50 | 120 V | True |  | 76.1 | [5 empty] | Federally-Regulated Consumer Product | 05/05/2017 |  | 02/12/2020
Eaton (formerly Cooper Industries) | McGraw-Edison | BSC3650MPTT** | Horizontal | Pulse-start - magnetic | 50 | 50 | 277 V | True |  | 76.1 | [5 empty] | Federally-Regulated Consumer Product | 05/05/2017 |  | 02/12/2020
Eaton (formerly Cooper Industries) | McGraw-Edison | BRC3650MP120** | Horizontal | Pulse-start - magnetic | 50 | 50 | 120 V | True |  | 76.1 | [5 empty] | Federally-Regulated Consumer Product | 05/05/2017 |  | 02/12/2020
Eaton (formerly Cooper Industries) | McGraw-Edison | BRC3650MP208** | Horizontal | Pulse-start - magnetic | 50 | 50 | 120 V | True |  | 76.1 | [5 empty] | Federally-Regulated Consumer Product | 05/05/2017 |  | 02/12/2020
Eaton (formerly Cooper Industries) | McGraw-Edison | BRC3650MP240** | Horizontal | Pulse-start - magnetic | 50 | 50 | 120 V | True |  | 76.1 | [5 empty] | Federally-Regulated Consumer Product | 05/05/2017 |  | 02/12/2020
Eaton (formerly Cooper Industries) | McGraw-Edison | BRC3650MP277** | Horizontal | Pulse-start - magnetic | 50 | 50 | 120 V | True |  | 76.1 | [5 empty] | Federally-Regulated Consumer Product | 05/05/2017 |  | 02/12/2020
Eaton (formerly Cooper Industries) | McGraw-Edison | BRC3650MP347** | Horizontal | Pulse-start - magnetic | 50 | 50 | 277 V | True |  | 76.1 | [5 empty] | Federally-Regulated Consumer Product | 05/05/2017 |  | 02/12/2020
Eaton (formerly Cooper Industries) | McGraw-Edison | BRC3650MPUNV** | Horizontal | Pulse-start - magnetic | 50 | 50 | 120 V | True |  | 76.1 | [5 empty] | Federally-Regulated Consumer Product | 05/05/2017 |  | 02/12/2020
Eaton (formerly Cooper Industries) | McGraw-Edison | BRC3650MPMT** | Horizontal | Pulse-start - magnetic | 50 | 50 | 120 V | True |  | 76.1 | [5 empty] | Federally-Regulated Consumer Product | 05/05/2017 |  | 02/12/2020
Eaton (formerly Cooper Industries) | McGraw-Edison | BRC3650MPTT** | Horizontal | Pulse-start - magnetic | 50 | 50 | 277 V | True |  | 76.1 | [5 empty] | Federally-Regulated Consumer Product | 05/05/2017 |  | 02/12/2020
Eaton (formerly Cooper Industries) | McGraw-Edison | BSC36150MP120** | Horizontal | Pulse-start - magnetic | 150 | 150 | 277 V | True |  | 82.4 | Exception 3 was met |  |  |  |  | Federally-Regulated Consumer Product | 05/05/2017 |  | 02/12/2020
Eaton (formerly Cooper Industries) | McGraw-Edison | BSC36150MP208** | Horizontal | Pulse-start - magnetic | 150 | 150 | 277 V | True |  | 82.4 | Exception 3 was met |  |  |  |  | Federally-Regulated Consumer Product | 05/05/2017 |  | 02/12/2020
Eaton (formerly Cooper Industries) | McGraw-Edison | BSC36150MP240** | Horizontal | Pulse-start - magnetic | 150 | 150 | 277 V | True |  | 82.4 | Exception 3 was met |  |  |  |  | Federally-Regulated Consumer Product | 05/05/2017 |  | 02/12/2020
Eaton (formerly Cooper Industries) | McGraw-Edison | BSC36150MP277** | Horizontal | Pulse-start - magnetic | 150 | 150 | 277 V | True |  | 82.4 | Exception 3 was met |  |  |  |  | Federally-Regulated Consumer Product | 05/05/2017 |  | 02/12/2020
Eaton (formerly Cooper Industries) | McGraw-Edison | BSC36150MP347** | Horizontal | Pulse-start - magnetic | 150 | 150 | 277 V | True |  | 82.4 | Exception 3 was met |  |  |  |  | Federally-Regulated Consumer Product | 05/05/2017 |  | 02/12/2020
Eaton (formerly Cooper Industries) | McGraw-Edison | BSC36150MPUNV** | Horizontal | Pulse-start - magnetic | 150 | 150 | 277 V | True |  | 82.4 | Exception 3 was met |  |  |  |  | Federally-Regulated Consumer Product | 05/05/2017 |  | 02/12/2020
Eaton (formerly Cooper Industries) | McGraw-Edison | BSC36150MPMT** | Horizontal | Pulse-start - magnetic | 150 | 150 | 277 V | True |  | 82.4 | Exception 3 was met |  |  |  |  | Federally-Regulated Consumer Product | 05/05/2017 |  | 02/12/2020
Eaton (formerly Cooper Industries) | McGraw-Edison | BSC36150MPTT** | Horizontal | Pulse-start - magnetic | 150 | 150 | 277 V | True |  | 82.4 | Exception 3 was met |  |  |  |  | Federally-Regulated Consumer Product | 05/05/2017 |  | 02/12/2020
Eaton (formerly Cooper Industries) | McGraw-Edison | BRC36150MP120** | Horizontal | Pulse-start - magnetic | 150 | 150 | 277 V | True |  | 82.4 | Exception 3 was met |  |  |  |  | Federally-Regulated Consumer Product | 05/05/2017 |  | 02/12/2020
Eaton (formerly Cooper Industries) | McGraw-Edison | BRC36150MP208** | Horizontal | Pulse-start - magnetic | 150 | 150 | 277 V | True |  | 82.4 | Exception 3 was met |  |  |  |  | Federally-Regulated Consumer Product | 05/05/2017 |  | 02/12/2020
Eaton (formerly Cooper Industries) | McGraw-Edison | BRC36150MP240** | Horizontal | Pulse-start - magnetic | 150 | 150 | 277 V | True |  | 82.4 | Exception 3 was met |  |  |  |  | Federally-Regulated Consumer Product | 05/05/2017 |  | 02/12/2020
Eaton (formerly Cooper Industries) | McGraw-Edison | BRC36150MP277** | Horizontal | Pulse-start - magnetic | 150 | 150 | 277 V | True |  | 82.4 | Exception 3 was met |  |  |  |  | Federally-Regulated Consumer Product | 05/05/2017 |  | 02/12/2020
Eaton (formerly Cooper Industries) | McGraw-Edison | BRC36150MP347** | Horizontal | Pulse-start - magnetic | 150 | 150 | 277 V | True |  | 82.4 | Exception 3 was met |  |  |  |  | Federally-Regulated Consumer Product | 05/05/2017 |  | 02/12/2020
Eaton (formerly Cooper Industries) | McGraw-Edison | BRC36150MPUNV** | Horizontal | Pulse-start - magnetic | 150 | 150 | 277 V | True |  | 82.4 | Exception 3 was met |  |  |  |  | Federally-Regulated Consumer Product | 05/05/2017 |  | 02/12/2020
Eaton (formerly Cooper Industries) | McGraw-Edison | BRC36150MPMT** | Horizontal | Pulse-start - magnetic | 150 | 150 | 277 V | True |  | 82.4 | Exception 3 was met |  |  |  |  | Federally-Regulated Consumer Product | 05/05/2017 |  | 02/12/2020
Eaton (formerly Cooper Industries) | McGraw-Edison | BRC36150MPTT** | Horizontal | Pulse-start - magnetic | 150 | 150 | 277 V | True |  | 82.4 | Exception 3 was met |  |  |  |  | Federally-Regulated Consumer Product | 05/05/2017 |  | 02/12/2020
Eaton (formerly Cooper Industries) | McGraw-Edison | BSC36100MP120** | Horizontal | Pulse-start - magnetic | 100 | 100 | 120 V | True |  | 80.2 | [5 empty] | Federally-Regulated Consumer Product | 05/05/2017 |  | 02/12/2020
Eaton (formerly Cooper Industries) | McGraw-Edison | BSC36100MP208** | Horizontal | Pulse-start - magnetic | 100 | 100 | 120 V | True |  | 80.2 | [5 empty] | Federally-Regulated Consumer Product | 05/05/2017 |  | 02/12/2020
Eaton (formerly Cooper Industries) | McGraw-Edison | BSC36100MP240** | Horizontal | Pulse-start - magnetic | 100 | 100 | 120 V | True |  | 80.2 | [5 empty] | Federally-Regulated Consumer Product | 05/05/2017 |  | 02/12/2020
Eaton (formerly Cooper Industries) | McGraw-Edison | BSC36100MP277** | Horizontal | Pulse-start - magnetic | 100 | 100 | 120 V | True |  | 80.2 | [5 empty] | Federally-Regulated Consumer Product | 05/05/2017 |  | 02/12/2020
Eaton (formerly Cooper Industries) | McGraw-Edison | BSC36100MP347** | Horizontal | Pulse-start - magnetic | 100 | 100 | 277 V | True |  | 80.2 | [5 empty] | Federally-Regulated Consumer Product | 05/05/2017 |  | 02/12/2020
Eaton (formerly Cooper Industries) | McGraw-Edison | BSC36100MPUNV** | Horizontal | Pulse-start - magnetic | 100 | 100 | 120 V | True |  | 80.2 | [5 empty] | Federally-Regulated Consumer Product | 05/05/2017 |  | 02/12/2020
Eaton (formerly Cooper Industries) | McGraw-Edison | BSC36100MPMT** | Horizontal | Pulse-start - magnetic | 100 | 100 | 120 V | True |  | 80.2 | [5 empty] | Federally-Regulated Consumer Product | 05/05/2017 |  | 02/12/2020
Eaton (formerly Cooper Industries) | McGraw-Edison | BSC36100MPTT** | Horizontal | Pulse-start - magnetic | 100 | 100 | 277 V | True |  | 80.2 | [5 empty] | Federally-Regulated Consumer Product | 05/05/2017 |  | 02/12/2020
Eaton (formerly Cooper Industries) | McGraw-Edison | BRC36100MP120** | Horizontal | Pulse-start - magnetic | 100 | 100 | 120 V | True |  | 80.2 | [5 empty] | Federally-Regulated Consumer Product | 05/05/2017 |  | 02/12/2020
Eaton (formerly Cooper Industries) | McGraw-Edison | BRC36100MP208** | Horizontal | Pulse-start - magnetic | 100 | 100 | 120 V | True |  | 80.2 | [5 empty] | Federally-Regulated Consumer Product | 05/05/2017 |  | 02/12/2020
Eaton (formerly Cooper Industries) | McGraw-Edison | BRC36100MP240** | Horizontal | Pulse-start - magnetic | 100 | 100 | 120 V | True |  | 80.2 | [5 empty] | Federally-Regulated Consumer Product | 05/05/2017 |  | 02/12/2020
Eaton (formerly Cooper Industries) | McGraw-Edison | BRC36100MP277** | Horizontal | Pulse-start - magnetic | 100 | 100 | 120 V | True |  | 80.2 | [5 empty] | Federally-Regulated Consumer Product | 05/05/2017 |  | 02/12/2020
Eaton (formerly Cooper Industries) | McGraw-Edison | BRC36100MP347** | Horizontal | Pulse-start - magnetic | 100 | 100 | 277 V | True |  | 80.2 | [5 empty] | Federally-Regulated Consumer Product | 05/05/2017 |  | 02/12/2020
Eaton (formerly Cooper Industries) | McGraw-Edison | BRC36100MPUNV** | Horizontal | Pulse-start - magnetic | 100 | 100 | 120 V | True |  | 80.2 | [5 empty] | Federally-Regulated Consumer Product | 05/05/2017 |  | 02/12/2020
Eaton (formerly Cooper Industries) | McGraw-Edison | BRC36100MPMT** | Horizontal | Pulse-start - magnetic | 100 | 100 | 120 V | True |  | 80.2 | [5 empty] | Federally-Regulated Consumer Product | 05/05/2017 |  | 02/12/2020
Eaton (formerly Cooper Industries) | McGraw-Edison | BRC36100MPTT** | Horizontal | Pulse-start - magnetic | 100 | 100 | 277 V | True |  | 80.2 | [5 empty] | Federally-Regulated Consumer Product | 05/05/2017 |  | 02/12/2020
Eaton (formerly Cooper Industries) | McGraw-Edison | BSC4270MP120** | Horizontal | Pulse-start - magnetic | 70 | 70 | 120 V | True |  | 78.2 | [5 empty] | Federally-Regulated Consumer Product | 05/05/2017 |  | 02/12/2020
Eaton (formerly Cooper Industries) | McGraw-Edison | BSC4270MP208** | Horizontal | Pulse-start - magnetic | 70 | 70 | 120 V | True |  | 78.2 | [5 empty] | Federally-Regulated Consumer Product | 05/05/2017 |  | 02/12/2020
Eaton (formerly Cooper Industries) | McGraw-Edison | BSC4270MP240** | Horizontal | Pulse-start - magnetic | 70 | 70 | 120 V | True |  | 78.2 | [5 empty] | Federally-Regulated Consumer Product | 05/05/2017 |  | 02/12/2020
Eaton (formerly Cooper Industries) | McGraw-Edison | BSC4270MP277** | Horizontal | Pulse-start - magnetic | 70 | 70 | 120 V | True |  | 78.2 | [5 empty] | Federally-Regulated Consumer Product | 05/05/2017 |  | 02/12/2020
Eaton (formerly Cooper Industries) | McGraw-Edison | BSC4270MP347** | Horizontal | Pulse-start - magnetic | 70 | 70 | 277 V | True |  | 78.2 | [5 empty] | Federally-Regulated Consumer Product | 05/05/2017 |  | 02/12/2020
Eaton (formerly Cooper Industries) | McGraw-Edison | BSC4270MPUNV** | Horizontal | Pulse-start - magnetic | 70 | 70 | 120 V | True |  | 78.2 | [5 empty] | Federally-Regulated Consumer Product | 05/05/2017 |  | 02/12/2020
Eaton (formerly Cooper Industries) | McGraw-Edison | BSC4270MPMT** | Horizontal | Pulse-start - magnetic | 70 | 70 | 120 V | True |  | 78.2 | [5 empty] | Federally-Regulated Consumer Product | 05/05/2017 |  | 02/12/2020
Eaton (formerly Cooper Industries) | McGraw-Edison | BSC4270MPTT** | Horizontal | Pulse-start - magnetic | 70 | 70 | 277 V | True |  | 78.2 | [5 empty] | Federally-Regulated Consumer Product | 05/05/2017 |  | 02/12/2020
Eaton (formerly Cooper Industries) | McGraw-Edison | BRC4270MP120** | Horizontal | Pulse-start - magnetic | 70 | 70 | 120 V | True |  | 78.2 | [5 empty] | Federally-Regulated Consumer Product | 05/05/2017 |  | 02/12/2020
Eaton (formerly Cooper Industries) | McGraw-Edison | BRC4270MP208** | Horizontal | Pulse-start - magnetic | 70 | 70 | 120 V | True |  | 78.2 | [5 empty] | Federally-Regulated Consumer Product | 05/05/2017 |  | 02/12/2020
Eaton (formerly Cooper Industries) | McGraw-Edison | BRC4270MP240** | Horizontal | Pulse-start - magnetic | 70 | 70 | 120 V | True |  | 78.2 | [5 empty] | Federally-Regulated Consumer Product | 05/05/2017 |  | 02/12/2020
Eaton (formerly Cooper Industries) | McGraw-Edison | BRC4270MP277** | Horizontal | Pulse-start - magnetic | 70 | 70 | 120 V | True |  | 78.2 | [5 empty] | Federally-Regulated Consumer Product | 05/05/2017 |  | 02/12/2020
Eaton (formerly Cooper Industries) | McGraw-Edison | BRC4270MP347** | Horizontal | Pulse-start - magnetic | 70 | 70 | 277 V | True |  | 78.2 | [5 empty] | Federally-Regulated Consumer Product | 05/05/2017 |  | 02/12/2020
Eaton (formerly Cooper Industries) | McGraw-Edison | BRC4270MPUNV** | Horizontal | Pulse-start - magnetic | 70 | 70 | 120 V | True |  | 78.2 | [5 empty] | Federally-Regulated Consumer Product | 05/05/2017 |  | 02/12/2020
Eaton (formerly Cooper Industries) | McGraw-Edison | BRC4270MPMT** | Horizontal | Pulse-start - magnetic | 70 | 70 | 120 V | True |  | 78.2 | [5 empty] | Federally-Regulated Consumer Product | 05/05/2017 |  | 02/12/2020
Eaton (formerly Cooper Industries) | McGraw-Edison | BRC4270MPTT** | Horizontal | Pulse-start - magnetic | 70 | 70 | 277 V | True |  | 78.2 | [5 empty] | Federally-Regulated Consumer Product | 05/05/2017 |  | 02/12/2020
Eaton (formerly Cooper Industries) | McGraw-Edison | BSC4250MP120** | Horizontal | Pulse-start - magnetic | 50 | 50 | 120 V | True |  | 76.1 | [5 empty] | Federally-Regulated Consumer Product | 05/05/2017 |  | 02/12/2020
Eaton (formerly Cooper Industries) | McGraw-Edison | BSC4250MP208** | Horizontal | Pulse-start - magnetic | 50 | 50 | 120 V | True |  | 76.1 | [5 empty] | Federally-Regulated Consumer Product | 05/05/2017 |  | 02/12/2020
Eaton (formerly Cooper Industries) | McGraw-Edison | BSC4250MP240** | Horizontal | Pulse-start - magnetic | 50 | 50 | 120 V | True |  | 76.1 | [5 empty] | Federally-Regulated Consumer Product | 05/05/2017 |  | 02/12/2020
Eaton (formerly Cooper Industries) | McGraw-Edison | BSC4250MP277** | Horizontal | Pulse-start - magnetic | 50 | 50 | 120 V | True |  | 76.1 | [5 empty] | Federally-Regulated Consumer Product | 05/05/2017 |  | 02/12/2020
Eaton (formerly Cooper Industries) | McGraw-Edison | BSC4250MP347** | Horizontal | Pulse-start - magnetic | 50 | 50 | 277 V | True |  | 76.1 | [5 empty] | Federally-Regulated Consumer Product | 05/05/2017 |  | 02/12/2020
Eaton (formerly Cooper Industries) | McGraw-Edison | BSC4250MPUNV** | Horizontal | Pulse-start - magnetic | 50 | 50 | 120 V | True |  | 76.1 | [5 empty] | Federally-Regulated Consumer Product | 05/05/2017 |  | 02/12/2020
Eaton (formerly Cooper Industries) | McGraw-Edison | BSC4250MPMT** | Horizontal | Pulse-start - magnetic | 50 | 50 | 120 V | True |  | 76.1 | [5 empty] | Federally-Regulated Consumer Product | 05/05/2017 |  | 02/12/2020
Eaton (formerly Cooper Industries) | McGraw-Edison | BSC4250MPTT** | Horizontal | Pulse-start - magnetic | 50 | 50 | 277 V | True |  | 76.1 | [5 empty] | Federally-Regulated Consumer Product | 05/05/2017 |  | 02/12/2020
Eaton (formerly Cooper Industries) | McGraw-Edison | BRC4250MP120** | Horizontal | Pulse-start - magnetic | 50 | 50 | 120 V | True |  | 76.1 | [5 empty] | Federally-Regulated Consumer Product | 05/05/2017 |  | 02/12/2020
Eaton (formerly Cooper Industries) | McGraw-Edison | BRC4250MP208** | Horizontal | Pulse-start - magnetic | 50 | 50 | 120 V | True |  | 76.1 | [5 empty] | Federally-Regulated Consumer Product | 05/05/2017 |  | 02/12/2020
Eaton (formerly Cooper Industries) | McGraw-Edison | BRC4250MP240** | Horizontal | Pulse-start - magnetic | 50 | 50 | 120 V | True |  | 76.1 | [5 empty] | Federally-Regulated Consumer Product | 05/05/2017 |  | 02/12/2020
Eaton (formerly Cooper Industries) | McGraw-Edison | BRC4250MP277** | Horizontal | Pulse-start - magnetic | 50 | 50 | 120 V | True |  | 76.1 | [5 empty] | Federally-Regulated Consumer Product | 05/05/2017 |  | 02/12/2020
Eaton (formerly Cooper Industries) | McGraw-Edison | BRC4250MP347** | Horizontal | Pulse-start - magnetic | 50 | 50 | 277 V | True |  | 76.1 | [5 empty] | Federally-Regulated Consumer Product | 05/05/2017 |  | 02/12/2020
Eaton (formerly Cooper Industries) | McGraw-Edison | BRC4250MPUNV** | Horizontal | Pulse-start - magnetic | 50 | 50 | 120 V | True |  | 76.1 | [5 empty] | Federally-Regulated Consumer Product | 05/05/2017 |  | 02/12/2020
Eaton (formerly Cooper Industries) | McGraw-Edison | BRC4250MPMT** | Horizontal | Pulse-start - magnetic | 50 | 50 | 120 V | True |  | 76.1 | [5 empty] | Federally-Regulated Consumer Product | 05/05/2017 |  | 02/12/2020
Eaton (formerly Cooper Industries) | McGraw-Edison | BRC4250MPTT** | Horizontal | Pulse-start - magnetic | 50 | 50 | 277 V | True |  | 76.1 | [5 empty] | Federally-Regulated Consumer Product | 05/05/2017 |  | 02/12/2020
Eaton (formerly Cooper Industries) | McGraw-Edison | BSC42150MP120** | Horizontal | Pulse-start - magnetic | 150 | 150 | 277 V | True |  | 82.4 | Exception 3 was met |  |  |  |  | Federally-Regulated Consumer Product | 05/05/2017 |  | 02/12/2020
Eaton (formerly Cooper Industries) | McGraw-Edison | BSC42150MP208** | Horizontal | Pulse-start - magnetic | 150 | 150 | 277 V | True |  | 82.4 | Exception 3 was met |  |  |  |  | Federally-Regulated Consumer Product | 05/05/2017 |  | 02/12/2020
Eaton (formerly Cooper Industries) | McGraw-Edison | BSC42150MP240** | Horizontal | Pulse-start - magnetic | 150 | 150 | 277 V | True |  | 82.4 | Exception 3 was met |  |  |  |  | Federally-Regulated Consumer Product | 05/05/2017 |  | 02/12/2020
Eaton (formerly Cooper Industries) | McGraw-Edison | BSC42150MP277** | Horizontal | Pulse-start - magnetic | 150 | 150 | 277 V | True |  | 82.4 | Exception 3 was met |  |  |  |  | Federally-Regulated Consumer Product | 05/05/2017 |  | 02/12/2020
Eaton (formerly Cooper Industries) | McGraw-Edison | BSC42150MP347** | Horizontal | Pulse-start - magnetic | 150 | 150 | 277 V | True |  | 82.4 | Exception 3 was met |  |  |  |  | Federally-Regulated Consumer Product | 05/05/2017 |  | 02/12/2020
Eaton (formerly Cooper Industries) | McGraw-Edison | BSC42150MPUNV** | Horizontal | Pulse-start - magnetic | 150 | 150 | 277 V | True |  | 82.4 | Exception 3 was met |  |  |  |  | Federally-Regulated Consumer Product | 05/05/2017 |  | 02/12/2020
Eaton (formerly Cooper Industries) | McGraw-Edison | BSC42150MPMT** | Horizontal | Pulse-start - magnetic | 150 | 150 | 277 V | True |  | 82.4 | Exception 3 was met |  |  |  |  | Federally-Regulated Consumer Product | 05/05/2017 |  | 02/12/2020
Eaton (formerly Cooper Industries) | McGraw-Edison | BSC42150MPTT** | Horizontal | Pulse-start - magnetic | 150 | 150 | 277 V | True |  | 82.4 | Exception 3 was met |  |  |  |  | Federally-Regulated Consumer Product | 05/05/2017 |  | 02/12/2020
Eaton (formerly Cooper Industries) | McGraw-Edison | BRC42150MP120** | Horizontal | Pulse-start - magnetic | 150 | 150 | 277 V | True |  | 82.4 | Exception 3 was met |  |  |  |  | Federally-Regulated Consumer Product | 05/05/2017 |  | 02/12/2020
Eaton (formerly Cooper Industries) | McGraw-Edison | BRC42150MP208** | Horizontal | Pulse-start - magnetic | 150 | 150 | 277 V | True |  | 82.4 | Exception 3 was met |  |  |  |  | Federally-Regulated Consumer Product | 05/05/2017 |  | 02/12/2020
Eaton (formerly Cooper Industries) | McGraw-Edison | BRC42150MP240** | Horizontal | Pulse-start - magnetic | 150 | 150 | 277 V | True |  | 82.4 | Exception 3 was met |  |  |  |  | Federally-Regulated Consumer Product | 05/05/2017 |  | 02/12/2020
Eaton (formerly Cooper Industries) | McGraw-Edison | BRC42150MP277** | Horizontal | Pulse-start - magnetic | 150 | 150 | 277 V | True |  | 82.4 | Exception 3 was met |  |  |  |  | Federally-Regulated Consumer Product | 05/05/2017 |  | 02/12/2020
Eaton (formerly Cooper Industries) | McGraw-Edison | BRC42150MP347** | Horizontal | Pulse-start - magnetic | 150 | 150 | 277 V | True |  | 82.4 | Exception 3 was met |  |  |  |  | Federally-Regulated Consumer Product | 05/05/2017 |  | 02/12/2020
Eaton (formerly Cooper Industries) | McGraw-Edison | BRC42150MPUNV** | Horizontal | Pulse-start - magnetic | 150 | 150 | 277 V | True |  | 82.4 | Exception 3 was met |  |  |  |  | Federally-Regulated Consumer Product | 05/05/2017 |  | 02/12/2020
Eaton (formerly Cooper Industries) | McGraw-Edison | BRC42150MPMT** | Horizontal | Pulse-start - magnetic | 150 | 150 | 277 V | True |  | 82.4 | Exception 3 was met |  |  |  |  | Federally-Regulated Consumer Product | 05/05/2017 |  | 02/12/2020
Eaton (formerly Cooper Industries) | McGraw-Edison | BRC42150MPTT** | Horizontal | Pulse-start - magnetic | 150 | 150 | 277 V | True |  | 82.4 | Exception 3 was met |  |  |  |  | Federally-Regulated Consumer Product | 05/05/2017 |  | 02/12/2020
Eaton (formerly Cooper Industries) | McGraw-Edison | BSC42100MP120** | Horizontal | Pulse-start - magnetic | 100 | 100 | 120 V | True |  | 80.2 | [5 empty] | Federally-Regulated Consumer Product | 05/05/2017 |  | 02/12/2020
Eaton (formerly Cooper Industries) | McGraw-Edison | BSC42100MP208** | Horizontal | Pulse-start - magnetic | 100 | 100 | 120 V | True |  | 80.2 | [5 empty] | Federally-Regulated Consumer Product | 05/05/2017 |  | 02/12/2020
Eaton (formerly Cooper Industries) | McGraw-Edison | BSC42100MP240** | Horizontal | Pulse-start - magnetic | 100 | 100 | 120 V | True |  | 80.2 | [5 empty] | Federally-Regulated Consumer Product | 05/05/2017 |  | 02/12/2020
Eaton (formerly Cooper Industries) | McGraw-Edison | BSC42100MP277** | Horizontal | Pulse-start - magnetic | 100 | 100 | 120 V | True |  | 80.2 | [5 empty] | Federally-Regulated Consumer Product | 05/05/2017 |  | 02/12/2020
Eaton (formerly Cooper Industries) | McGraw-Edison | BSC42100MP347** | Horizontal | Pulse-start - magnetic | 100 | 100 | 277 V | True |  | 80.2 | [5 empty] | Federally-Regulated Consumer Product | 05/05/2017 |  | 02/12/2020
Eaton (formerly Cooper Industries) | McGraw-Edison | BSC42100MPUNV** | Horizontal | Pulse-start - magnetic | 100 | 100 | 120 V | True |  | 80.2 | [5 empty] | Federally-Regulated Consumer Product | 05/05/2017 |  | 02/12/2020
Eaton (formerly Cooper Industries) | McGraw-Edison | BSC42100MPMT** | Horizontal | Pulse-start - magnetic | 100 | 100 | 120 V | True |  | 80.2 | [5 empty] | Federally-Regulated Consumer Product | 05/05/2017 |  | 02/12/2020
Eaton (formerly Cooper Industries) | McGraw-Edison | BSC42100MPTT** | Horizontal | Pulse-start - magnetic | 100 | 100 | 277 V | True |  | 80.2 | [5 empty] | Federally-Regulated Consumer Product | 05/05/2017 |  | 02/12/2020
Eaton (formerly Cooper Industries) | McGraw-Edison | BRC42100MP120** | Horizontal | Pulse-start - magnetic | 100 | 100 | 120 V | True |  | 80.2 | [5 empty] | Federally-Regulated Consumer Product | 05/05/2017 |  | 02/12/2020
Eaton (formerly Cooper Industries) | McGraw-Edison | BRC42100MP208** | Horizontal | Pulse-start - magnetic | 100 | 100 | 120 V | True |  | 80.2 | [5 empty] | Federally-Regulated Consumer Product | 05/05/2017 |  | 02/12/2020
Eaton (formerly Cooper Industries) | McGraw-Edison | BRC42100MP240** | Horizontal | Pulse-start - magnetic | 100 | 100 | 120 V | True |  | 80.2 | [5 empty] | Federally-Regulated Consumer Product | 05/05/2017 |  | 02/12/2020
Eaton (formerly Cooper Industries) | McGraw-Edison | BRC42100MP277** | Horizontal | Pulse-start - magnetic | 100 | 100 | 120 V | True |  | 80.2 | [5 empty] | Federally-Regulated Consumer Product | 05/05/2017 |  | 02/12/2020
Eaton (formerly Cooper Industries) | McGraw-Edison | BRC42100MP347** | Horizontal | Pulse-start - magnetic | 100 | 100 | 277 V | True |  | 80.2 | [5 empty] | Federally-Regulated Consumer Product | 05/05/2017 |  | 02/12/2020
Eaton (formerly Cooper Industries) | McGraw-Edison | BRC42100MPUNV** | Horizontal | Pulse-start - magnetic | 100 | 100 | 120 V | True |  | 80.2 | [5 empty] | Federally-Regulated Consumer Product | 05/05/2017 |  | 02/12/2020
Eaton (formerly Cooper Industries) | McGraw-Edison | BRC42100MPMT** | Horizontal | Pulse-start - magnetic | 100 | 100 | 120 V | True |  | 80.2 | [5 empty] | Federally-Regulated Consumer Product | 05/05/2017 |  | 02/12/2020
Eaton (formerly Cooper Industries) | McGraw-Edison | BRC42100MPTT** | Horizontal | Pulse-start - magnetic | 100 | 100 | 277 V | True |  | 80.2 | [5 empty] | Federally-Regulated Consumer Product | 05/05/2017 |  | 02/12/2020
Eaton (formerly Cooper Industries) | McGraw-Edison | GSMAM150MAM120V****** | Horizontal | Pulse-start - magnetic | 150 | 150 | 277 V | True |  | 82.4 | Exception 3 was met |  |  |  |  | Federally-Regulated Consumer Product | 05/05/2017 |  | 02/12/2020
Eaton (formerly Cooper Industries) | McGraw-Edison | GSMAM150MP208V****** | Horizontal | Pulse-start - magnetic | 150 | 150 | 277 V | True |  | 82.4 | Exception 3 was met |  |  |  |  | Federally-Regulated Consumer Product | 05/05/2017 |  | 02/12/2020
Eaton (formerly Cooper Industries) | McGraw-Edison | GSMAM150MP240V****** | Horizontal | Pulse-start - magnetic | 150 | 150 | 277 V | True |  | 82.4 | Exception 3 was met |  |  |  |  | Federally-Regulated Consumer Product | 05/05/2017 |  | 02/12/2020
Eaton (formerly Cooper Industries) | McGraw-Edison | GSMAM150MP277V****** | Horizontal | Pulse-start - magnetic | 150 | 150 | 277 V | True |  | 82.4 | Exception 3 was met |  |  |  |  | Federally-Regulated Consumer Product | 05/05/2017 |  | 02/12/2020
Eaton (formerly Cooper Industries) | McGraw-Edison | GSMAM150MP347V****** | Horizontal | Pulse-start - magnetic | 150 | 150 | 277 V | True |  | 82.4 | Exception 3 was met |  |  |  |  | Federally-Regulated Consumer Product | 05/05/2017 |  | 02/12/2020
Eaton (formerly Cooper Industries) | McGraw-Edison | GSMAM150MP480V****** | Horizontal | Pulse-start - magnetic | 150 | 150 | 480 V | True |  | 80.4 | Exception 2 was met |  |  |  |  | Federally-Regulated Consumer Product | 05/05/2017 |  | 02/12/2020
Eaton (formerly Cooper Industries) | McGraw-Edison | GSMAM150MPMT****** | Horizontal | Pulse-start - magnetic | 150 | 150 | 120 V | True |  | 82.4 | Exception 3 was met |  |  |  |  | Federally-Regulated Consumer Product | 05/05/2017 |  | 02/12/2020
Eaton (formerly Cooper Industries) | McGraw-Edison | GSMAM150MPTT****** | Horizontal | Pulse-start - magnetic | 150 | 150 | 277 V | True |  | 82.4 | Exception 3 was met |  |  |  |  | Federally-Regulated Consumer Product | 05/05/2017 |  | 02/12/2020
Eaton (formerly Cooper Industries) | McGraw-Edison | GSMAM175MAM120V****** | Horizontal | Pulse-start - magnetic | 175 | 175 | 277 V | True |  | 88 | [5 empty] | Federally-Regulated Consumer Product | 05/05/2017 |  | 02/12/2020
Eaton (formerly Cooper Industries) | McGraw-Edison | GSMAM175MP208V****** | Horizontal | Pulse-start - magnetic | 175 | 175 | 277 V | True |  | 88 | [5 empty] | Federally-Regulated Consumer Product | 05/05/2017 |  | 02/12/2020
Eaton (formerly Cooper Industries) | McGraw-Edison | GSMAM175MP240V****** | Horizontal | Pulse-start - magnetic | 175 | 175 | 277 V | True |  | 88 | [5 empty] | Federally-Regulated Consumer Product | 05/05/2017 |  | 02/12/2020
Eaton (formerly Cooper Industries) | McGraw-Edison | GSMAM175MP277V****** | Horizontal | Pulse-start - magnetic | 175 | 175 | 277 V | True |  | 88 | [5 empty] | Federally-Regulated Consumer Product | 05/05/2017 |  | 02/12/2020
Eaton (formerly Cooper Industries) | McGraw-Edison | GSMAM175MP347V****** | Horizontal | Pulse-start - magnetic | 175 | 175 | 277 V | True |  | 88 | [5 empty] | Federally-Regulated Consumer Product | 05/05/2017 |  | 02/12/2020
Eaton (formerly Cooper Industries) | McGraw-Edison | GSMAM175MP480V****** | Horizontal | Pulse-start - magnetic | 175 | 175 | 480 V | True |  | 88 | [5 empty] | Federally-Regulated Consumer Product | 05/05/2017 |  | 02/12/2020
Eaton (formerly Cooper Industries) | McGraw-Edison | GSMAM175MPMT****** | Horizontal | Pulse-start - magnetic | 175 | 175 | 120 V | True |  | 88 | [5 empty] | Federally-Regulated Consumer Product | 05/05/2017 |  | 02/12/2020
Eaton (formerly Cooper Industries) | McGraw-Edison | GSMAM175MPTT****** | Horizontal | Pulse-start - magnetic | 175 | 175 | 277 V | True |  | 88 | [5 empty] | Federally-Regulated Consumer Product | 05/05/2017 |  | 02/12/2020
Eaton (formerly Cooper Industries) | McGraw-Edison | GSMAM250MAM20V****** | Horizontal | Pulse-start - magnetic | 250 | 250 | 277 V | True |  | 88.8 | [5 empty] | Federally-Regulated Consumer Product | 05/05/2017 |  | 02/12/2020
Eaton (formerly Cooper Industries) | McGraw-Edison | GSMAM250MAM208V****** | Horizontal | Pulse-start - magnetic | 250 | 250 | 277 V | True |  | 88.8 | [5 empty] | Federally-Regulated Consumer Product | 05/05/2017 |  | 02/12/2020
Eaton (formerly Cooper Industries) | McGraw-Edison | GSMAM250MAM240V****** | Horizontal | Pulse-start - magnetic | 250 | 250 | 277 V | True |  | 88.8 | [5 empty] | Federally-Regulated Consumer Product | 05/05/2017 |  | 02/12/2020
Eaton (formerly Cooper Industries) | McGraw-Edison | GSMAM250MAM277V****** | Horizontal | Pulse-start - magnetic | 250 | 250 | 277 V | True |  | 88.8 | [5 empty] | Federally-Regulated Consumer Product | 05/05/2017 |  | 02/12/2020
Eaton (formerly Cooper Industries) | McGraw-Edison | GSMAM250MP347V****** | Horizontal | Pulse-start - magnetic | 250 | 250 | 277 V | True |  | 88.8 | [5 empty] | Federally-Regulated Consumer Product | 05/05/2017 |  | 02/12/2020
Eaton (formerly Cooper Industries) | McGraw-Edison | GSMAM250MP480V****** | Horizontal | Pulse-start - magnetic | 250 | 250 | 480 V | True |  | 88 | [5 empty] | Federally-Regulated Consumer Product | 05/05/2017 |  | 02/12/2020
Eaton (formerly Cooper Industries) | McGraw-Edison | GSMAM250MPMT****** | Horizontal | Pulse-start - magnetic | 250 | 250 | 120 V | True |  | 88.8 | [5 empty] | Federally-Regulated Consumer Product | 05/05/2017 |  | 02/12/2020
Eaton (formerly Cooper Industries) | McGraw-Edison | GSMAM250MPTT****** | Horizontal | Pulse-start - magnetic | 250 | 250 | 277 V | True |  | 88.8 | [5 empty] | Federally-Regulated Consumer Product | 05/05/2017 |  | 02/12/2020
Eaton (formerly Cooper Industries) | McGraw-Edison | GSMAM320MP120V****** | Horizontal | Pulse-start - magnetic | 320 | 320 | 277 V | True |  | 89.6 | [5 empty] | Federally-Regulated Consumer Product | 05/05/2017 |  | 02/12/2020
Eaton (formerly Cooper Industries) | McGraw-Edison | GSMAM320MP208V****** | Horizontal | Pulse-start - magnetic | 320 | 320 | 277 V | True |  | 89.6 | [5 empty] | Federally-Regulated Consumer Product | 05/05/2017 |  | 02/12/2020
Eaton (formerly Cooper Industries) | McGraw-Edison | GSMAM320MP240V****** | Horizontal | Pulse-start - magnetic | 320 | 320 | 277 V | True |  | 89.6 | [5 empty] | Federally-Regulated Consumer Product | 05/05/2017 |  | 02/12/2020
Eaton (formerly Cooper Industries) | McGraw-Edison | GSMAM320MP277V****** | Horizontal | Pulse-start - magnetic | 320 | 320 | 277 V | True |  | 89.6 | [5 empty] | Federally-Regulated Consumer Product | 05/05/2017 |  | 02/12/2020
Eaton (formerly Cooper Industries) | McGraw-Edison | GSMAM320MAM347V****** | Horizontal | Pulse-start - magnetic | 320 | 320 | 277 V | True |  | 89.6 | [5 empty] | Federally-Regulated Consumer Product | 05/05/2017 |  | 02/12/2020
Eaton (formerly Cooper Industries) | McGraw-Edison | GSMAM320MP480V****** | Horizontal | Pulse-start - magnetic | 320 | 320 | 480 V | True |  | 88.6 | [5 empty] | Federally-Regulated Consumer Product | 05/05/2017 |  | 02/12/2020
Eaton (formerly Cooper Industries) | McGraw-Edison | GSMAM320MPMT****** | Horizontal | Pulse-start - magnetic | 320 | 320 | 120 V | True |  | 89.6 | [5 empty] | Federally-Regulated Consumer Product | 05/05/2017 |  | 02/12/2020
Eaton (formerly Cooper Industries) | McGraw-Edison | GSMAM320MPTT****** | Horizontal | Pulse-start - magnetic | 320 | 320 | 277 V | True |  | 89.6 | [5 empty] | Federally-Regulated Consumer Product | 05/05/2017 |  | 02/12/2020
Eaton (formerly Cooper Industries) | McGraw-Edison | GSMAM350MP120V****** | Horizontal | Pulse-start - magnetic | 350 | 350 | 277 V | True |  | 89.9 | [5 empty] | Federally-Regulated Consumer Product | 05/05/2017 |  | 02/12/2020
Eaton (formerly Cooper Industries) | McGraw-Edison | GSMAM350MP208V****** | Horizontal | Pulse-start - magnetic | 350 | 350 | 277 V | True |  | 89.9 | [5 empty] | Federally-Regulated Consumer Product | 05/05/2017 |  | 02/12/2020
Eaton (formerly Cooper Industries) | McGraw-Edison | GSMAM350MP240V****** | Horizontal | Pulse-start - magnetic | 350 | 350 | 277 V | True |  | 89.9 | [5 empty] | Federally-Regulated Consumer Product | 05/05/2017 |  | 02/12/2020
Eaton (formerly Cooper Industries) | McGraw-Edison | GSMAM350MP277V****** | Horizontal | Pulse-start - magnetic | 350 | 350 | 277 V | True |  | 89.9 | [5 empty] | Federally-Regulated Consumer Product | 05/05/2017 |  | 02/12/2020
Eaton (formerly Cooper Industries) | McGraw-Edison | GSMAM350MAM347V****** | Horizontal | Pulse-start - magnetic | 350 | 350 | 277 V | True |  | 89.9 | [5 empty] | Federally-Regulated Consumer Product | 05/05/2017 |  | 02/12/2020
Eaton (formerly Cooper Industries) | McGraw-Edison | GSMAM350MP480V****** | Horizontal | Pulse-start - magnetic | 350 | 350 | 480 V | True |  | 88.9 | [5 empty] | Federally-Regulated Consumer Product | 05/05/2017 |  | 02/12/2020
Eaton (formerly Cooper Industries) | McGraw-Edison | GSMAM350MPMT****** | Horizontal | Pulse-start - magnetic | 350 | 350 | 120 V | True |  | 89.9 | [5 empty] | Federally-Regulated Consumer Product | 05/05/2017 |  | 02/12/2020
Eaton (formerly Cooper Industries) | McGraw-Edison | GSMAM350MPTT****** | Horizontal | Pulse-start - magnetic | 350 | 350 | 277 V | True |  | 89.9 | [5 empty] | Federally-Regulated Consumer Product | 05/05/2017 |  | 02/12/2020
Eaton (formerly Cooper Industries) | McGraw-Edison | GSMAM400MP120V****** | Horizontal | Pulse-start - magnetic | 400 | 400 | 277 V | True |  | 90.3 | [5 empty] | Federally-Regulated Consumer Product | 05/05/2017 |  | 02/12/2020
Eaton (formerly Cooper Industries) | McGraw-Edison | GSMAM400MP208V****** | Horizontal | Pulse-start - magnetic | 400 | 400 | 277 V | True |  | 90.3 | [5 empty] | Federally-Regulated Consumer Product | 05/05/2017 |  | 02/12/2020
Eaton (formerly Cooper Industries) | McGraw-Edison | GSMAM400MAM40V****** | Horizontal | Pulse-start - magnetic | 400 | 400 | 277 V | True |  | 90.3 | [5 empty] | Federally-Regulated Consumer Product | 05/05/2017 |  | 02/12/2020
Eaton (formerly Cooper Industries) | McGraw-Edison | GSMAM400MP277V****** | Horizontal | Pulse-start - magnetic | 400 | 400 | 277 V | True |  | 90.3 | [5 empty] | Federally-Regulated Consumer Product | 05/05/2017 |  | 02/12/2020
Eaton (formerly Cooper Industries) | McGraw-Edison | GSMAM400MAM47V****** | Horizontal | Pulse-start - magnetic | 400 | 400 | 277 V | True |  | 90.3 | [5 empty] | Federally-Regulated Consumer Product | 05/05/2017 |  | 02/12/2020
Eaton (formerly Cooper Industries) | McGraw-Edison | GSMAM400MAM480V****** | Horizontal | Pulse-start - magnetic | 400 | 400 | 480 V | True |  | 89.3 | [5 empty] | Federally-Regulated Consumer Product | 05/05/2017 |  | 02/12/2020
Eaton (formerly Cooper Industries) | McGraw-Edison | GSMAM400MPMT****** | Horizontal | Pulse-start - magnetic | 400 | 400 | 120 V | True |  | 90.3 | [5 empty] | Federally-Regulated Consumer Product | 05/05/2017 |  | 02/12/2020
Eaton (formerly Cooper Industries) | McGraw-Edison | GSMAM400MPTT****** | Horizontal | Pulse-start - magnetic | 400 | 400 | 277 V | True |  | 90.3 | [5 empty] | Federally-Regulated Consumer Product | 05/05/2017 |  | 02/12/2020
Eaton (formerly Cooper Industries) | McGraw-Edison | GSMAM450MP120V****** | Horizontal | Pulse-start - magnetic | 450 | 450 | 277 V | True |  | 91 | [5 empty] | Federally-Regulated Consumer Product | 05/05/2017 |  | 02/12/2020
Eaton (formerly Cooper Industries) | McGraw-Edison | GSMAM450MP208V****** | Horizontal | Pulse-start - magnetic | 450 | 450 | 277 V | True |  | 91 | [5 empty] | Federally-Regulated Consumer Product | 05/05/2017 |  | 02/12/2020
Eaton (formerly Cooper Industries) | McGraw-Edison | GSMAM450MAM40V****** | Horizontal | Pulse-start - magnetic | 450 | 450 | 277 V | True |  | 91 | [5 empty] | Federally-Regulated Consumer Product | 05/05/2017 |  | 02/12/2020
Eaton (formerly Cooper Industries) | McGraw-Edison | GSMAM450MP277V****** | Horizontal | Pulse-start - magnetic | 450 | 450 | 277 V | True |  | 91 | [5 empty] | Federally-Regulated Consumer Product | 05/05/2017 |  | 02/12/2020
Eaton (formerly Cooper Industries) | McGraw-Edison | GSMAM450MAM47V****** | Horizontal | Pulse-start - magnetic | 450 | 450 | 277 V | True |  | 91 | [5 empty] | Federally-Regulated Consumer Product | 05/05/2017 |  | 02/12/2020
Eaton (formerly Cooper Industries) | McGraw-Edison | GSMAM450MAM480V****** | Horizontal | Pulse-start - magnetic | 450 | 450 | 480 V | True |  | 90 | [5 empty] | Federally-Regulated Consumer Product | 05/05/2017 |  | 02/12/2020
Eaton (formerly Cooper Industries) | McGraw-Edison | GSMAM450MPMT****** | Horizontal | Pulse-start - magnetic | 450 | 450 | 120 V | True |  | 91 | [5 empty] | Federally-Regulated Consumer Product | 05/05/2017 |  | 02/12/2020
Eaton (formerly Cooper Industries) | McGraw-Edison | GSMAM450MPTT****** | Horizontal | Pulse-start - magnetic | 450 | 450 | 277 V | True |  | 91 | [5 empty] | Federally-Regulated Consumer Product | 05/05/2017 |  | 02/12/2020
Eaton (formerly Cooper Industries) | McGraw-Edison | GSMAM750MP120V****** | Horizontal | Pulse-start - magnetic | 750 | 750 | 277 V | True |  | 91 | [5 empty] | Federally-Regulated Consumer Product | 05/05/2017 |  | 02/12/2020
Eaton (formerly Cooper Industries) | McGraw-Edison | GSMAM750MP208V****** | Horizontal | Pulse-start - magnetic | 750 | 750 | 277 V | True |  | 91 | [5 empty] | Federally-Regulated Consumer Product | 05/05/2017 |  | 02/12/2020
Eaton (formerly Cooper Industries) | McGraw-Edison | GSMAM750MP240V****** | Horizontal | Pulse-start - magnetic | 750 | 750 | 277 V | True |  | 91 | [5 empty] | Federally-Regulated Consumer Product | 05/05/2017 |  | 02/12/2020
Eaton (formerly Cooper Industries) | McGraw-Edison | GSMAM750MAM77V****** | Horizontal | Pulse-start - magnetic | 750 | 750 | 277 V | True |  | 91 | [5 empty] | Federally-Regulated Consumer Product | 05/05/2017 |  | 02/12/2020
Eaton (formerly Cooper Industries) | McGraw-Edison | GSMAM750MAM7V****** | Horizontal | Pulse-start - magnetic | 750 | 750 | 277 V | True |  | 91 | [5 empty] | Federally-Regulated Consumer Product | 05/05/2017 |  | 02/12/2020
Eaton (formerly Cooper Industries) | McGraw-Edison | GSMAM750MP480V****** | Horizontal | Pulse-start - magnetic | 750 | 750 | 480 V | True |  | 90 | [5 empty] | Federally-Regulated Consumer Product | 05/05/2017 |  | 02/12/2020
Eaton (formerly Cooper Industries) | McGraw-Edison | GSMAM750MPMT****** | Horizontal | Pulse-start - magnetic | 750 | 750 | 120 V | True |  | 91 | [5 empty] | Federally-Regulated Consumer Product | 05/05/2017 |  | 02/12/2020
Eaton (formerly Cooper Industries) | McGraw-Edison | GSMAM750MPTT****** | Horizontal | Pulse-start - magnetic | 750 | 750 | 277 V | True |  | 91 | [5 empty] | Federally-Regulated Consumer Product | 05/05/2017 |  | 02/12/2020
Eaton (formerly Cooper Industries) | McGraw-Edison | GSMAM1000MAM120V****** | Horizontal | Pulse-start - magnetic | 1000 | 1000 | 277 V | True |  | 93.6 | [5 empty] | Federally-Regulated Consumer Product | 05/05/2017 |  | 02/12/2020
Eaton (formerly Cooper Industries) | McGraw-Edison | GSMAM1000MP208V****** | Horizontal | Pulse-start - magnetic | 1000 | 1000 | 277 V | True |  | 93.6 | [5 empty] | Federally-Regulated Consumer Product | 05/05/2017 |  | 02/12/2020
Eaton (formerly Cooper Industries) | McGraw-Edison | GSMAM1000MP240V****** | Horizontal | Pulse-start - magnetic | 1000 | 1000 | 277 V | True |  | 93.6 | [5 empty] | Federally-Regulated Consumer Product | 05/05/2017 |  | 02/12/2020
Eaton (formerly Cooper Industries) | McGraw-Edison | GSMAM1000MP277V****** | Horizontal | Pulse-start - magnetic | 1000 | 1000 | 277 V | True |  | 93.6 | [5 empty] | Federally-Regulated Consumer Product | 05/05/2017 |  | 02/12/2020
Eaton (formerly Cooper Industries) | McGraw-Edison | GSMAM1000MP347V****** | Horizontal | Pulse-start - magnetic | 1000 | 1000 | 277 V | True |  | 93.6 | [5 empty] | Federally-Regulated Consumer Product | 05/05/2017 |  | 02/12/2020
Eaton (formerly Cooper Industries) | McGraw-Edison | GSMAM1000MP480V****** | Horizontal | Pulse-start - magnetic | 1000 | 1000 | 480 V | True |  | 92.6 | [5 empty] | Federally-Regulated Consumer Product | 05/05/2017 |  | 02/12/2020
Eaton (formerly Cooper Industries) | McGraw-Edison | GSMAM1000MPMT****** | Horizontal | Pulse-start - magnetic | 1000 | 1000 | 120 V | True |  | 93.6 | [5 empty] | Federally-Regulated Consumer Product | 05/05/2017 |  | 02/12/2020
Eaton (formerly Cooper Industries) | McGraw-Edison | GSMAM1000MPTT****** | Horizontal | Pulse-start - magnetic | 1000 | 1000 | 277 V | True |  | 93.6 | [5 empty] | Federally-Regulated Consumer Product | 05/05/2017 |  | 02/12/2020
Eaton (formerly Cooper Industries) | McGraw-Edison | GSLAM150MP120V****** | Horizontal | Pulse-start - magnetic | 150 | 150 | 277 V | True |  | 82.4 | Exception 3 was met |  |  |  |  | Federally-Regulated Consumer Product | 05/05/2017 |  | 02/12/2020
Eaton (formerly Cooper Industries) | McGraw-Edison | GSLAM150MP208V****** | Horizontal | Pulse-start - magnetic | 150 | 150 | 277 V | True |  | 82.4 | Exception 3 was met |  |  |  |  | Federally-Regulated Consumer Product | 05/05/2017 |  | 02/12/2020
Eaton (formerly Cooper Industries) | McGraw-Edison | GSLAM150MP240V****** | Horizontal | Pulse-start - magnetic | 150 | 150 | 277 V | True |  | 82.4 | Exception 3 was met |  |  |  |  | Federally-Regulated Consumer Product | 05/05/2017 |  | 02/12/2020
Eaton (formerly Cooper Industries) | McGraw-Edison | GSLAM150MP277V****** | Horizontal | Pulse-start - magnetic | 150 | 150 | 277 V | True |  | 82.4 | Exception 3 was met |  |  |  |  | Federally-Regulated Consumer Product | 05/05/2017 |  | 02/12/2020
Eaton (formerly Cooper Industries) | McGraw-Edison | GSLAM150MP347V****** | Horizontal | Pulse-start - magnetic | 150 | 150 | 277 V | True |  | 82.4 | Exception 3 was met |  |  |  |  | Federally-Regulated Consumer Product | 05/05/2017 |  | 02/12/2020
Eaton (formerly Cooper Industries) | McGraw-Edison | GSLAM150MP480V****** | Horizontal | Pulse-start - magnetic | 150 | 150 | 480 V | True |  | 80.4 | Exception 2 was met |  |  |  |  | Federally-Regulated Consumer Product | 05/05/2017 |  | 02/12/2020
Eaton (formerly Cooper Industries) | McGraw-Edison | GSLAM150MPMT****** | Horizontal | Pulse-start - magnetic | 150 | 150 | 120 V | True |  | 82.4 | Exception 3 was met |  |  |  |  | Federally-Regulated Consumer Product | 05/05/2017 |  | 02/12/2020
Eaton (formerly Cooper Industries) | McGraw-Edison | GSLAM150MPTT****** | Horizontal | Pulse-start - magnetic | 150 | 150 | 277 V | True |  | 82.4 | Exception 3 was met |  |  |  |  | Federally-Regulated Consumer Product | 05/05/2017 |  | 02/12/2020
Eaton (formerly Cooper Industries) | McGraw-Edison | GSLAM175MP120V****** | Horizontal | Pulse-start - magnetic | 175 | 175 | 277 V | True |  | 88 | [5 empty] | Federally-Regulated Consumer Product | 05/05/2017 |  | 02/12/2020
Eaton (formerly Cooper Industries) | McGraw-Edison | GSLAM175MP208V****** | Horizontal | Pulse-start - magnetic | 175 | 175 | 277 V | True |  | 88 | [5 empty] | Federally-Regulated Consumer Product | 05/05/2017 |  | 02/12/2020
Eaton (formerly Cooper Industries) | McGraw-Edison | GSLAM175MP240V****** | Horizontal | Pulse-start - magnetic | 175 | 175 | 277 V | True |  | 88 | [5 empty] | Federally-Regulated Consumer Product | 05/05/2017 |  | 02/12/2020
Eaton (formerly Cooper Industries) | McGraw-Edison | GSLAM175MP277V****** | Horizontal | Pulse-start - magnetic | 175 | 175 | 277 V | True |  | 88 | [5 empty] | Federally-Regulated Consumer Product | 05/05/2017 |  | 02/12/2020
Eaton (formerly Cooper Industries) | McGraw-Edison | GSLAM175MP347V****** | Horizontal | Pulse-start - magnetic | 175 | 175 | 277 V | True |  | 88 | [5 empty] | Federally-Regulated Consumer Product | 05/05/2017 |  | 02/12/2020
Eaton (formerly Cooper Industries) | McGraw-Edison | GSLAM175MP480V****** | Horizontal | Pulse-start - magnetic | 175 | 175 | 480 V | True |  | 88 | [5 empty] | Federally-Regulated Consumer Product | 05/05/2017 |  | 02/12/2020
Eaton (formerly Cooper Industries) | McGraw-Edison | GSLAM175MPMT****** | Horizontal | Pulse-start - magnetic | 175 | 175 | 120 V | True |  | 88 | [5 empty] | Federally-Regulated Consumer Product | 05/05/2017 |  | 02/12/2020
Eaton (formerly Cooper Industries) | McGraw-Edison | GSLAM175MPTT****** | Horizontal | Pulse-start - magnetic | 175 | 175 | 277 V | True |  | 88 | [5 empty] | Federally-Regulated Consumer Product | 05/05/2017 |  | 02/12/2020
Eaton (formerly Cooper Industries) | McGraw-Edison | GSLAM250MP120V****** | Horizontal | Pulse-start - magnetic | 250 | 250 | 277 V | True |  | 88.8 | [5 empty] | Federally-Regulated Consumer Product | 05/05/2017 |  | 02/12/2020
Eaton (formerly Cooper Industries) | McGraw-Edison | GSLAM250MP208V****** | Horizontal | Pulse-start - magnetic | 250 | 250 | 277 V | True |  | 88.8 | [5 empty] | Federally-Regulated Consumer Product | 05/05/2017 |  | 02/12/2020
Eaton (formerly Cooper Industries) | McGraw-Edison | GSLAM250MP240V****** | Horizontal | Pulse-start - magnetic | 250 | 250 | 277 V | True |  | 88.8 | [5 empty] | Federally-Regulated Consumer Product | 05/05/2017 |  | 02/12/2020
Eaton (formerly Cooper Industries) | McGraw-Edison | GSLAM250MP277V****** | Horizontal | Pulse-start - magnetic | 250 | 250 | 277 V | True |  | 88.8 | [5 empty] | Federally-Regulated Consumer Product | 05/05/2017 |  | 02/12/2020
Eaton (formerly Cooper Industries) | McGraw-Edison | GSLAM250MP347V****** | Horizontal | Pulse-start - magnetic | 250 | 250 | 277 V | True |  | 88.8 | [5 empty] | Federally-Regulated Consumer Product | 05/05/2017 |  | 02/12/2020
Eaton (formerly Cooper Industries) | McGraw-Edison | GSLAM250MP480V****** | Horizontal | Pulse-start - magnetic | 250 | 250 | 480 V | True |  | 88 | [5 empty] | Federally-Regulated Consumer Product | 05/05/2017 |  | 02/12/2020
Eaton (formerly Cooper Industries) | McGraw-Edison | GSLAM250MPMT****** | Horizontal | Pulse-start - magnetic | 250 | 250 | 120 V | True |  | 88.8 | [5 empty] | Federally-Regulated Consumer Product | 05/05/2017 |  | 02/12/2020
Eaton (formerly Cooper Industries) | McGraw-Edison | GSLAM250MPTT****** | Horizontal | Pulse-start - magnetic | 250 | 250 | 277 V | True |  | 88.8 | [5 empty] | Federally-Regulated Consumer Product | 05/05/2017 |  | 02/12/2020
Eaton (formerly Cooper Industries) | McGraw-Edison | GSLAM320MP120V****** | Horizontal | Pulse-start - magnetic | 320 | 320 | 277 V | True |  | 89.6 | [5 empty] | Federally-Regulated Consumer Product | 05/05/2017 |  | 02/12/2020
Eaton (formerly Cooper Industries) | McGraw-Edison | GSLAM320MP208V****** | Horizontal | Pulse-start - magnetic | 320 | 320 | 277 V | True |  | 89.6 | [5 empty] | Federally-Regulated Consumer Product | 05/05/2017 |  | 02/12/2020
Eaton (formerly Cooper Industries) | McGraw-Edison | GSLAM320MP240V****** | Horizontal | Pulse-start - magnetic | 320 | 320 | 277 V | True |  | 89.6 | [5 empty] | Federally-Regulated Consumer Product | 05/05/2017 |  | 02/12/2020
Eaton (formerly Cooper Industries) | McGraw-Edison | GSLAM320MP277V****** | Horizontal | Pulse-start - magnetic | 320 | 320 | 277 V | True |  | 89.6 | [5 empty] | Federally-Regulated Consumer Product | 05/05/2017 |  | 02/12/2020
Eaton (formerly Cooper Industries) | McGraw-Edison | GSLAM320MP347V****** | Horizontal | Pulse-start - magnetic | 320 | 320 | 277 V | True |  | 89.6 | [5 empty] | Federally-Regulated Consumer Product | 05/05/2017 |  | 02/12/2020
Eaton (formerly Cooper Industries) | McGraw-Edison | GSLAM320MP480V****** | Horizontal | Pulse-start - magnetic | 320 | 320 | 480 V | True |  | 88.6 | [5 empty] | Federally-Regulated Consumer Product | 05/05/2017 |  | 02/12/2020
Eaton (formerly Cooper Industries) | McGraw-Edison | GSLAM320MPMT****** | Horizontal | Pulse-start - magnetic | 320 | 320 | 120 V | True |  | 89.6 | [5 empty] | Federally-Regulated Consumer Product | 05/05/2017 |  | 02/12/2020
Eaton (formerly Cooper Industries) | McGraw-Edison | GSLAM320MPTT****** | Horizontal | Pulse-start - magnetic | 320 | 320 | 277 V | True |  | 89.6 | [5 empty] | Federally-Regulated Consumer Product | 05/05/2017 |  | 02/12/2020
Eaton (formerly Cooper Industries) | McGraw-Edison | GSLAM350MP120V****** | Horizontal | Pulse-start - magnetic | 350 | 350 | 277 V | True |  | 89.9 | [5 empty] | Federally-Regulated Consumer Product | 05/05/2017 |  | 02/12/2020
Eaton (formerly Cooper Industries) | McGraw-Edison | GSLAM350MP208V****** | Horizontal | Pulse-start - magnetic | 350 | 350 | 277 V | True |  | 89.9 | [5 empty] | Federally-Regulated Consumer Product | 05/05/2017 |  | 02/12/2020
Eaton (formerly Cooper Industries) | McGraw-Edison | GSLAM350MP240V****** | Horizontal | Pulse-start - magnetic | 350 | 350 | 277 V | True |  | 89.9 | [5 empty] | Federally-Regulated Consumer Product | 05/05/2017 |  | 02/12/2020
Eaton (formerly Cooper Industries) | McGraw-Edison | GSLAM350MP277V****** | Horizontal | Pulse-start - magnetic | 350 | 350 | 277 V | True |  | 89.9 | [5 empty] | Federally-Regulated Consumer Product | 05/05/2017 |  | 02/12/2020
Eaton (formerly Cooper Industries) | McGraw-Edison | GSLAM350MP347V****** | Horizontal | Pulse-start - magnetic | 350 | 350 | 277 V | True |  | 89.9 | [5 empty] | Federally-Regulated Consumer Product | 05/05/2017 |  | 02/12/2020
Eaton (formerly Cooper Industries) | McGraw-Edison | GSLAM350MP480V****** | Horizontal | Pulse-start - magnetic | 350 | 350 | 480 V | True |  | 88.9 | [5 empty] | Federally-Regulated Consumer Product | 05/05/2017 |  | 02/12/2020
Eaton (formerly Cooper Industries) | McGraw-Edison | GSLAM350MPMT****** | Horizontal | Pulse-start - magnetic | 350 | 350 | 120 V | True |  | 89.9 | [5 empty] | Federally-Regulated Consumer Product | 05/05/2017 |  | 02/12/2020
Eaton (formerly Cooper Industries) | McGraw-Edison | GSLAM350MPTT****** | Horizontal | Pulse-start - magnetic | 350 | 350 | 277 V | True |  | 89.9 | [5 empty] | Federally-Regulated Consumer Product | 05/05/2017 |  | 02/12/2020
Eaton (formerly Cooper Industries) | McGraw-Edison | GSLAM400MP120V****** | Horizontal | Pulse-start - magnetic | 400 | 400 | 277 V | True |  | 90.3 | [5 empty] | Federally-Regulated Consumer Product | 05/05/2017 |  | 02/12/2020
Eaton (formerly Cooper Industries) | McGraw-Edison | GSLAM400MP208V****** | Horizontal | Pulse-start - magnetic | 400 | 400 | 277 V | True |  | 90.3 | [5 empty] | Federally-Regulated Consumer Product | 05/05/2017 |  | 02/12/2020
Eaton (formerly Cooper Industries) | McGraw-Edison | GSLAM400MP240V****** | Horizontal | Pulse-start - magnetic | 400 | 400 | 277 V | True |  | 90.3 | [5 empty] | Federally-Regulated Consumer Product | 05/05/2017 |  | 02/12/2020
Eaton (formerly Cooper Industries) | McGraw-Edison | GSLAM400MP277V****** | Horizontal | Pulse-start - magnetic | 400 | 400 | 277 V | True |  | 90.3 | [5 empty] | Federally-Regulated Consumer Product | 05/05/2017 |  | 02/12/2020
Eaton (formerly Cooper Industries) | McGraw-Edison | GSLAM400MP347V****** | Horizontal | Pulse-start - magnetic | 400 | 400 | 277 V | True |  | 90.3 | [5 empty] | Federally-Regulated Consumer Product | 05/05/2017 |  | 02/12/2020
Eaton (formerly Cooper Industries) | McGraw-Edison | GSLAM400MP480V****** | Horizontal | Pulse-start - magnetic | 400 | 400 | 480 V | True |  | 89.3 | [5 empty] | Federally-Regulated Consumer Product | 05/05/2017 |  | 02/12/2020
Eaton (formerly Cooper Industries) | McGraw-Edison | GSLAM400MPMT****** | Horizontal | Pulse-start - magnetic | 400 | 400 | 120 V | True |  | 90.3 | [5 empty] | Federally-Regulated Consumer Product | 05/05/2017 |  | 02/12/2020
Eaton (formerly Cooper Industries) | McGraw-Edison | GSLAM400MPTT****** | Horizontal | Pulse-start - magnetic | 400 | 400 | 277 V | True |  | 90.3 | [5 empty] | Federally-Regulated Consumer Product | 05/05/2017 |  | 02/12/2020
Eaton (formerly Cooper Industries) | McGraw-Edison | GSLAM450MP120V****** | Horizontal | Pulse-start - magnetic | 450 | 450 | 277 V | True |  | 91 | [5 empty] | Federally-Regulated Consumer Product | 05/05/2017 |  | 02/12/2020
Eaton (formerly Cooper Industries) | McGraw-Edison | GSLAM450MP208V****** | Horizontal | Pulse-start - magnetic | 450 | 450 | 277 V | True |  | 91 | [5 empty] | Federally-Regulated Consumer Product | 05/05/2017 |  | 02/12/2020
Eaton (formerly Cooper Industries) | McGraw-Edison | GSLAM450MP240V****** | Horizontal | Pulse-start - magnetic | 450 | 450 | 277 V | True |  | 91 | [5 empty] | Federally-Regulated Consumer Product | 05/05/2017 |  | 02/12/2020
Eaton (formerly Cooper Industries) | McGraw-Edison | GSLAM450MP277V****** | Horizontal | Pulse-start - magnetic | 450 | 450 | 277 V | True |  | 91 | [5 empty] | Federally-Regulated Consumer Product | 05/05/2017 |  | 02/12/2020
Eaton (formerly Cooper Industries) | McGraw-Edison | GSLAM450MP347V****** | Horizontal | Pulse-start - magnetic | 450 | 450 | 277 V | True |  | 91 | [5 empty] | Federally-Regulated Consumer Product | 05/05/2017 |  | 02/12/2020
Eaton (formerly Cooper Industries) | McGraw-Edison | GSLAM450MP480V****** | Horizontal | Pulse-start - magnetic | 450 | 450 | 480 V | True |  | 90 | [5 empty] | Federally-Regulated Consumer Product | 05/05/2017 |  | 02/12/2020
Eaton (formerly Cooper Industries) | McGraw-Edison | GSLAM450MPMT****** | Horizontal | Pulse-start - magnetic | 450 | 450 | 120 V | True |  | 91 | [5 empty] | Federally-Regulated Consumer Product | 05/05/2017 |  | 02/12/2020
Eaton (formerly Cooper Industries) | McGraw-Edison | GSLAM450MPTT****** | Horizontal | Pulse-start - magnetic | 450 | 450 | 277 V | True |  | 91 | [5 empty] | Federally-Regulated Consumer Product | 05/05/2017 |  | 02/12/2020
Eaton (formerly Cooper Industries) | McGraw-Edison | GSLAM750MP120V****** | Horizontal | Pulse-start - magnetic | 750 | 750 | 277 V | True |  | 91 | [5 empty] | Federally-Regulated Consumer Product | 05/05/2017 |  | 02/12/2020
Eaton (formerly Cooper Industries) | McGraw-Edison | GSLAM750MP208V****** | Horizontal | Pulse-start - magnetic | 750 | 750 | 277 V | True |  | 91 | [5 empty] | Federally-Regulated Consumer Product | 05/05/2017 |  | 02/12/2020
Eaton (formerly Cooper Industries) | McGraw-Edison | GSLAM750MP240V****** | Horizontal | Pulse-start - magnetic | 750 | 750 | 277 V | True |  | 91 | [5 empty] | Federally-Regulated Consumer Product | 05/05/2017 |  | 02/12/2020
Eaton (formerly Cooper Industries) | McGraw-Edison | GSLAM750MP277V****** | Horizontal | Pulse-start - magnetic | 750 | 750 | 277 V | True |  | 91 | [5 empty] | Federally-Regulated Consumer Product | 05/05/2017 |  | 02/12/2020
Eaton (formerly Cooper Industries) | McGraw-Edison | GSLAM750MP347V****** | Horizontal | Pulse-start - magnetic | 750 | 750 | 277 V | True |  | 91 | [5 empty] | Federally-Regulated Consumer Product | 05/05/2017 |  | 02/12/2020
Eaton (formerly Cooper Industries) | McGraw-Edison | GSLAM750MP480V****** | Horizontal | Pulse-start - magnetic | 750 | 750 | 480 V | True |  | 90 | [5 empty] | Federally-Regulated Consumer Product | 05/05/2017 |  | 02/12/2020
Eaton (formerly Cooper Industries) | McGraw-Edison | GSLAM750MPMT****** | Horizontal | Pulse-start - magnetic | 750 | 750 | 120 V | True |  | 91 | [5 empty] | Federally-Regulated Consumer Product | 05/05/2017 |  | 02/12/2020
Eaton (formerly Cooper Industries) | McGraw-Edison | GSLAM750MPTT****** | Horizontal | Pulse-start - magnetic | 750 | 750 | 277 V | True |  | 91 | [5 empty] | Federally-Regulated Consumer Product | 05/05/2017 |  | 02/12/2020
Eaton (formerly Cooper Industries) | McGraw-Edison | GSLAM1000MP120V****** | Horizontal | Pulse-start - magnetic | 1000 | 1000 | 277 V | True |  | 93.6 | [5 empty] | Federally-Regulated Consumer Product | 05/05/2017 |  | 02/12/2020
Eaton (formerly Cooper Industries) | McGraw-Edison | GSLAM1000MP208V****** | Horizontal | Pulse-start - magnetic | 1000 | 1000 | 277 V | True |  | 93.6 | [5 empty] | Federally-Regulated Consumer Product | 05/05/2017 |  | 02/12/2020
Eaton (formerly Cooper Industries) | McGraw-Edison | GSLAM1000MP240V****** | Horizontal | Pulse-start - magnetic | 1000 | 1000 | 277 V | True |  | 93.6 | [5 empty] | Federally-Regulated Consumer Product | 05/05/2017 |  | 02/12/2020
Eaton (formerly Cooper Industries) | McGraw-Edison | GSLAM1000MP277V****** | Horizontal | Pulse-start - magnetic | 1000 | 1000 | 277 V | True |  | 93.6 | [5 empty] | Federally-Regulated Consumer Product | 05/05/2017 |  | 02/12/2020
Eaton (formerly Cooper Industries) | McGraw-Edison | GSLAM1000MP347V****** | Horizontal | Pulse-start - magnetic | 1000 | 1000 | 277 V | True |  | 93.6 | [5 empty] | Federally-Regulated Consumer Product | 05/05/2017 |  | 02/12/2020
Eaton (formerly Cooper Industries) | McGraw-Edison | GSLAM1000MP480V****** | Horizontal | Pulse-start - magnetic | 1000 | 1000 | 480 V | True |  | 92.6 | [5 empty] | Federally-Regulated Consumer Product | 05/05/2017 |  | 02/12/2020
Eaton (formerly Cooper Industries) | McGraw-Edison | GSLAM1000MPMT****** | Horizontal | Pulse-start - magnetic | 1000 | 1000 | 120 V | True |  | 93.6 | [5 empty] | Federally-Regulated Consumer Product | 05/05/2017 |  | 02/12/2020
Eaton (formerly Cooper Industries) | McGraw-Edison | GSLAM1000MPTT****** | Horizontal | Pulse-start - magnetic | 1000 | 1000 | 277 V | True |  | 93.6 | [5 empty] | Federally-Regulated Consumer Product | 05/05/2017 |  | 02/12/2020
Eaton (formerly Cooper Industries) | McGraw-Edison | GSMAIR150MAIR120V****** | Horizontal | Pulse-start - magnetic | 150 | 150 | 277 V | True |  | 82.4 | Exception 3 was met |  |  |  |  | Federally-Regulated Consumer Product | 05/05/2017 |  | 02/12/2020
Eaton (formerly Cooper Industries) | McGraw-Edison | GSMAIR150MP208V****** | Horizontal | Pulse-start - magnetic | 150 | 150 | 277 V | True |  | 82.4 | Exception 3 was met |  |  |  |  | Federally-Regulated Consumer Product | 05/05/2017 |  | 02/12/2020
Eaton (formerly Cooper Industries) | McGraw-Edison | GSMAIR150MP240V****** | Horizontal | Pulse-start - magnetic | 150 | 150 | 277 V | True |  | 82.4 | Exception 3 was met |  |  |  |  | Federally-Regulated Consumer Product | 05/05/2017 |  | 02/12/2020
Eaton (formerly Cooper Industries) | McGraw-Edison | GSMAIR150MP277V****** | Horizontal | Pulse-start - magnetic | 150 | 150 | 277 V | True |  | 82.4 | Exception 3 was met |  |  |  |  | Federally-Regulated Consumer Product | 05/05/2017 |  | 02/12/2020
Eaton (formerly Cooper Industries) | McGraw-Edison | GSMAIR150MP347V****** | Horizontal | Pulse-start - magnetic | 150 | 150 | 277 V | True |  | 82.4 | Exception 3 was met |  |  |  |  | Federally-Regulated Consumer Product | 05/05/2017 |  | 02/12/2020
Eaton (formerly Cooper Industries) | McGraw-Edison | GSMAIR150MP480V****** | Horizontal | Pulse-start - magnetic | 150 | 150 | 480 V | True |  | 80.4 | Exception 2 was met |  |  |  |  | Federally-Regulated Consumer Product | 05/05/2017 |  | 02/12/2020
Eaton (formerly Cooper Industries) | McGraw-Edison | GSMAIR150MPMT****** | Horizontal | Pulse-start - magnetic | 150 | 150 | 120 V | True |  | 82.4 | Exception 3 was met |  |  |  |  | Federally-Regulated Consumer Product | 05/05/2017 |  | 02/12/2020
Eaton (formerly Cooper Industries) | McGraw-Edison | GSMAIR150MPTT****** | Horizontal | Pulse-start - magnetic | 150 | 150 | 277 V | True |  | 82.4 | Exception 3 was met |  |  |  |  | Federally-Regulated Consumer Product | 05/05/2017 |  | 02/12/2020
Eaton (formerly Cooper Industries) | McGraw-Edison | GSMAIR175MAIR120V****** | Horizontal | Pulse-start - magnetic | 175 | 175 | 277 V | True |  | 88 | [5 empty] | Federally-Regulated Consumer Product | 05/05/2017 |  | 02/12/2020
Eaton (formerly Cooper Industries) | McGraw-Edison | GSMAIR175MP208V****** | Horizontal | Pulse-start - magnetic | 175 | 175 | 277 V | True |  | 88 | [5 empty] | Federally-Regulated Consumer Product | 05/05/2017 |  | 02/12/2020
Eaton (formerly Cooper Industries) | McGraw-Edison | GSMAIR175MP240V****** | Horizontal | Pulse-start - magnetic | 175 | 175 | 277 V | True |  | 88 | [5 empty] | Federally-Regulated Consumer Product | 05/05/2017 |  | 02/12/2020
Eaton (formerly Cooper Industries) | McGraw-Edison | GSMAIR175MP277V****** | Horizontal | Pulse-start - magnetic | 175 | 175 | 277 V | True |  | 88 | [5 empty] | Federally-Regulated Consumer Product | 05/05/2017 |  | 02/12/2020
Eaton (formerly Cooper Industries) | McGraw-Edison | GSMAIR175MP347V****** | Horizontal | Pulse-start - magnetic | 175 | 175 | 277 V | True |  | 88 | [5 empty] | Federally-Regulated Consumer Product | 05/05/2017 |  | 02/12/2020
Eaton (formerly Cooper Industries) | McGraw-Edison | GSMAIR175MP480V****** | Horizontal | Pulse-start - magnetic | 175 | 175 | 480 V | True |  | 88 | [5 empty] | Federally-Regulated Consumer Product | 05/05/2017 |  | 02/12/2020
Eaton (formerly Cooper Industries) | McGraw-Edison | GSMAIR175MPMT****** | Horizontal | Pulse-start - magnetic | 175 | 175 | 120 V | True |  | 88 | [5 empty] | Federally-Regulated Consumer Product | 05/05/2017 |  | 02/12/2020
Eaton (formerly Cooper Industries) | McGraw-Edison | GSMAIR175MPTT****** | Horizontal | Pulse-start - magnetic | 175 | 175 | 277 V | True |  | 88 | [5 empty] | Federally-Regulated Consumer Product | 05/05/2017 |  | 02/12/2020
Eaton (formerly Cooper Industries) | McGraw-Edison | GSMAIR250MAIR20V****** | Horizontal | Pulse-start - magnetic | 250 | 250 | 277 V | True |  | 88.8 | [5 empty] | Federally-Regulated Consumer Product | 05/05/2017 |  | 02/12/2020
Eaton (formerly Cooper Industries) | McGraw-Edison | GSMAIR250MAIR208V****** | Horizontal | Pulse-start - magnetic | 250 | 250 | 277 V | True |  | 88.8 | [5 empty] | Federally-Regulated Consumer Product | 05/05/2017 |  | 02/12/2020
Eaton (formerly Cooper Industries) | McGraw-Edison | GSMAIR250MAIR240V****** | Horizontal | Pulse-start - magnetic | 250 | 250 | 277 V | True |  | 88.8 | [5 empty] | Federally-Regulated Consumer Product | 05/05/2017 |  | 02/12/2020
Eaton (formerly Cooper Industries) | McGraw-Edison | GSMAIR250MAIR277V****** | Horizontal | Pulse-start - magnetic | 250 | 250 | 277 V | True |  | 88.8 | [5 empty] | Federally-Regulated Consumer Product | 05/05/2017 |  | 02/12/2020
Eaton (formerly Cooper Industries) | McGraw-Edison | GSMAIR250MP347V****** | Horizontal | Pulse-start - magnetic | 250 | 250 | 277 V | True |  | 88.8 | [5 empty] | Federally-Regulated Consumer Product | 05/05/2017 |  | 02/12/2020
Eaton (formerly Cooper Industries) | McGraw-Edison | GSMAIR250MP480V****** | Horizontal | Pulse-start - magnetic | 250 | 250 | 480 V | True |  | 88 | [5 empty] | Federally-Regulated Consumer Product | 05/05/2017 |  | 02/12/2020
Eaton (formerly Cooper Industries) | McGraw-Edison | GSMAIR250MPMT****** | Horizontal | Pulse-start - magnetic | 250 | 250 | 120 V | True |  | 88.8 | [5 empty] | Federally-Regulated Consumer Product | 05/05/2017 |  | 02/12/2020
Eaton (formerly Cooper Industries) | McGraw-Edison | GSMAIR250MPTT****** | Horizontal | Pulse-start - magnetic | 250 | 250 | 277 V | True |  | 88.8 | [5 empty] | Federally-Regulated Consumer Product | 05/05/2017 |  | 02/12/2020
Eaton (formerly Cooper Industries) | McGraw-Edison | GSMAIR320MP120V****** | Horizontal | Pulse-start - magnetic | 320 | 320 | 277 V | True |  | 89.6 | [5 empty] | Federally-Regulated Consumer Product | 05/05/2017 |  | 02/12/2020
Eaton (formerly Cooper Industries) | McGraw-Edison | GSMAIR320MP208V****** | Horizontal | Pulse-start - magnetic | 320 | 320 | 277 V | True |  | 89.6 | [5 empty] | Federally-Regulated Consumer Product | 05/05/2017 |  | 02/12/2020
Eaton (formerly Cooper Industries) | McGraw-Edison | GSMAIR320MP240V****** | Horizontal | Pulse-start - magnetic | 320 | 320 | 277 V | True |  | 89.6 | [5 empty] | Federally-Regulated Consumer Product | 05/05/2017 |  | 02/12/2020
Eaton (formerly Cooper Industries) | McGraw-Edison | GSMAIR320MP277V****** | Horizontal | Pulse-start - magnetic | 320 | 320 | 277 V | True |  | 89.6 | [5 empty] | Federally-Regulated Consumer Product | 05/05/2017 |  | 02/12/2020
Eaton (formerly Cooper Industries) | McGraw-Edison | GSMAIR320MAIR347V****** | Horizontal | Pulse-start - magnetic | 320 | 320 | 277 V | True |  | 89.6 | [5 empty] | Federally-Regulated Consumer Product | 05/05/2017 |  | 02/12/2020
Eaton (formerly Cooper Industries) | McGraw-Edison | GSMAIR320MP480V****** | Horizontal | Pulse-start - magnetic | 320 | 320 | 480 V | True |  | 88.6 | [5 empty] | Federally-Regulated Consumer Product | 05/05/2017 |  | 02/12/2020
Eaton (formerly Cooper Industries) | McGraw-Edison | GSMAIR320MPMT****** | Horizontal | Pulse-start - magnetic | 320 | 320 | 120 V | True |  | 89.6 | [5 empty] | Federally-Regulated Consumer Product | 05/05/2017 |  | 02/12/2020
Eaton (formerly Cooper Industries) | McGraw-Edison | GSMAIR320MPTT****** | Horizontal | Pulse-start - magnetic | 320 | 320 | 277 V | True |  | 89.6 | [5 empty] | Federally-Regulated Consumer Product | 05/05/2017 |  | 02/12/2020
Eaton (formerly Cooper Industries) | McGraw-Edison | GSMAIR350MP120V****** | Horizontal | Pulse-start - magnetic | 350 | 350 | 277 V | True |  | 89.9 | [5 empty] | Federally-Regulated Consumer Product | 05/05/2017 |  | 02/12/2020
Eaton (formerly Cooper Industries) | McGraw-Edison | GSMAIR350MP208V****** | Horizontal | Pulse-start - magnetic | 350 | 350 | 277 V | True |  | 89.9 | [5 empty] | Federally-Regulated Consumer Product | 05/05/2017 |  | 02/12/2020
Eaton (formerly Cooper Industries) | McGraw-Edison | GSMAIR350MP240V****** | Horizontal | Pulse-start - magnetic | 350 | 350 | 277 V | True |  | 89.9 | [5 empty] | Federally-Regulated Consumer Product | 05/05/2017 |  | 02/12/2020
Eaton (formerly Cooper Industries) | McGraw-Edison | GSMAIR350MP277V****** | Horizontal | Pulse-start - magnetic | 350 | 350 | 277 V | True |  | 89.9 | [5 empty] | Federally-Regulated Consumer Product | 05/05/2017 |  | 02/12/2020
Eaton (formerly Cooper Industries) | McGraw-Edison | GSMAIR350MAIR347V****** | Horizontal | Pulse-start - magnetic | 350 | 350 | 277 V | True |  | 89.9 | [5 empty] | Federally-Regulated Consumer Product | 05/05/2017 |  | 02/12/2020
Eaton (formerly Cooper Industries) | McGraw-Edison | GSMAIR350MP480V****** | Horizontal | Pulse-start - magnetic | 350 | 350 | 480 V | True |  | 88.9 | [5 empty] | Federally-Regulated Consumer Product | 05/05/2017 |  | 02/12/2020
Eaton (formerly Cooper Industries) | McGraw-Edison | GSMAIR350MPMT****** | Horizontal | Pulse-start - magnetic | 350 | 350 | 120 V | True |  | 89.9 | [5 empty] | Federally-Regulated Consumer Product | 05/05/2017 |  | 02/12/2020
Eaton (formerly Cooper Industries) | McGraw-Edison | GSMAIR350MPTT****** | Horizontal | Pulse-start - magnetic | 350 | 350 | 277 V | True |  | 89.9 | [5 empty] | Federally-Regulated Consumer Product | 05/05/2017 |  | 02/12/2020
Eaton (formerly Cooper Industries) | McGraw-Edison | GSMAIR400MP120V****** | Horizontal | Pulse-start - magnetic | 400 | 400 | 277 V | True |  | 90.3 | [5 empty] | Federally-Regulated Consumer Product | 05/05/2017 |  | 02/12/2020
Eaton (formerly Cooper Industries) | McGraw-Edison | GSMAIR400MP208V****** | Horizontal | Pulse-start - magnetic | 400 | 400 | 277 V | True |  | 90.3 | [5 empty] | Federally-Regulated Consumer Product | 05/05/2017 |  | 02/12/2020
Eaton (formerly Cooper Industries) | McGraw-Edison | GSMAIR400MAIR40V****** | Horizontal | Pulse-start - magnetic | 400 | 400 | 277 V | True |  | 90.3 | [5 empty] | Federally-Regulated Consumer Product | 05/05/2017 |  | 02/12/2020
Eaton (formerly Cooper Industries) | McGraw-Edison | GSMAIR400MP277V****** | Horizontal | Pulse-start - magnetic | 400 | 400 | 277 V | True |  | 90.3 | [5 empty] | Federally-Regulated Consumer Product | 05/05/2017 |  | 02/12/2020
Eaton (formerly Cooper Industries) | McGraw-Edison | GSMAIR400MAIR47V****** | Horizontal | Pulse-start - magnetic | 400 | 400 | 277 V | True |  | 90.3 | [5 empty] | Federally-Regulated Consumer Product | 05/05/2017 |  | 02/12/2020
Eaton (formerly Cooper Industries) | McGraw-Edison | GSMAIR400MAIR480V****** | Horizontal | Pulse-start - magnetic | 400 | 400 | 480 V | True |  | 89.3 | [5 empty] | Federally-Regulated Consumer Product | 05/05/2017 |  | 02/12/2020
Eaton (formerly Cooper Industries) | McGraw-Edison | GSMAIR400MPMT****** | Horizontal | Pulse-start - magnetic | 400 | 400 | 120 V | True |  | 90.3 | [5 empty] | Federally-Regulated Consumer Product | 05/05/2017 |  | 02/12/2020
Eaton (formerly Cooper Industries) | McGraw-Edison | GSMAIR400MPTT****** | Horizontal | Pulse-start - magnetic | 400 | 400 | 277 V | True |  | 90.3 | [5 empty] | Federally-Regulated Consumer Product | 05/05/2017 |  | 02/12/2020
Eaton (formerly Cooper Industries) | McGraw-Edison | GSMAIR450MP120V****** | Horizontal | Pulse-start - magnetic | 450 | 450 | 277 V | True |  | 91 | [5 empty] | Federally-Regulated Consumer Product | 05/05/2017 |  | 02/12/2020
Eaton (formerly Cooper Industries) | McGraw-Edison | GSMAIR450MP208V****** | Horizontal | Pulse-start - magnetic | 450 | 450 | 277 V | True |  | 91 | [5 empty] | Federally-Regulated Consumer Product | 05/05/2017 |  | 02/12/2020
Eaton (formerly Cooper Industries) | McGraw-Edison | GSMAIR450MAIR40V****** | Horizontal | Pulse-start - magnetic | 450 | 450 | 277 V | True |  | 91 | [5 empty] | Federally-Regulated Consumer Product | 05/05/2017 |  | 02/12/2020
Eaton (formerly Cooper Industries) | McGraw-Edison | GSMAIR450MP277V****** | Horizontal | Pulse-start - magnetic | 450 | 450 | 277 V | True |  | 91 | [5 empty] | Federally-Regulated Consumer Product | 05/05/2017 |  | 02/12/2020
Eaton (formerly Cooper Industries) | McGraw-Edison | GSMAIR450MAIR47V****** | Horizontal | Pulse-start - magnetic | 450 | 450 | 277 V | True |  | 91 | [5 empty] | Federally-Regulated Consumer Product | 05/05/2017 |  | 02/12/2020
Eaton (formerly Cooper Industries) | McGraw-Edison | GSMAIR450MAIR480V****** | Horizontal | Pulse-start - magnetic | 450 | 450 | 480 V | True |  | 90 | [5 empty] | Federally-Regulated Consumer Product | 05/05/2017 |  | 02/12/2020
Eaton (formerly Cooper Industries) | McGraw-Edison | GSMAIR450MPMT****** | Horizontal | Pulse-start - magnetic | 450 | 450 | 120 V | True |  | 91 | [5 empty] | Federally-Regulated Consumer Product | 05/05/2017 |  | 02/12/2020
Eaton (formerly Cooper Industries) | McGraw-Edison | GSMAIR450MPTT****** | Horizontal | Pulse-start - magnetic | 450 | 450 | 277 V | True |  | 91 | [5 empty] | Federally-Regulated Consumer Product | 05/05/2017 |  | 02/12/2020
Eaton (formerly Cooper Industries) | McGraw-Edison | GSMAIR750MP120V****** | Horizontal | Pulse-start - magnetic | 750 | 750 | 277 V | True |  | 91 | [5 empty] | Federally-Regulated Consumer Product | 05/05/2017 |  | 02/12/2020
Eaton (formerly Cooper Industries) | McGraw-Edison | GSMAIR750MP208V****** | Horizontal | Pulse-start - magnetic | 750 | 750 | 277 V | True |  | 91 | [5 empty] | Federally-Regulated Consumer Product | 05/05/2017 |  | 02/12/2020
Eaton (formerly Cooper Industries) | McGraw-Edison | GSMAIR750MP240V****** | Horizontal | Pulse-start - magnetic | 750 | 750 | 277 V | True |  | 91 | [5 empty] | Federally-Regulated Consumer Product | 05/05/2017 |  | 02/12/2020
Eaton (formerly Cooper Industries) | McGraw-Edison | GSMAIR750MAIR77V****** | Horizontal | Pulse-start - magnetic | 750 | 750 | 277 V | True |  | 91 | [5 empty] | Federally-Regulated Consumer Product | 05/05/2017 |  | 02/12/2020
Eaton (formerly Cooper Industries) | McGraw-Edison | GSMAIR750MAIR7V****** | Horizontal | Pulse-start - magnetic | 750 | 750 | 277 V | True |  | 91 | [5 empty] | Federally-Regulated Consumer Product | 05/05/2017 |  | 02/12/2020
Eaton (formerly Cooper Industries) | McGraw-Edison | GSMAIR750MP480V****** | Horizontal | Pulse-start - magnetic | 750 | 750 | 480 V | True |  | 90 | [5 empty] | Federally-Regulated Consumer Product | 05/05/2017 |  | 02/12/2020
Eaton (formerly Cooper Industries) | McGraw-Edison | GSMAIR750MPMT****** | Horizontal | Pulse-start - magnetic | 750 | 750 | 120 V | True |  | 91 | [5 empty] | Federally-Regulated Consumer Product | 05/05/2017 |  | 02/12/2020
Eaton (formerly Cooper Industries) | McGraw-Edison | GSMAIR750MPTT****** | Horizontal | Pulse-start - magnetic | 750 | 750 | 277 V | True |  | 91 | [5 empty] | Federally-Regulated Consumer Product | 05/05/2017 |  | 02/12/2020
Eaton (formerly Cooper Industries) | McGraw-Edison | GSMAIR1000MAIR120V****** | Horizontal | Pulse-start - magnetic | 1000 | 1000 | 277 V | True |  | 93.6 | [5 empty] | Federally-Regulated Consumer Product | 05/05/2017 |  | 02/12/2020
Eaton (formerly Cooper Industries) | McGraw-Edison | GSMAIR1000MP208V****** | Horizontal | Pulse-start - magnetic | 1000 | 1000 | 277 V | True |  | 93.6 | [5 empty] | Federally-Regulated Consumer Product | 05/05/2017 |  | 02/12/2020
Eaton (formerly Cooper Industries) | McGraw-Edison | GSMAIR1000MP240V****** | Horizontal | Pulse-start - magnetic | 1000 | 1000 | 277 V | True |  | 93.6 | [5 empty] | Federally-Regulated Consumer Product | 05/05/2017 |  | 02/12/2020
Eaton (formerly Cooper Industries) | McGraw-Edison | GSMAIR1000MP277V****** | Horizontal | Pulse-start - magnetic | 1000 | 1000 | 277 V | True |  | 93.6 | [5 empty] | Federally-Regulated Consumer Product | 05/05/2017 |  | 02/12/2020
Eaton (formerly Cooper Industries) | McGraw-Edison | GSMAIR1000MP347V****** | Horizontal | Pulse-start - magnetic | 1000 | 1000 | 277 V | True |  | 93.6 | [5 empty] | Federally-Regulated Consumer Product | 05/05/2017 |  | 02/12/2020
Eaton (formerly Cooper Industries) | McGraw-Edison | GSMAIR1000MP480V****** | Horizontal | Pulse-start - magnetic | 1000 | 1000 | 480 V | True |  | 92.6 | [5 empty] | Federally-Regulated Consumer Product | 05/05/2017 |  | 02/12/2020
Eaton (formerly Cooper Industries) | McGraw-Edison | GSMAIR1000MPMT****** | Horizontal | Pulse-start - magnetic | 1000 | 1000 | 120 V | True |  | 93.6 | [5 empty] | Federally-Regulated Consumer Product | 05/05/2017 |  | 02/12/2020
Eaton (formerly Cooper Industries) | McGraw-Edison | GSMAIR1000MPTT****** | Horizontal | Pulse-start - magnetic | 1000 | 1000 | 277 V | True |  | 93.6 | [5 empty] | Federally-Regulated Consumer Product | 05/05/2017 |  | 02/12/2020
Eaton (formerly Cooper Industries) | McGraw-Edison | GSLAIR150MP120V****** | Horizontal | Pulse-start - magnetic | 150 | 150 | 277 V | True |  | 82.4 | Exception 3 was met |  |  |  |  | Federally-Regulated Consumer Product | 05/05/2017 |  | 02/12/2020
Eaton (formerly Cooper Industries) | McGraw-Edison | GSLAIR150MP208V****** | Horizontal | Pulse-start - magnetic | 150 | 150 | 277 V | True |  | 82.4 | Exception 3 was met |  |  |  |  | Federally-Regulated Consumer Product | 05/05/2017 |  | 02/12/2020
Eaton (formerly Cooper Industries) | McGraw-Edison | GSLAIR150MP240V****** | Horizontal | Pulse-start - magnetic | 150 | 150 | 277 V | True |  | 82.4 | Exception 3 was met |  |  |  |  | Federally-Regulated Consumer Product | 05/05/2017 |  | 02/12/2020
Eaton (formerly Cooper Industries) | McGraw-Edison | GSLAIR150MP277V****** | Horizontal | Pulse-start - magnetic | 150 | 150 | 277 V | True |  | 82.4 | Exception 3 was met |  |  |  |  | Federally-Regulated Consumer Product | 05/05/2017 |  | 02/12/2020
Eaton (formerly Cooper Industries) | McGraw-Edison | GSLAIR150MP347V****** | Horizontal | Pulse-start - magnetic | 150 | 150 | 277 V | True |  | 82.4 | Exception 3 was met |  |  |  |  | Federally-Regulated Consumer Product | 05/05/2017 |  | 02/12/2020
Eaton (formerly Cooper Industries) | McGraw-Edison | GSLAIR150MP480V****** | Horizontal | Pulse-start - magnetic | 150 | 150 | 480 V | True |  | 80.4 | Exception 2 was met |  |  |  |  | Federally-Regulated Consumer Product | 05/05/2017 |  | 02/12/2020
Eaton (formerly Cooper Industries) | McGraw-Edison | GSLAIR150MPMT****** | Horizontal | Pulse-start - magnetic | 150 | 150 | 120 V | True |  | 82.4 | Exception 3 was met |  |  |  |  | Federally-Regulated Consumer Product | 05/05/2017 |  | 02/12/2020
Eaton (formerly Cooper Industries) | McGraw-Edison | GSLAIR150MPTT****** | Horizontal | Pulse-start - magnetic | 150 | 150 | 277 V | True |  | 82.4 | Exception 3 was met |  |  |  |  | Federally-Regulated Consumer Product | 05/05/2017 |  | 02/12/2020
Eaton (formerly Cooper Industries) | McGraw-Edison | GSLAIR175MP120V****** | Horizontal | Pulse-start - magnetic | 175 | 175 | 277 V | True |  | 88 | [5 empty] | Federally-Regulated Consumer Product | 05/05/2017 |  | 02/12/2020
Eaton (formerly Cooper Industries) | McGraw-Edison | GSLAIR175MP208V****** | Horizontal | Pulse-start - magnetic | 175 | 175 | 277 V | True |  | 88 | [5 empty] | Federally-Regulated Consumer Product | 05/05/2017 |  | 02/12/2020
Eaton (formerly Cooper Industries) | McGraw-Edison | GSLAIR175MP240V****** | Horizontal | Pulse-start - magnetic | 175 | 175 | 277 V | True |  | 88 | [5 empty] | Federally-Regulated Consumer Product | 05/05/2017 |  | 02/12/2020
Eaton (formerly Cooper Industries) | McGraw-Edison | GSLAIR175MP277V****** | Horizontal | Pulse-start - magnetic | 175 | 175 | 277 V | True |  | 88 | [5 empty] | Federally-Regulated Consumer Product | 05/05/2017 |  | 02/12/2020
Eaton (formerly Cooper Industries) | McGraw-Edison | GSLAIR175MP347V****** | Horizontal | Pulse-start - magnetic | 175 | 175 | 277 V | True |  | 88 | [5 empty] | Federally-Regulated Consumer Product | 05/05/2017 |  | 02/12/2020
Eaton (formerly Cooper Industries) | McGraw-Edison | GSLAIR175MP480V****** | Horizontal | Pulse-start - magnetic | 175 | 175 | 480 V | True |  | 88 | [5 empty] | Federally-Regulated Consumer Product | 05/05/2017 |  | 02/12/2020
Eaton (formerly Cooper Industries) | McGraw-Edison | GSLAIR175MPMT****** | Horizontal | Pulse-start - magnetic | 175 | 175 | 120 V | True |  | 88 | [5 empty] | Federally-Regulated Consumer Product | 05/05/2017 |  | 02/12/2020
Eaton (formerly Cooper Industries) | McGraw-Edison | GSLAIR175MPTT****** | Horizontal | Pulse-start - magnetic | 175 | 175 | 277 V | True |  | 88 | [5 empty] | Federally-Regulated Consumer Product | 05/05/2017 |  | 02/12/2020
Eaton (formerly Cooper Industries) | McGraw-Edison | GSLAIR250MP120V****** | Horizontal | Pulse-start - magnetic | 250 | 250 | 277 V | True |  | 88.8 | [5 empty] | Federally-Regulated Consumer Product | 05/05/2017 |  | 02/12/2020
Eaton (formerly Cooper Industries) | McGraw-Edison | GSLAIR250MP208V****** | Horizontal | Pulse-start - magnetic | 250 | 250 | 277 V | True |  | 88.8 | [5 empty] | Federally-Regulated Consumer Product | 05/05/2017 |  | 02/12/2020
Eaton (formerly Cooper Industries) | McGraw-Edison | GSLAIR250MP240V****** | Horizontal | Pulse-start - magnetic | 250 | 250 | 277 V | True |  | 88.8 | [5 empty] | Federally-Regulated Consumer Product | 05/05/2017 |  | 02/12/2020
Eaton (formerly Cooper Industries) | McGraw-Edison | GSLAIR250MP277V****** | Horizontal | Pulse-start - magnetic | 250 | 250 | 277 V | True |  | 88.8 | [5 empty] | Federally-Regulated Consumer Product | 05/05/2017 |  | 02/12/2020
Eaton (formerly Cooper Industries) | McGraw-Edison | GSLAIR250MP347V****** | Horizontal | Pulse-start - magnetic | 250 | 250 | 277 V | True |  | 88.8 | [5 empty] | Federally-Regulated Consumer Product | 05/05/2017 |  | 02/12/2020
Eaton (formerly Cooper Industries) | McGraw-Edison | GSLAIR250MP480V****** | Horizontal | Pulse-start - magnetic | 250 | 250 | 480 V | True |  | 88 | [5 empty] | Federally-Regulated Consumer Product | 05/05/2017 |  | 02/12/2020
Eaton (formerly Cooper Industries) | McGraw-Edison | GSLAIR250MPMT****** | Horizontal | Pulse-start - magnetic | 250 | 250 | 120 V | True |  | 88.8 | [5 empty] | Federally-Regulated Consumer Product | 05/05/2017 |  | 02/12/2020
Eaton (formerly Cooper Industries) | McGraw-Edison | GSLAIR250MPTT****** | Horizontal | Pulse-start - magnetic | 250 | 250 | 277 V | True |  | 88.8 | [5 empty] | Federally-Regulated Consumer Product | 05/05/2017 |  | 02/12/2020
Eaton (formerly Cooper Industries) | McGraw-Edison | GSLAIR320MP120V****** | Horizontal | Pulse-start - magnetic | 320 | 320 | 277 V | True |  | 89.6 | [5 empty] | Federally-Regulated Consumer Product | 05/05/2017 |  | 02/12/2020
Eaton (formerly Cooper Industries) | McGraw-Edison | GSLAIR320MP208V****** | Horizontal | Pulse-start - magnetic | 320 | 320 | 277 V | True |  | 89.6 | [5 empty] | Federally-Regulated Consumer Product | 05/05/2017 |  | 02/12/2020
Eaton (formerly Cooper Industries) | McGraw-Edison | GSLAIR320MP240V****** | Horizontal | Pulse-start - magnetic | 320 | 320 | 277 V | True |  | 89.6 | [5 empty] | Federally-Regulated Consumer Product | 05/05/2017 |  | 02/12/2020
Eaton (formerly Cooper Industries) | McGraw-Edison | GSLAIR320MP277V****** | Horizontal | Pulse-start - magnetic | 320 | 320 | 277 V | True |  | 89.6 | [5 empty] | Federally-Regulated Consumer Product | 05/05/2017 |  | 02/12/2020
Eaton (formerly Cooper Industries) | McGraw-Edison | GSLAIR320MP347V****** | Horizontal | Pulse-start - magnetic | 320 | 320 | 277 V | True |  | 89.6 | [5 empty] | Federally-Regulated Consumer Product | 05/05/2017 |  | 02/12/2020
Eaton (formerly Cooper Industries) | McGraw-Edison | GSLAIR320MP480V****** | Horizontal | Pulse-start - magnetic | 320 | 320 | 480 V | True |  | 88.6 | [5 empty] | Federally-Regulated Consumer Product | 05/05/2017 |  | 02/12/2020
Eaton (formerly Cooper Industries) | McGraw-Edison | GSLAIR320MPMT****** | Horizontal | Pulse-start - magnetic | 320 | 320 | 120 V | True |  | 89.6 | [5 empty] | Federally-Regulated Consumer Product | 05/05/2017 |  | 02/12/2020
Eaton (formerly Cooper Industries) | McGraw-Edison | GSLAIR320MPTT****** | Horizontal | Pulse-start - magnetic | 320 | 320 | 277 V | True |  | 89.6 | [5 empty] | Federally-Regulated Consumer Product | 05/05/2017 |  | 02/12/2020
Eaton (formerly Cooper Industries) | McGraw-Edison | GSLAIR350MP120V****** | Horizontal | Pulse-start - magnetic | 350 | 350 | 277 V | True |  | 89.9 | [5 empty] | Federally-Regulated Consumer Product | 05/05/2017 |  | 02/12/2020
Eaton (formerly Cooper Industries) | McGraw-Edison | GSLAIR350MP208V****** | Horizontal | Pulse-start - magnetic | 350 | 350 | 277 V | True |  | 89.9 | [5 empty] | Federally-Regulated Consumer Product | 05/05/2017 |  | 02/12/2020
Eaton (formerly Cooper Industries) | McGraw-Edison | GSLAIR350MP240V****** | Horizontal | Pulse-start - magnetic | 350 | 350 | 277 V | True |  | 89.9 | [5 empty] | Federally-Regulated Consumer Product | 05/05/2017 |  | 02/12/2020
Eaton (formerly Cooper Industries) | McGraw-Edison | GSLAIR350MP277V****** | Horizontal | Pulse-start - magnetic | 350 | 350 | 277 V | True |  | 89.9 | [5 empty] | Federally-Regulated Consumer Product | 05/05/2017 |  | 02/12/2020
Eaton (formerly Cooper Industries) | McGraw-Edison | GSLAIR350MP347V****** | Horizontal | Pulse-start - magnetic | 350 | 350 | 277 V | True |  | 89.9 | [5 empty] | Federally-Regulated Consumer Product | 05/05/2017 |  | 02/12/2020
Eaton (formerly Cooper Industries) | McGraw-Edison | GSLAIR350MP480V****** | Horizontal | Pulse-start - magnetic | 350 | 350 | 480 V | True |  | 88.9 | [5 empty] | Federally-Regulated Consumer Product | 05/05/2017 |  | 02/12/2020
Eaton (formerly Cooper Industries) | McGraw-Edison | GSLAIR350MPMT****** | Horizontal | Pulse-start - magnetic | 350 | 350 | 120 V | True |  | 89.9 | [5 empty] | Federally-Regulated Consumer Product | 05/05/2017 |  | 02/12/2020
Eaton (formerly Cooper Industries) | McGraw-Edison | GSLAIR350MPTT****** | Horizontal | Pulse-start - magnetic | 350 | 350 | 277 V | True |  | 89.9 | [5 empty] | Federally-Regulated Consumer Product | 05/05/2017 |  | 02/12/2020
Eaton (formerly Cooper Industries) | McGraw-Edison | GSLAIR400MP120V****** | Horizontal | Pulse-start - magnetic | 400 | 400 | 277 V | True |  | 90.3 | [5 empty] | Federally-Regulated Consumer Product | 05/05/2017 |  | 02/12/2020
Eaton (formerly Cooper Industries) | McGraw-Edison | GSLAIR400MP208V****** | Horizontal | Pulse-start - magnetic | 400 | 400 | 277 V | True |  | 90.3 | [5 empty] | Federally-Regulated Consumer Product | 05/05/2017 |  | 02/12/2020
Eaton (formerly Cooper Industries) | McGraw-Edison | GSLAIR400MP240V****** | Horizontal | Pulse-start - magnetic | 400 | 400 | 277 V | True |  | 90.3 | [5 empty] | Federally-Regulated Consumer Product | 05/05/2017 |  | 02/12/2020
Eaton (formerly Cooper Industries) | McGraw-Edison | GSLAIR400MP277V****** | Horizontal | Pulse-start - magnetic | 400 | 400 | 277 V | True |  | 90.3 | [5 empty] | Federally-Regulated Consumer Product | 05/05/2017 |  | 02/12/2020
Eaton (formerly Cooper Industries) | McGraw-Edison | GSLAIR400MP347V****** | Horizontal | Pulse-start - magnetic | 400 | 400 | 277 V | True |  | 90.3 | [5 empty] | Federally-Regulated Consumer Product | 05/05/2017 |  | 02/12/2020
Eaton (formerly Cooper Industries) | McGraw-Edison | GSLAIR400MP480V****** | Horizontal | Pulse-start - magnetic | 400 | 400 | 480 V | True |  | 89.3 | [5 empty] | Federally-Regulated Consumer Product | 05/05/2017 |  | 02/12/2020
Eaton (formerly Cooper Industries) | McGraw-Edison | GSLAIR400MPMT****** | Horizontal | Pulse-start - magnetic | 400 | 400 | 120 V | True |  | 90.3 | [5 empty] | Federally-Regulated Consumer Product | 05/05/2017 |  | 02/12/2020
Eaton (formerly Cooper Industries) | McGraw-Edison | GSLAIR400MPTT****** | Horizontal | Pulse-start - magnetic | 400 | 400 | 277 V | True |  | 90.3 | [5 empty] | Federally-Regulated Consumer Product | 05/05/2017 |  | 02/12/2020
Eaton (formerly Cooper Industries) | McGraw-Edison | GSLAIR450MP120V****** | Horizontal | Pulse-start - magnetic | 450 | 450 | 277 V | True |  | 91 | [5 empty] | Federally-Regulated Consumer Product | 05/05/2017 |  | 02/12/2020
Eaton (formerly Cooper Industries) | McGraw-Edison | GSLAIR450MP208V****** | Horizontal | Pulse-start - magnetic | 450 | 450 | 277 V | True |  | 91 | [5 empty] | Federally-Regulated Consumer Product | 05/05/2017 |  | 02/12/2020
Eaton (formerly Cooper Industries) | McGraw-Edison | GSLAIR450MP240V****** | Horizontal | Pulse-start - magnetic | 450 | 450 | 277 V | True |  | 91 | [5 empty] | Federally-Regulated Consumer Product | 05/05/2017 |  | 02/12/2020
Eaton (formerly Cooper Industries) | McGraw-Edison | GSLAIR450MP277V****** | Horizontal | Pulse-start - magnetic | 450 | 450 | 277 V | True |  | 91 | [5 empty] | Federally-Regulated Consumer Product | 05/05/2017 |  | 02/12/2020
Eaton (formerly Cooper Industries) | McGraw-Edison | GSLAIR450MP347V****** | Horizontal | Pulse-start - magnetic | 450 | 450 | 277 V | True |  | 91 | [5 empty] | Federally-Regulated Consumer Product | 05/05/2017 |  | 02/12/2020
Eaton (formerly Cooper Industries) | McGraw-Edison | GSLAIR450MP480V****** | Horizontal | Pulse-start - magnetic | 450 | 450 | 480 V | True |  | 90 | [5 empty] | Federally-Regulated Consumer Product | 05/05/2017 |  | 02/12/2020
Eaton (formerly Cooper Industries) | McGraw-Edison | GSLAIR450MPMT****** | Horizontal | Pulse-start - magnetic | 450 | 450 | 120 V | True |  | 91 | [5 empty] | Federally-Regulated Consumer Product | 05/05/2017 |  | 02/12/2020
Eaton (formerly Cooper Industries) | McGraw-Edison | GSLAIR450MPTT****** | Horizontal | Pulse-start - magnetic | 450 | 450 | 277 V | True |  | 91 | [5 empty] | Federally-Regulated Consumer Product | 05/05/2017 |  | 02/12/2020
Eaton (formerly Cooper Industries) | McGraw-Edison | GSLAIR750MP120V****** | Horizontal | Pulse-start - magnetic | 750 | 750 | 277 V | True |  | 91 | [5 empty] | Federally-Regulated Consumer Product | 05/05/2017 |  | 02/12/2020
Eaton (formerly Cooper Industries) | McGraw-Edison | GSLAIR750MP208V****** | Horizontal | Pulse-start - magnetic | 750 | 750 | 277 V | True |  | 91 | [5 empty] | Federally-Regulated Consumer Product | 05/05/2017 |  | 02/12/2020
Eaton (formerly Cooper Industries) | McGraw-Edison | GSLAIR750MP240V****** | Horizontal | Pulse-start - magnetic | 750 | 750 | 277 V | True |  | 91 | [5 empty] | Federally-Regulated Consumer Product | 05/05/2017 |  | 02/12/2020
Eaton (formerly Cooper Industries) | McGraw-Edison | GSLAIR750MP277V****** | Horizontal | Pulse-start - magnetic | 750 | 750 | 277 V | True |  | 91 | [5 empty] | Federally-Regulated Consumer Product | 05/05/2017 |  | 02/12/2020
Eaton (formerly Cooper Industries) | McGraw-Edison | GSLAIR750MP347V****** | Horizontal | Pulse-start - magnetic | 750 | 750 | 277 V | True |  | 91 | [5 empty] | Federally-Regulated Consumer Product | 05/05/2017 |  | 02/12/2020
Eaton (formerly Cooper Industries) | McGraw-Edison | GSLAIR750MP480V****** | Horizontal | Pulse-start - magnetic | 750 | 750 | 480 V | True |  | 90 | [5 empty] | Federally-Regulated Consumer Product | 05/05/2017 |  | 02/12/2020
Eaton (formerly Cooper Industries) | McGraw-Edison | GSLAIR750MPMT****** | Horizontal | Pulse-start - magnetic | 750 | 750 | 120 V | True |  | 91 | [5 empty] | Federally-Regulated Consumer Product | 05/05/2017 |  | 02/12/2020
Eaton (formerly Cooper Industries) | McGraw-Edison | GSLAIR750MPTT****** | Horizontal | Pulse-start - magnetic | 750 | 750 | 277 V | True |  | 91 | [5 empty] | Federally-Regulated Consumer Product | 05/05/2017 |  | 02/12/2020
Eaton (formerly Cooper Industries) | McGraw-Edison | GSLAIR1000MP120V****** | Horizontal | Pulse-start - magnetic | 1000 | 1000 | 277 V | True |  | 93.6 | [5 empty] | Federally-Regulated Consumer Product | 05/05/2017 |  | 02/12/2020
Eaton (formerly Cooper Industries) | McGraw-Edison | GSLAIR1000MP208V****** | Horizontal | Pulse-start - magnetic | 1000 | 1000 | 277 V | True |  | 93.6 | [5 empty] | Federally-Regulated Consumer Product | 05/05/2017 |  | 02/12/2020
Eaton (formerly Cooper Industries) | McGraw-Edison | GSLAIR1000MP240V****** | Horizontal | Pulse-start - magnetic | 1000 | 1000 | 277 V | True |  | 93.6 | [5 empty] | Federally-Regulated Consumer Product | 05/05/2017 |  | 02/12/2020
Eaton (formerly Cooper Industries) | McGraw-Edison | GSLAIR1000MP277V****** | Horizontal | Pulse-start - magnetic | 1000 | 1000 | 277 V | True |  | 93.6 | [5 empty] | Federally-Regulated Consumer Product | 05/05/2017 |  | 02/12/2020
Eaton (formerly Cooper Industries) | McGraw-Edison | GSLAIR1000MP347V****** | Horizontal | Pulse-start - magnetic | 1000 | 1000 | 277 V | True |  | 93.6 | [5 empty] | Federally-Regulated Consumer Product | 05/05/2017 |  | 02/12/2020
Eaton (formerly Cooper Industries) | McGraw-Edison | GSLAIR1000MP480V****** | Horizontal | Pulse-start - magnetic | 1000 | 1000 | 480 V | True |  | 92.6 | [5 empty] | Federally-Regulated Consumer Product | 05/05/2017 |  | 02/12/2020
Eaton (formerly Cooper Industries) | McGraw-Edison | GSLAIR1000MPMT****** | Horizontal | Pulse-start - magnetic | 1000 | 1000 | 120 V | True |  | 93.6 | [5 empty] | Federally-Regulated Consumer Product | 05/05/2017 |  | 02/12/2020
Eaton (formerly Cooper Industries) | McGraw-Edison | GSLAIR1000MPTT****** | Horizontal | Pulse-start - magnetic | 1000 | 1000 | 277 V | True |  | 93.6 | [5 empty] | Federally-Regulated Consumer Product | 05/05/2017 |  | 02/12/2020
Eaton (formerly Cooper Industries) | McGraw-Edison | GSMAIS150MAIS120V****** | Horizontal | Pulse-start - magnetic | 150 | 150 | 277 V | True |  | 82.4 | Exception 3 was met |  |  |  |  | Federally-Regulated Consumer Product | 05/05/2017 |  | 02/12/2020
Eaton (formerly Cooper Industries) | McGraw-Edison | GSMAIS150MP208V****** | Horizontal | Pulse-start - magnetic | 150 | 150 | 277 V | True |  | 82.4 | Exception 3 was met |  |  |  |  | Federally-Regulated Consumer Product | 05/05/2017 |  | 02/12/2020
Eaton (formerly Cooper Industries) | McGraw-Edison | GSMAIS150MP240V****** | Horizontal | Pulse-start - magnetic | 150 | 150 | 277 V | True |  | 82.4 | Exception 3 was met |  |  |  |  | Federally-Regulated Consumer Product | 05/05/2017 |  | 02/12/2020
Eaton (formerly Cooper Industries) | McGraw-Edison | GSMAIS150MP277V****** | Horizontal | Pulse-start - magnetic | 150 | 150 | 277 V | True |  | 82.4 | Exception 3 was met |  |  |  |  | Federally-Regulated Consumer Product | 05/05/2017 |  | 02/12/2020
Eaton (formerly Cooper Industries) | McGraw-Edison | GSMAIS150MP347V****** | Horizontal | Pulse-start - magnetic | 150 | 150 | 277 V | True |  | 82.4 | Exception 3 was met |  |  |  |  | Federally-Regulated Consumer Product | 05/05/2017 |  | 02/12/2020
Eaton (formerly Cooper Industries) | McGraw-Edison | GSMAIS150MP480V****** | Horizontal | Pulse-start - magnetic | 150 | 150 | 480 V | True |  | 80.4 | Exception 2 was met |  |  |  |  | Federally-Regulated Consumer Product | 05/05/2017 |  | 02/12/2020
Eaton (formerly Cooper Industries) | McGraw-Edison | GSMAIS150MPMT****** | Horizontal | Pulse-start - magnetic | 150 | 150 | 120 V | True |  | 82.4 | Exception 3 was met |  |  |  |  | Federally-Regulated Consumer Product | 05/05/2017 |  | 02/12/2020
Eaton (formerly Cooper Industries) | McGraw-Edison | GSMAIS150MPTT****** | Horizontal | Pulse-start - magnetic | 150 | 150 | 277 V | True |  | 82.4 | Exception 3 was met |  |  |  |  | Federally-Regulated Consumer Product | 05/05/2017 |  | 02/12/2020
Eaton (formerly Cooper Industries) | McGraw-Edison | GSMAIS175MAIS120V****** | Horizontal | Pulse-start - magnetic | 175 | 175 | 277 V | True |  | 88 | [5 empty] | Federally-Regulated Consumer Product | 05/05/2017 |  | 02/12/2020
Eaton (formerly Cooper Industries) | McGraw-Edison | GSMAIS175MP208V****** | Horizontal | Pulse-start - magnetic | 175 | 175 | 277 V | True |  | 88 | [5 empty] | Federally-Regulated Consumer Product | 05/05/2017 |  | 02/12/2020
Eaton (formerly Cooper Industries) | McGraw-Edison | GSMAIS175MP240V****** | Horizontal | Pulse-start - magnetic | 175 | 175 | 277 V | True |  | 88 | [5 empty] | Federally-Regulated Consumer Product | 05/05/2017 |  | 02/12/2020
Eaton (formerly Cooper Industries) | McGraw-Edison | GSMAIS175MP277V****** | Horizontal | Pulse-start - magnetic | 175 | 175 | 277 V | True |  | 88 | [5 empty] | Federally-Regulated Consumer Product | 05/05/2017 |  | 02/12/2020
Eaton (formerly Cooper Industries) | McGraw-Edison | GSMAIS175MP347V****** | Horizontal | Pulse-start - magnetic | 175 | 175 | 277 V | True |  | 88 | [5 empty] | Federally-Regulated Consumer Product | 05/05/2017 |  | 02/12/2020
Eaton (formerly Cooper Industries) | McGraw-Edison | GSMAIS175MP480V****** | Horizontal | Pulse-start - magnetic | 175 | 175 | 480 V | True |  | 88 | [5 empty] | Federally-Regulated Consumer Product | 05/05/2017 |  | 02/12/2020
Eaton (formerly Cooper Industries) | McGraw-Edison | GSMAIS175MPMT****** | Horizontal | Pulse-start - magnetic | 175 | 175 | 120 V | True |  | 88 | [5 empty] | Federally-Regulated Consumer Product | 05/05/2017 |  | 02/12/2020
Eaton (formerly Cooper Industries) | McGraw-Edison | GSMAIS175MPTT****** | Horizontal | Pulse-start - magnetic | 175 | 175 | 277 V | True |  | 88 | [5 empty] | Federally-Regulated Consumer Product | 05/05/2017 |  | 02/12/2020
Eaton (formerly Cooper Industries) | McGraw-Edison | GSMAIS250MAIS20V****** | Horizontal | Pulse-start - magnetic | 250 | 250 | 277 V | True |  | 88.8 | [5 empty] | Federally-Regulated Consumer Product | 05/05/2017 |  | 02/12/2020
Eaton (formerly Cooper Industries) | McGraw-Edison | GSMAIS250MAIS208V****** | Horizontal | Pulse-start - magnetic | 250 | 250 | 277 V | True |  | 88.8 | [5 empty] | Federally-Regulated Consumer Product | 05/05/2017 |  | 02/12/2020
Eaton (formerly Cooper Industries) | McGraw-Edison | GSMAIS250MAIS240V****** | Horizontal | Pulse-start - magnetic | 250 | 250 | 277 V | True |  | 88.8 | [5 empty] | Federally-Regulated Consumer Product | 05/05/2017 |  | 02/12/2020
Eaton (formerly Cooper Industries) | McGraw-Edison | GSMAIS250MAIS277V****** | Horizontal | Pulse-start - magnetic | 250 | 250 | 277 V | True |  | 88.8 | [5 empty] | Federally-Regulated Consumer Product | 05/05/2017 |  | 02/12/2020
Eaton (formerly Cooper Industries) | McGraw-Edison | GSMAIS250MP347V****** | Horizontal | Pulse-start - magnetic | 250 | 250 | 277 V | True |  | 88.8 | [5 empty] | Federally-Regulated Consumer Product | 05/05/2017 |  | 02/12/2020
Eaton (formerly Cooper Industries) | McGraw-Edison | GSMAIS250MP480V****** | Horizontal | Pulse-start - magnetic | 250 | 250 | 480 V | True |  | 88 | [5 empty] | Federally-Regulated Consumer Product | 05/05/2017 |  | 02/12/2020
Eaton (formerly Cooper Industries) | McGraw-Edison | GSMAIS250MPMT****** | Horizontal | Pulse-start - magnetic | 250 | 250 | 120 V | True |  | 88.8 | [5 empty] | Federally-Regulated Consumer Product | 05/05/2017 |  | 02/12/2020
Eaton (formerly Cooper Industries) | McGraw-Edison | GSMAIS250MPTT****** | Horizontal | Pulse-start - magnetic | 250 | 250 | 277 V | True |  | 88.8 | [5 empty] | Federally-Regulated Consumer Product | 05/05/2017 |  | 02/12/2020
Eaton (formerly Cooper Industries) | McGraw-Edison | GSMAIS320MP120V****** | Horizontal | Pulse-start - magnetic | 320 | 320 | 277 V | True |  | 89.6 | [5 empty] | Federally-Regulated Consumer Product | 05/05/2017 |  | 02/12/2020
Eaton (formerly Cooper Industries) | McGraw-Edison | GSMAIS320MP208V****** | Horizontal | Pulse-start - magnetic | 320 | 320 | 277 V | True |  | 89.6 | [5 empty] | Federally-Regulated Consumer Product | 05/05/2017 |  | 02/12/2020
Eaton (formerly Cooper Industries) | McGraw-Edison | GSMAIS320MP240V****** | Horizontal | Pulse-start - magnetic | 320 | 320 | 277 V | True |  | 89.6 | [5 empty] | Federally-Regulated Consumer Product | 05/05/2017 |  | 02/12/2020
Eaton (formerly Cooper Industries) | McGraw-Edison | GSMAIS320MP277V****** | Horizontal | Pulse-start - magnetic | 320 | 320 | 277 V | True |  | 89.6 | [5 empty] | Federally-Regulated Consumer Product | 05/05/2017 |  | 02/12/2020
Eaton (formerly Cooper Industries) | McGraw-Edison | GSMAIS320MAIS347V****** | Horizontal | Pulse-start - magnetic | 320 | 320 | 277 V | True |  | 89.6 | [5 empty] | Federally-Regulated Consumer Product | 05/05/2017 |  | 02/12/2020
Eaton (formerly Cooper Industries) | McGraw-Edison | GSMAIS320MP480V****** | Horizontal | Pulse-start - magnetic | 320 | 320 | 480 V | True |  | 88.6 | [5 empty] | Federally-Regulated Consumer Product | 05/05/2017 |  | 02/12/2020
Eaton (formerly Cooper Industries) | McGraw-Edison | GSMAIS320MPMT****** | Horizontal | Pulse-start - magnetic | 320 | 320 | 120 V | True |  | 89.6 | [5 empty] | Federally-Regulated Consumer Product | 05/05/2017 |  | 02/12/2020
Eaton (formerly Cooper Industries) | McGraw-Edison | GSMAIS320MPTT****** | Horizontal | Pulse-start - magnetic | 320 | 320 | 277 V | True |  | 89.6 | [5 empty] | Federally-Regulated Consumer Product | 05/05/2017 |  | 02/12/2020
Eaton (formerly Cooper Industries) | McGraw-Edison | GSMAIS350MP120V****** | Horizontal | Pulse-start - magnetic | 350 | 350 | 277 V | True |  | 89.9 | [5 empty] | Federally-Regulated Consumer Product | 05/05/2017 |  | 02/12/2020
Eaton (formerly Cooper Industries) | McGraw-Edison | GSMAIS350MP208V****** | Horizontal | Pulse-start - magnetic | 350 | 350 | 277 V | True |  | 89.9 | [5 empty] | Federally-Regulated Consumer Product | 05/05/2017 |  | 02/12/2020
Eaton (formerly Cooper Industries) | McGraw-Edison | GSMAIS350MP240V****** | Horizontal | Pulse-start - magnetic | 350 | 350 | 277 V | True |  | 89.9 | [5 empty] | Federally-Regulated Consumer Product | 05/05/2017 |  | 02/12/2020
Eaton (formerly Cooper Industries) | McGraw-Edison | GSMAIS350MP277V****** | Horizontal | Pulse-start - magnetic | 350 | 350 | 277 V | True |  | 89.9 | [5 empty] | Federally-Regulated Consumer Product | 05/05/2017 |  | 02/12/2020
Eaton (formerly Cooper Industries) | McGraw-Edison | GSMAIS350MAIS347V****** | Horizontal | Pulse-start - magnetic | 350 | 350 | 277 V | True |  | 89.9 | [5 empty] | Federally-Regulated Consumer Product | 05/05/2017 |  | 02/12/2020
Eaton (formerly Cooper Industries) | McGraw-Edison | GSMAIS350MP480V****** | Horizontal | Pulse-start - magnetic | 350 | 350 | 480 V | True |  | 88.9 | [5 empty] | Federally-Regulated Consumer Product | 05/05/2017 |  | 02/12/2020
Eaton (formerly Cooper Industries) | McGraw-Edison | GSMAIS350MPMT****** | Horizontal | Pulse-start - magnetic | 350 | 350 | 120 V | True |  | 89.9 | [5 empty] | Federally-Regulated Consumer Product | 05/05/2017 |  | 02/12/2020
Eaton (formerly Cooper Industries) | McGraw-Edison | GSMAIS350MPTT****** | Horizontal | Pulse-start - magnetic | 350 | 350 | 277 V | True |  | 89.9 | [5 empty] | Federally-Regulated Consumer Product | 05/05/2017 |  | 02/12/2020
Eaton (formerly Cooper Industries) | McGraw-Edison | GSMAIS400MP120V****** | Horizontal | Pulse-start - magnetic | 400 | 400 | 277 V | True |  | 90.3 | [5 empty] | Federally-Regulated Consumer Product | 05/05/2017 |  | 02/12/2020
Eaton (formerly Cooper Industries) | McGraw-Edison | GSMAIS400MP208V****** | Horizontal | Pulse-start - magnetic | 400 | 400 | 277 V | True |  | 90.3 | [5 empty] | Federally-Regulated Consumer Product | 05/05/2017 |  | 02/12/2020
Eaton (formerly Cooper Industries) | McGraw-Edison | GSMAIS400MAIS40V****** | Horizontal | Pulse-start - magnetic | 400 | 400 | 277 V | True |  | 90.3 | [5 empty] | Federally-Regulated Consumer Product | 05/05/2017 |  | 02/12/2020
Eaton (formerly Cooper Industries) | McGraw-Edison | GSMAIS400MP277V****** | Horizontal | Pulse-start - magnetic | 400 | 400 | 277 V | True |  | 90.3 | [5 empty] | Federally-Regulated Consumer Product | 05/05/2017 |  | 02/12/2020
Eaton (formerly Cooper Industries) | McGraw-Edison | GSMAIS400MAIS47V****** | Horizontal | Pulse-start - magnetic | 400 | 400 | 277 V | True |  | 90.3 | [5 empty] | Federally-Regulated Consumer Product | 05/05/2017 |  | 02/12/2020
Eaton (formerly Cooper Industries) | McGraw-Edison | GSMAIS400MAIS480V****** | Horizontal | Pulse-start - magnetic | 400 | 400 | 480 V | True |  | 89.3 | [5 empty] | Federally-Regulated Consumer Product | 05/05/2017 |  | 02/12/2020
Eaton (formerly Cooper Industries) | McGraw-Edison | GSMAIS400MPMT****** | Horizontal | Pulse-start - magnetic | 400 | 400 | 120 V | True |  | 90.3 | [5 empty] | Federally-Regulated Consumer Product | 05/05/2017 |  | 02/12/2020
Eaton (formerly Cooper Industries) | McGraw-Edison | GSMAIS400MPTT****** | Horizontal | Pulse-start - magnetic | 400 | 400 | 277 V | True |  | 90.3 | [5 empty] | Federally-Regulated Consumer Product | 05/05/2017 |  | 02/12/2020
Eaton (formerly Cooper Industries) | McGraw-Edison | GSMAIS450MP120V****** | Horizontal | Pulse-start - magnetic | 450 | 450 | 277 V | True |  | 91 | [5 empty] | Federally-Regulated Consumer Product | 05/05/2017 |  | 02/12/2020
Eaton (formerly Cooper Industries) | McGraw-Edison | GSMAIS450MP208V****** | Horizontal | Pulse-start - magnetic | 450 | 450 | 277 V | True |  | 91 | [5 empty] | Federally-Regulated Consumer Product | 05/05/2017 |  | 02/12/2020
Eaton (formerly Cooper Industries) | McGraw-Edison | GSMAIS450MAIS40V****** | Horizontal | Pulse-start - magnetic | 450 | 450 | 277 V | True |  | 91 | [5 empty] | Federally-Regulated Consumer Product | 05/05/2017 |  | 02/12/2020
Eaton (formerly Cooper Industries) | McGraw-Edison | GSMAIS450MP277V****** | Horizontal | Pulse-start - magnetic | 450 | 450 | 277 V | True |  | 91 | [5 empty] | Federally-Regulated Consumer Product | 05/05/2017 |  | 02/12/2020
Eaton (formerly Cooper Industries) | McGraw-Edison | GSMAIS450MAIS47V****** | Horizontal | Pulse-start - magnetic | 450 | 450 | 277 V | True |  | 91 | [5 empty] | Federally-Regulated Consumer Product | 05/05/2017 |  | 02/12/2020
Eaton (formerly Cooper Industries) | McGraw-Edison | GSMAIS450MAIS480V****** | Horizontal | Pulse-start - magnetic | 450 | 450 | 480 V | True |  | 90 | [5 empty] | Federally-Regulated Consumer Product | 05/05/2017 |  | 02/12/2020
Eaton (formerly Cooper Industries) | McGraw-Edison | GSMAIS450MPMT****** | Horizontal | Pulse-start - magnetic | 450 | 450 | 120 V | True |  | 91 | [5 empty] | Federally-Regulated Consumer Product | 05/05/2017 |  | 02/12/2020
Eaton (formerly Cooper Industries) | McGraw-Edison | GSMAIS450MPTT****** | Horizontal | Pulse-start - magnetic | 450 | 450 | 277 V | True |  | 91 | [5 empty] | Federally-Regulated Consumer Product | 05/05/2017 |  | 02/12/2020
Eaton (formerly Cooper Industries) | McGraw-Edison | GSMAIS750MP120V****** | Horizontal | Pulse-start - magnetic | 750 | 750 | 277 V | True |  | 91 | [5 empty] | Federally-Regulated Consumer Product | 05/05/2017 |  | 02/12/2020
Eaton (formerly Cooper Industries) | McGraw-Edison | GSMAIS750MP208V****** | Horizontal | Pulse-start - magnetic | 750 | 750 | 277 V | True |  | 91 | [5 empty] | Federally-Regulated Consumer Product | 05/05/2017 |  | 02/12/2020
Eaton (formerly Cooper Industries) | McGraw-Edison | GSMAIS750MP240V****** | Horizontal | Pulse-start - magnetic | 750 | 750 | 277 V | True |  | 91 | [5 empty] | Federally-Regulated Consumer Product | 05/05/2017 |  | 02/12/2020
Eaton (formerly Cooper Industries) | McGraw-Edison | GSMAIS750MAIS77V****** | Horizontal | Pulse-start - magnetic | 750 | 750 | 277 V | True |  | 91 | [5 empty] | Federally-Regulated Consumer Product | 05/05/2017 |  | 02/12/2020
Eaton (formerly Cooper Industries) | McGraw-Edison | GSMAIS750MAIS7V****** | Horizontal | Pulse-start - magnetic | 750 | 750 | 277 V | True |  | 91 | [5 empty] | Federally-Regulated Consumer Product | 05/05/2017 |  | 02/12/2020
Eaton (formerly Cooper Industries) | McGraw-Edison | GSMAIS750MP480V****** | Horizontal | Pulse-start - magnetic | 750 | 750 | 480 V | True |  | 90 | [5 empty] | Federally-Regulated Consumer Product | 05/05/2017 |  | 02/12/2020
Eaton (formerly Cooper Industries) | McGraw-Edison | GSMAIS750MPMT****** | Horizontal | Pulse-start - magnetic | 750 | 750 | 120 V | True |  | 91 | [5 empty] | Federally-Regulated Consumer Product | 05/05/2017 |  | 02/12/2020
Eaton (formerly Cooper Industries) | McGraw-Edison | GSMAIS750MPTT****** | Horizontal | Pulse-start - magnetic | 750 | 750 | 277 V | True |  | 91 | [5 empty] | Federally-Regulated Consumer Product | 05/05/2017 |  | 02/12/2020
Eaton (formerly Cooper Industries) | McGraw-Edison | GSMAIS1000MAIS120V****** | Horizontal | Pulse-start - magnetic | 1000 | 1000 | 277 V | True |  | 93.6 | [5 empty] | Federally-Regulated Consumer Product | 05/05/2017 |  | 02/12/2020
Eaton (formerly Cooper Industries) | McGraw-Edison | GSMAIS1000MP208V****** | Horizontal | Pulse-start - magnetic | 1000 | 1000 | 277 V | True |  | 93.6 | [5 empty] | Federally-Regulated Consumer Product | 05/05/2017 |  | 02/12/2020
Eaton (formerly Cooper Industries) | McGraw-Edison | GSMAIS1000MP240V****** | Horizontal | Pulse-start - magnetic | 1000 | 1000 | 277 V | True |  | 93.6 | [5 empty] | Federally-Regulated Consumer Product | 05/05/2017 |  | 02/12/2020
Eaton (formerly Cooper Industries) | McGraw-Edison | GSMAIS1000MP277V****** | Horizontal | Pulse-start - magnetic | 1000 | 1000 | 277 V | True |  | 93.6 | [5 empty] | Federally-Regulated Consumer Product | 05/05/2017 |  | 02/12/2020
Eaton (formerly Cooper Industries) | McGraw-Edison | GSMAIS1000MP347V****** | Horizontal | Pulse-start - magnetic | 1000 | 1000 | 277 V | True |  | 93.6 | [5 empty] | Federally-Regulated Consumer Product | 05/05/2017 |  | 02/12/2020
Eaton (formerly Cooper Industries) | McGraw-Edison | GSMAIS1000MP480V****** | Horizontal | Pulse-start - magnetic | 1000 | 1000 | 480 V | True |  | 92.6 | [5 empty] | Federally-Regulated Consumer Product | 05/05/2017 |  | 02/12/2020
Eaton (formerly Cooper Industries) | McGraw-Edison | GSMAIS1000MPMT****** | Horizontal | Pulse-start - magnetic | 1000 | 1000 | 120 V | True |  | 93.6 | [5 empty] | Federally-Regulated Consumer Product | 05/05/2017 |  | 02/12/2020
Eaton (formerly Cooper Industries) | McGraw-Edison | GSMAIS1000MPTT****** | Horizontal | Pulse-start - magnetic | 1000 | 1000 | 277 V | True |  | 93.6 | [5 empty] | Federally-Regulated Consumer Product | 05/05/2017 |  | 02/12/2020
Eaton (formerly Cooper Industries) | McGraw-Edison | GSLAIS150MP120V****** | Horizontal | Pulse-start - magnetic | 150 | 150 | 277 V | True |  | 82.4 | Exception 3 was met |  |  |  |  | Federally-Regulated Consumer Product | 05/05/2017 |  | 02/12/2020
Eaton (formerly Cooper Industries) | McGraw-Edison | GSLAIS150MP208V****** | Horizontal | Pulse-start - magnetic | 150 | 150 | 277 V | True |  | 82.4 | Exception 3 was met |  |  |  |  | Federally-Regulated Consumer Product | 05/05/2017 |  | 02/12/2020
Eaton (formerly Cooper Industries) | McGraw-Edison | GSLAIS150MP240V****** | Horizontal | Pulse-start - magnetic | 150 | 150 | 277 V | True |  | 82.4 | Exception 3 was met |  |  |  |  | Federally-Regulated Consumer Product | 05/05/2017 |  | 02/12/2020
Eaton (formerly Cooper Industries) | McGraw-Edison | GSLAIS150MP277V****** | Horizontal | Pulse-start - magnetic | 150 | 150 | 277 V | True |  | 82.4 | Exception 3 was met |  |  |  |  | Federally-Regulated Consumer Product | 05/05/2017 |  | 02/12/2020
Eaton (formerly Cooper Industries) | McGraw-Edison | GSLAIS150MP347V****** | Horizontal | Pulse-start - magnetic | 150 | 150 | 277 V | True |  | 82.4 | Exception 3 was met |  |  |  |  | Federally-Regulated Consumer Product | 05/05/2017 |  | 02/12/2020
Eaton (formerly Cooper Industries) | McGraw-Edison | GSLAIS150MP480V****** | Horizontal | Pulse-start - magnetic | 150 | 150 | 480 V | True |  | 80.4 | Exception 2 was met |  |  |  |  | Federally-Regulated Consumer Product | 05/05/2017 |  | 02/12/2020
Eaton (formerly Cooper Industries) | McGraw-Edison | GSLAIS150MPMT****** | Horizontal | Pulse-start - magnetic | 150 | 150 | 120 V | True |  | 82.4 | Exception 3 was met |  |  |  |  | Federally-Regulated Consumer Product | 05/05/2017 |  | 02/12/2020
Eaton (formerly Cooper Industries) | McGraw-Edison | GSLAIS150MPTT****** | Horizontal | Pulse-start - magnetic | 150 | 150 | 277 V | True |  | 82.4 | Exception 3 was met |  |  |  |  | Federally-Regulated Consumer Product | 05/05/2017 |  | 02/12/2020
Eaton (formerly Cooper Industries) | McGraw-Edison | GSLAIS175MP120V****** | Horizontal | Pulse-start - magnetic | 175 | 175 | 277 V | True |  | 88 | [5 empty] | Federally-Regulated Consumer Product | 05/05/2017 |  | 02/12/2020
Eaton (formerly Cooper Industries) | McGraw-Edison | GSLAIS175MP208V****** | Horizontal | Pulse-start - magnetic | 175 | 175 | 277 V | True |  | 88 | [5 empty] | Federally-Regulated Consumer Product | 05/05/2017 |  | 02/12/2020
Eaton (formerly Cooper Industries) | McGraw-Edison | GSLAIS175MP240V****** | Horizontal | Pulse-start - magnetic | 175 | 175 | 277 V | True |  | 88 | [5 empty] | Federally-Regulated Consumer Product | 05/05/2017 |  | 02/12/2020
Eaton (formerly Cooper Industries) | McGraw-Edison | GSLAIS175MP277V****** | Horizontal | Pulse-start - magnetic | 175 | 175 | 277 V | True |  | 88 | [5 empty] | Federally-Regulated Consumer Product | 05/05/2017 |  | 02/12/2020
Eaton (formerly Cooper Industries) | McGraw-Edison | GSLAIS175MP347V****** | Horizontal | Pulse-start - magnetic | 175 | 175 | 277 V | True |  | 88 | [5 empty] | Federally-Regulated Consumer Product | 05/05/2017 |  | 02/12/2020
Eaton (formerly Cooper Industries) | McGraw-Edison | GSLAIS175MP480V****** | Horizontal | Pulse-start - magnetic | 175 | 175 | 480 V | True |  | 88 | [5 empty] | Federally-Regulated Consumer Product | 05/05/2017 |  | 02/12/2020
Eaton (formerly Cooper Industries) | McGraw-Edison | GSLAIS175MPMT****** | Horizontal | Pulse-start - magnetic | 175 | 175 | 120 V | True |  | 88 | [5 empty] | Federally-Regulated Consumer Product | 05/05/2017 |  | 02/12/2020
Eaton (formerly Cooper Industries) | McGraw-Edison | GSLAIS175MPTT****** | Horizontal | Pulse-start - magnetic | 175 | 175 | 277 V | True |  | 88 | [5 empty] | Federally-Regulated Consumer Product | 05/05/2017 |  | 02/12/2020
Eaton (formerly Cooper Industries) | McGraw-Edison | GSLAIS250MP120V****** | Horizontal | Pulse-start - magnetic | 250 | 250 | 277 V | True |  | 88.8 | [5 empty] | Federally-Regulated Consumer Product | 05/05/2017 |  | 02/12/2020
Eaton (formerly Cooper Industries) | McGraw-Edison | GSLAIS250MP208V****** | Horizontal | Pulse-start - magnetic | 250 | 250 | 277 V | True |  | 88.8 | [5 empty] | Federally-Regulated Consumer Product | 05/05/2017 |  | 02/12/2020
Eaton (formerly Cooper Industries) | McGraw-Edison | GSLAIS250MP240V****** | Horizontal | Pulse-start - magnetic | 250 | 250 | 277 V | True |  | 88.8 | [5 empty] | Federally-Regulated Consumer Product | 05/05/2017 |  | 02/12/2020
Eaton (formerly Cooper Industries) | McGraw-Edison | GSLAIS250MP277V****** | Horizontal | Pulse-start - magnetic | 250 | 250 | 277 V | True |  | 88.8 | [5 empty] | Federally-Regulated Consumer Product | 05/05/2017 |  | 02/12/2020
Eaton (formerly Cooper Industries) | McGraw-Edison | GSLAIS250MP347V****** | Horizontal | Pulse-start - magnetic | 250 | 250 | 277 V | True |  | 88.8 | [5 empty] | Federally-Regulated Consumer Product | 05/05/2017 |  | 02/12/2020
Eaton (formerly Cooper Industries) | McGraw-Edison | GSLAIS250MP480V****** | Horizontal | Pulse-start - magnetic | 250 | 250 | 480 V | True |  | 88 | [5 empty] | Federally-Regulated Consumer Product | 05/05/2017 |  | 02/12/2020
Eaton (formerly Cooper Industries) | McGraw-Edison | GSLAIS250MPMT****** | Horizontal | Pulse-start - magnetic | 250 | 250 | 120 V | True |  | 88.8 | [5 empty] | Federally-Regulated Consumer Product | 05/05/2017 |  | 02/12/2020
Eaton (formerly Cooper Industries) | McGraw-Edison | GSLAIS250MPTT****** | Horizontal | Pulse-start - magnetic | 250 | 250 | 277 V | True |  | 88.8 | [5 empty] | Federally-Regulated Consumer Product | 05/05/2017 |  | 02/12/2020
Eaton (formerly Cooper Industries) | McGraw-Edison | GSLAIS320MP120V****** | Horizontal | Pulse-start - magnetic | 320 | 320 | 277 V | True |  | 89.6 | [5 empty] | Federally-Regulated Consumer Product | 05/05/2017 |  | 02/12/2020
Eaton (formerly Cooper Industries) | McGraw-Edison | GSLAIS320MP208V****** | Horizontal | Pulse-start - magnetic | 320 | 320 | 277 V | True |  | 89.6 | [5 empty] | Federally-Regulated Consumer Product | 05/05/2017 |  | 02/12/2020
Eaton (formerly Cooper Industries) | McGraw-Edison | GSLAIS320MP240V****** | Horizontal | Pulse-start - magnetic | 320 | 320 | 277 V | True |  | 89.6 | [5 empty] | Federally-Regulated Consumer Product | 05/05/2017 |  | 02/12/2020
Eaton (formerly Cooper Industries) | McGraw-Edison | GSLAIS320MP277V****** | Horizontal | Pulse-start - magnetic | 320 | 320 | 277 V | True |  | 89.6 | [5 empty] | Federally-Regulated Consumer Product | 05/05/2017 |  | 02/12/2020
Eaton (formerly Cooper Industries) | McGraw-Edison | GSLAIS320MP347V****** | Horizontal | Pulse-start - magnetic | 320 | 320 | 277 V | True |  | 89.6 | [5 empty] | Federally-Regulated Consumer Product | 05/05/2017 |  | 02/12/2020
Eaton (formerly Cooper Industries) | McGraw-Edison | GSLAIS320MP480V****** | Horizontal | Pulse-start - magnetic | 320 | 320 | 480 V | True |  | 88.6 | [5 empty] | Federally-Regulated Consumer Product | 05/05/2017 |  | 02/12/2020
Eaton (formerly Cooper Industries) | McGraw-Edison | GSLAIS320MPMT****** | Horizontal | Pulse-start - magnetic | 320 | 320 | 120 V | True |  | 89.6 | [5 empty] | Federally-Regulated Consumer Product | 05/05/2017 |  | 02/12/2020
Eaton (formerly Cooper Industries) | McGraw-Edison | GSLAIS320MPTT****** | Horizontal | Pulse-start - magnetic | 320 | 320 | 277 V | True |  | 89.6 | [5 empty] | Federally-Regulated Consumer Product | 05/05/2017 |  | 02/12/2020
Eaton (formerly Cooper Industries) | McGraw-Edison | GSLAIS350MP120V****** | Horizontal | Pulse-start - magnetic | 350 | 350 | 277 V | True |  | 89.9 | [5 empty] | Federally-Regulated Consumer Product | 05/05/2017 |  | 02/12/2020
Eaton (formerly Cooper Industries) | McGraw-Edison | GSLAIS350MP208V****** | Horizontal | Pulse-start - magnetic | 350 | 350 | 277 V | True |  | 89.9 | [5 empty] | Federally-Regulated Consumer Product | 05/05/2017 |  | 02/12/2020
Eaton (formerly Cooper Industries) | McGraw-Edison | GSLAIS350MP240V****** | Horizontal | Pulse-start - magnetic | 350 | 350 | 277 V | True |  | 89.9 | [5 empty] | Federally-Regulated Consumer Product | 05/05/2017 |  | 02/12/2020
Eaton (formerly Cooper Industries) | McGraw-Edison | GSLAIS350MP277V****** | Horizontal | Pulse-start - magnetic | 350 | 350 | 277 V | True |  | 89.9 | [5 empty] | Federally-Regulated Consumer Product | 05/05/2017 |  | 02/12/2020
Eaton (formerly Cooper Industries) | McGraw-Edison | GSLAIS350MP347V****** | Horizontal | Pulse-start - magnetic | 350 | 350 | 277 V | True |  | 89.9 | [5 empty] | Federally-Regulated Consumer Product | 05/05/2017 |  | 02/12/2020
Eaton (formerly Cooper Industries) | McGraw-Edison | GSLAIS350MP480V****** | Horizontal | Pulse-start - magnetic | 350 | 350 | 480 V | True |  | 88.9 | [5 empty] | Federally-Regulated Consumer Product | 05/05/2017 |  | 02/12/2020
Eaton (formerly Cooper Industries) | McGraw-Edison | GSLAIS350MPMT****** | Horizontal | Pulse-start - magnetic | 350 | 350 | 120 V | True |  | 89.9 | [5 empty] | Federally-Regulated Consumer Product | 05/05/2017 |  | 02/12/2020
Eaton (formerly Cooper Industries) | McGraw-Edison | GSLAIS350MPTT****** | Horizontal | Pulse-start - magnetic | 350 | 350 | 277 V | True |  | 89.9 | [5 empty] | Federally-Regulated Consumer Product | 05/05/2017 |  | 02/12/2020
Eaton (formerly Cooper Industries) | McGraw-Edison | GSLAIS400MP120V****** | Horizontal | Pulse-start - magnetic | 400 | 400 | 277 V | True |  | 90.3 | [5 empty] | Federally-Regulated Consumer Product | 05/05/2017 |  | 02/12/2020
Eaton (formerly Cooper Industries) | McGraw-Edison | GSLAIS400MP208V****** | Horizontal | Pulse-start - magnetic | 400 | 400 | 277 V | True |  | 90.3 | [5 empty] | Federally-Regulated Consumer Product | 05/05/2017 |  | 02/12/2020
Eaton (formerly Cooper Industries) | McGraw-Edison | GSLAIS400MP240V****** | Horizontal | Pulse-start - magnetic | 400 | 400 | 277 V | True |  | 90.3 | [5 empty] | Federally-Regulated Consumer Product | 05/05/2017 |  | 02/12/2020
Eaton (formerly Cooper Industries) | McGraw-Edison | GSLAIS400MP277V****** | Horizontal | Pulse-start - magnetic | 400 | 400 | 277 V | True |  | 90.3 | [5 empty] | Federally-Regulated Consumer Product | 05/05/2017 |  | 02/12/2020
Eaton (formerly Cooper Industries) | McGraw-Edison | GSLAIS400MP347V****** | Horizontal | Pulse-start - magnetic | 400 | 400 | 277 V | True |  | 90.3 | [5 empty] | Federally-Regulated Consumer Product | 05/05/2017 |  | 02/12/2020
Eaton (formerly Cooper Industries) | McGraw-Edison | GSLAIS400MP480V****** | Horizontal | Pulse-start - magnetic | 400 | 400 | 480 V | True |  | 89.3 | [5 empty] | Federally-Regulated Consumer Product | 05/05/2017 |  | 02/12/2020
Eaton (formerly Cooper Industries) | McGraw-Edison | GSLAIS400MPMT****** | Horizontal | Pulse-start - magnetic | 400 | 400 | 120 V | True |  | 90.3 | [5 empty] | Federally-Regulated Consumer Product | 05/05/2017 |  | 02/12/2020
Eaton (formerly Cooper Industries) | McGraw-Edison | GSLAIS400MPTT****** | Horizontal | Pulse-start - magnetic | 400 | 400 | 277 V | True |  | 90.3 | [5 empty] | Federally-Regulated Consumer Product | 05/05/2017 |  | 02/12/2020
Eaton (formerly Cooper Industries) | McGraw-Edison | GSLAIS450MP120V****** | Horizontal | Pulse-start - magnetic | 450 | 450 | 277 V | True |  | 91 | [5 empty] | Federally-Regulated Consumer Product | 05/05/2017 |  | 02/12/2020
Eaton (formerly Cooper Industries) | McGraw-Edison | GSLAIS450MP208V****** | Horizontal | Pulse-start - magnetic | 450 | 450 | 277 V | True |  | 91 | [5 empty] | Federally-Regulated Consumer Product | 05/05/2017 |  | 02/12/2020
Eaton (formerly Cooper Industries) | McGraw-Edison | GSLAIS450MP240V****** | Horizontal | Pulse-start - magnetic | 450 | 450 | 277 V | True |  | 91 | [5 empty] | Federally-Regulated Consumer Product | 05/05/2017 |  | 02/12/2020
Eaton (formerly Cooper Industries) | McGraw-Edison | GSLAIS450MP277V****** | Horizontal | Pulse-start - magnetic | 450 | 450 | 277 V | True |  | 91 | [5 empty] | Federally-Regulated Consumer Product | 05/05/2017 |  | 02/12/2020
Eaton (formerly Cooper Industries) | McGraw-Edison | GSLAIS450MP347V****** | Horizontal | Pulse-start - magnetic | 450 | 450 | 277 V | True |  | 91 | [5 empty] | Federally-Regulated Consumer Product | 05/05/2017 |  | 02/12/2020
Eaton (formerly Cooper Industries) | McGraw-Edison | GSLAIS450MP480V****** | Horizontal | Pulse-start - magnetic | 450 | 450 | 480 V | True |  | 90 | [5 empty] | Federally-Regulated Consumer Product | 05/05/2017 |  | 02/12/2020
Eaton (formerly Cooper Industries) | McGraw-Edison | GSLAIS450MPMT****** | Horizontal | Pulse-start - magnetic | 450 | 450 | 120 V | True |  | 91 | [5 empty] | Federally-Regulated Consumer Product | 05/05/2017 |  | 02/12/2020
Eaton (formerly Cooper Industries) | McGraw-Edison | GSLAIS450MPTT****** | Horizontal | Pulse-start - magnetic | 450 | 450 | 277 V | True |  | 91 | [5 empty] | Federally-Regulated Consumer Product | 05/05/2017 |  | 02/12/2020
Eaton (formerly Cooper Industries) | McGraw-Edison | GSLAIS750MP120V****** | Horizontal | Pulse-start - magnetic | 750 | 750 | 277 V | True |  | 91 | [5 empty] | Federally-Regulated Consumer Product | 05/05/2017 |  | 02/12/2020
Eaton (formerly Cooper Industries) | McGraw-Edison | GSLAIS750MP208V****** | Horizontal | Pulse-start - magnetic | 750 | 750 | 277 V | True |  | 91 | [5 empty] | Federally-Regulated Consumer Product | 05/05/2017 |  | 02/12/2020
Eaton (formerly Cooper Industries) | McGraw-Edison | GSLAIS750MP240V****** | Horizontal | Pulse-start - magnetic | 750 | 750 | 277 V | True |  | 91 | [5 empty] | Federally-Regulated Consumer Product | 05/05/2017 |  | 02/12/2020
Eaton (formerly Cooper Industries) | McGraw-Edison | GSLAIS750MP277V****** | Horizontal | Pulse-start - magnetic | 750 | 750 | 277 V | True |  | 91 | [5 empty] | Federally-Regulated Consumer Product | 05/05/2017 |  | 02/12/2020
Eaton (formerly Cooper Industries) | McGraw-Edison | GSLAIS750MP347V****** | Horizontal | Pulse-start - magnetic | 750 | 750 | 277 V | True |  | 91 | [5 empty] | Federally-Regulated Consumer Product | 05/05/2017 |  | 02/12/2020
Eaton (formerly Cooper Industries) | McGraw-Edison | GSLAIS750MP480V****** | Horizontal | Pulse-start - magnetic | 750 | 750 | 480 V | True |  | 90 | [5 empty] | Federally-Regulated Consumer Product | 05/05/2017 |  | 02/12/2020
Eaton (formerly Cooper Industries) | McGraw-Edison | GSLAIS750MPMT****** | Horizontal | Pulse-start - magnetic | 750 | 750 | 120 V | True |  | 91 | [5 empty] | Federally-Regulated Consumer Product | 05/05/2017 |  | 02/12/2020
Eaton (formerly Cooper Industries) | McGraw-Edison | GSLAIS750MPTT****** | Horizontal | Pulse-start - magnetic | 750 | 750 | 277 V | True |  | 91 | [5 empty] | Federally-Regulated Consumer Product | 05/05/2017 |  | 02/12/2020
Eaton (formerly Cooper Industries) | McGraw-Edison | GSLAIS1000MP120V****** | Horizontal | Pulse-start - magnetic | 1000 | 1000 | 277 V | True |  | 93.6 | [5 empty] | Federally-Regulated Consumer Product | 05/05/2017 |  | 02/12/2020
Eaton (formerly Cooper Industries) | McGraw-Edison | GSLAIS1000MP208V****** | Horizontal | Pulse-start - magnetic | 1000 | 1000 | 277 V | True |  | 93.6 | [5 empty] | Federally-Regulated Consumer Product | 05/05/2017 |  | 02/12/2020
Eaton (formerly Cooper Industries) | McGraw-Edison | GSLAIS1000MP240V****** | Horizontal | Pulse-start - magnetic | 1000 | 1000 | 277 V | True |  | 93.6 | [5 empty] | Federally-Regulated Consumer Product | 05/05/2017 |  | 02/12/2020
Eaton (formerly Cooper Industries) | McGraw-Edison | GSLAIS1000MP277V****** | Horizontal | Pulse-start - magnetic | 1000 | 1000 | 277 V | True |  | 93.6 | [5 empty] | Federally-Regulated Consumer Product | 05/05/2017 |  | 02/12/2020
Eaton (formerly Cooper Industries) | McGraw-Edison | GSLAIS1000MP347V****** | Horizontal | Pulse-start - magnetic | 1000 | 1000 | 277 V | True |  | 93.6 | [5 empty] | Federally-Regulated Consumer Product | 05/05/2017 |  | 02/12/2020
Eaton (formerly Cooper Industries) | McGraw-Edison | GSLAIS1000MP480V****** | Horizontal | Pulse-start - magnetic | 1000 | 1000 | 480 V | True |  | 92.6 | [5 empty] | Federally-Regulated Consumer Product | 05/05/2017 |  | 02/12/2020
Eaton (formerly Cooper Industries) | McGraw-Edison | GSLAIS1000MPMT****** | Horizontal | Pulse-start - magnetic | 1000 | 1000 | 120 V | True |  | 93.6 | [5 empty] | Federally-Regulated Consumer Product | 05/05/2017 |  | 02/12/2020
Eaton (formerly Cooper Industries) | McGraw-Edison | GSLAIS1000MPTT****** | Horizontal | Pulse-start - magnetic | 1000 | 1000 | 277 V | True |  | 93.6 | [5 empty] | Federally-Regulated Consumer Product | 05/05/2017 |  | 02/12/2020
Eaton (formerly Cooper Industries) | McGraw-Edison | GSMSM2150MSM2120V****** | Horizontal | Pulse-start - magnetic | 150 | 150 | 277 V | True |  | 82.4 | Exception 3 was met |  |  |  |  | Federally-Regulated Consumer Product | 05/05/2017 |  | 02/12/2020
Eaton (formerly Cooper Industries) | McGraw-Edison | GSMSM2150MP208V****** | Horizontal | Pulse-start - magnetic | 150 | 150 | 277 V | True |  | 82.4 | Exception 3 was met |  |  |  |  | Federally-Regulated Consumer Product | 05/05/2017 |  | 02/12/2020
Eaton (formerly Cooper Industries) | McGraw-Edison | GSMSM2150MP240V****** | Horizontal | Pulse-start - magnetic | 150 | 150 | 277 V | True |  | 82.4 | Exception 3 was met |  |  |  |  | Federally-Regulated Consumer Product | 05/05/2017 |  | 02/12/2020
Eaton (formerly Cooper Industries) | McGraw-Edison | GSMSM2150MP277V****** | Horizontal | Pulse-start - magnetic | 150 | 150 | 277 V | True |  | 82.4 | Exception 3 was met |  |  |  |  | Federally-Regulated Consumer Product | 05/05/2017 |  | 02/12/2020
Eaton (formerly Cooper Industries) | McGraw-Edison | GSMSM2150MP347V****** | Horizontal | Pulse-start - magnetic | 150 | 150 | 277 V | True |  | 82.4 | Exception 3 was met |  |  |  |  | Federally-Regulated Consumer Product | 05/05/2017 |  | 02/12/2020
Eaton (formerly Cooper Industries) | McGraw-Edison | GSMSM2150MP480V****** | Horizontal | Pulse-start - magnetic | 150 | 150 | 480 V | True |  | 80.4 | Exception 2 was met |  |  |  |  | Federally-Regulated Consumer Product | 05/05/2017 |  | 02/12/2020
Eaton (formerly Cooper Industries) | McGraw-Edison | GSMSM2150MPMT****** | Horizontal | Pulse-start - magnetic | 150 | 150 | 120 V | True |  | 82.4 | Exception 3 was met |  |  |  |  | Federally-Regulated Consumer Product | 05/05/2017 |  | 02/12/2020
Eaton (formerly Cooper Industries) | McGraw-Edison | GSMSM2150MPTT****** | Horizontal | Pulse-start - magnetic | 150 | 150 | 277 V | True |  | 82.4 | Exception 3 was met |  |  |  |  | Federally-Regulated Consumer Product | 05/05/2017 |  | 02/12/2020
Eaton (formerly Cooper Industries) | McGraw-Edison | GSMSM2175MSM2120V****** | Horizontal | Pulse-start - magnetic | 175 | 175 | 277 V | True |  | 88 | [5 empty] | Federally-Regulated Consumer Product | 05/05/2017 |  | 02/12/2020
Eaton (formerly Cooper Industries) | McGraw-Edison | GSMSM2175MP208V****** | Horizontal | Pulse-start - magnetic | 175 | 175 | 277 V | True |  | 88 | [5 empty] | Federally-Regulated Consumer Product | 05/05/2017 |  | 02/12/2020
Eaton (formerly Cooper Industries) | McGraw-Edison | GSMSM2175MP240V****** | Horizontal | Pulse-start - magnetic | 175 | 175 | 277 V | True |  | 88 | [5 empty] | Federally-Regulated Consumer Product | 05/05/2017 |  | 02/12/2020
Eaton (formerly Cooper Industries) | McGraw-Edison | GSMSM2175MP277V****** | Horizontal | Pulse-start - magnetic | 175 | 175 | 277 V | True |  | 88 | [5 empty] | Federally-Regulated Consumer Product | 05/05/2017 |  | 02/12/2020
Eaton (formerly Cooper Industries) | McGraw-Edison | GSMSM2175MP347V****** | Horizontal | Pulse-start - magnetic | 175 | 175 | 277 V | True |  | 88 | [5 empty] | Federally-Regulated Consumer Product | 05/05/2017 |  | 02/12/2020
Eaton (formerly Cooper Industries) | McGraw-Edison | GSMSM2175MP480V****** | Horizontal | Pulse-start - magnetic | 175 | 175 | 480 V | True |  | 88 | [5 empty] | Federally-Regulated Consumer Product | 05/05/2017 |  | 02/12/2020
Eaton (formerly Cooper Industries) | McGraw-Edison | GSMSM2175MPMT****** | Horizontal | Pulse-start - magnetic | 175 | 175 | 120 V | True |  | 88 | [5 empty] | Federally-Regulated Consumer Product | 05/05/2017 |  | 02/12/2020
Eaton (formerly Cooper Industries) | McGraw-Edison | GSMSM2175MPTT****** | Horizontal | Pulse-start - magnetic | 175 | 175 | 277 V | True |  | 88 | [5 empty] | Federally-Regulated Consumer Product | 05/05/2017 |  | 02/12/2020
Eaton (formerly Cooper Industries) | McGraw-Edison | GSMSM2250MSM220V****** | Horizontal | Pulse-start - magnetic | 250 | 250 | 277 V | True |  | 88.8 | [5 empty] | Federally-Regulated Consumer Product | 05/05/2017 |  | 02/12/2020
Eaton (formerly Cooper Industries) | McGraw-Edison | GSMSM2250MSM2208V****** | Horizontal | Pulse-start - magnetic | 250 | 250 | 277 V | True |  | 88.8 | [5 empty] | Federally-Regulated Consumer Product | 05/05/2017 |  | 02/12/2020
Eaton (formerly Cooper Industries) | McGraw-Edison | GSMSM2250MSM2240V****** | Horizontal | Pulse-start - magnetic | 250 | 250 | 277 V | True |  | 88.8 | [5 empty] | Federally-Regulated Consumer Product | 05/05/2017 |  | 02/12/2020
Eaton (formerly Cooper Industries) | McGraw-Edison | GSMSM2250MSM2277V****** | Horizontal | Pulse-start - magnetic | 250 | 250 | 277 V | True |  | 88.8 | [5 empty] | Federally-Regulated Consumer Product | 05/05/2017 |  | 02/12/2020
Eaton (formerly Cooper Industries) | McGraw-Edison | GSMSM2250MP347V****** | Horizontal | Pulse-start - magnetic | 250 | 250 | 277 V | True |  | 88.8 | [5 empty] | Federally-Regulated Consumer Product | 05/05/2017 |  | 02/12/2020
Eaton (formerly Cooper Industries) | McGraw-Edison | GSMSM2250MP480V****** | Horizontal | Pulse-start - magnetic | 250 | 250 | 480 V | True |  | 88 | [5 empty] | Federally-Regulated Consumer Product | 05/05/2017 |  | 02/12/2020
Eaton (formerly Cooper Industries) | McGraw-Edison | GSMSM2250MPMT****** | Horizontal | Pulse-start - magnetic | 250 | 250 | 120 V | True |  | 88.8 | [5 empty] | Federally-Regulated Consumer Product | 05/05/2017 |  | 02/12/2020
Eaton (formerly Cooper Industries) | McGraw-Edison | GSMSM2250MPTT****** | Horizontal | Pulse-start - magnetic | 250 | 250 | 277 V | True |  | 88.8 | [5 empty] | Federally-Regulated Consumer Product | 05/05/2017 |  | 02/12/2020
Eaton (formerly Cooper Industries) | McGraw-Edison | GSMSM2320MP120V****** | Horizontal | Pulse-start - magnetic | 320 | 320 | 277 V | True |  | 89.6 | [5 empty] | Federally-Regulated Consumer Product | 05/05/2017 |  | 02/12/2020
Eaton (formerly Cooper Industries) | McGraw-Edison | GSMSM2320MP208V****** | Horizontal | Pulse-start - magnetic | 320 | 320 | 277 V | True |  | 89.6 | [5 empty] | Federally-Regulated Consumer Product | 05/05/2017 |  | 02/12/2020
Eaton (formerly Cooper Industries) | McGraw-Edison | GSMSM2320MP240V****** | Horizontal | Pulse-start - magnetic | 320 | 320 | 277 V | True |  | 89.6 | [5 empty] | Federally-Regulated Consumer Product | 05/05/2017 |  | 02/12/2020
Eaton (formerly Cooper Industries) | McGraw-Edison | GSMSM2320MP277V****** | Horizontal | Pulse-start - magnetic | 320 | 320 | 277 V | True |  | 89.6 | [5 empty] | Federally-Regulated Consumer Product | 05/05/2017 |  | 02/12/2020
Eaton (formerly Cooper Industries) | McGraw-Edison | GSMSM2320MSM2347V****** | Horizontal | Pulse-start - magnetic | 320 | 320 | 277 V | True |  | 89.6 | [5 empty] | Federally-Regulated Consumer Product | 05/05/2017 |  | 02/12/2020
Eaton (formerly Cooper Industries) | McGraw-Edison | GSMSM2320MP480V****** | Horizontal | Pulse-start - magnetic | 320 | 320 | 480 V | True |  | 88.6 | [5 empty] | Federally-Regulated Consumer Product | 05/05/2017 |  | 02/12/2020
Eaton (formerly Cooper Industries) | McGraw-Edison | GSMSM2320MPMT****** | Horizontal | Pulse-start - magnetic | 320 | 320 | 120 V | True |  | 89.6 | [5 empty] | Federally-Regulated Consumer Product | 05/05/2017 |  | 02/12/2020
Eaton (formerly Cooper Industries) | McGraw-Edison | GSMSM2320MPTT****** | Horizontal | Pulse-start - magnetic | 320 | 320 | 277 V | True |  | 89.6 | [5 empty] | Federally-Regulated Consumer Product | 05/05/2017 |  | 02/12/2020
Eaton (formerly Cooper Industries) | McGraw-Edison | GSMSM2350MP120V****** | Horizontal | Pulse-start - magnetic | 350 | 350 | 277 V | True |  | 89.9 | [5 empty] | Federally-Regulated Consumer Product | 05/05/2017 |  | 02/12/2020
Eaton (formerly Cooper Industries) | McGraw-Edison | GSMSM2350MP208V****** | Horizontal | Pulse-start - magnetic | 350 | 350 | 277 V | True |  | 89.9 | [5 empty] | Federally-Regulated Consumer Product | 05/05/2017 |  | 02/12/2020
Eaton (formerly Cooper Industries) | McGraw-Edison | GSMSM2350MP240V****** | Horizontal | Pulse-start - magnetic | 350 | 350 | 277 V | True |  | 89.9 | [5 empty] | Federally-Regulated Consumer Product | 05/05/2017 |  | 02/12/2020
Eaton (formerly Cooper Industries) | McGraw-Edison | GSMSM2350MP277V****** | Horizontal | Pulse-start - magnetic | 350 | 350 | 277 V | True |  | 89.9 | [5 empty] | Federally-Regulated Consumer Product | 05/05/2017 |  | 02/12/2020
Eaton (formerly Cooper Industries) | McGraw-Edison | GSMSM2350MSM2347V****** | Horizontal | Pulse-start - magnetic | 350 | 350 | 277 V | True |  | 89.9 | [5 empty] | Federally-Regulated Consumer Product | 05/05/2017 |  | 02/12/2020
Eaton (formerly Cooper Industries) | McGraw-Edison | GSMSM2350MP480V****** | Horizontal | Pulse-start - magnetic | 350 | 350 | 480 V | True |  | 88.9 | [5 empty] | Federally-Regulated Consumer Product | 05/05/2017 |  | 02/12/2020
Eaton (formerly Cooper Industries) | McGraw-Edison | GSMSM2350MPMT****** | Horizontal | Pulse-start - magnetic | 350 | 350 | 120 V | True |  | 89.9 | [5 empty] | Federally-Regulated Consumer Product | 05/05/2017 |  | 02/12/2020
Eaton (formerly Cooper Industries) | McGraw-Edison | GSMSM2350MPTT****** | Horizontal | Pulse-start - magnetic | 350 | 350 | 277 V | True |  | 89.9 | [5 empty] | Federally-Regulated Consumer Product | 05/05/2017 |  | 02/12/2020
Eaton (formerly Cooper Industries) | McGraw-Edison | GSMSM2400MP120V****** | Horizontal | Pulse-start - magnetic | 400 | 400 | 277 V | True |  | 90.3 | [5 empty] | Federally-Regulated Consumer Product | 05/05/2017 |  | 02/12/2020
Eaton (formerly Cooper Industries) | McGraw-Edison | GSMSM2400MP208V****** | Horizontal | Pulse-start - magnetic | 400 | 400 | 277 V | True |  | 90.3 | [5 empty] | Federally-Regulated Consumer Product | 05/05/2017 |  | 02/12/2020
Eaton (formerly Cooper Industries) | McGraw-Edison | GSMSM2400MSM240V****** | Horizontal | Pulse-start - magnetic | 400 | 400 | 277 V | True |  | 90.3 | [5 empty] | Federally-Regulated Consumer Product | 05/05/2017 |  | 02/12/2020
Eaton (formerly Cooper Industries) | McGraw-Edison | GSMSM2400MP277V****** | Horizontal | Pulse-start - magnetic | 400 | 400 | 277 V | True |  | 90.3 | [5 empty] | Federally-Regulated Consumer Product | 05/05/2017 |  | 02/12/2020
Eaton (formerly Cooper Industries) | McGraw-Edison | GSMSM2400MSM247V****** | Horizontal | Pulse-start - magnetic | 400 | 400 | 277 V | True |  | 90.3 | [5 empty] | Federally-Regulated Consumer Product | 05/05/2017 |  | 02/12/2020
Eaton (formerly Cooper Industries) | McGraw-Edison | GSMSM2400MSM2480V****** | Horizontal | Pulse-start - magnetic | 400 | 400 | 480 V | True |  | 89.3 | [5 empty] | Federally-Regulated Consumer Product | 05/05/2017 |  | 02/12/2020
Eaton (formerly Cooper Industries) | McGraw-Edison | GSMSM2400MPMT****** | Horizontal | Pulse-start - magnetic | 400 | 400 | 120 V | True |  | 90.3 | [5 empty] | Federally-Regulated Consumer Product | 05/05/2017 |  | 02/12/2020
Eaton (formerly Cooper Industries) | McGraw-Edison | GSMSM2400MPTT****** | Horizontal | Pulse-start - magnetic | 400 | 400 | 277 V | True |  | 90.3 | [5 empty] | Federally-Regulated Consumer Product | 05/05/2017 |  | 02/12/2020
Eaton (formerly Cooper Industries) | McGraw-Edison | GSMSM2450MP120V****** | Horizontal | Pulse-start - magnetic | 450 | 450 | 277 V | True |  | 91 | [5 empty] | Federally-Regulated Consumer Product | 05/05/2017 |  | 02/12/2020
Eaton (formerly Cooper Industries) | McGraw-Edison | GSMSM2450MP208V****** | Horizontal | Pulse-start - magnetic | 450 | 450 | 277 V | True |  | 91 | [5 empty] | Federally-Regulated Consumer Product | 05/05/2017 |  | 02/12/2020
Eaton (formerly Cooper Industries) | McGraw-Edison | GSMSM2450MSM240V****** | Horizontal | Pulse-start - magnetic | 450 | 450 | 277 V | True |  | 91 | [5 empty] | Federally-Regulated Consumer Product | 05/05/2017 |  | 02/12/2020
Eaton (formerly Cooper Industries) | McGraw-Edison | GSMSM2450MP277V****** | Horizontal | Pulse-start - magnetic | 450 | 450 | 277 V | True |  | 91 | [5 empty] | Federally-Regulated Consumer Product | 05/05/2017 |  | 02/12/2020
Eaton (formerly Cooper Industries) | McGraw-Edison | GSMSM2450MSM247V****** | Horizontal | Pulse-start - magnetic | 450 | 450 | 277 V | True |  | 91 | [5 empty] | Federally-Regulated Consumer Product | 05/05/2017 |  | 02/12/2020
Eaton (formerly Cooper Industries) | McGraw-Edison | GSMSM2450MSM2480V****** | Horizontal | Pulse-start - magnetic | 450 | 450 | 480 V | True |  | 90 | [5 empty] | Federally-Regulated Consumer Product | 05/05/2017 |  | 02/12/2020
Eaton (formerly Cooper Industries) | McGraw-Edison | GSMSM2450MPMT****** | Horizontal | Pulse-start - magnetic | 450 | 450 | 120 V | True |  | 91 | [5 empty] | Federally-Regulated Consumer Product | 05/05/2017 |  | 02/12/2020
Eaton (formerly Cooper Industries) | McGraw-Edison | GSMSM2450MPTT****** | Horizontal | Pulse-start - magnetic | 450 | 450 | 277 V | True |  | 91 | [5 empty] | Federally-Regulated Consumer Product | 05/05/2017 |  | 02/12/2020
Eaton (formerly Cooper Industries) | McGraw-Edison | GSMSM2750MP120V****** | Horizontal | Pulse-start - magnetic | 750 | 750 | 277 V | True |  | 91 | [5 empty] | Federally-Regulated Consumer Product | 05/05/2017 |  | 02/12/2020
Eaton (formerly Cooper Industries) | McGraw-Edison | GSMSM2750MP208V****** | Horizontal | Pulse-start - magnetic | 750 | 750 | 277 V | True |  | 91 | [5 empty] | Federally-Regulated Consumer Product | 05/05/2017 |  | 02/12/2020
Eaton (formerly Cooper Industries) | McGraw-Edison | GSMSM2750MP240V****** | Horizontal | Pulse-start - magnetic | 750 | 750 | 277 V | True |  | 91 | [5 empty] | Federally-Regulated Consumer Product | 05/05/2017 |  | 02/12/2020
Eaton (formerly Cooper Industries) | McGraw-Edison | GSMSM2750MSM277V****** | Horizontal | Pulse-start - magnetic | 750 | 750 | 277 V | True |  | 91 | [5 empty] | Federally-Regulated Consumer Product | 05/05/2017 |  | 02/12/2020
Eaton (formerly Cooper Industries) | McGraw-Edison | GSMSM2750MSM27V****** | Horizontal | Pulse-start - magnetic | 750 | 750 | 277 V | True |  | 91 | [5 empty] | Federally-Regulated Consumer Product | 05/05/2017 |  | 02/12/2020
Eaton (formerly Cooper Industries) | McGraw-Edison | GSMSM2750MP480V****** | Horizontal | Pulse-start - magnetic | 750 | 750 | 480 V | True |  | 90 | [5 empty] | Federally-Regulated Consumer Product | 05/05/2017 |  | 02/12/2020
Eaton (formerly Cooper Industries) | McGraw-Edison | GSMSM2750MPMT****** | Horizontal | Pulse-start - magnetic | 750 | 750 | 120 V | True |  | 91 | [5 empty] | Federally-Regulated Consumer Product | 05/05/2017 |  | 02/12/2020
Eaton (formerly Cooper Industries) | McGraw-Edison | GSMSM2750MPTT****** | Horizontal | Pulse-start - magnetic | 750 | 750 | 277 V | True |  | 91 | [5 empty] | Federally-Regulated Consumer Product | 05/05/2017 |  | 02/12/2020
Eaton (formerly Cooper Industries) | McGraw-Edison | GSMSM21000MSM2120V****** | Horizontal | Pulse-start - magnetic | 1000 | 1000 | 277 V | True |  | 93.6 | [5 empty] | Federally-Regulated Consumer Product | 05/05/2017 |  | 02/12/2020
Eaton (formerly Cooper Industries) | McGraw-Edison | GSMSM21000MP208V****** | Horizontal | Pulse-start - magnetic | 1000 | 1000 | 277 V | True |  | 93.6 | [5 empty] | Federally-Regulated Consumer Product | 05/05/2017 |  | 02/12/2020
Eaton (formerly Cooper Industries) | McGraw-Edison | GSMSM21000MP240V****** | Horizontal | Pulse-start - magnetic | 1000 | 1000 | 277 V | True |  | 93.6 | [5 empty] | Federally-Regulated Consumer Product | 05/05/2017 |  | 02/12/2020
Eaton (formerly Cooper Industries) | McGraw-Edison | GSMSM21000MP277V****** | Horizontal | Pulse-start - magnetic | 1000 | 1000 | 277 V | True |  | 93.6 | [5 empty] | Federally-Regulated Consumer Product | 05/05/2017 |  | 02/12/2020
Eaton (formerly Cooper Industries) | McGraw-Edison | GSMSM21000MP347V****** | Horizontal | Pulse-start - magnetic | 1000 | 1000 | 277 V | True |  | 93.6 | [5 empty] | Federally-Regulated Consumer Product | 05/05/2017 |  | 02/12/2020
Eaton (formerly Cooper Industries) | McGraw-Edison | GSMSM21000MP480V****** | Horizontal | Pulse-start - magnetic | 1000 | 1000 | 480 V | True |  | 92.6 | [5 empty] | Federally-Regulated Consumer Product | 05/05/2017 |  | 02/12/2020
Eaton (formerly Cooper Industries) | McGraw-Edison | GSMSM21000MPMT****** | Horizontal | Pulse-start - magnetic | 1000 | 1000 | 120 V | True |  | 93.6 | [5 empty] | Federally-Regulated Consumer Product | 05/05/2017 |  | 02/12/2020
Eaton (formerly Cooper Industries) | McGraw-Edison | GSMSM21000MPTT****** | Horizontal | Pulse-start - magnetic | 1000 | 1000 | 277 V | True |  | 93.6 | [5 empty] | Federally-Regulated Consumer Product | 05/05/2017 |  | 02/12/2020
Eaton (formerly Cooper Industries) | McGraw-Edison | GSLSM2150MP120V****** | Horizontal | Pulse-start - magnetic | 150 | 150 | 277 V | True |  | 82.4 | Exception 3 was met |  |  |  |  | Federally-Regulated Consumer Product | 05/05/2017 |  | 02/12/2020
Eaton (formerly Cooper Industries) | McGraw-Edison | GSLSM2150MP208V****** | Horizontal | Pulse-start - magnetic | 150 | 150 | 277 V | True |  | 82.4 | Exception 3 was met |  |  |  |  | Federally-Regulated Consumer Product | 05/05/2017 |  | 02/12/2020
Eaton (formerly Cooper Industries) | McGraw-Edison | GSLSM2150MP240V****** | Horizontal | Pulse-start - magnetic | 150 | 150 | 277 V | True |  | 82.4 | Exception 3 was met |  |  |  |  | Federally-Regulated Consumer Product | 05/05/2017 |  | 02/12/2020
Eaton (formerly Cooper Industries) | McGraw-Edison | GSLSM2150MP277V****** | Horizontal | Pulse-start - magnetic | 150 | 150 | 277 V | True |  | 82.4 | Exception 3 was met |  |  |  |  | Federally-Regulated Consumer Product | 05/05/2017 |  | 02/12/2020
Eaton (formerly Cooper Industries) | McGraw-Edison | GSLSM2150MP347V****** | Horizontal | Pulse-start - magnetic | 150 | 150 | 277 V | True |  | 82.4 | Exception 3 was met |  |  |  |  | Federally-Regulated Consumer Product | 05/05/2017 |  | 02/12/2020
Eaton (formerly Cooper Industries) | McGraw-Edison | GSLSM2150MP480V****** | Horizontal | Pulse-start - magnetic | 150 | 150 | 480 V | True |  | 80.4 | Exception 2 was met |  |  |  |  | Federally-Regulated Consumer Product | 05/05/2017 |  | 02/12/2020
Eaton (formerly Cooper Industries) | McGraw-Edison | GSLSM2150MPMT****** | Horizontal | Pulse-start - magnetic | 150 | 150 | 120 V | True |  | 82.4 | Exception 3 was met |  |  |  |  | Federally-Regulated Consumer Product | 05/05/2017 |  | 02/12/2020
Eaton (formerly Cooper Industries) | McGraw-Edison | GSLSM2150MPTT****** | Horizontal | Pulse-start - magnetic | 150 | 150 | 277 V | True |  | 82.4 | Exception 3 was met |  |  |  |  | Federally-Regulated Consumer Product | 05/05/2017 |  | 02/12/2020
Eaton (formerly Cooper Industries) | McGraw-Edison | GSLSM2175MP120V****** | Horizontal | Pulse-start - magnetic | 175 | 175 | 277 V | True |  | 88 | [5 empty] | Federally-Regulated Consumer Product | 05/05/2017 |  | 02/12/2020
Eaton (formerly Cooper Industries) | McGraw-Edison | GSLSM2175MP208V****** | Horizontal | Pulse-start - magnetic | 175 | 175 | 277 V | True |  | 88 | [5 empty] | Federally-Regulated Consumer Product | 05/05/2017 |  | 02/12/2020
Eaton (formerly Cooper Industries) | McGraw-Edison | GSLSM2175MP240V****** | Horizontal | Pulse-start - magnetic | 175 | 175 | 277 V | True |  | 88 | [5 empty] | Federally-Regulated Consumer Product | 05/05/2017 |  | 02/12/2020
Eaton (formerly Cooper Industries) | McGraw-Edison | GSLSM2175MP277V****** | Horizontal | Pulse-start - magnetic | 175 | 175 | 277 V | True |  | 88 | [5 empty] | Federally-Regulated Consumer Product | 05/05/2017 |  | 02/12/2020
Eaton (formerly Cooper Industries) | McGraw-Edison | GSLSM2175MP347V****** | Horizontal | Pulse-start - magnetic | 175 | 175 | 277 V | True |  | 88 | [5 empty] | Federally-Regulated Consumer Product | 05/05/2017 |  | 02/12/2020
Eaton (formerly Cooper Industries) | McGraw-Edison | GSLSM2175MP480V****** | Horizontal | Pulse-start - magnetic | 175 | 175 | 480 V | True |  | 88 | [5 empty] | Federally-Regulated Consumer Product | 05/05/2017 |  | 02/12/2020
Eaton (formerly Cooper Industries) | McGraw-Edison | GSLSM2175MPMT****** | Horizontal | Pulse-start - magnetic | 175 | 175 | 120 V | True |  | 88 | [5 empty] | Federally-Regulated Consumer Product | 05/05/2017 |  | 02/12/2020
Eaton (formerly Cooper Industries) | McGraw-Edison | GSLSM2175MPTT****** | Horizontal | Pulse-start - magnetic | 175 | 175 | 277 V | True |  | 88 | [5 empty] | Federally-Regulated Consumer Product | 05/05/2017 |  | 02/12/2020
Eaton (formerly Cooper Industries) | McGraw-Edison | GSLSM2250MP120V****** | Horizontal | Pulse-start - magnetic | 250 | 250 | 277 V | True |  | 88.8 | [5 empty] | Federally-Regulated Consumer Product | 05/05/2017 |  | 02/12/2020
Eaton (formerly Cooper Industries) | McGraw-Edison | GSLSM2250MP208V****** | Horizontal | Pulse-start - magnetic | 250 | 250 | 277 V | True |  | 88.8 | [5 empty] | Federally-Regulated Consumer Product | 05/05/2017 |  | 02/12/2020
Eaton (formerly Cooper Industries) | McGraw-Edison | GSLSM2250MP240V****** | Horizontal | Pulse-start - magnetic | 250 | 250 | 277 V | True |  | 88.8 | [5 empty] | Federally-Regulated Consumer Product | 05/05/2017 |  | 02/12/2020
Eaton (formerly Cooper Industries) | McGraw-Edison | GSLSM2250MP277V****** | Horizontal | Pulse-start - magnetic | 250 | 250 | 277 V | True |  | 88.8 | [5 empty] | Federally-Regulated Consumer Product | 05/05/2017 |  | 02/12/2020
Eaton (formerly Cooper Industries) | McGraw-Edison | GSLSM2250MP347V****** | Horizontal | Pulse-start - magnetic | 250 | 250 | 277 V | True |  | 88.8 | [5 empty] | Federally-Regulated Consumer Product | 05/05/2017 |  | 02/12/2020
Eaton (formerly Cooper Industries) | McGraw-Edison | GSLSM2250MP480V****** | Horizontal | Pulse-start - magnetic | 250 | 250 | 480 V | True |  | 88 | [5 empty] | Federally-Regulated Consumer Product | 05/05/2017 |  | 02/12/2020
Eaton (formerly Cooper Industries) | McGraw-Edison | GSLSM2250MPMT****** | Horizontal | Pulse-start - magnetic | 250 | 250 | 120 V | True |  | 88.8 | [5 empty] | Federally-Regulated Consumer Product | 05/05/2017 |  | 02/12/2020
Eaton (formerly Cooper Industries) | McGraw-Edison | GSLSM2250MPTT****** | Horizontal | Pulse-start - magnetic | 250 | 250 | 277 V | True |  | 88.8 | [5 empty] | Federally-Regulated Consumer Product | 05/05/2017 |  | 02/12/2020
Eaton (formerly Cooper Industries) | McGraw-Edison | GSLSM2320MP120V****** | Horizontal | Pulse-start - magnetic | 320 | 320 | 277 V | True |  | 89.6 | [5 empty] | Federally-Regulated Consumer Product | 05/05/2017 |  | 02/12/2020
Eaton (formerly Cooper Industries) | McGraw-Edison | GSLSM2320MP208V****** | Horizontal | Pulse-start - magnetic | 320 | 320 | 277 V | True |  | 89.6 | [5 empty] | Federally-Regulated Consumer Product | 05/05/2017 |  | 02/12/2020
Eaton (formerly Cooper Industries) | McGraw-Edison | GSLSM2320MP240V****** | Horizontal | Pulse-start - magnetic | 320 | 320 | 277 V | True |  | 89.6 | [5 empty] | Federally-Regulated Consumer Product | 05/05/2017 |  | 02/12/2020
Eaton (formerly Cooper Industries) | McGraw-Edison | GSLSM2320MP277V****** | Horizontal | Pulse-start - magnetic | 320 | 320 | 277 V | True |  | 89.6 | [5 empty] | Federally-Regulated Consumer Product | 05/05/2017 |  | 02/12/2020
Eaton (formerly Cooper Industries) | McGraw-Edison | GSLSM2320MP347V****** | Horizontal | Pulse-start - magnetic | 320 | 320 | 277 V | True |  | 89.6 | [5 empty] | Federally-Regulated Consumer Product | 05/05/2017 |  | 02/12/2020
Eaton (formerly Cooper Industries) | McGraw-Edison | GSLSM2320MP480V****** | Horizontal | Pulse-start - magnetic | 320 | 320 | 480 V | True |  | 88.6 | [5 empty] | Federally-Regulated Consumer Product | 05/05/2017 |  | 02/12/2020
Eaton (formerly Cooper Industries) | McGraw-Edison | GSLSM2320MPMT****** | Horizontal | Pulse-start - magnetic | 320 | 320 | 120 V | True |  | 89.6 | [5 empty] | Federally-Regulated Consumer Product | 05/05/2017 |  | 02/12/2020
Eaton (formerly Cooper Industries) | McGraw-Edison | GSLSM2320MPTT****** | Horizontal | Pulse-start - magnetic | 320 | 320 | 277 V | True |  | 89.6 | [5 empty] | Federally-Regulated Consumer Product | 05/05/2017 |  | 02/12/2020
Eaton (formerly Cooper Industries) | McGraw-Edison | GSLSM2350MP120V****** | Horizontal | Pulse-start - magnetic | 350 | 350 | 277 V | True |  | 89.9 | [5 empty] | Federally-Regulated Consumer Product | 05/05/2017 |  | 02/12/2020
Eaton (formerly Cooper Industries) | McGraw-Edison | GSLSM2350MP208V****** | Horizontal | Pulse-start - magnetic | 350 | 350 | 277 V | True |  | 89.9 | [5 empty] | Federally-Regulated Consumer Product | 05/05/2017 |  | 02/12/2020
Eaton (formerly Cooper Industries) | McGraw-Edison | GSLSM2350MP240V****** | Horizontal | Pulse-start - magnetic | 350 | 350 | 277 V | True |  | 89.9 | [5 empty] | Federally-Regulated Consumer Product | 05/05/2017 |  | 02/12/2020
Eaton (formerly Cooper Industries) | McGraw-Edison | GSLSM2350MP277V****** | Horizontal | Pulse-start - magnetic | 350 | 350 | 277 V | True |  | 89.9 | [5 empty] | Federally-Regulated Consumer Product | 05/05/2017 |  | 02/12/2020
Eaton (formerly Cooper Industries) | McGraw-Edison | GSLSM2350MP347V****** | Horizontal | Pulse-start - magnetic | 350 | 350 | 277 V | True |  | 89.9 | [5 empty] | Federally-Regulated Consumer Product | 05/05/2017 |  | 02/12/2020
Eaton (formerly Cooper Industries) | McGraw-Edison | GSLSM2350MP480V****** | Horizontal | Pulse-start - magnetic | 350 | 350 | 480 V | True |  | 88.9 | [5 empty] | Federally-Regulated Consumer Product | 05/05/2017 |  | 02/12/2020
Eaton (formerly Cooper Industries) | McGraw-Edison | GSLSM2350MPMT****** | Horizontal | Pulse-start - magnetic | 350 | 350 | 120 V | True |  | 89.9 | [5 empty] | Federally-Regulated Consumer Product | 05/05/2017 |  | 02/12/2020
Eaton (formerly Cooper Industries) | McGraw-Edison | GSLSM2350MPTT****** | Horizontal | Pulse-start - magnetic | 350 | 350 | 277 V | True |  | 89.9 | [5 empty] | Federally-Regulated Consumer Product | 05/05/2017 |  | 02/12/2020
Eaton (formerly Cooper Industries) | McGraw-Edison | GSLSM2400MP120V****** | Horizontal | Pulse-start - magnetic | 400 | 400 | 277 V | True |  | 90.3 | [5 empty] | Federally-Regulated Consumer Product | 05/05/2017 |  | 02/12/2020
Eaton (formerly Cooper Industries) | McGraw-Edison | GSLSM2400MP208V****** | Horizontal | Pulse-start - magnetic | 400 | 400 | 277 V | True |  | 90.3 | [5 empty] | Federally-Regulated Consumer Product | 05/05/2017 |  | 02/12/2020
Eaton (formerly Cooper Industries) | McGraw-Edison | GSLSM2400MP240V****** | Horizontal | Pulse-start - magnetic | 400 | 400 | 277 V | True |  | 90.3 | [5 empty] | Federally-Regulated Consumer Product | 05/05/2017 |  | 02/12/2020
Eaton (formerly Cooper Industries) | McGraw-Edison | GSLSM2400MP277V****** | Horizontal | Pulse-start - magnetic | 400 | 400 | 277 V | True |  | 90.3 | [5 empty] | Federally-Regulated Consumer Product | 05/05/2017 |  | 02/12/2020
Eaton (formerly Cooper Industries) | McGraw-Edison | GSLSM2400MP347V****** | Horizontal | Pulse-start - magnetic | 400 | 400 | 277 V | True |  | 90.3 | [5 empty] | Federally-Regulated Consumer Product | 05/05/2017 |  | 02/12/2020
Eaton (formerly Cooper Industries) | McGraw-Edison | GSLSM2400MP480V****** | Horizontal | Pulse-start - magnetic | 400 | 400 | 480 V | True |  | 89.3 | [5 empty] | Federally-Regulated Consumer Product | 05/05/2017 |  | 02/12/2020
Eaton (formerly Cooper Industries) | McGraw-Edison | GSLSM2400MPMT****** | Horizontal | Pulse-start - magnetic | 400 | 400 | 120 V | True |  | 90.3 | [5 empty] | Federally-Regulated Consumer Product | 05/05/2017 |  | 02/12/2020
Eaton (formerly Cooper Industries) | McGraw-Edison | GSLSM2400MPTT****** | Horizontal | Pulse-start - magnetic | 400 | 400 | 277 V | True |  | 90.3 | [5 empty] | Federally-Regulated Consumer Product | 05/05/2017 |  | 02/12/2020
Eaton (formerly Cooper Industries) | McGraw-Edison | GSLSM2450MP120V****** | Horizontal | Pulse-start - magnetic | 450 | 450 | 277 V | True |  | 91 | [5 empty] | Federally-Regulated Consumer Product | 05/05/2017 |  | 02/12/2020
Eaton (formerly Cooper Industries) | McGraw-Edison | GSLSM2450MP208V****** | Horizontal | Pulse-start - magnetic | 450 | 450 | 277 V | True |  | 91 | [5 empty] | Federally-Regulated Consumer Product | 05/05/2017 |  | 02/12/2020
Eaton (formerly Cooper Industries) | McGraw-Edison | GSLSM2450MP240V****** | Horizontal | Pulse-start - magnetic | 450 | 450 | 277 V | True |  | 91 | [5 empty] | Federally-Regulated Consumer Product | 05/05/2017 |  | 02/12/2020
Eaton (formerly Cooper Industries) | McGraw-Edison | GSLSM2450MP277V****** | Horizontal | Pulse-start - magnetic | 450 | 450 | 277 V | True |  | 91 | [5 empty] | Federally-Regulated Consumer Product | 05/05/2017 |  | 02/12/2020
Eaton (formerly Cooper Industries) | McGraw-Edison | GSLSM2450MP347V****** | Horizontal | Pulse-start - magnetic | 450 | 450 | 277 V | True |  | 91 | [5 empty] | Federally-Regulated Consumer Product | 05/05/2017 |  | 02/12/2020
Eaton (formerly Cooper Industries) | McGraw-Edison | GSLSM2450MP480V****** | Horizontal | Pulse-start - magnetic | 450 | 450 | 480 V | True |  | 90 | [5 empty] | Federally-Regulated Consumer Product | 05/05/2017 |  | 02/12/2020
Eaton (formerly Cooper Industries) | McGraw-Edison | GSLSM2450MPMT****** | Horizontal | Pulse-start - magnetic | 450 | 450 | 120 V | True |  | 91 | [5 empty] | Federally-Regulated Consumer Product | 05/05/2017 |  | 02/12/2020
Eaton (formerly Cooper Industries) | McGraw-Edison | GSLSM2450MPTT****** | Horizontal | Pulse-start - magnetic | 450 | 450 | 277 V | True |  | 91 | [5 empty] | Federally-Regulated Consumer Product | 05/05/2017 |  | 02/12/2020
Eaton (formerly Cooper Industries) | McGraw-Edison | GSLSM2750MP120V****** | Horizontal | Pulse-start - magnetic | 750 | 750 | 277 V | True |  | 91 | [5 empty] | Federally-Regulated Consumer Product | 05/05/2017 |  | 02/12/2020
Eaton (formerly Cooper Industries) | McGraw-Edison | GSLSM2750MP208V****** | Horizontal | Pulse-start - magnetic | 750 | 750 | 277 V | True |  | 91 | [5 empty] | Federally-Regulated Consumer Product | 05/05/2017 |  | 02/12/2020
Eaton (formerly Cooper Industries) | McGraw-Edison | GSLSM2750MP240V****** | Horizontal | Pulse-start - magnetic | 750 | 750 | 277 V | True |  | 91 | [5 empty] | Federally-Regulated Consumer Product | 05/05/2017 |  | 02/12/2020
Eaton (formerly Cooper Industries) | McGraw-Edison | GSLSM2750MP277V****** | Horizontal | Pulse-start - magnetic | 750 | 750 | 277 V | True |  | 91 | [5 empty] | Federally-Regulated Consumer Product | 05/05/2017 |  | 02/12/2020
Eaton (formerly Cooper Industries) | McGraw-Edison | GSLSM2750MP347V****** | Horizontal | Pulse-start - magnetic | 750 | 750 | 277 V | True |  | 91 | [5 empty] | Federally-Regulated Consumer Product | 05/05/2017 |  | 02/12/2020
Eaton (formerly Cooper Industries) | McGraw-Edison | GSLSM2750MP480V****** | Horizontal | Pulse-start - magnetic | 750 | 750 | 480 V | True |  | 90 | [5 empty] | Federally-Regulated Consumer Product | 05/05/2017 |  | 02/12/2020
Eaton (formerly Cooper Industries) | McGraw-Edison | GSLSM2750MPMT****** | Horizontal | Pulse-start - magnetic | 750 | 750 | 120 V | True |  | 91 | [5 empty] | Federally-Regulated Consumer Product | 05/05/2017 |  | 02/12/2020
Eaton (formerly Cooper Industries) | McGraw-Edison | GSLSM2750MPTT****** | Horizontal | Pulse-start - magnetic | 750 | 750 | 277 V | True |  | 91 | [5 empty] | Federally-Regulated Consumer Product | 05/05/2017 |  | 02/12/2020
Eaton (formerly Cooper Industries) | McGraw-Edison | GSLSM21000MP120V****** | Horizontal | Pulse-start - magnetic | 1000 | 1000 | 277 V | True |  | 93.6 | [5 empty] | Federally-Regulated Consumer Product | 05/05/2017 |  | 02/12/2020
Eaton (formerly Cooper Industries) | McGraw-Edison | GSLSM21000MP208V****** | Horizontal | Pulse-start - magnetic | 1000 | 1000 | 277 V | True |  | 93.6 | [5 empty] | Federally-Regulated Consumer Product | 05/05/2017 |  | 02/12/2020
Eaton (formerly Cooper Industries) | McGraw-Edison | GSLSM21000MP240V****** | Horizontal | Pulse-start - magnetic | 1000 | 1000 | 277 V | True |  | 93.6 | [5 empty] | Federally-Regulated Consumer Product | 05/05/2017 |  | 02/12/2020
Eaton (formerly Cooper Industries) | McGraw-Edison | GSLSM21000MP277V****** | Horizontal | Pulse-start - magnetic | 1000 | 1000 | 277 V | True |  | 93.6 | [5 empty] | Federally-Regulated Consumer Product | 05/05/2017 |  | 02/12/2020
Eaton (formerly Cooper Industries) | McGraw-Edison | GSLSM21000MP347V****** | Horizontal | Pulse-start - magnetic | 1000 | 1000 | 277 V | True |  | 93.6 | [5 empty] | Federally-Regulated Consumer Product | 05/05/2017 |  | 02/12/2020
Eaton (formerly Cooper Industries) | McGraw-Edison | GSLSM21000MP480V****** | Horizontal | Pulse-start - magnetic | 1000 | 1000 | 480 V | True |  | 92.6 | [5 empty] | Federally-Regulated Consumer Product | 05/05/2017 |  | 02/12/2020
Eaton (formerly Cooper Industries) | McGraw-Edison | GSLSM21000MPMT****** | Horizontal | Pulse-start - magnetic | 1000 | 1000 | 120 V | True |  | 93.6 | [5 empty] | Federally-Regulated Consumer Product | 05/05/2017 |  | 02/12/2020
Eaton (formerly Cooper Industries) | McGraw-Edison | GSLSM21000MPTT****** | Horizontal | Pulse-start - magnetic | 1000 | 1000 | 277 V | True |  | 93.6 | [5 empty] | Federally-Regulated Consumer Product | 05/05/2017 |  | 02/12/2020
Eaton (formerly Cooper Industries) | McGraw-Edison | GSMSM3150MSM3120V****** | Horizontal | Pulse-start - magnetic | 150 | 150 | 277 V | True |  | 82.4 | Exception 3 was met |  |  |  |  | Federally-Regulated Consumer Product | 05/05/2017 |  | 02/12/2020
Eaton (formerly Cooper Industries) | McGraw-Edison | GSMSM3150MP208V****** | Horizontal | Pulse-start - magnetic | 150 | 150 | 277 V | True |  | 82.4 | Exception 3 was met |  |  |  |  | Federally-Regulated Consumer Product | 05/05/2017 |  | 02/12/2020
Eaton (formerly Cooper Industries) | McGraw-Edison | GSMSM3150MP240V****** | Horizontal | Pulse-start - magnetic | 150 | 150 | 277 V | True |  | 82.4 | Exception 3 was met |  |  |  |  | Federally-Regulated Consumer Product | 05/05/2017 |  | 02/12/2020
Eaton (formerly Cooper Industries) | McGraw-Edison | GSMSM3150MP277V****** | Horizontal | Pulse-start - magnetic | 150 | 150 | 277 V | True |  | 82.4 | Exception 3 was met |  |  |  |  | Federally-Regulated Consumer Product | 05/05/2017 |  | 02/12/2020
Eaton (formerly Cooper Industries) | McGraw-Edison | GSMSM3150MP347V****** | Horizontal | Pulse-start - magnetic | 150 | 150 | 277 V | True |  | 82.4 | Exception 3 was met |  |  |  |  | Federally-Regulated Consumer Product | 05/05/2017 |  | 02/12/2020
Eaton (formerly Cooper Industries) | McGraw-Edison | GSMSM3150MP480V****** | Horizontal | Pulse-start - magnetic | 150 | 150 | 480 V | True |  | 80.4 | Exception 2 was met |  |  |  |  | Federally-Regulated Consumer Product | 05/05/2017 |  | 02/12/2020
Eaton (formerly Cooper Industries) | McGraw-Edison | GSMSM3150MPMT****** | Horizontal | Pulse-start - magnetic | 150 | 150 | 120 V | True |  | 82.4 | Exception 3 was met |  |  |  |  | Federally-Regulated Consumer Product | 05/05/2017 |  | 02/12/2020
Eaton (formerly Cooper Industries) | McGraw-Edison | GSMSM3150MPTT****** | Horizontal | Pulse-start - magnetic | 150 | 150 | 277 V | True |  | 82.4 | Exception 3 was met |  |  |  |  | Federally-Regulated Consumer Product | 05/05/2017 |  | 02/12/2020
Eaton (formerly Cooper Industries) | McGraw-Edison | GSMSM3175MSM3120V****** | Horizontal | Pulse-start - magnetic | 175 | 175 | 277 V | True |  | 88 | [5 empty] | Federally-Regulated Consumer Product | 05/05/2017 |  | 02/12/2020
Eaton (formerly Cooper Industries) | McGraw-Edison | GSMSM3175MP208V****** | Horizontal | Pulse-start - magnetic | 175 | 175 | 277 V | True |  | 88 | [5 empty] | Federally-Regulated Consumer Product | 05/05/2017 |  | 02/12/2020
Eaton (formerly Cooper Industries) | McGraw-Edison | GSMSM3175MP240V****** | Horizontal | Pulse-start - magnetic | 175 | 175 | 277 V | True |  | 88 | [5 empty] | Federally-Regulated Consumer Product | 05/05/2017 |  | 02/12/2020
Eaton (formerly Cooper Industries) | McGraw-Edison | GSMSM3175MP277V****** | Horizontal | Pulse-start - magnetic | 175 | 175 | 277 V | True |  | 88 | [5 empty] | Federally-Regulated Consumer Product | 05/05/2017 |  | 02/12/2020
Eaton (formerly Cooper Industries) | McGraw-Edison | GSMSM3175MP347V****** | Horizontal | Pulse-start - magnetic | 175 | 175 | 277 V | True |  | 88 | [5 empty] | Federally-Regulated Consumer Product | 05/05/2017 |  | 02/12/2020
Eaton (formerly Cooper Industries) | McGraw-Edison | GSMSM3175MP480V****** | Horizontal | Pulse-start - magnetic | 175 | 175 | 480 V | True |  | 88 | [5 empty] | Federally-Regulated Consumer Product | 05/05/2017 |  | 02/12/2020
Eaton (formerly Cooper Industries) | McGraw-Edison | GSMSM3175MPMT****** | Horizontal | Pulse-start - magnetic | 175 | 175 | 120 V | True |  | 88 | [5 empty] | Federally-Regulated Consumer Product | 05/05/2017 |  | 02/12/2020
Eaton (formerly Cooper Industries) | McGraw-Edison | GSMSM3175MPTT****** | Horizontal | Pulse-start - magnetic | 175 | 175 | 277 V | True |  | 88 | [5 empty] | Federally-Regulated Consumer Product | 05/05/2017 |  | 02/12/2020
Eaton (formerly Cooper Industries) | McGraw-Edison | GSMSM3250MSM320V****** | Horizontal | Pulse-start - magnetic | 250 | 250 | 277 V | True |  | 88.8 | [5 empty] | Federally-Regulated Consumer Product | 05/05/2017 |  | 02/12/2020
Eaton (formerly Cooper Industries) | McGraw-Edison | GSMSM3250MSM3208V****** | Horizontal | Pulse-start - magnetic | 250 | 250 | 277 V | True |  | 88.8 | [5 empty] | Federally-Regulated Consumer Product | 05/05/2017 |  | 02/12/2020
Eaton (formerly Cooper Industries) | McGraw-Edison | GSMSM3250MSM3240V****** | Horizontal | Pulse-start - magnetic | 250 | 250 | 277 V | True |  | 88.8 | [5 empty] | Federally-Regulated Consumer Product | 05/05/2017 |  | 02/12/2020
Eaton (formerly Cooper Industries) | McGraw-Edison | GSMSM3250MSM3277V****** | Horizontal | Pulse-start - magnetic | 250 | 250 | 277 V | True |  | 88.8 | [5 empty] | Federally-Regulated Consumer Product | 05/05/2017 |  | 02/12/2020
Eaton (formerly Cooper Industries) | McGraw-Edison | GSMSM3250MP347V****** | Horizontal | Pulse-start - magnetic | 250 | 250 | 277 V | True |  | 88.8 | [5 empty] | Federally-Regulated Consumer Product | 05/05/2017 |  | 02/12/2020
Eaton (formerly Cooper Industries) | McGraw-Edison | GSMSM3250MP480V****** | Horizontal | Pulse-start - magnetic | 250 | 250 | 480 V | True |  | 88 | [5 empty] | Federally-Regulated Consumer Product | 05/05/2017 |  | 02/12/2020
Eaton (formerly Cooper Industries) | McGraw-Edison | GSMSM3250MPMT****** | Horizontal | Pulse-start - magnetic | 250 | 250 | 120 V | True |  | 88.8 | [5 empty] | Federally-Regulated Consumer Product | 05/05/2017 |  | 02/12/2020
Eaton (formerly Cooper Industries) | McGraw-Edison | GSMSM3250MPTT****** | Horizontal | Pulse-start - magnetic | 250 | 250 | 277 V | True |  | 88.8 | [5 empty] | Federally-Regulated Consumer Product | 05/05/2017 |  | 02/12/2020
Eaton (formerly Cooper Industries) | McGraw-Edison | GSMSM3320MP120V****** | Horizontal | Pulse-start - magnetic | 320 | 320 | 277 V | True |  | 89.6 | [5 empty] | Federally-Regulated Consumer Product | 05/05/2017 |  | 02/12/2020
Eaton (formerly Cooper Industries) | McGraw-Edison | GSMSM3320MP208V****** | Horizontal | Pulse-start - magnetic | 320 | 320 | 277 V | True |  | 89.6 | [5 empty] | Federally-Regulated Consumer Product | 05/05/2017 |  | 02/12/2020
Eaton (formerly Cooper Industries) | McGraw-Edison | GSMSM3320MP240V****** | Horizontal | Pulse-start - magnetic | 320 | 320 | 277 V | True |  | 89.6 | [5 empty] | Federally-Regulated Consumer Product | 05/05/2017 |  | 02/12/2020
Eaton (formerly Cooper Industries) | McGraw-Edison | GSMSM3320MP277V****** | Horizontal | Pulse-start - magnetic | 320 | 320 | 277 V | True |  | 89.6 | [5 empty] | Federally-Regulated Consumer Product | 05/05/2017 |  | 02/12/2020
Eaton (formerly Cooper Industries) | McGraw-Edison | GSMSM3320MSM3347V****** | Horizontal | Pulse-start - magnetic | 320 | 320 | 277 V | True |  | 89.6 | [5 empty] | Federally-Regulated Consumer Product | 05/05/2017 |  | 02/12/2020
Eaton (formerly Cooper Industries) | McGraw-Edison | GSMSM3320MP480V****** | Horizontal | Pulse-start - magnetic | 320 | 320 | 480 V | True |  | 88.6 | [5 empty] | Federally-Regulated Consumer Product | 05/05/2017 |  | 02/12/2020
Eaton (formerly Cooper Industries) | McGraw-Edison | GSMSM3320MPMT****** | Horizontal | Pulse-start - magnetic | 320 | 320 | 120 V | True |  | 89.6 | [5 empty] | Federally-Regulated Consumer Product | 05/05/2017 |  | 02/12/2020
Eaton (formerly Cooper Industries) | McGraw-Edison | GSMSM3320MPTT****** | Horizontal | Pulse-start - magnetic | 320 | 320 | 277 V | True |  | 89.6 | [5 empty] | Federally-Regulated Consumer Product | 05/05/2017 |  | 02/12/2020
Eaton (formerly Cooper Industries) | McGraw-Edison | GSMSM3350MP120V****** | Horizontal | Pulse-start - magnetic | 350 | 350 | 277 V | True |  | 89.9 | [5 empty] | Federally-Regulated Consumer Product | 05/05/2017 |  | 02/12/2020
Eaton (formerly Cooper Industries) | McGraw-Edison | GSMSM3350MP208V****** | Horizontal | Pulse-start - magnetic | 350 | 350 | 277 V | True |  | 89.9 | [5 empty] | Federally-Regulated Consumer Product | 05/05/2017 |  | 02/12/2020
Eaton (formerly Cooper Industries) | McGraw-Edison | GSMSM3350MP240V****** | Horizontal | Pulse-start - magnetic | 350 | 350 | 277 V | True |  | 89.9 | [5 empty] | Federally-Regulated Consumer Product | 05/05/2017 |  | 02/12/2020
Eaton (formerly Cooper Industries) | McGraw-Edison | GSMSM3350MP277V****** | Horizontal | Pulse-start - magnetic | 350 | 350 | 277 V | True |  | 89.9 | [5 empty] | Federally-Regulated Consumer Product | 05/05/2017 |  | 02/12/2020
Eaton (formerly Cooper Industries) | McGraw-Edison | GSMSM3350MSM3347V****** | Horizontal | Pulse-start - magnetic | 350 | 350 | 277 V | True |  | 89.9 | [5 empty] | Federally-Regulated Consumer Product | 05/05/2017 |  | 02/12/2020
Eaton (formerly Cooper Industries) | McGraw-Edison | GSMSM3350MP480V****** | Horizontal | Pulse-start - magnetic | 350 | 350 | 480 V | True |  | 88.9 | [5 empty] | Federally-Regulated Consumer Product | 05/05/2017 |  | 02/12/2020
Eaton (formerly Cooper Industries) | McGraw-Edison | GSMSM3350MPMT****** | Horizontal | Pulse-start - magnetic | 350 | 350 | 120 V | True |  | 89.9 | [5 empty] | Federally-Regulated Consumer Product | 05/05/2017 |  | 02/12/2020
Eaton (formerly Cooper Industries) | McGraw-Edison | GSMSM3350MPTT****** | Horizontal | Pulse-start - magnetic | 350 | 350 | 277 V | True |  | 89.9 | [5 empty] | Federally-Regulated Consumer Product | 05/05/2017 |  | 02/12/2020
Eaton (formerly Cooper Industries) | McGraw-Edison | GSMSM3400MP120V****** | Horizontal | Pulse-start - magnetic | 400 | 400 | 277 V | True |  | 90.3 | [5 empty] | Federally-Regulated Consumer Product | 05/05/2017 |  | 02/12/2020
Eaton (formerly Cooper Industries) | McGraw-Edison | GSMSM3400MP208V****** | Horizontal | Pulse-start - magnetic | 400 | 400 | 277 V | True |  | 90.3 | [5 empty] | Federally-Regulated Consumer Product | 05/05/2017 |  | 02/12/2020
Eaton (formerly Cooper Industries) | McGraw-Edison | GSMSM3400MSM340V****** | Horizontal | Pulse-start - magnetic | 400 | 400 | 277 V | True |  | 90.3 | [5 empty] | Federally-Regulated Consumer Product | 05/05/2017 |  | 02/12/2020
Eaton (formerly Cooper Industries) | McGraw-Edison | GSMSM3400MP277V****** | Horizontal | Pulse-start - magnetic | 400 | 400 | 277 V | True |  | 90.3 | [5 empty] | Federally-Regulated Consumer Product | 05/05/2017 |  | 02/12/2020
Eaton (formerly Cooper Industries) | McGraw-Edison | GSMSM3400MSM347V****** | Horizontal | Pulse-start - magnetic | 400 | 400 | 277 V | True |  | 90.3 | [5 empty] | Federally-Regulated Consumer Product | 05/05/2017 |  | 02/12/2020
Eaton (formerly Cooper Industries) | McGraw-Edison | GSMSM3400MSM3480V****** | Horizontal | Pulse-start - magnetic | 400 | 400 | 480 V | True |  | 89.3 | [5 empty] | Federally-Regulated Consumer Product | 05/05/2017 |  | 02/12/2020
Eaton (formerly Cooper Industries) | McGraw-Edison | GSMSM3400MPMT****** | Horizontal | Pulse-start - magnetic | 400 | 400 | 120 V | True |  | 90.3 | [5 empty] | Federally-Regulated Consumer Product | 05/05/2017 |  | 02/12/2020
Eaton (formerly Cooper Industries) | McGraw-Edison | GSMSM3400MPTT****** | Horizontal | Pulse-start - magnetic | 400 | 400 | 277 V | True |  | 90.3 | [5 empty] | Federally-Regulated Consumer Product | 05/05/2017 |  | 02/12/2020
Eaton (formerly Cooper Industries) | McGraw-Edison | GSMSM3450MP120V****** | Horizontal | Pulse-start - magnetic | 450 | 450 | 277 V | True |  | 91 | [5 empty] | Federally-Regulated Consumer Product | 05/05/2017 |  | 02/12/2020
Eaton (formerly Cooper Industries) | McGraw-Edison | GSMSM3450MP208V****** | Horizontal | Pulse-start - magnetic | 450 | 450 | 277 V | True |  | 91 | [5 empty] | Federally-Regulated Consumer Product | 05/05/2017 |  | 02/12/2020
Eaton (formerly Cooper Industries) | McGraw-Edison | GSMSM3450MSM340V****** | Horizontal | Pulse-start - magnetic | 450 | 450 | 277 V | True |  | 91 | [5 empty] | Federally-Regulated Consumer Product | 05/05/2017 |  | 02/12/2020
Eaton (formerly Cooper Industries) | McGraw-Edison | GSMSM3450MP277V****** | Horizontal | Pulse-start - magnetic | 450 | 450 | 277 V | True |  | 91 | [5 empty] | Federally-Regulated Consumer Product | 05/05/2017 |  | 02/12/2020
Eaton (formerly Cooper Industries) | McGraw-Edison | GSMSM3450MSM347V****** | Horizontal | Pulse-start - magnetic | 450 | 450 | 277 V | True |  | 91 | [5 empty] | Federally-Regulated Consumer Product | 05/05/2017 |  | 02/12/2020
Eaton (formerly Cooper Industries) | McGraw-Edison | GSMSM3450MSM3480V****** | Horizontal | Pulse-start - magnetic | 450 | 450 | 480 V | True |  | 90 | [5 empty] | Federally-Regulated Consumer Product | 05/05/2017 |  | 02/12/2020
Eaton (formerly Cooper Industries) | McGraw-Edison | GSMSM3450MPMT****** | Horizontal | Pulse-start - magnetic | 450 | 450 | 120 V | True |  | 91 | [5 empty] | Federally-Regulated Consumer Product | 05/05/2017 |  | 02/12/2020
Eaton (formerly Cooper Industries) | McGraw-Edison | GSMSM3450MPTT****** | Horizontal | Pulse-start - magnetic | 450 | 450 | 277 V | True |  | 91 | [5 empty] | Federally-Regulated Consumer Product | 05/05/2017 |  | 02/12/2020
Eaton (formerly Cooper Industries) | McGraw-Edison | GSMSM3750MP120V****** | Horizontal | Pulse-start - magnetic | 750 | 750 | 277 V | True |  | 91 | [5 empty] | Federally-Regulated Consumer Product | 05/05/2017 |  | 02/12/2020
Eaton (formerly Cooper Industries) | McGraw-Edison | GSMSM3750MP208V****** | Horizontal | Pulse-start - magnetic | 750 | 750 | 277 V | True |  | 91 | [5 empty] | Federally-Regulated Consumer Product | 05/05/2017 |  | 02/12/2020
Eaton (formerly Cooper Industries) | McGraw-Edison | GSMSM3750MP240V****** | Horizontal | Pulse-start - magnetic | 750 | 750 | 277 V | True |  | 91 | [5 empty] | Federally-Regulated Consumer Product | 05/05/2017 |  | 02/12/2020
Eaton (formerly Cooper Industries) | McGraw-Edison | GSMSM3750MSM377V****** | Horizontal | Pulse-start - magnetic | 750 | 750 | 277 V | True |  | 91 | [5 empty] | Federally-Regulated Consumer Product | 05/05/2017 |  | 02/12/2020
Eaton (formerly Cooper Industries) | McGraw-Edison | GSMSM3750MSM37V****** | Horizontal | Pulse-start - magnetic | 750 | 750 | 277 V | True |  | 91 | [5 empty] | Federally-Regulated Consumer Product | 05/05/2017 |  | 02/12/2020
Eaton (formerly Cooper Industries) | McGraw-Edison | GSMSM3750MP480V****** | Horizontal | Pulse-start - magnetic | 750 | 750 | 480 V | True |  | 90 | [5 empty] | Federally-Regulated Consumer Product | 05/05/2017 |  | 02/12/2020
Eaton (formerly Cooper Industries) | McGraw-Edison | GSMSM3750MPMT****** | Horizontal | Pulse-start - magnetic | 750 | 750 | 120 V | True |  | 91 | [5 empty] | Federally-Regulated Consumer Product | 05/05/2017 |  | 02/12/2020
Eaton (formerly Cooper Industries) | McGraw-Edison | GSMSM3750MPTT****** | Horizontal | Pulse-start - magnetic | 750 | 750 | 277 V | True |  | 91 | [5 empty] | Federally-Regulated Consumer Product | 05/05/2017 |  | 02/12/2020
Eaton (formerly Cooper Industries) | McGraw-Edison | GSMSM31000MSM3120V****** | Horizontal | Pulse-start - magnetic | 1000 | 1000 | 277 V | True |  | 93.6 | [5 empty] | Federally-Regulated Consumer Product | 05/05/2017 |  | 02/12/2020
Eaton (formerly Cooper Industries) | McGraw-Edison | GSMSM31000MP208V****** | Horizontal | Pulse-start - magnetic | 1000 | 1000 | 277 V | True |  | 93.6 | [5 empty] | Federally-Regulated Consumer Product | 05/05/2017 |  | 02/12/2020
Eaton (formerly Cooper Industries) | McGraw-Edison | GSMSM31000MP240V****** | Horizontal | Pulse-start - magnetic | 1000 | 1000 | 277 V | True |  | 93.6 | [5 empty] | Federally-Regulated Consumer Product | 05/05/2017 |  | 02/12/2020
Eaton (formerly Cooper Industries) | McGraw-Edison | GSMSM31000MP277V****** | Horizontal | Pulse-start - magnetic | 1000 | 1000 | 277 V | True |  | 93.6 | [5 empty] | Federally-Regulated Consumer Product | 05/05/2017 |  | 02/12/2020
Eaton (formerly Cooper Industries) | McGraw-Edison | GSMSM31000MP347V****** | Horizontal | Pulse-start - magnetic | 1000 | 1000 | 277 V | True |  | 93.6 | [5 empty] | Federally-Regulated Consumer Product | 05/05/2017 |  | 02/12/2020
Eaton (formerly Cooper Industries) | McGraw-Edison | GSMSM31000MP480V****** | Horizontal | Pulse-start - magnetic | 1000 | 1000 | 480 V | True |  | 92.6 | [5 empty] | Federally-Regulated Consumer Product | 05/05/2017 |  | 02/12/2020
Eaton (formerly Cooper Industries) | McGraw-Edison | GSMSM31000MPMT****** | Horizontal | Pulse-start - magnetic | 1000 | 1000 | 120 V | True |  | 93.6 | [5 empty] | Federally-Regulated Consumer Product | 05/05/2017 |  | 02/12/2020
Eaton (formerly Cooper Industries) | McGraw-Edison | GSMSM31000MPTT****** | Horizontal | Pulse-start - magnetic | 1000 | 1000 | 277 V | True |  | 93.6 | [5 empty] | Federally-Regulated Consumer Product | 05/05/2017 |  | 02/12/2020
Eaton (formerly Cooper Industries) | McGraw-Edison | GSLSM3150MP120V****** | Horizontal | Pulse-start - magnetic | 150 | 150 | 277 V | True |  | 82.4 | Exception 3 was met |  |  |  |  | Federally-Regulated Consumer Product | 05/05/2017 |  | 02/12/2020
Eaton (formerly Cooper Industries) | McGraw-Edison | GSLSM3150MP208V****** | Horizontal | Pulse-start - magnetic | 150 | 150 | 277 V | True |  | 82.4 | Exception 3 was met |  |  |  |  | Federally-Regulated Consumer Product | 05/05/2017 |  | 02/12/2020
Eaton (formerly Cooper Industries) | McGraw-Edison | GSLSM3150MP240V****** | Horizontal | Pulse-start - magnetic | 150 | 150 | 277 V | True |  | 82.4 | Exception 3 was met |  |  |  |  | Federally-Regulated Consumer Product | 05/05/2017 |  | 02/12/2020
Eaton (formerly Cooper Industries) | McGraw-Edison | GSLSM3150MP277V****** | Horizontal | Pulse-start - magnetic | 150 | 150 | 277 V | True |  | 82.4 | Exception 3 was met |  |  |  |  | Federally-Regulated Consumer Product | 05/05/2017 |  | 02/12/2020
Eaton (formerly Cooper Industries) | McGraw-Edison | GSLSM3150MP347V****** | Horizontal | Pulse-start - magnetic | 150 | 150 | 277 V | True |  | 82.4 | Exception 3 was met |  |  |  |  | Federally-Regulated Consumer Product | 05/05/2017 |  | 02/12/2020
Eaton (formerly Cooper Industries) | McGraw-Edison | GSLSM3150MP480V****** | Horizontal | Pulse-start - magnetic | 150 | 150 | 480 V | True |  | 80.4 | Exception 2 was met |  |  |  |  | Federally-Regulated Consumer Product | 05/05/2017 |  | 02/12/2020
Eaton (formerly Cooper Industries) | McGraw-Edison | GSLSM3150MPMT****** | Horizontal | Pulse-start - magnetic | 150 | 150 | 120 V | True |  | 82.4 | Exception 3 was met |  |  |  |  | Federally-Regulated Consumer Product | 05/05/2017 |  | 02/12/2020
Eaton (formerly Cooper Industries) | McGraw-Edison | GSLSM3150MPTT****** | Horizontal | Pulse-start - magnetic | 150 | 150 | 277 V | True |  | 82.4 | Exception 3 was met |  |  |  |  | Federally-Regulated Consumer Product | 05/05/2017 |  | 02/12/2020
Eaton (formerly Cooper Industries) | McGraw-Edison | GSLSM3175MP120V****** | Horizontal | Pulse-start - magnetic | 175 | 175 | 277 V | True |  | 88 | [5 empty] | Federally-Regulated Consumer Product | 05/05/2017 |  | 02/12/2020
Eaton (formerly Cooper Industries) | McGraw-Edison | GSLSM3175MP208V****** | Horizontal | Pulse-start - magnetic | 175 | 175 | 277 V | True |  | 88 | [5 empty] | Federally-Regulated Consumer Product | 05/05/2017 |  | 02/12/2020
Eaton (formerly Cooper Industries) | McGraw-Edison | GSLSM3175MP240V****** | Horizontal | Pulse-start - magnetic | 175 | 175 | 277 V | True |  | 88 | [5 empty] | Federally-Regulated Consumer Product | 05/05/2017 |  | 02/12/2020
Eaton (formerly Cooper Industries) | McGraw-Edison | GSLSM3175MP277V****** | Horizontal | Pulse-start - magnetic | 175 | 175 | 277 V | True |  | 88 | [5 empty] | Federally-Regulated Consumer Product | 05/05/2017 |  | 02/12/2020
Eaton (formerly Cooper Industries) | McGraw-Edison | GSLSM3175MP347V****** | Horizontal | Pulse-start - magnetic | 175 | 175 | 277 V | True |  | 88 | [5 empty] | Federally-Regulated Consumer Product | 05/05/2017 |  | 02/12/2020
Eaton (formerly Cooper Industries) | McGraw-Edison | GSLSM3175MP480V****** | Horizontal | Pulse-start - magnetic | 175 | 175 | 480 V | True |  | 88 | [5 empty] | Federally-Regulated Consumer Product | 05/05/2017 |  | 02/12/2020
Eaton (formerly Cooper Industries) | McGraw-Edison | GSLSM3175MPMT****** | Horizontal | Pulse-start - magnetic | 175 | 175 | 120 V | True |  | 88 | [5 empty] | Federally-Regulated Consumer Product | 05/05/2017 |  | 02/12/2020
Eaton (formerly Cooper Industries) | McGraw-Edison | GSLSM3175MPTT****** | Horizontal | Pulse-start - magnetic | 175 | 175 | 277 V | True |  | 88 | [5 empty] | Federally-Regulated Consumer Product | 05/05/2017 |  | 02/12/2020
Eaton (formerly Cooper Industries) | McGraw-Edison | GSLSM3250MP120V****** | Horizontal | Pulse-start - magnetic | 250 | 250 | 277 V | True |  | 88.8 | [5 empty] | Federally-Regulated Consumer Product | 05/05/2017 |  | 02/12/2020
Eaton (formerly Cooper Industries) | McGraw-Edison | GSLSM3250MP208V****** | Horizontal | Pulse-start - magnetic | 250 | 250 | 277 V | True |  | 88.8 | [5 empty] | Federally-Regulated Consumer Product | 05/05/2017 |  | 02/12/2020
Eaton (formerly Cooper Industries) | McGraw-Edison | GSLSM3250MP240V****** | Horizontal | Pulse-start - magnetic | 250 | 250 | 277 V | True |  | 88.8 | [5 empty] | Federally-Regulated Consumer Product | 05/05/2017 |  | 02/12/2020
Eaton (formerly Cooper Industries) | McGraw-Edison | GSLSM3250MP277V****** | Horizontal | Pulse-start - magnetic | 250 | 250 | 277 V | True |  | 88.8 | [5 empty] | Federally-Regulated Consumer Product | 05/05/2017 |  | 02/12/2020
Eaton (formerly Cooper Industries) | McGraw-Edison | GSLSM3250MP347V****** | Horizontal | Pulse-start - magnetic | 250 | 250 | 277 V | True |  | 88.8 | [5 empty] | Federally-Regulated Consumer Product | 05/05/2017 |  | 02/12/2020
Eaton (formerly Cooper Industries) | McGraw-Edison | GSLSM3250MP480V****** | Horizontal | Pulse-start - magnetic | 250 | 250 | 480 V | True |  | 88 | [5 empty] | Federally-Regulated Consumer Product | 05/05/2017 |  | 02/12/2020
Eaton (formerly Cooper Industries) | McGraw-Edison | GSLSM3250MPMT****** | Horizontal | Pulse-start - magnetic | 250 | 250 | 120 V | True |  | 88.8 | [5 empty] | Federally-Regulated Consumer Product | 05/05/2017 |  | 02/12/2020
Eaton (formerly Cooper Industries) | McGraw-Edison | GSLSM3250MPTT****** | Horizontal | Pulse-start - magnetic | 250 | 250 | 277 V | True |  | 88.8 | [5 empty] | Federally-Regulated Consumer Product | 05/05/2017 |  | 02/12/2020
Eaton (formerly Cooper Industries) | McGraw-Edison | GSLSM3320MP120V****** | Horizontal | Pulse-start - magnetic | 320 | 320 | 277 V | True |  | 89.6 | [5 empty] | Federally-Regulated Consumer Product | 05/05/2017 |  | 02/12/2020
Eaton (formerly Cooper Industries) | McGraw-Edison | GSLSM3320MP208V****** | Horizontal | Pulse-start - magnetic | 320 | 320 | 277 V | True |  | 89.6 | [5 empty] | Federally-Regulated Consumer Product | 05/05/2017 |  | 02/12/2020
Eaton (formerly Cooper Industries) | McGraw-Edison | GSLSM3320MP240V****** | Horizontal | Pulse-start - magnetic | 320 | 320 | 277 V | True |  | 89.6 | [5 empty] | Federally-Regulated Consumer Product | 05/05/2017 |  | 02/12/2020
Eaton (formerly Cooper Industries) | McGraw-Edison | GSLSM3320MP277V****** | Horizontal | Pulse-start - magnetic | 320 | 320 | 277 V | True |  | 89.6 | [5 empty] | Federally-Regulated Consumer Product | 05/05/2017 |  | 02/12/2020
Eaton (formerly Cooper Industries) | McGraw-Edison | GSLSM3320MP347V****** | Horizontal | Pulse-start - magnetic | 320 | 320 | 277 V | True |  | 89.6 | [5 empty] | Federally-Regulated Consumer Product | 05/05/2017 |  | 02/12/2020
Eaton (formerly Cooper Industries) | McGraw-Edison | GSLSM3320MP480V****** | Horizontal | Pulse-start - magnetic | 320 | 320 | 480 V | True |  | 88.6 | [5 empty] | Federally-Regulated Consumer Product | 05/05/2017 |  | 02/12/2020
Eaton (formerly Cooper Industries) | McGraw-Edison | GSLSM3320MPMT****** | Horizontal | Pulse-start - magnetic | 320 | 320 | 120 V | True |  | 89.6 | [5 empty] | Federally-Regulated Consumer Product | 05/05/2017 |  | 02/12/2020
Eaton (formerly Cooper Industries) | McGraw-Edison | GSLSM3320MPTT****** | Horizontal | Pulse-start - magnetic | 320 | 320 | 277 V | True |  | 89.6 | [5 empty] | Federally-Regulated Consumer Product | 05/05/2017 |  | 02/12/2020
Eaton (formerly Cooper Industries) | McGraw-Edison | GSLSM3350MP120V****** | Horizontal | Pulse-start - magnetic | 350 | 350 | 277 V | True |  | 89.9 | [5 empty] | Federally-Regulated Consumer Product | 05/05/2017 |  | 02/12/2020
Eaton (formerly Cooper Industries) | McGraw-Edison | GSLSM3350MP208V****** | Horizontal | Pulse-start - magnetic | 350 | 350 | 277 V | True |  | 89.9 | [5 empty] | Federally-Regulated Consumer Product | 05/05/2017 |  | 02/12/2020
Eaton (formerly Cooper Industries) | McGraw-Edison | GSLSM3350MP240V****** | Horizontal | Pulse-start - magnetic | 350 | 350 | 277 V | True |  | 89.9 | [5 empty] | Federally-Regulated Consumer Product | 05/05/2017 |  | 02/12/2020
Eaton (formerly Cooper Industries) | McGraw-Edison | GSLSM3350MP277V****** | Horizontal | Pulse-start - magnetic | 350 | 350 | 277 V | True |  | 89.9 | [5 empty] | Federally-Regulated Consumer Product | 05/05/2017 |  | 02/12/2020
Eaton (formerly Cooper Industries) | McGraw-Edison | GSLSM3350MP347V****** | Horizontal | Pulse-start - magnetic | 350 | 350 | 277 V | True |  | 89.9 | [5 empty] | Federally-Regulated Consumer Product | 05/05/2017 |  | 02/12/2020
Eaton (formerly Cooper Industries) | McGraw-Edison | GSLSM3350MP480V****** | Horizontal | Pulse-start - magnetic | 350 | 350 | 480 V | True |  | 88.9 | [5 empty] | Federally-Regulated Consumer Product | 05/05/2017 |  | 02/12/2020
Eaton (formerly Cooper Industries) | McGraw-Edison | GSLSM3350MPMT****** | Horizontal | Pulse-start - magnetic | 350 | 350 | 120 V | True |  | 89.9 | [5 empty] | Federally-Regulated Consumer Product | 05/05/2017 |  | 02/12/2020
Eaton (formerly Cooper Industries) | McGraw-Edison | GSLSM3350MPTT****** | Horizontal | Pulse-start - magnetic | 350 | 350 | 277 V | True |  | 89.9 | [5 empty] | Federally-Regulated Consumer Product | 05/05/2017 |  | 02/12/2020
Eaton (formerly Cooper Industries) | McGraw-Edison | GSLSM3400MP120V****** | Horizontal | Pulse-start - magnetic | 400 | 400 | 277 V | True |  | 90.3 | [5 empty] | Federally-Regulated Consumer Product | 05/05/2017 |  | 02/12/2020
Eaton (formerly Cooper Industries) | McGraw-Edison | GSLSM3400MP208V****** | Horizontal | Pulse-start - magnetic | 400 | 400 | 277 V | True |  | 90.3 | [5 empty] | Federally-Regulated Consumer Product | 05/05/2017 |  | 02/12/2020
Eaton (formerly Cooper Industries) | McGraw-Edison | GSLSM3400MP240V****** | Horizontal | Pulse-start - magnetic | 400 | 400 | 277 V | True |  | 90.3 | [5 empty] | Federally-Regulated Consumer Product | 05/05/2017 |  | 02/12/2020
Eaton (formerly Cooper Industries) | McGraw-Edison | GSLSM3400MP277V****** | Horizontal | Pulse-start - magnetic | 400 | 400 | 277 V | True |  | 90.3 | [5 empty] | Federally-Regulated Consumer Product | 05/05/2017 |  | 02/12/2020
Eaton (formerly Cooper Industries) | McGraw-Edison | GSLSM3400MP347V****** | Horizontal | Pulse-start - magnetic | 400 | 400 | 277 V | True |  | 90.3 | [5 empty] | Federally-Regulated Consumer Product | 05/05/2017 |  | 02/12/2020
Eaton (formerly Cooper Industries) | McGraw-Edison | GSLSM3400MP480V****** | Horizontal | Pulse-start - magnetic | 400 | 400 | 480 V | True |  | 89.3 | [5 empty] | Federally-Regulated Consumer Product | 05/05/2017 |  | 02/12/2020
Eaton (formerly Cooper Industries) | McGraw-Edison | GSLSM3400MPMT****** | Horizontal | Pulse-start - magnetic | 400 | 400 | 120 V | True |  | 90.3 | [5 empty] | Federally-Regulated Consumer Product | 05/05/2017 |  | 02/12/2020
Eaton (formerly Cooper Industries) | McGraw-Edison | GSLSM3400MPTT****** | Horizontal | Pulse-start - magnetic | 400 | 400 | 277 V | True |  | 90.3 | [5 empty] | Federally-Regulated Consumer Product | 05/05/2017 |  | 02/12/2020
Eaton (formerly Cooper Industries) | McGraw-Edison | GSLSM3450MP120V****** | Horizontal | Pulse-start - magnetic | 450 | 450 | 277 V | True |  | 91 | [5 empty] | Federally-Regulated Consumer Product | 05/05/2017 |  | 02/12/2020
Eaton (formerly Cooper Industries) | McGraw-Edison | GSLSM3450MP208V****** | Horizontal | Pulse-start - magnetic | 450 | 450 | 277 V | True |  | 91 | [5 empty] | Federally-Regulated Consumer Product | 05/05/2017 |  | 02/12/2020
Eaton (formerly Cooper Industries) | McGraw-Edison | GSLSM3450MP240V****** | Horizontal | Pulse-start - magnetic | 450 | 450 | 277 V | True |  | 91 | [5 empty] | Federally-Regulated Consumer Product | 05/05/2017 |  | 02/12/2020
Eaton (formerly Cooper Industries) | McGraw-Edison | GSLSM3450MP277V****** | Horizontal | Pulse-start - magnetic | 450 | 450 | 277 V | True |  | 91 | [5 empty] | Federally-Regulated Consumer Product | 05/05/2017 |  | 02/12/2020
Eaton (formerly Cooper Industries) | McGraw-Edison | GSLSM3450MP347V****** | Horizontal | Pulse-start - magnetic | 450 | 450 | 277 V | True |  | 91 | [5 empty] | Federally-Regulated Consumer Product | 05/05/2017 |  | 02/12/2020
Eaton (formerly Cooper Industries) | McGraw-Edison | GSLSM3450MP480V****** | Horizontal | Pulse-start - magnetic | 450 | 450 | 480 V | True |  | 90 | [5 empty] | Federally-Regulated Consumer Product | 05/05/2017 |  | 02/12/2020
Eaton (formerly Cooper Industries) | McGraw-Edison | GSLSM3450MPMT****** | Horizontal | Pulse-start - magnetic | 450 | 450 | 120 V | True |  | 91 | [5 empty] | Federally-Regulated Consumer Product | 05/05/2017 |  | 02/12/2020
Eaton (formerly Cooper Industries) | McGraw-Edison | GSLSM3450MPTT****** | Horizontal | Pulse-start - magnetic | 450 | 450 | 277 V | True |  | 91 | [5 empty] | Federally-Regulated Consumer Product | 05/05/2017 |  | 02/12/2020
Eaton (formerly Cooper Industries) | McGraw-Edison | GSLSM3750MP120V****** | Horizontal | Pulse-start - magnetic | 750 | 750 | 277 V | True |  | 91 | [5 empty] | Federally-Regulated Consumer Product | 05/05/2017 |  | 02/12/2020
Eaton (formerly Cooper Industries) | McGraw-Edison | GSLSM3750MP208V****** | Horizontal | Pulse-start - magnetic | 750 | 750 | 277 V | True |  | 91 | [5 empty] | Federally-Regulated Consumer Product | 05/05/2017 |  | 02/12/2020
Eaton (formerly Cooper Industries) | McGraw-Edison | GSLSM3750MP240V****** | Horizontal | Pulse-start - magnetic | 750 | 750 | 277 V | True |  | 91 | [5 empty] | Federally-Regulated Consumer Product | 05/05/2017 |  | 02/12/2020
Eaton (formerly Cooper Industries) | McGraw-Edison | GSLSM3750MP277V****** | Horizontal | Pulse-start - magnetic | 750 | 750 | 277 V | True |  | 91 | [5 empty] | Federally-Regulated Consumer Product | 05/05/2017 |  | 02/12/2020
Eaton (formerly Cooper Industries) | McGraw-Edison | GSLSM3750MP347V****** | Horizontal | Pulse-start - magnetic | 750 | 750 | 277 V | True |  | 91 | [5 empty] | Federally-Regulated Consumer Product | 05/05/2017 |  | 02/12/2020
Eaton (formerly Cooper Industries) | McGraw-Edison | GSLSM3750MP480V****** | Horizontal | Pulse-start - magnetic | 750 | 750 | 480 V | True |  | 90 | [5 empty] | Federally-Regulated Consumer Product | 05/05/2017 |  | 02/12/2020
Eaton (formerly Cooper Industries) | McGraw-Edison | GSLSM3750MPMT****** | Horizontal | Pulse-start - magnetic | 750 | 750 | 120 V | True |  | 91 | [5 empty] | Federally-Regulated Consumer Product | 05/05/2017 |  | 02/12/2020
Eaton (formerly Cooper Industries) | McGraw-Edison | GSLSM3750MPTT****** | Horizontal | Pulse-start - magnetic | 750 | 750 | 277 V | True |  | 91 | [5 empty] | Federally-Regulated Consumer Product | 05/05/2017 |  | 02/12/2020
Eaton (formerly Cooper Industries) | McGraw-Edison | GSLSM31000MP120V****** | Horizontal | Pulse-start - magnetic | 1000 | 1000 | 277 V | True |  | 93.6 | [5 empty] | Federally-Regulated Consumer Product | 05/05/2017 |  | 02/12/2020
Eaton (formerly Cooper Industries) | McGraw-Edison | GSLSM31000MP208V****** | Horizontal | Pulse-start - magnetic | 1000 | 1000 | 277 V | True |  | 93.6 | [5 empty] | Federally-Regulated Consumer Product | 05/05/2017 |  | 02/12/2020
Eaton (formerly Cooper Industries) | McGraw-Edison | GSLSM31000MP240V****** | Horizontal | Pulse-start - magnetic | 1000 | 1000 | 277 V | True |  | 93.6 | [5 empty] | Federally-Regulated Consumer Product | 05/05/2017 |  | 02/12/2020
Eaton (formerly Cooper Industries) | McGraw-Edison | GSLSM31000MP277V****** | Horizontal | Pulse-start - magnetic | 1000 | 1000 | 277 V | True |  | 93.6 | [5 empty] | Federally-Regulated Consumer Product | 05/05/2017 |  | 02/12/2020
Eaton (formerly Cooper Industries) | McGraw-Edison | GSLSM31000MP347V****** | Horizontal | Pulse-start - magnetic | 1000 | 1000 | 277 V | True |  | 93.6 | [5 empty] | Federally-Regulated Consumer Product | 05/05/2017 |  | 02/12/2020
Eaton (formerly Cooper Industries) | McGraw-Edison | GSLSM31000MP480V****** | Horizontal | Pulse-start - magnetic | 1000 | 1000 | 480 V | True |  | 92.6 | [5 empty] | Federally-Regulated Consumer Product | 05/05/2017 |  | 02/12/2020
Eaton (formerly Cooper Industries) | McGraw-Edison | GSLSM31000MPMT****** | Horizontal | Pulse-start - magnetic | 1000 | 1000 | 120 V | True |  | 93.6 | [5 empty] | Federally-Regulated Consumer Product | 05/05/2017 |  | 02/12/2020
Eaton (formerly Cooper Industries) | McGraw-Edison | GSLSM31000MPTT****** | Horizontal | Pulse-start - magnetic | 1000 | 1000 | 277 V | True |  | 93.6 | [5 empty] | Federally-Regulated Consumer Product | 05/05/2017 |  | 02/12/2020
Eaton (formerly Cooper Industries) | McGraw-Edison | BSL2470MP120** | Horizontal | Pulse-start - magnetic | 70 | 70 | 120 V | True |  | 78.2 | [5 empty] | Federally-Regulated Consumer Product | 05/05/2017 |  | 02/12/2020
Eaton (formerly Cooper Industries) | McGraw-Edison | BSL2470MP208** | Horizontal | Pulse-start - magnetic | 70 | 70 | 120 V | True |  | 78.2 | [5 empty] | Federally-Regulated Consumer Product | 05/05/2017 |  | 02/12/2020
Eaton (formerly Cooper Industries) | McGraw-Edison | BSL2470MP240** | Horizontal | Pulse-start - magnetic | 70 | 70 | 120 V | True |  | 78.2 | [5 empty] | Federally-Regulated Consumer Product | 05/05/2017 |  | 02/12/2020
Eaton (formerly Cooper Industries) | McGraw-Edison | BSL2470MP277** | Horizontal | Pulse-start - magnetic | 70 | 70 | 120 V | True |  | 78.2 | [5 empty] | Federally-Regulated Consumer Product | 05/05/2017 |  | 02/12/2020
Eaton (formerly Cooper Industries) | McGraw-Edison | BSL2470MP347** | Horizontal | Pulse-start - magnetic | 70 | 70 | 277 V | True |  | 78.2 | [5 empty] | Federally-Regulated Consumer Product | 05/05/2017 |  | 02/12/2020
Eaton (formerly Cooper Industries) | McGraw-Edison | BSL2470MPUNV** | Horizontal | Pulse-start - magnetic | 70 | 70 | 120 V | True |  | 78.2 | [5 empty] | Federally-Regulated Consumer Product | 05/05/2017 |  | 02/12/2020
Eaton (formerly Cooper Industries) | McGraw-Edison | BSL2470MPMT** | Horizontal | Pulse-start - magnetic | 70 | 70 | 120 V | True |  | 78.2 | [5 empty] | Federally-Regulated Consumer Product | 05/05/2017 |  | 02/12/2020
Eaton (formerly Cooper Industries) | McGraw-Edison | BSL2470MPTT** | Horizontal | Pulse-start - magnetic | 70 | 70 | 277 V | True |  | 78.2 | [5 empty] | Federally-Regulated Consumer Product | 05/05/2017 |  | 02/12/2020
Eaton (formerly Cooper Industries) | McGraw-Edison | BRL2470MP120** | Horizontal | Pulse-start - magnetic | 70 | 70 | 120 V | True |  | 78.2 | [5 empty] | Federally-Regulated Consumer Product | 05/05/2017 |  | 02/12/2020
Eaton (formerly Cooper Industries) | McGraw-Edison | BRL2470MP208** | Horizontal | Pulse-start - magnetic | 70 | 70 | 120 V | True |  | 78.2 | [5 empty] | Federally-Regulated Consumer Product | 05/05/2017 |  | 02/12/2020
Eaton (formerly Cooper Industries) | McGraw-Edison | BRL2470MP240** | Horizontal | Pulse-start - magnetic | 70 | 70 | 120 V | True |  | 78.2 | [5 empty] | Federally-Regulated Consumer Product | 05/05/2017 |  | 02/12/2020
Eaton (formerly Cooper Industries) | McGraw-Edison | BRL2470MP277** | Horizontal | Pulse-start - magnetic | 70 | 70 | 120 V | True |  | 78.2 | [5 empty] | Federally-Regulated Consumer Product | 05/05/2017 |  | 02/12/2020
Eaton (formerly Cooper Industries) | McGraw-Edison | BRL2470MP347** | Horizontal | Pulse-start - magnetic | 70 | 70 | 277 V | True |  | 78.2 | [5 empty] | Federally-Regulated Consumer Product | 05/05/2017 |  | 02/12/2020
Eaton (formerly Cooper Industries) | McGraw-Edison | BRL2470MPUNV** | Horizontal | Pulse-start - magnetic | 70 | 70 | 120 V | True |  | 78.2 | [5 empty] | Federally-Regulated Consumer Product | 05/05/2017 |  | 02/12/2020
Eaton (formerly Cooper Industries) | McGraw-Edison | BRL2470MPMT** | Horizontal | Pulse-start - magnetic | 70 | 70 | 120 V | True |  | 78.2 | [5 empty] | Federally-Regulated Consumer Product | 05/05/2017 |  | 02/12/2020
Eaton (formerly Cooper Industries) | McGraw-Edison | BRL2470MPTT** | Horizontal | Pulse-start - magnetic | 70 | 70 | 277 V | True |  | 78.2 | [5 empty] | Federally-Regulated Consumer Product | 05/05/2017 |  | 02/12/2020
Eaton (formerly Cooper Industries) | McGraw-Edison | BSL2450MP120** | Horizontal | Pulse-start - magnetic | 50 | 50 | 120 V | True |  | 76.1 | [5 empty] | Federally-Regulated Consumer Product | 05/05/2017 |  | 02/12/2020
Eaton (formerly Cooper Industries) | McGraw-Edison | BSL2450MP208** | Horizontal | Pulse-start - magnetic | 50 | 50 | 120 V | True |  | 76.1 | [5 empty] | Federally-Regulated Consumer Product | 05/05/2017 |  | 02/12/2020
Eaton (formerly Cooper Industries) | McGraw-Edison | BSL2450MP240** | Horizontal | Pulse-start - magnetic | 50 | 50 | 120 V | True |  | 76.1 | [5 empty] | Federally-Regulated Consumer Product | 05/05/2017 |  | 02/12/2020
Eaton (formerly Cooper Industries) | McGraw-Edison | BSL2450MP277** | Horizontal | Pulse-start - magnetic | 50 | 50 | 120 V | True |  | 76.1 | [5 empty] | Federally-Regulated Consumer Product | 05/05/2017 |  | 02/12/2020
Eaton (formerly Cooper Industries) | McGraw-Edison | BSL2450MP347** | Horizontal | Pulse-start - magnetic | 50 | 50 | 277 V | True |  | 76.1 | [5 empty] | Federally-Regulated Consumer Product | 05/05/2017 |  | 02/12/2020
Eaton (formerly Cooper Industries) | McGraw-Edison | BSL2450MPUNV** | Horizontal | Pulse-start - magnetic | 50 | 50 | 120 V | True |  | 76.1 | [5 empty] | Federally-Regulated Consumer Product | 05/05/2017 |  | 02/12/2020
Eaton (formerly Cooper Industries) | McGraw-Edison | BSL2450MPMT** | Horizontal | Pulse-start - magnetic | 50 | 50 | 120 V | True |  | 76.1 | [5 empty] | Federally-Regulated Consumer Product | 05/05/2017 |  | 02/12/2020
Eaton (formerly Cooper Industries) | McGraw-Edison | BSL2450MPTT** | Horizontal | Pulse-start - magnetic | 50 | 50 | 277 V | True |  | 76.1 | [5 empty] | Federally-Regulated Consumer Product | 05/05/2017 |  | 02/12/2020
Eaton (formerly Cooper Industries) | McGraw-Edison | BRL2450MP120** | Horizontal | Pulse-start - magnetic | 50 | 50 | 120 V | True |  | 76.1 | [5 empty] | Federally-Regulated Consumer Product | 05/05/2017 |  | 02/12/2020
Eaton (formerly Cooper Industries) | McGraw-Edison | BRL2450MP208** | Horizontal | Pulse-start - magnetic | 50 | 50 | 120 V | True |  | 76.1 | [5 empty] | Federally-Regulated Consumer Product | 05/05/2017 |  | 02/12/2020
Eaton (formerly Cooper Industries) | McGraw-Edison | BRL2450MP240** | Horizontal | Pulse-start - magnetic | 50 | 50 | 120 V | True |  | 76.1 | [5 empty] | Federally-Regulated Consumer Product | 05/05/2017 |  | 02/12/2020
Eaton (formerly Cooper Industries) | McGraw-Edison | BRL2450MP277** | Horizontal | Pulse-start - magnetic | 50 | 50 | 120 V | True |  | 76.1 | [5 empty] | Federally-Regulated Consumer Product | 05/05/2017 |  | 02/12/2020
Eaton (formerly Cooper Industries) | McGraw-Edison | BRL2450MP347** | Horizontal | Pulse-start - magnetic | 50 | 50 | 277 V | True |  | 76.1 | [5 empty] | Federally-Regulated Consumer Product | 05/05/2017 |  | 02/12/2020
Eaton (formerly Cooper Industries) | McGraw-Edison | BRL2450MPUNV** | Horizontal | Pulse-start - magnetic | 50 | 50 | 120 V | True |  | 76.1 | [5 empty] | Federally-Regulated Consumer Product | 05/05/2017 |  | 02/12/2020
Eaton (formerly Cooper Industries) | McGraw-Edison | BRL2450MPMT** | Horizontal | Pulse-start - magnetic | 50 | 50 | 120 V | True |  | 76.1 | [5 empty] | Federally-Regulated Consumer Product | 05/05/2017 |  | 02/12/2020
Eaton (formerly Cooper Industries) | McGraw-Edison | BRL2450MPTT** | Horizontal | Pulse-start - magnetic | 50 | 50 | 277 V | True |  | 76.1 | [5 empty] | Federally-Regulated Consumer Product | 05/05/2017 |  | 02/12/2020
Eaton (formerly Cooper Industries) | McGraw-Edison | BSL24100MP120** | Horizontal | Pulse-start - magnetic | 100 | 100 | 120 V | True |  | 80.2 | [5 empty] | Federally-Regulated Consumer Product | 05/05/2017 |  | 02/12/2020
Eaton (formerly Cooper Industries) | McGraw-Edison | BSL24100MP208** | Horizontal | Pulse-start - magnetic | 100 | 100 | 120 V | True |  | 80.2 | [5 empty] | Federally-Regulated Consumer Product | 05/05/2017 |  | 02/12/2020
Eaton (formerly Cooper Industries) | McGraw-Edison | BSL24100MP240** | Horizontal | Pulse-start - magnetic | 100 | 100 | 120 V | True |  | 80.2 | [5 empty] | Federally-Regulated Consumer Product | 05/05/2017 |  | 02/12/2020
Eaton (formerly Cooper Industries) | McGraw-Edison | BSL24100MP277** | Horizontal | Pulse-start - magnetic | 100 | 100 | 120 V | True |  | 80.2 | [5 empty] | Federally-Regulated Consumer Product | 05/05/2017 |  | 02/12/2020
Eaton (formerly Cooper Industries) | McGraw-Edison | BSL24100MP347** | Horizontal | Pulse-start - magnetic | 100 | 100 | 277 V | True |  | 80.2 | [5 empty] | Federally-Regulated Consumer Product | 05/05/2017 |  | 02/12/2020
Eaton (formerly Cooper Industries) | McGraw-Edison | BSL24100MPUNV** | Horizontal | Pulse-start - magnetic | 100 | 100 | 120 V | True |  | 80.2 | [5 empty] | Federally-Regulated Consumer Product | 05/05/2017 |  | 02/12/2020
Eaton (formerly Cooper Industries) | McGraw-Edison | BSL24100MPMT** | Horizontal | Pulse-start - magnetic | 100 | 100 | 120 V | True |  | 80.2 | [5 empty] | Federally-Regulated Consumer Product | 05/05/2017 |  | 02/12/2020
Eaton (formerly Cooper Industries) | McGraw-Edison | BSL24100MPTT** | Horizontal | Pulse-start - magnetic | 100 | 100 | 277 V | True |  | 80.2 | [5 empty] | Federally-Regulated Consumer Product | 05/05/2017 |  | 02/12/2020
Eaton (formerly Cooper Industries) | McGraw-Edison | BRL24100MP120** | Horizontal | Pulse-start - magnetic | 100 | 100 | 120 V | True |  | 80.2 | [5 empty] | Federally-Regulated Consumer Product | 05/05/2017 |  | 02/12/2020
Eaton (formerly Cooper Industries) | McGraw-Edison | BRL24100MP208** | Horizontal | Pulse-start - magnetic | 100 | 100 | 120 V | True |  | 80.2 | [5 empty] | Federally-Regulated Consumer Product | 05/05/2017 |  | 02/12/2020
Eaton (formerly Cooper Industries) | McGraw-Edison | BRL24100MP240** | Horizontal | Pulse-start - magnetic | 100 | 100 | 120 V | True |  | 80.2 | [5 empty] | Federally-Regulated Consumer Product | 05/05/2017 |  | 02/12/2020
Eaton (formerly Cooper Industries) | McGraw-Edison | BRL24100MP277** | Horizontal | Pulse-start - magnetic | 100 | 100 | 120 V | True |  | 80.2 | [5 empty] | Federally-Regulated Consumer Product | 05/05/2017 |  | 02/12/2020
Eaton (formerly Cooper Industries) | McGraw-Edison | BRL24100MP347** | Horizontal | Pulse-start - magnetic | 100 | 100 | 277 V | True |  | 80.2 | [5 empty] | Federally-Regulated Consumer Product | 05/05/2017 |  | 02/12/2020
Eaton (formerly Cooper Industries) | McGraw-Edison | BRL24100MPUNV** | Horizontal | Pulse-start - magnetic | 100 | 100 | 120 V | True |  | 80.2 | [5 empty] | Federally-Regulated Consumer Product | 05/05/2017 |  | 02/12/2020
Eaton (formerly Cooper Industries) | McGraw-Edison | BRL24100MPMT** | Horizontal | Pulse-start - magnetic | 100 | 100 | 120 V | True |  | 80.2 | [5 empty] | Federally-Regulated Consumer Product | 05/05/2017 |  | 02/12/2020
Eaton (formerly Cooper Industries) | McGraw-Edison | BRL24100MPTT** | Horizontal | Pulse-start - magnetic | 100 | 100 | 277 V | True |  | 80.2 | [5 empty] | Federally-Regulated Consumer Product | 05/05/2017 |  | 02/12/2020
Eaton (formerly Cooper Industries) | McGraw-Edison | BSL2870MP120** | Horizontal | Pulse-start - magnetic | 70 | 70 | 120 V | True |  | 78.2 | [5 empty] | Federally-Regulated Consumer Product | 05/05/2017 |  | 02/12/2020
Eaton (formerly Cooper Industries) | McGraw-Edison | BSL2870MP208** | Horizontal | Pulse-start - magnetic | 70 | 70 | 120 V | True |  | 78.2 | [5 empty] | Federally-Regulated Consumer Product | 05/05/2017 |  | 02/12/2020
Eaton (formerly Cooper Industries) | McGraw-Edison | BSL2870MP240** | Horizontal | Pulse-start - magnetic | 70 | 70 | 120 V | True |  | 78.2 | [5 empty] | Federally-Regulated Consumer Product | 05/05/2017 |  | 02/12/2020
Eaton (formerly Cooper Industries) | McGraw-Edison | BSL2870MP277** | Horizontal | Pulse-start - magnetic | 70 | 70 | 120 V | True |  | 78.2 | [5 empty] | Federally-Regulated Consumer Product | 05/05/2017 |  | 02/12/2020
Eaton (formerly Cooper Industries) | McGraw-Edison | BSL2870MP347** | Horizontal | Pulse-start - magnetic | 70 | 70 | 277 V | True |  | 78.2 | [5 empty] | Federally-Regulated Consumer Product | 05/05/2017 |  | 02/12/2020
Eaton (formerly Cooper Industries) | McGraw-Edison | BSL2870MPUNV** | Horizontal | Pulse-start - magnetic | 70 | 70 | 120 V | True |  | 78.2 | [5 empty] | Federally-Regulated Consumer Product | 05/05/2017 |  | 02/12/2020
Eaton (formerly Cooper Industries) | McGraw-Edison | BSL2870MPMT** | Horizontal | Pulse-start - magnetic | 70 | 70 | 120 V | True |  | 78.2 | [5 empty] | Federally-Regulated Consumer Product | 05/05/2017 |  | 02/12/2020
Eaton (formerly Cooper Industries) | McGraw-Edison | BSL2870MPTT** | Horizontal | Pulse-start - magnetic | 70 | 70 | 277 V | True |  | 78.2 | [5 empty] | Federally-Regulated Consumer Product | 05/05/2017 |  | 02/12/2020
Eaton (formerly Cooper Industries) | McGraw-Edison | BRL2870MP120** | Horizontal | Pulse-start - magnetic | 70 | 70 | 120 V | True |  | 78.2 | [5 empty] | Federally-Regulated Consumer Product | 05/05/2017 |  | 02/12/2020
Eaton (formerly Cooper Industries) | McGraw-Edison | BRL2870MP208** | Horizontal | Pulse-start - magnetic | 70 | 70 | 120 V | True |  | 78.2 | [5 empty] | Federally-Regulated Consumer Product | 05/05/2017 |  | 02/12/2020
Eaton (formerly Cooper Industries) | McGraw-Edison | BRL2870MP240** | Horizontal | Pulse-start - magnetic | 70 | 70 | 120 V | True |  | 78.2 | [5 empty] | Federally-Regulated Consumer Product | 05/05/2017 |  | 02/12/2020
Eaton (formerly Cooper Industries) | McGraw-Edison | BRL2870MP277** | Horizontal | Pulse-start - magnetic | 70 | 70 | 120 V | True |  | 78.2 | [5 empty] | Federally-Regulated Consumer Product | 05/05/2017 |  | 02/12/2020
Eaton (formerly Cooper Industries) | McGraw-Edison | BRL2870MP347** | Horizontal | Pulse-start - magnetic | 70 | 70 | 277 V | True |  | 78.2 | [5 empty] | Federally-Regulated Consumer Product | 05/05/2017 |  | 02/12/2020
Eaton (formerly Cooper Industries) | McGraw-Edison | BRL2870MPUNV** | Horizontal | Pulse-start - magnetic | 70 | 70 | 120 V | True |  | 78.2 | [5 empty] | Federally-Regulated Consumer Product | 05/05/2017 |  | 02/12/2020
Eaton (formerly Cooper Industries) | McGraw-Edison | BRL2870MPMT** | Horizontal | Pulse-start - magnetic | 70 | 70 | 120 V | True |  | 78.2 | [5 empty] | Federally-Regulated Consumer Product | 05/05/2017 |  | 02/12/2020
Eaton (formerly Cooper Industries) | McGraw-Edison | BRL2870MPTT** | Horizontal | Pulse-start - magnetic | 70 | 70 | 277 V | True |  | 78.2 | [5 empty] | Federally-Regulated Consumer Product | 05/05/2017 |  | 02/12/2020
Eaton (formerly Cooper Industries) | McGraw-Edison | BSL2850MP120** | Horizontal | Pulse-start - magnetic | 50 | 50 | 120 V | True |  | 76.1 | [5 empty] | Federally-Regulated Consumer Product | 05/05/2017 |  | 02/12/2020
Eaton (formerly Cooper Industries) | McGraw-Edison | BSL2850MP208** | Horizontal | Pulse-start - magnetic | 50 | 50 | 120 V | True |  | 76.1 | [5 empty] | Federally-Regulated Consumer Product | 05/05/2017 |  | 02/12/2020
Eaton (formerly Cooper Industries) | McGraw-Edison | BSL2850MP240** | Horizontal | Pulse-start - magnetic | 50 | 50 | 120 V | True |  | 76.1 | [5 empty] | Federally-Regulated Consumer Product | 05/05/2017 |  | 02/12/2020
Eaton (formerly Cooper Industries) | McGraw-Edison | BSL2850MP277** | Horizontal | Pulse-start - magnetic | 50 | 50 | 120 V | True |  | 76.1 | [5 empty] | Federally-Regulated Consumer Product | 05/05/2017 |  | 02/12/2020
Eaton (formerly Cooper Industries) | McGraw-Edison | BSL2850MP347** | Horizontal | Pulse-start - magnetic | 50 | 50 | 277 V | True |  | 76.1 | [5 empty] | Federally-Regulated Consumer Product | 05/05/2017 |  | 02/12/2020
Eaton (formerly Cooper Industries) | McGraw-Edison | BSL2850MPUNV** | Horizontal | Pulse-start - magnetic | 50 | 50 | 120 V | True |  | 76.1 | [5 empty] | Federally-Regulated Consumer Product | 05/05/2017 |  | 02/12/2020
Eaton (formerly Cooper Industries) | McGraw-Edison | BSL2850MPMT** | Horizontal | Pulse-start - magnetic | 50 | 50 | 120 V | True |  | 76.1 | [5 empty] | Federally-Regulated Consumer Product | 05/05/2017 |  | 02/12/2020
Eaton (formerly Cooper Industries) | McGraw-Edison | BSL2850MPTT** | Horizontal | Pulse-start - magnetic | 50 | 50 | 277 V | True |  | 76.1 | [5 empty] | Federally-Regulated Consumer Product | 05/05/2017 |  | 02/12/2020
Eaton (formerly Cooper Industries) | McGraw-Edison | BRL2850MP120** | Horizontal | Pulse-start - magnetic | 50 | 50 | 120 V | True |  | 76.1 | [5 empty] | Federally-Regulated Consumer Product | 05/05/2017 |  | 02/12/2020
Eaton (formerly Cooper Industries) | McGraw-Edison | BRL2850MP208** | Horizontal | Pulse-start - magnetic | 50 | 50 | 120 V | True |  | 76.1 | [5 empty] | Federally-Regulated Consumer Product | 05/05/2017 |  | 02/12/2020
Eaton (formerly Cooper Industries) | McGraw-Edison | BRL2850MP240** | Horizontal | Pulse-start - magnetic | 50 | 50 | 120 V | True |  | 76.1 | [5 empty] | Federally-Regulated Consumer Product | 05/05/2017 |  | 02/12/2020
Eaton (formerly Cooper Industries) | McGraw-Edison | BRL2850MP277** | Horizontal | Pulse-start - magnetic | 50 | 50 | 120 V | True |  | 76.1 | [5 empty] | Federally-Regulated Consumer Product | 05/05/2017 |  | 02/12/2020
Eaton (formerly Cooper Industries) | McGraw-Edison | BRL2850MP347** | Horizontal | Pulse-start - magnetic | 50 | 50 | 277 V | True |  | 76.1 | [5 empty] | Federally-Regulated Consumer Product | 05/05/2017 |  | 02/12/2020
Eaton (formerly Cooper Industries) | McGraw-Edison | BRL2850MPUNV** | Horizontal | Pulse-start - magnetic | 50 | 50 | 120 V | True |  | 76.1 | [5 empty] | Federally-Regulated Consumer Product | 05/05/2017 |  | 02/12/2020
Eaton (formerly Cooper Industries) | McGraw-Edison | BRL2850MPMT** | Horizontal | Pulse-start - magnetic | 50 | 50 | 120 V | True |  | 76.1 | [5 empty] | Federally-Regulated Consumer Product | 05/05/2017 |  | 02/12/2020
Eaton (formerly Cooper Industries) | McGraw-Edison | BRL2850MPTT** | Horizontal | Pulse-start - magnetic | 50 | 50 | 277 V | True |  | 76.1 | [5 empty] | Federally-Regulated Consumer Product | 05/05/2017 |  | 02/12/2020
Eaton (formerly Cooper Industries) | McGraw-Edison | BSL28100MP120** | Horizontal | Pulse-start - magnetic | 100 | 100 | 120 V | True |  | 80.2 | [5 empty] | Federally-Regulated Consumer Product | 05/05/2017 |  | 02/12/2020
Eaton (formerly Cooper Industries) | McGraw-Edison | BSL28100MP208** | Horizontal | Pulse-start - magnetic | 100 | 100 | 120 V | True |  | 80.2 | [5 empty] | Federally-Regulated Consumer Product | 05/05/2017 |  | 02/12/2020
Eaton (formerly Cooper Industries) | McGraw-Edison | BSL28100MP240** | Horizontal | Pulse-start - magnetic | 100 | 100 | 120 V | True |  | 80.2 | [5 empty] | Federally-Regulated Consumer Product | 05/05/2017 |  | 02/12/2020
Eaton (formerly Cooper Industries) | McGraw-Edison | BSL28100MP277** | Horizontal | Pulse-start - magnetic | 100 | 100 | 120 V | True |  | 80.2 | [5 empty] | Federally-Regulated Consumer Product | 05/05/2017 |  | 02/12/2020
Eaton (formerly Cooper Industries) | McGraw-Edison | BSL28100MP347** | Horizontal | Pulse-start - magnetic | 100 | 100 | 277 V | True |  | 80.2 | [5 empty] | Federally-Regulated Consumer Product | 05/05/2017 |  | 02/12/2020
Eaton (formerly Cooper Industries) | McGraw-Edison | BSL28100MPUNV** | Horizontal | Pulse-start - magnetic | 100 | 100 | 120 V | True |  | 80.2 | [5 empty] | Federally-Regulated Consumer Product | 05/05/2017 |  | 02/12/2020
Eaton (formerly Cooper Industries) | McGraw-Edison | BSL28100MPMT** | Horizontal | Pulse-start - magnetic | 100 | 100 | 120 V | True |  | 80.2 | [5 empty] | Federally-Regulated Consumer Product | 05/05/2017 |  | 02/12/2020
Eaton (formerly Cooper Industries) | McGraw-Edison | BSL28100MPTT** | Horizontal | Pulse-start - magnetic | 100 | 100 | 277 V | True |  | 80.2 | [5 empty] | Federally-Regulated Consumer Product | 05/05/2017 |  | 02/12/2020
Eaton (formerly Cooper Industries) | McGraw-Edison | BRL28100MP120** | Horizontal | Pulse-start - magnetic | 100 | 100 | 120 V | True |  | 80.2 | [5 empty] | Federally-Regulated Consumer Product | 05/05/2017 |  | 02/12/2020
Eaton (formerly Cooper Industries) | McGraw-Edison | BRL28100MP208** | Horizontal | Pulse-start - magnetic | 100 | 100 | 120 V | True |  | 80.2 | [5 empty] | Federally-Regulated Consumer Product | 05/05/2017 |  | 02/12/2020
Eaton (formerly Cooper Industries) | McGraw-Edison | BRL28100MP240** | Horizontal | Pulse-start - magnetic | 100 | 100 | 120 V | True |  | 80.2 | [5 empty] | Federally-Regulated Consumer Product | 05/05/2017 |  | 02/12/2020
Eaton (formerly Cooper Industries) | McGraw-Edison | BRL28100MP277** | Horizontal | Pulse-start - magnetic | 100 | 100 | 120 V | True |  | 80.2 | [5 empty] | Federally-Regulated Consumer Product | 05/05/2017 |  | 02/12/2020
Eaton (formerly Cooper Industries) | McGraw-Edison | BRL28100MP347** | Horizontal | Pulse-start - magnetic | 100 | 100 | 277 V | True |  | 80.2 | [5 empty] | Federally-Regulated Consumer Product | 05/05/2017 |  | 02/12/2020
Eaton (formerly Cooper Industries) | McGraw-Edison | BRL28100MPUNV** | Horizontal | Pulse-start - magnetic | 100 | 100 | 120 V | True |  | 80.2 | [5 empty] | Federally-Regulated Consumer Product | 05/05/2017 |  | 02/12/2020
Eaton (formerly Cooper Industries) | McGraw-Edison | BRL28100MPMT** | Horizontal | Pulse-start - magnetic | 100 | 100 | 120 V | True |  | 80.2 | [5 empty] | Federally-Regulated Consumer Product | 05/05/2017 |  | 02/12/2020
Eaton (formerly Cooper Industries) | McGraw-Edison | BRL28100MPTT** | Horizontal | Pulse-start - magnetic | 100 | 100 | 277 V | True |  | 80.2 | [5 empty] | Federally-Regulated Consumer Product | 05/05/2017 |  | 02/12/2020
Eaton (formerly Cooper Industries) | McGraw-Edison | BSL3270MP120** | Horizontal | Pulse-start - magnetic | 70 | 70 | 120 V | True |  | 78.2 | [5 empty] | Federally-Regulated Consumer Product | 05/05/2017 |  | 02/12/2020
Eaton (formerly Cooper Industries) | McGraw-Edison | BSL3270MP208** | Horizontal | Pulse-start - magnetic | 70 | 70 | 120 V | True |  | 78.2 | [5 empty] | Federally-Regulated Consumer Product | 05/05/2017 |  | 02/12/2020
Eaton (formerly Cooper Industries) | McGraw-Edison | BSL3270MP240** | Horizontal | Pulse-start - magnetic | 70 | 70 | 120 V | True |  | 78.2 | [5 empty] | Federally-Regulated Consumer Product | 05/05/2017 |  | 02/12/2020
Eaton (formerly Cooper Industries) | McGraw-Edison | BSL3270MP277** | Horizontal | Pulse-start - magnetic | 70 | 70 | 120 V | True |  | 78.2 | [5 empty] | Federally-Regulated Consumer Product | 05/05/2017 |  | 02/12/2020
Eaton (formerly Cooper Industries) | McGraw-Edison | BSL3270MP347** | Horizontal | Pulse-start - magnetic | 70 | 70 | 277 V | True |  | 78.2 | [5 empty] | Federally-Regulated Consumer Product | 05/05/2017 |  | 02/12/2020
Eaton (formerly Cooper Industries) | McGraw-Edison | BSL3270MPUNV** | Horizontal | Pulse-start - magnetic | 70 | 70 | 120 V | True |  | 78.2 | [5 empty] | Federally-Regulated Consumer Product | 05/05/2017 |  | 02/12/2020
Eaton (formerly Cooper Industries) | McGraw-Edison | BSL3270MPMT** | Horizontal | Pulse-start - magnetic | 70 | 70 | 120 V | True |  | 78.2 | [5 empty] | Federally-Regulated Consumer Product | 05/05/2017 |  | 02/12/2020
Eaton (formerly Cooper Industries) | McGraw-Edison | BSL3270MPTT** | Horizontal | Pulse-start - magnetic | 70 | 70 | 277 V | True |  | 78.2 | [5 empty] | Federally-Regulated Consumer Product | 05/05/2017 |  | 02/12/2020
Eaton (formerly Cooper Industries) | McGraw-Edison | BRL3270MP120** | Horizontal | Pulse-start - magnetic | 70 | 70 | 120 V | True |  | 78.2 | [5 empty] | Federally-Regulated Consumer Product | 05/05/2017 |  | 02/12/2020
Eaton (formerly Cooper Industries) | McGraw-Edison | BRL3270MP208** | Horizontal | Pulse-start - magnetic | 70 | 70 | 120 V | True |  | 78.2 | [5 empty] | Federally-Regulated Consumer Product | 05/05/2017 |  | 02/12/2020
Eaton (formerly Cooper Industries) | McGraw-Edison | BRL3270MP240** | Horizontal | Pulse-start - magnetic | 70 | 70 | 120 V | True |  | 78.2 | [5 empty] | Federally-Regulated Consumer Product | 05/05/2017 |  | 02/12/2020
Eaton (formerly Cooper Industries) | McGraw-Edison | BRL3270MP277** | Horizontal | Pulse-start - magnetic | 70 | 70 | 120 V | True |  | 78.2 | [5 empty] | Federally-Regulated Consumer Product | 05/05/2017 |  | 02/12/2020
Eaton (formerly Cooper Industries) | McGraw-Edison | BRL3270MP347** | Horizontal | Pulse-start - magnetic | 70 | 70 | 277 V | True |  | 78.2 | [5 empty] | Federally-Regulated Consumer Product | 05/05/2017 |  | 02/12/2020
Eaton (formerly Cooper Industries) | McGraw-Edison | BRL3270MPUNV** | Horizontal | Pulse-start - magnetic | 70 | 70 | 120 V | True |  | 78.2 | [5 empty] | Federally-Regulated Consumer Product | 05/05/2017 |  | 02/12/2020
Eaton (formerly Cooper Industries) | McGraw-Edison | BRL3270MPMT** | Horizontal | Pulse-start - magnetic | 70 | 70 | 120 V | True |  | 78.2 | [5 empty] | Federally-Regulated Consumer Product | 05/05/2017 |  | 02/12/2020
Eaton (formerly Cooper Industries) | McGraw-Edison | BRL3270MPTT** | Horizontal | Pulse-start - magnetic | 70 | 70 | 277 V | True |  | 78.2 | [5 empty] | Federally-Regulated Consumer Product | 05/05/2017 |  | 02/12/2020
Eaton (formerly Cooper Industries) | McGraw-Edison | BSL3250MP120** | Horizontal | Pulse-start - magnetic | 50 | 50 | 120 V | True |  | 76.1 | [5 empty] | Federally-Regulated Consumer Product | 05/05/2017 |  | 02/12/2020
Eaton (formerly Cooper Industries) | McGraw-Edison | BSL3250MP208** | Horizontal | Pulse-start - magnetic | 50 | 50 | 120 V | True |  | 76.1 | [5 empty] | Federally-Regulated Consumer Product | 05/05/2017 |  | 02/12/2020
Eaton (formerly Cooper Industries) | McGraw-Edison | BSL3250MP240** | Horizontal | Pulse-start - magnetic | 50 | 50 | 120 V | True |  | 76.1 | [5 empty] | Federally-Regulated Consumer Product | 05/05/2017 |  | 02/12/2020
Eaton (formerly Cooper Industries) | McGraw-Edison | BSL3250MP277** | Horizontal | Pulse-start - magnetic | 50 | 50 | 120 V | True |  | 76.1 | [5 empty] | Federally-Regulated Consumer Product | 05/05/2017 |  | 02/12/2020
Eaton (formerly Cooper Industries) | McGraw-Edison | BSL3250MP347** | Horizontal | Pulse-start - magnetic | 50 | 50 | 277 V | True |  | 76.1 | [5 empty] | Federally-Regulated Consumer Product | 05/05/2017 |  | 02/12/2020
Eaton (formerly Cooper Industries) | McGraw-Edison | BSL3250MPUNV** | Horizontal | Pulse-start - magnetic | 50 | 50 | 120 V | True |  | 76.1 | [5 empty] | Federally-Regulated Consumer Product | 05/05/2017 |  | 02/12/2020
Eaton (formerly Cooper Industries) | McGraw-Edison | BSL3250MPMT** | Horizontal | Pulse-start - magnetic | 50 | 50 | 120 V | True |  | 76.1 | [5 empty] | Federally-Regulated Consumer Product | 05/05/2017 |  | 02/12/2020
Eaton (formerly Cooper Industries) | McGraw-Edison | BSL3250MPTT** | Horizontal | Pulse-start - magnetic | 50 | 50 | 277 V | True |  | 76.1 | [5 empty] | Federally-Regulated Consumer Product | 05/05/2017 |  | 02/12/2020
Eaton (formerly Cooper Industries) | McGraw-Edison | BRL3250MP120** | Horizontal | Pulse-start - magnetic | 50 | 50 | 120 V | True |  | 76.1 | [5 empty] | Federally-Regulated Consumer Product | 05/05/2017 |  | 02/12/2020
Eaton (formerly Cooper Industries) | McGraw-Edison | BRL3250MP208** | Horizontal | Pulse-start - magnetic | 50 | 50 | 120 V | True |  | 76.1 | [5 empty] | Federally-Regulated Consumer Product | 05/05/2017 |  | 02/12/2020
Eaton (formerly Cooper Industries) | McGraw-Edison | BRL3250MP240** | Horizontal | Pulse-start - magnetic | 50 | 50 | 120 V | True |  | 76.1 | [5 empty] | Federally-Regulated Consumer Product | 05/05/2017 |  | 02/12/2020
Eaton (formerly Cooper Industries) | McGraw-Edison | BRL3250MP277** | Horizontal | Pulse-start - magnetic | 50 | 50 | 120 V | True |  | 76.1 | [5 empty] | Federally-Regulated Consumer Product | 05/05/2017 |  | 02/12/2020
Eaton (formerly Cooper Industries) | McGraw-Edison | BRL3250MP347** | Horizontal | Pulse-start - magnetic | 50 | 50 | 277 V | True |  | 76.1 | [5 empty] | Federally-Regulated Consumer Product | 05/05/2017 |  | 02/12/2020
Eaton (formerly Cooper Industries) | McGraw-Edison | BRL3250MPUNV** | Horizontal | Pulse-start - magnetic | 50 | 50 | 120 V | True |  | 76.1 | [5 empty] | Federally-Regulated Consumer Product | 05/05/2017 |  | 02/12/2020
Eaton (formerly Cooper Industries) | McGraw-Edison | BRL3250MPMT** | Horizontal | Pulse-start - magnetic | 50 | 50 | 120 V | True |  | 76.1 | [5 empty] | Federally-Regulated Consumer Product | 05/05/2017 |  | 02/12/2020
Eaton (formerly Cooper Industries) | McGraw-Edison | BRL3250MPTT** | Horizontal | Pulse-start - magnetic | 50 | 50 | 277 V | True |  | 76.1 | [5 empty] | Federally-Regulated Consumer Product | 05/05/2017 |  | 02/12/2020
Eaton (formerly Cooper Industries) | McGraw-Edison | BSL32100MP120** | Horizontal | Pulse-start - magnetic | 100 | 100 | 120 V | True |  | 80.2 | [5 empty] | Federally-Regulated Consumer Product | 05/05/2017 |  | 02/12/2020
Eaton (formerly Cooper Industries) | McGraw-Edison | BSL32100MP208** | Horizontal | Pulse-start - magnetic | 100 | 100 | 120 V | True |  | 80.2 | [5 empty] | Federally-Regulated Consumer Product | 05/05/2017 |  | 02/12/2020
Eaton (formerly Cooper Industries) | McGraw-Edison | BSL32100MP240** | Horizontal | Pulse-start - magnetic | 100 | 100 | 120 V | True |  | 80.2 | [5 empty] | Federally-Regulated Consumer Product | 05/05/2017 |  | 02/12/2020
Eaton (formerly Cooper Industries) | McGraw-Edison | BSL32100MP277** | Horizontal | Pulse-start - magnetic | 100 | 100 | 120 V | True |  | 80.2 | [5 empty] | Federally-Regulated Consumer Product | 05/05/2017 |  | 02/12/2020
Eaton (formerly Cooper Industries) | McGraw-Edison | BSL32100MP347** | Horizontal | Pulse-start - magnetic | 100 | 100 | 277 V | True |  | 80.2 | [5 empty] | Federally-Regulated Consumer Product | 05/05/2017 |  | 02/12/2020
Eaton (formerly Cooper Industries) | McGraw-Edison | BSL32100MPUNV** | Horizontal | Pulse-start - magnetic | 100 | 100 | 120 V | True |  | 80.2 | [5 empty] | Federally-Regulated Consumer Product | 05/05/2017 |  | 02/12/2020
Eaton (formerly Cooper Industries) | McGraw-Edison | BSL32100MPMT** | Horizontal | Pulse-start - magnetic | 100 | 100 | 120 V | True |  | 80.2 | [5 empty] | Federally-Regulated Consumer Product | 05/05/2017 |  | 02/12/2020
Eaton (formerly Cooper Industries) | McGraw-Edison | BSL32100MPTT** | Horizontal | Pulse-start - magnetic | 100 | 100 | 277 V | True |  | 80.2 | [5 empty] | Federally-Regulated Consumer Product | 05/05/2017 |  | 02/12/2020
Eaton (formerly Cooper Industries) | McGraw-Edison | BRL32100MP120** | Horizontal | Pulse-start - magnetic | 100 | 100 | 120 V | True |  | 80.2 | [5 empty] | Federally-Regulated Consumer Product | 05/05/2017 |  | 02/12/2020
Eaton (formerly Cooper Industries) | McGraw-Edison | BRL32100MP208** | Horizontal | Pulse-start - magnetic | 100 | 100 | 120 V | True |  | 80.2 | [5 empty] | Federally-Regulated Consumer Product | 05/05/2017 |  | 02/12/2020
Eaton (formerly Cooper Industries) | McGraw-Edison | BRL32100MP240** | Horizontal | Pulse-start - magnetic | 100 | 100 | 120 V | True |  | 80.2 | [5 empty] | Federally-Regulated Consumer Product | 05/05/2017 |  | 02/12/2020
Eaton (formerly Cooper Industries) | McGraw-Edison | BRL32100MP277** | Horizontal | Pulse-start - magnetic | 100 | 100 | 120 V | True |  | 80.2 | [5 empty] | Federally-Regulated Consumer Product | 05/05/2017 |  | 02/12/2020
Eaton (formerly Cooper Industries) | McGraw-Edison | BRL32100MP347** | Horizontal | Pulse-start - magnetic | 100 | 100 | 277 V | True |  | 80.2 | [5 empty] | Federally-Regulated Consumer Product | 05/05/2017 |  | 02/12/2020
Eaton (formerly Cooper Industries) | McGraw-Edison | BRL32100MPUNV** | Horizontal | Pulse-start - magnetic | 100 | 100 | 120 V | True |  | 80.2 | [5 empty] | Federally-Regulated Consumer Product | 05/05/2017 |  | 02/12/2020
Eaton (formerly Cooper Industries) | McGraw-Edison | BRL32100MPMT** | Horizontal | Pulse-start - magnetic | 100 | 100 | 120 V | True |  | 80.2 | [5 empty] | Federally-Regulated Consumer Product | 05/05/2017 |  | 02/12/2020
Eaton (formerly Cooper Industries) | McGraw-Edison | BRL32100MPTT** | Horizontal | Pulse-start - magnetic | 100 | 100 | 277 V | True |  | 80.2 | [5 empty] | Federally-Regulated Consumer Product | 05/05/2017 |  | 02/12/2020
Eaton (formerly Cooper Industries) | McGraw-Edison | BSL3670MP120** | Horizontal | Pulse-start - magnetic | 70 | 70 | 120 V | True |  | 78.2 | [5 empty] | Federally-Regulated Consumer Product | 05/05/2017 |  | 02/12/2020
Eaton (formerly Cooper Industries) | McGraw-Edison | BSL3670MP208** | Horizontal | Pulse-start - magnetic | 70 | 70 | 120 V | True |  | 78.2 | [5 empty] | Federally-Regulated Consumer Product | 05/05/2017 |  | 02/12/2020
Eaton (formerly Cooper Industries) | McGraw-Edison | BSL3670MP240** | Horizontal | Pulse-start - magnetic | 70 | 70 | 120 V | True |  | 78.2 | [5 empty] | Federally-Regulated Consumer Product | 05/05/2017 |  | 02/12/2020
Eaton (formerly Cooper Industries) | McGraw-Edison | BSL3670MP277** | Horizontal | Pulse-start - magnetic | 70 | 70 | 120 V | True |  | 78.2 | [5 empty] | Federally-Regulated Consumer Product | 05/05/2017 |  | 02/12/2020
Eaton (formerly Cooper Industries) | McGraw-Edison | BSL3670MP347** | Horizontal | Pulse-start - magnetic | 70 | 70 | 277 V | True |  | 78.2 | [5 empty] | Federally-Regulated Consumer Product | 05/05/2017 |  | 02/12/2020
Eaton (formerly Cooper Industries) | McGraw-Edison | BSL3670MPUNV** | Horizontal | Pulse-start - magnetic | 70 | 70 | 120 V | True |  | 78.2 | [5 empty] | Federally-Regulated Consumer Product | 05/05/2017 |  | 02/12/2020
Eaton (formerly Cooper Industries) | McGraw-Edison | BSL3670MPMT** | Horizontal | Pulse-start - magnetic | 70 | 70 | 120 V | True |  | 78.2 | [5 empty] | Federally-Regulated Consumer Product | 05/05/2017 |  | 02/12/2020
Eaton (formerly Cooper Industries) | McGraw-Edison | BSL3670MPTT** | Horizontal | Pulse-start - magnetic | 70 | 70 | 277 V | True |  | 78.2 | [5 empty] | Federally-Regulated Consumer Product | 05/05/2017 |  | 02/12/2020
Eaton (formerly Cooper Industries) | McGraw-Edison | BRL3670MP120** | Horizontal | Pulse-start - magnetic | 70 | 70 | 120 V | True |  | 78.2 | [5 empty] | Federally-Regulated Consumer Product | 05/05/2017 |  | 02/12/2020
Eaton (formerly Cooper Industries) | McGraw-Edison | BRL3670MP208** | Horizontal | Pulse-start - magnetic | 70 | 70 | 120 V | True |  | 78.2 | [5 empty] | Federally-Regulated Consumer Product | 05/05/2017 |  | 02/12/2020
Eaton (formerly Cooper Industries) | McGraw-Edison | BRL3670MP240** | Horizontal | Pulse-start - magnetic | 70 | 70 | 120 V | True |  | 78.2 | [5 empty] | Federally-Regulated Consumer Product | 05/05/2017 |  | 02/12/2020
Eaton (formerly Cooper Industries) | McGraw-Edison | BRL3670MP277** | Horizontal | Pulse-start - magnetic | 70 | 70 | 120 V | True |  | 78.2 | [5 empty] | Federally-Regulated Consumer Product | 05/05/2017 |  | 02/12/2020
Eaton (formerly Cooper Industries) | McGraw-Edison | BRL3670MP347** | Horizontal | Pulse-start - magnetic | 70 | 70 | 277 V | True |  | 78.2 | [5 empty] | Federally-Regulated Consumer Product | 05/05/2017 |  | 02/12/2020
Eaton (formerly Cooper Industries) | McGraw-Edison | BRL3670MPUNV** | Horizontal | Pulse-start - magnetic | 70 | 70 | 120 V | True |  | 78.2 | [5 empty] | Federally-Regulated Consumer Product | 05/05/2017 |  | 02/12/2020
Eaton (formerly Cooper Industries) | McGraw-Edison | BRL3670MPMT** | Horizontal | Pulse-start - magnetic | 70 | 70 | 120 V | True |  | 78.2 | [5 empty] | Federally-Regulated Consumer Product | 05/05/2017 |  | 02/12/2020
Eaton (formerly Cooper Industries) | McGraw-Edison | BRL3670MPTT** | Horizontal | Pulse-start - magnetic | 70 | 70 | 277 V | True |  | 78.2 | [5 empty] | Federally-Regulated Consumer Product | 05/05/2017 |  | 02/12/2020
Eaton (formerly Cooper Industries) | McGraw-Edison | BSL3650MP120** | Horizontal | Pulse-start - magnetic | 50 | 50 | 120 V | True |  | 76.1 | [5 empty] | Federally-Regulated Consumer Product | 05/05/2017 |  | 02/12/2020
Eaton (formerly Cooper Industries) | McGraw-Edison | BSL3650MP208** | Horizontal | Pulse-start - magnetic | 50 | 50 | 120 V | True |  | 76.1 | [5 empty] | Federally-Regulated Consumer Product | 05/05/2017 |  | 02/12/2020
Eaton (formerly Cooper Industries) | McGraw-Edison | BSL3650MP240** | Horizontal | Pulse-start - magnetic | 50 | 50 | 120 V | True |  | 76.1 | [5 empty] | Federally-Regulated Consumer Product | 05/05/2017 |  | 02/12/2020
Eaton (formerly Cooper Industries) | McGraw-Edison | BSL3650MP277** | Horizontal | Pulse-start - magnetic | 50 | 50 | 120 V | True |  | 76.1 | [5 empty] | Federally-Regulated Consumer Product | 05/05/2017 |  | 02/12/2020
Eaton (formerly Cooper Industries) | McGraw-Edison | BSL3650MP347** | Horizontal | Pulse-start - magnetic | 50 | 50 | 277 V | True |  | 76.1 | [5 empty] | Federally-Regulated Consumer Product | 05/05/2017 |  | 02/12/2020
Eaton (formerly Cooper Industries) | McGraw-Edison | BSL3650MPUNV** | Horizontal | Pulse-start - magnetic | 50 | 50 | 120 V | True |  | 76.1 | [5 empty] | Federally-Regulated Consumer Product | 05/05/2017 |  | 02/12/2020
Eaton (formerly Cooper Industries) | McGraw-Edison | BSL3650MPMT** | Horizontal | Pulse-start - magnetic | 50 | 50 | 120 V | True |  | 76.1 | [5 empty] | Federally-Regulated Consumer Product | 05/05/2017 |  | 02/12/2020
Eaton (formerly Cooper Industries) | McGraw-Edison | BSL3650MPTT** | Horizontal | Pulse-start - magnetic | 50 | 50 | 277 V | True |  | 76.1 | [5 empty] | Federally-Regulated Consumer Product | 05/05/2017 |  | 02/12/2020
Eaton (formerly Cooper Industries) | McGraw-Edison | BRL3650MP120** | Horizontal | Pulse-start - magnetic | 50 | 50 | 120 V | True |  | 76.1 | [5 empty] | Federally-Regulated Consumer Product | 05/05/2017 |  | 02/12/2020
Eaton (formerly Cooper Industries) | McGraw-Edison | BRL3650MP208** | Horizontal | Pulse-start - magnetic | 50 | 50 | 120 V | True |  | 76.1 | [5 empty] | Federally-Regulated Consumer Product | 05/05/2017 |  | 02/12/2020
Eaton (formerly Cooper Industries) | McGraw-Edison | BRL3650MP240** | Horizontal | Pulse-start - magnetic | 50 | 50 | 120 V | True |  | 76.1 | [5 empty] | Federally-Regulated Consumer Product | 05/05/2017 |  | 02/12/2020
Eaton (formerly Cooper Industries) | McGraw-Edison | BRL3650MP277** | Horizontal | Pulse-start - magnetic | 50 | 50 | 120 V | True |  | 76.1 | [5 empty] | Federally-Regulated Consumer Product | 05/05/2017 |  | 02/12/2020
Eaton (formerly Cooper Industries) | McGraw-Edison | BRL3650MP347** | Horizontal | Pulse-start - magnetic | 50 | 50 | 277 V | True |  | 76.1 | [5 empty] | Federally-Regulated Consumer Product | 05/05/2017 |  | 02/12/2020
Eaton (formerly Cooper Industries) | McGraw-Edison | BRL3650MPUNV** | Horizontal | Pulse-start - magnetic | 50 | 50 | 120 V | True |  | 76.1 | [5 empty] | Federally-Regulated Consumer Product | 05/05/2017 |  | 02/12/2020
Eaton (formerly Cooper Industries) | McGraw-Edison | BRL3650MPMT** | Horizontal | Pulse-start - magnetic | 50 | 50 | 120 V | True |  | 76.1 | [5 empty] | Federally-Regulated Consumer Product | 05/05/2017 |  | 02/12/2020
Eaton (formerly Cooper Industries) | McGraw-Edison | BRL3650MPTT** | Horizontal | Pulse-start - magnetic | 50 | 50 | 277 V | True |  | 76.1 | [5 empty] | Federally-Regulated Consumer Product | 05/05/2017 |  | 02/12/2020
Eaton (formerly Cooper Industries) | McGraw-Edison | BSL36100MP120** | Horizontal | Pulse-start - magnetic | 100 | 100 | 120 V | True |  | 80.2 | [5 empty] | Federally-Regulated Consumer Product | 05/05/2017 |  | 02/12/2020
Eaton (formerly Cooper Industries) | McGraw-Edison | BSL36100MP208** | Horizontal | Pulse-start - magnetic | 100 | 100 | 120 V | True |  | 80.2 | [5 empty] | Federally-Regulated Consumer Product | 05/05/2017 |  | 02/12/2020
Eaton (formerly Cooper Industries) | McGraw-Edison | BSL36100MP240** | Horizontal | Pulse-start - magnetic | 100 | 100 | 120 V | True |  | 80.2 | [5 empty] | Federally-Regulated Consumer Product | 05/05/2017 |  | 02/12/2020
Eaton (formerly Cooper Industries) | McGraw-Edison | BSL36100MP277** | Horizontal | Pulse-start - magnetic | 100 | 100 | 120 V | True |  | 80.2 | [5 empty] | Federally-Regulated Consumer Product | 05/05/2017 |  | 02/12/2020
Eaton (formerly Cooper Industries) | McGraw-Edison | BSL36100MP347** | Horizontal | Pulse-start - magnetic | 100 | 100 | 277 V | True |  | 80.2 | [5 empty] | Federally-Regulated Consumer Product | 05/05/2017 |  | 02/12/2020
Eaton (formerly Cooper Industries) | McGraw-Edison | BSL36100MPUNV** | Horizontal | Pulse-start - magnetic | 100 | 100 | 120 V | True |  | 80.2 | [5 empty] | Federally-Regulated Consumer Product | 05/05/2017 |  | 02/12/2020
Eaton (formerly Cooper Industries) | McGraw-Edison | BSL36100MPMT** | Horizontal | Pulse-start - magnetic | 100 | 100 | 120 V | True |  | 80.2 | [5 empty] | Federally-Regulated Consumer Product | 05/05/2017 |  | 02/12/2020
Eaton (formerly Cooper Industries) | McGraw-Edison | BSL36100MPTT** | Horizontal | Pulse-start - magnetic | 100 | 100 | 277 V | True |  | 80.2 | [5 empty] | Federally-Regulated Consumer Product | 05/05/2017 |  | 02/12/2020
Eaton (formerly Cooper Industries) | McGraw-Edison | BRL36100MP120** | Horizontal | Pulse-start - magnetic | 100 | 100 | 120 V | True |  | 80.2 | [5 empty] | Federally-Regulated Consumer Product | 05/05/2017 |  | 02/12/2020
Eaton (formerly Cooper Industries) | McGraw-Edison | BRL36100MP208** | Horizontal | Pulse-start - magnetic | 100 | 100 | 120 V | True |  | 80.2 | [5 empty] | Federally-Regulated Consumer Product | 05/05/2017 |  | 02/12/2020
Eaton (formerly Cooper Industries) | McGraw-Edison | BRL36100MP240** | Horizontal | Pulse-start - magnetic | 100 | 100 | 120 V | True |  | 80.2 | [5 empty] | Federally-Regulated Consumer Product | 05/05/2017 |  | 02/12/2020
Eaton (formerly Cooper Industries) | McGraw-Edison | BRL36100MP277** | Horizontal | Pulse-start - magnetic | 100 | 100 | 120 V | True |  | 80.2 | [5 empty] | Federally-Regulated Consumer Product | 05/05/2017 |  | 02/12/2020
Eaton (formerly Cooper Industries) | McGraw-Edison | BRL36100MP347** | Horizontal | Pulse-start - magnetic | 100 | 100 | 277 V | True |  | 80.2 | [5 empty] | Federally-Regulated Consumer Product | 05/05/2017 |  | 02/12/2020
Eaton (formerly Cooper Industries) | McGraw-Edison | BRL36100MPUNV** | Horizontal | Pulse-start - magnetic | 100 | 100 | 120 V | True |  | 80.2 | [5 empty] | Federally-Regulated Consumer Product | 05/05/2017 |  | 02/12/2020
Eaton (formerly Cooper Industries) | McGraw-Edison | BRL36100MPMT** | Horizontal | Pulse-start - magnetic | 100 | 100 | 120 V | True |  | 80.2 | [5 empty] | Federally-Regulated Consumer Product | 05/05/2017 |  | 02/12/2020
Eaton (formerly Cooper Industries) | McGraw-Edison | BRL36100MPTT** | Horizontal | Pulse-start - magnetic | 100 | 100 | 277 V | True |  | 80.2 | [5 empty] | Federally-Regulated Consumer Product | 05/05/2017 |  | 02/12/2020
Eaton (formerly Cooper Industries) | McGraw-Edison | BSL4270MP120** | Horizontal | Pulse-start - magnetic | 70 | 70 | 120 V | True |  | 78.2 | [5 empty] | Federally-Regulated Consumer Product | 05/05/2017 |  | 02/12/2020
Eaton (formerly Cooper Industries) | McGraw-Edison | BSL4270MP208** | Horizontal | Pulse-start - magnetic | 70 | 70 | 120 V | True |  | 78.2 | [5 empty] | Federally-Regulated Consumer Product | 05/05/2017 |  | 02/12/2020
Eaton (formerly Cooper Industries) | McGraw-Edison | BSL4270MP240** | Horizontal | Pulse-start - magnetic | 70 | 70 | 120 V | True |  | 78.2 | [5 empty] | Federally-Regulated Consumer Product | 05/05/2017 |  | 02/12/2020
Eaton (formerly Cooper Industries) | McGraw-Edison | BSL4270MP277** | Horizontal | Pulse-start - magnetic | 70 | 70 | 120 V | True |  | 78.2 | [5 empty] | Federally-Regulated Consumer Product | 05/05/2017 |  | 02/12/2020
Eaton (formerly Cooper Industries) | McGraw-Edison | BSL4270MP347** | Horizontal | Pulse-start - magnetic | 70 | 70 | 277 V | True |  | 78.2 | [5 empty] | Federally-Regulated Consumer Product | 05/05/2017 |  | 02/12/2020
Eaton (formerly Cooper Industries) | McGraw-Edison | BSL4270MPUNV** | Horizontal | Pulse-start - magnetic | 70 | 70 | 120 V | True |  | 78.2 | [5 empty] | Federally-Regulated Consumer Product | 05/05/2017 |  | 02/12/2020
Eaton (formerly Cooper Industries) | McGraw-Edison | BSL4270MPMT** | Horizontal | Pulse-start - magnetic | 70 | 70 | 120 V | True |  | 78.2 | [5 empty] | Federally-Regulated Consumer Product | 05/05/2017 |  | 02/12/2020
Eaton (formerly Cooper Industries) | McGraw-Edison | BSL4270MPTT** | Horizontal | Pulse-start - magnetic | 70 | 70 | 277 V | True |  | 78.2 | [5 empty] | Federally-Regulated Consumer Product | 05/05/2017 |  | 02/12/2020
Eaton (formerly Cooper Industries) | McGraw-Edison | BRL4270MP120** | Horizontal | Pulse-start - magnetic | 70 | 70 | 120 V | True |  | 78.2 | [5 empty] | Federally-Regulated Consumer Product | 05/05/2017 |  | 02/12/2020
Eaton (formerly Cooper Industries) | McGraw-Edison | BRL4270MP208** | Horizontal | Pulse-start - magnetic | 70 | 70 | 120 V | True |  | 78.2 | [5 empty] | Federally-Regulated Consumer Product | 05/05/2017 |  | 02/12/2020
Eaton (formerly Cooper Industries) | McGraw-Edison | BRL4270MP240** | Horizontal | Pulse-start - magnetic | 70 | 70 | 120 V | True |  | 78.2 | [5 empty] | Federally-Regulated Consumer Product | 05/05/2017 |  | 02/12/2020
Eaton (formerly Cooper Industries) | McGraw-Edison | BRL4270MP277** | Horizontal | Pulse-start - magnetic | 70 | 70 | 120 V | True |  | 78.2 | [5 empty] | Federally-Regulated Consumer Product | 05/05/2017 |  | 02/12/2020
Eaton (formerly Cooper Industries) | McGraw-Edison | BRL4270MP347** | Horizontal | Pulse-start - magnetic | 70 | 70 | 277 V | True |  | 78.2 | [5 empty] | Federally-Regulated Consumer Product | 05/05/2017 |  | 02/12/2020
Eaton (formerly Cooper Industries) | McGraw-Edison | BRL4270MPUNV** | Horizontal | Pulse-start - magnetic | 70 | 70 | 120 V | True |  | 78.2 | [5 empty] | Federally-Regulated Consumer Product | 05/05/2017 |  | 02/12/2020
Eaton (formerly Cooper Industries) | McGraw-Edison | BRL4270MPMT** | Horizontal | Pulse-start - magnetic | 70 | 70 | 120 V | True |  | 78.2 | [5 empty] | Federally-Regulated Consumer Product | 05/05/2017 |  | 02/12/2020
Eaton (formerly Cooper Industries) | McGraw-Edison | BRL4270MPTT** | Horizontal | Pulse-start - magnetic | 70 | 70 | 277 V | True |  | 78.2 | [5 empty] | Federally-Regulated Consumer Product | 05/05/2017 |  | 02/12/2020
Eaton (formerly Cooper Industries) | McGraw-Edison | BSL4250MP120** | Horizontal | Pulse-start - magnetic | 50 | 50 | 120 V | True |  | 76.1 | [5 empty] | Federally-Regulated Consumer Product | 05/05/2017 |  | 02/12/2020
Eaton (formerly Cooper Industries) | McGraw-Edison | BSL4250MP208** | Horizontal | Pulse-start - magnetic | 50 | 50 | 120 V | True |  | 76.1 | [5 empty] | Federally-Regulated Consumer Product | 05/05/2017 |  | 02/12/2020
Eaton (formerly Cooper Industries) | McGraw-Edison | BSL4250MP240** | Horizontal | Pulse-start - magnetic | 50 | 50 | 120 V | True |  | 76.1 | [5 empty] | Federally-Regulated Consumer Product | 05/05/2017 |  | 02/12/2020
Eaton (formerly Cooper Industries) | McGraw-Edison | BSL4250MP277** | Horizontal | Pulse-start - magnetic | 50 | 50 | 120 V | True |  | 76.1 | [5 empty] | Federally-Regulated Consumer Product | 05/05/2017 |  | 02/12/2020
Eaton (formerly Cooper Industries) | McGraw-Edison | BSL4250MP347** | Horizontal | Pulse-start - magnetic | 50 | 50 | 277 V | True |  | 76.1 | [5 empty] | Federally-Regulated Consumer Product | 05/05/2017 |  | 02/12/2020
Eaton (formerly Cooper Industries) | McGraw-Edison | BSL4250MPUNV** | Horizontal | Pulse-start - magnetic | 50 | 50 | 120 V | True |  | 76.1 | [5 empty] | Federally-Regulated Consumer Product | 05/05/2017 |  | 02/12/2020
Eaton (formerly Cooper Industries) | McGraw-Edison | BSL4250MPMT** | Horizontal | Pulse-start - magnetic | 50 | 50 | 120 V | True |  | 76.1 | [5 empty] | Federally-Regulated Consumer Product | 05/05/2017 |  | 02/12/2020
Eaton (formerly Cooper Industries) | McGraw-Edison | BSL4250MPTT** | Horizontal | Pulse-start - magnetic | 50 | 50 | 277 V | True |  | 76.1 | [5 empty] | Federally-Regulated Consumer Product | 05/05/2017 |  | 02/12/2020
Eaton (formerly Cooper Industries) | McGraw-Edison | BRL4250MP120** | Horizontal | Pulse-start - magnetic | 50 | 50 | 120 V | True |  | 76.1 | [5 empty] | Federally-Regulated Consumer Product | 05/05/2017 |  | 02/12/2020
Eaton (formerly Cooper Industries) | McGraw-Edison | BRL4250MP208** | Horizontal | Pulse-start - magnetic | 50 | 50 | 120 V | True |  | 76.1 | [5 empty] | Federally-Regulated Consumer Product | 05/05/2017 |  | 02/12/2020
Eaton (formerly Cooper Industries) | McGraw-Edison | BRL4250MP240** | Horizontal | Pulse-start - magnetic | 50 | 50 | 120 V | True |  | 76.1 | [5 empty] | Federally-Regulated Consumer Product | 05/05/2017 |  | 02/12/2020
Eaton (formerly Cooper Industries) | McGraw-Edison | BRL4250MP277** | Horizontal | Pulse-start - magnetic | 50 | 50 | 120 V | True |  | 76.1 | [5 empty] | Federally-Regulated Consumer Product | 05/05/2017 |  | 02/12/2020
Eaton (formerly Cooper Industries) | McGraw-Edison | BRL4250MP347** | Horizontal | Pulse-start - magnetic | 50 | 50 | 277 V | True |  | 76.1 | [5 empty] | Federally-Regulated Consumer Product | 05/05/2017 |  | 02/12/2020
Eaton (formerly Cooper Industries) | McGraw-Edison | BRL4250MPUNV** | Horizontal | Pulse-start - magnetic | 50 | 50 | 120 V | True |  | 76.1 | [5 empty] | Federally-Regulated Consumer Product | 05/05/2017 |  | 02/12/2020
Eaton (formerly Cooper Industries) | McGraw-Edison | BRL4250MPMT** | Horizontal | Pulse-start - magnetic | 50 | 50 | 120 V | True |  | 76.1 | [5 empty] | Federally-Regulated Consumer Product | 05/05/2017 |  | 02/12/2020
Eaton (formerly Cooper Industries) | McGraw-Edison | BRL4250MPTT** | Horizontal | Pulse-start - magnetic | 50 | 50 | 277 V | True |  | 76.1 | [5 empty] | Federally-Regulated Consumer Product | 05/05/2017 |  | 02/12/2020
Eaton (formerly Cooper Industries) | McGraw-Edison | BSL42100MP120** | Horizontal | Pulse-start - magnetic | 100 | 100 | 120 V | True |  | 80.2 | [5 empty] | Federally-Regulated Consumer Product | 05/05/2017 |  | 02/12/2020
Eaton (formerly Cooper Industries) | McGraw-Edison | BSL42100MP208** | Horizontal | Pulse-start - magnetic | 100 | 100 | 120 V | True |  | 80.2 | [5 empty] | Federally-Regulated Consumer Product | 05/05/2017 |  | 02/12/2020
Eaton (formerly Cooper Industries) | McGraw-Edison | BSL42100MP240** | Horizontal | Pulse-start - magnetic | 100 | 100 | 120 V | True |  | 80.2 | [5 empty] | Federally-Regulated Consumer Product | 05/05/2017 |  | 02/12/2020
Eaton (formerly Cooper Industries) | McGraw-Edison | BSL42100MP277** | Horizontal | Pulse-start - magnetic | 100 | 100 | 120 V | True |  | 80.2 | [5 empty] | Federally-Regulated Consumer Product | 05/05/2017 |  | 02/12/2020
Eaton (formerly Cooper Industries) | McGraw-Edison | BSL42100MP347** | Horizontal | Pulse-start - magnetic | 100 | 100 | 277 V | True |  | 80.2 | [5 empty] | Federally-Regulated Consumer Product | 05/05/2017 |  | 02/12/2020
Eaton (formerly Cooper Industries) | McGraw-Edison | BSL42100MPUNV** | Horizontal | Pulse-start - magnetic | 100 | 100 | 120 V | True |  | 80.2 | [5 empty] | Federally-Regulated Consumer Product | 05/05/2017 |  | 02/12/2020
Eaton (formerly Cooper Industries) | McGraw-Edison | BSL42100MPMT** | Horizontal | Pulse-start - magnetic | 100 | 100 | 120 V | True |  | 80.2 | [5 empty] | Federally-Regulated Consumer Product | 05/05/2017 |  | 02/12/2020
Eaton (formerly Cooper Industries) | McGraw-Edison | BSL42100MPTT** | Horizontal | Pulse-start - magnetic | 100 | 100 | 277 V | True |  | 80.2 | [5 empty] | Federally-Regulated Consumer Product | 05/05/2017 |  | 02/12/2020
Eaton (formerly Cooper Industries) | McGraw-Edison | BRL42100MP120** | Horizontal | Pulse-start - magnetic | 100 | 100 | 120 V | True |  | 80.2 | [5 empty] | Federally-Regulated Consumer Product | 05/05/2017 |  | 02/12/2020
Eaton (formerly Cooper Industries) | McGraw-Edison | BRL42100MP208** | Horizontal | Pulse-start - magnetic | 100 | 100 | 120 V | True |  | 80.2 | [5 empty] | Federally-Regulated Consumer Product | 05/05/2017 |  | 02/12/2020
Eaton (formerly Cooper Industries) | McGraw-Edison | BRL42100MP240** | Horizontal | Pulse-start - magnetic | 100 | 100 | 120 V | True |  | 80.2 | [5 empty] | Federally-Regulated Consumer Product | 05/05/2017 |  | 02/12/2020
Eaton (formerly Cooper Industries) | McGraw-Edison | BRL42100MP277** | Horizontal | Pulse-start - magnetic | 100 | 100 | 120 V | True |  | 80.2 | [5 empty] | Federally-Regulated Consumer Product | 05/05/2017 |  | 02/12/2020
Eaton (formerly Cooper Industries) | McGraw-Edison | BRL42100MP347** | Horizontal | Pulse-start - magnetic | 100 | 100 | 277 V | True |  | 80.2 | [5 empty] | Federally-Regulated Consumer Product | 05/05/2017 |  | 02/12/2020
Eaton (formerly Cooper Industries) | McGraw-Edison | BRL42100MPUNV** | Horizontal | Pulse-start - magnetic | 100 | 100 | 120 V | True |  | 80.2 | [5 empty] | Federally-Regulated Consumer Product | 05/05/2017 |  | 02/12/2020
Eaton (formerly Cooper Industries) | McGraw-Edison | BRL42100MPMT** | Horizontal | Pulse-start - magnetic | 100 | 100 | 120 V | True |  | 80.2 | [5 empty] | Federally-Regulated Consumer Product | 05/05/2017 |  | 02/12/2020
Eaton (formerly Cooper Industries) | McGraw-Edison | BRL42100MPTT** | Horizontal | Pulse-start - magnetic | 100 | 100 | 277 V | True |  | 80.2 | [5 empty] | Federally-Regulated Consumer Product | 05/05/2017 |  | 02/12/2020
Eaton (formerly Cooper Industries) | Lumark | MPXL*1000120V* | Horizontal | Pulse-start - magnetic | 1000 | 1000 | 277 V | True |  | 93.6 | [5 empty] | Federally-Regulated Consumer Product | 05/12/2017 |  | 02/12/2020
Eaton (formerly Cooper Industries) | Lumark | MPXL*1000208V* | Horizontal | Pulse-start - magnetic | 1000 | 1000 | 277 V | True |  | 93.6 | [5 empty] | Federally-Regulated Consumer Product | 05/12/2017 |  | 02/12/2020
Eaton (formerly Cooper Industries) | Lumark | MPXL*1000240V* | Horizontal | Pulse-start - magnetic | 1000 | 1000 | 277 V | True |  | 93.6 | [5 empty] | Federally-Regulated Consumer Product | 05/12/2017 |  | 02/12/2020
Eaton (formerly Cooper Industries) | Lumark | MPXL*1000277V* | Horizontal | Pulse-start - magnetic | 1000 | 1000 | 277 V | True |  | 93.6 | [5 empty] | Federally-Regulated Consumer Product | 05/12/2017 |  | 02/12/2020
Eaton (formerly Cooper Industries) | Lumark | MPXL*1000347V* | Horizontal | Pulse-start - magnetic | 1000 | 1000 | 277 V | True |  | 93.6 | [5 empty] | Federally-Regulated Consumer Product | 05/12/2017 |  | 02/12/2020
Eaton (formerly Cooper Industries) | Lumark | MPXL*1000480V* | Horizontal | Pulse-start - magnetic | 1000 | 1000 | 480 V | True |  | 92.6 | [5 empty] | Federally-Regulated Consumer Product | 05/12/2017 |  | 02/12/2020
Eaton (formerly Cooper Industries) | Lumark | MPXL*1000MT* | Horizontal | Pulse-start - magnetic | 1000 | 1000 | 277 V | True |  | 93.6 | [5 empty] | Federally-Regulated Consumer Product | 05/12/2017 |  | 02/12/2020
Eaton (formerly Cooper Industries) | Lumark | MPXL*1000TT* | Horizontal | Pulse-start - magnetic | 1000 | 1000 | 277 V | True |  | 93.6 | [5 empty] | Federally-Regulated Consumer Product | 05/12/2017 |  | 02/12/2020
Eaton (formerly Cooper Industries) | Lumark | MPWR65*250120V* | Horizontal | Pulse-start - magnetic | 250 | 250 | 277 V | True |  | 88.8 | [5 empty] | Federally-Regulated Consumer Product | 05/12/2017 |  | 02/12/2020
Eaton (formerly Cooper Industries) | Lumark | MPWR65*250208V* | Horizontal | Pulse-start - magnetic | 250 | 250 | 277 V | True |  | 88.8 | [5 empty] | Federally-Regulated Consumer Product | 05/12/2017 |  | 02/12/2020
Eaton (formerly Cooper Industries) | Lumark | MPWR65*250240V* | Horizontal | Pulse-start - magnetic | 250 | 250 | 277 V | True |  | 88.8 | [5 empty] | Federally-Regulated Consumer Product | 05/12/2017 |  | 02/12/2020
Eaton (formerly Cooper Industries) | Lumark | MPWR65*250277V* | Horizontal | Pulse-start - magnetic | 250 | 250 | 277 V | True |  | 88.8 | [5 empty] | Federally-Regulated Consumer Product | 05/12/2017 |  | 02/12/2020
Eaton (formerly Cooper Industries) | Lumark | MPWR65*250347V* | Horizontal | Pulse-start - magnetic | 250 | 250 | 277 V | True |  | 88.8 | [5 empty] | Federally-Regulated Consumer Product | 05/12/2017 |  | 02/12/2020
Eaton (formerly Cooper Industries) | Lumark | MPWR65*250480V* | Horizontal | Pulse-start - magnetic | 250 | 250 | 480 V | True |  | 88 | [5 empty] | Federally-Regulated Consumer Product | 05/12/2017 |  | 02/12/2020
Eaton (formerly Cooper Industries) | Lumark | MPWR65*250MT* | Horizontal | Pulse-start - magnetic | 250 | 250 | 277 V | True |  | 88.8 | [5 empty] | Federally-Regulated Consumer Product | 05/12/2017 |  | 02/12/2020
Eaton (formerly Cooper Industries) | Lumark | MPWR65*250TT* | Horizontal | Pulse-start - magnetic | 250 | 250 | 277 V | True |  | 88.8 | [5 empty] | Federally-Regulated Consumer Product | 05/12/2017 |  | 02/12/2020
Eaton (formerly Cooper Industries) | Lumark | MPWR65*400120V* | Horizontal | Pulse-start - magnetic | 400 | 400 | 277 V | True |  | 90.3 | [5 empty] | Federally-Regulated Consumer Product | 05/12/2017 |  | 02/12/2020
Eaton (formerly Cooper Industries) | Lumark | MPWR65*400208V* | Horizontal | Pulse-start - magnetic | 400 | 400 | 277 V | True |  | 90.3 | [5 empty] | Federally-Regulated Consumer Product | 05/12/2017 |  | 02/12/2020
Eaton (formerly Cooper Industries) | Lumark | MPWR65*400240V* | Horizontal | Pulse-start - magnetic | 400 | 400 | 277 V | True |  | 90.3 | [5 empty] | Federally-Regulated Consumer Product | 05/12/2017 |  | 02/12/2020
Eaton (formerly Cooper Industries) | Lumark | MPWR65*400277V* | Horizontal | Pulse-start - magnetic | 400 | 400 | 277 V | True |  | 90.3 | [5 empty] | Federally-Regulated Consumer Product | 05/12/2017 |  | 02/12/2020
Eaton (formerly Cooper Industries) | Lumark | MPWR65*400347V* | Horizontal | Pulse-start - magnetic | 400 | 400 | 277 V | True |  | 90.3 | [5 empty] | Federally-Regulated Consumer Product | 05/12/2017 |  | 02/12/2020
Eaton (formerly Cooper Industries) | Lumark | MPWR65*400480V* | Horizontal | Pulse-start - magnetic | 400 | 400 | 480 V | True |  | 90.3 | [5 empty] | Federally-Regulated Consumer Product | 05/12/2017 |  | 02/12/2020
Eaton (formerly Cooper Industries) | Lumark | MPWR65*400MT* | Horizontal | Pulse-start - magnetic | 400 | 400 | 277 V | True |  | 90.3 | [5 empty] | Federally-Regulated Consumer Product | 05/12/2017 |  | 02/12/2020
Eaton (formerly Cooper Industries) | Lumark | MPWR65*400TT* | Horizontal | Pulse-start - magnetic | 400 | 400 | 277 V | True |  | 90.3 | [5 empty] | Federally-Regulated Consumer Product | 05/12/2017 |  | 02/12/2020
Eaton (formerly Cooper Industries) | Lumark | MPNK*76250120V** | Horizontal | Pulse-start - magnetic | 250 | 250 | 277 V | True |  | 88.8 | [5 empty] | Federally-Regulated Consumer Product | 05/12/2017 |  | 02/12/2020
Eaton (formerly Cooper Industries) | Lumark | MPNK*76250208V** | Horizontal | Pulse-start - magnetic | 250 | 250 | 277 V | True |  | 88.8 | [5 empty] | Federally-Regulated Consumer Product | 05/12/2017 |  | 02/12/2020
Eaton (formerly Cooper Industries) | Lumark | MPNK*76250240V** | Horizontal | Pulse-start - magnetic | 250 | 250 | 277 V | True |  | 88.8 | [5 empty] | Federally-Regulated Consumer Product | 05/12/2017 |  | 02/12/2020
Eaton (formerly Cooper Industries) | Lumark | MPNK*76250277V** | Horizontal | Pulse-start - magnetic | 250 | 250 | 277 V | True |  | 88.8 | [5 empty] | Federally-Regulated Consumer Product | 05/12/2017 |  | 02/12/2020
Eaton (formerly Cooper Industries) | Lumark | MPNK*76250347V** | Horizontal | Pulse-start - magnetic | 250 | 250 | 277 V | True |  | 88.8 | [5 empty] | Federally-Regulated Consumer Product | 05/12/2017 |  | 02/12/2020
Eaton (formerly Cooper Industries) | Lumark | MPNK*76250480V** | Horizontal | Pulse-start - magnetic | 250 | 250 | 480 V | True |  | 88 | [5 empty] | Federally-Regulated Consumer Product | 05/12/2017 |  | 02/12/2020
Eaton (formerly Cooper Industries) | Lumark | MPNK*76250MT** | Horizontal | Pulse-start - magnetic | 250 | 250 | 277 V | True |  | 88.8 | [5 empty] | Federally-Regulated Consumer Product | 05/12/2017 |  | 02/12/2020
Eaton (formerly Cooper Industries) | Lumark | MPNK*76250TT** | Horizontal | Pulse-start - magnetic | 250 | 250 | 277 V | True |  | 88.8 | [5 empty] | Federally-Regulated Consumer Product | 05/12/2017 |  | 02/12/2020
Eaton (formerly Cooper Industries) | Lumark | MPNK*76400120V** | Horizontal | Pulse-start - magnetic | 400 | 400 | 277 V | True |  | 90.3 | [5 empty] | Federally-Regulated Consumer Product | 05/12/2017 |  | 02/12/2020
Eaton (formerly Cooper Industries) | Lumark | MPNK*76400208V** | Horizontal | Pulse-start - magnetic | 400 | 400 | 277 V | True |  | 90.3 | [5 empty] | Federally-Regulated Consumer Product | 05/12/2017 |  | 02/12/2020
Eaton (formerly Cooper Industries) | Lumark | MPNK*76400240V** | Horizontal | Pulse-start - magnetic | 400 | 400 | 277 V | True |  | 90.3 | [5 empty] | Federally-Regulated Consumer Product | 05/12/2017 |  | 02/12/2020
Eaton (formerly Cooper Industries) | Lumark | MPNK*76400277V** | Horizontal | Pulse-start - magnetic | 400 | 400 | 277 V | True |  | 90.3 | [5 empty] | Federally-Regulated Consumer Product | 05/12/2017 |  | 02/12/2020
Eaton (formerly Cooper Industries) | Lumark | MPNK*76400347V** | Horizontal | Pulse-start - magnetic | 400 | 400 | 277 V | True |  | 90.3 | [5 empty] | Federally-Regulated Consumer Product | 05/12/2017 |  | 02/12/2020
Eaton (formerly Cooper Industries) | Lumark | MPNK*76400480V** | Horizontal | Pulse-start - magnetic | 400 | 400 | 480 V | True |  | 90.3 | [5 empty] | Federally-Regulated Consumer Product | 05/12/2017 |  | 02/12/2020
Eaton (formerly Cooper Industries) | Lumark | MPNK*76400MT** | Horizontal | Pulse-start - magnetic | 400 | 400 | 277 V | True |  | 90.3 | [5 empty] | Federally-Regulated Consumer Product | 05/12/2017 |  | 02/12/2020
Eaton (formerly Cooper Industries) | Lumark | MPNK*76400TT** | Horizontal | Pulse-start - magnetic | 400 | 400 | 277 V | True |  | 90.3 | [5 empty] | Federally-Regulated Consumer Product | 05/12/2017 |  | 02/12/2020
Eaton (formerly Cooper Industries) | Lumark | MPNK*761000120V** | Horizontal | Pulse-start - magnetic | 1000 | 1000 | 277 V | True |  | 93.6 | [5 empty] | Federally-Regulated Consumer Product | 05/12/2017 |  | 02/12/2020
Eaton (formerly Cooper Industries) | Lumark | MPNK*761000208V** | Horizontal | Pulse-start - magnetic | 1000 | 1000 | 277 V | True |  | 93.6 | [5 empty] | Federally-Regulated Consumer Product | 05/12/2017 |  | 02/12/2020
Eaton (formerly Cooper Industries) | Lumark | MPNK*761000240V** | Horizontal | Pulse-start - magnetic | 1000 | 1000 | 277 V | True |  | 93.6 | [5 empty] | Federally-Regulated Consumer Product | 05/12/2017 |  | 02/12/2020
Eaton (formerly Cooper Industries) | Lumark | MPNK*761000277V** | Horizontal | Pulse-start - magnetic | 1000 | 1000 | 277 V | True |  | 93.6 | [5 empty] | Federally-Regulated Consumer Product | 05/12/2017 |  | 02/12/2020
Eaton (formerly Cooper Industries) | Lumark | MPNK*761000347V** | Horizontal | Pulse-start - magnetic | 1000 | 1000 | 277 V | True |  | 93.6 | [5 empty] | Federally-Regulated Consumer Product | 05/12/2017 |  | 02/12/2020
Eaton (formerly Cooper Industries) | Lumark | MPNK*761000480V** | Horizontal | Pulse-start - magnetic | 1000 | 1000 | 480 V | True |  | 92.6 | [5 empty] | Federally-Regulated Consumer Product | 05/12/2017 |  | 02/12/2020
Eaton (formerly Cooper Industries) | Lumark | MPNK*761000MT** | Horizontal | Pulse-start - magnetic | 1000 | 1000 | 277 V | True |  | 93.6 | [5 empty] | Federally-Regulated Consumer Product | 05/12/2017 |  | 02/12/2020
Eaton (formerly Cooper Industries) | Lumark | MPNK*761000TT** | Horizontal | Pulse-start - magnetic | 1000 | 1000 | 277 V | True |  | 93.6 | [5 empty] | Federally-Regulated Consumer Product | 05/12/2017 |  | 02/12/2020
Eaton (formerly Cooper Industries) | Lumark | MPWP*250120V* | Horizontal | Pulse-start - magnetic | 250 | 250 | 277 V | True |  | 88.8 | [5 empty] | Federally-Regulated Consumer Product | 05/12/2017 |  | 02/12/2020
Eaton (formerly Cooper Industries) | Lumark | MPWP*250208V* | Horizontal | Pulse-start - magnetic | 250 | 250 | 277 V | True |  | 88.8 | [5 empty] | Federally-Regulated Consumer Product | 05/12/2017 |  | 02/12/2020
Eaton (formerly Cooper Industries) | Lumark | MPWP*250240V* | Horizontal | Pulse-start - magnetic | 250 | 250 | 277 V | True |  | 88.8 | [5 empty] | Federally-Regulated Consumer Product | 05/12/2017 |  | 02/12/2020
Eaton (formerly Cooper Industries) | Lumark | MPWP*250277V* | Horizontal | Pulse-start - magnetic | 250 | 250 | 277 V | True |  | 88.8 | [5 empty] | Federally-Regulated Consumer Product | 05/12/2017 |  | 02/12/2020
Eaton (formerly Cooper Industries) | Lumark | MPWP*250347V* | Horizontal | Pulse-start - magnetic | 250 | 250 | 277 V | True |  | 88.8 | [5 empty] | Federally-Regulated Consumer Product | 05/12/2017 |  | 02/12/2020
Eaton (formerly Cooper Industries) | Lumark | MPWP*250480V* | Horizontal | Pulse-start - magnetic | 250 | 250 | 480 V | True |  | 88 | [5 empty] | Federally-Regulated Consumer Product | 05/12/2017 |  | 02/12/2020
Eaton (formerly Cooper Industries) | Lumark | MPWP*250DT* | Horizontal | Pulse-start - magnetic | 250 | 250 | 277 V | True |  | 88.8 | [5 empty] | Federally-Regulated Consumer Product | 05/12/2017 |  | 02/12/2020
Eaton (formerly Cooper Industries) | Lumark | MPWP*250MT* | Horizontal | Pulse-start - magnetic | 250 | 250 | 277 V | True |  | 88.8 | [5 empty] | Federally-Regulated Consumer Product | 05/12/2017 |  | 02/12/2020
Eaton (formerly Cooper Industries) | Lumark | MPWP*250TT* | Horizontal | Pulse-start - magnetic | 250 | 250 | 277 V | True |  | 88.8 | [5 empty] | Federally-Regulated Consumer Product | 05/12/2017 |  | 02/12/2020
Eaton (formerly Cooper Industries) | Lumark | MPWP*250ED* | Horizontal | Pulse-start - magnetic | 250 | 250 | 277 V | True |  | 88.8 | [5 empty] | Federally-Regulated Consumer Product | 05/12/2017 |  | 02/12/2020
Eaton (formerly Cooper Industries) | Lumark | MPWP*400120V* | Horizontal | Pulse-start - magnetic | 400 | 400 | 277 V | True |  | 90.3 | [5 empty] | Federally-Regulated Consumer Product | 05/12/2017 |  | 02/12/2020
Eaton (formerly Cooper Industries) | Lumark | MPWP*400208V* | Horizontal | Pulse-start - magnetic | 400 | 400 | 277 V | True |  | 90.3 | [5 empty] | Federally-Regulated Consumer Product | 05/12/2017 |  | 02/12/2020
Eaton (formerly Cooper Industries) | Lumark | MPWP*400240V* | Horizontal | Pulse-start - magnetic | 400 | 400 | 277 V | True |  | 90.3 | [5 empty] | Federally-Regulated Consumer Product | 05/12/2017 |  | 02/12/2020
Eaton (formerly Cooper Industries) | Lumark | MPWP*400277V* | Horizontal | Pulse-start - magnetic | 400 | 400 | 277 V | True |  | 90.3 | [5 empty] | Federally-Regulated Consumer Product | 05/12/2017 |  | 02/12/2020
Eaton (formerly Cooper Industries) | Lumark | MPWP*400347V* | Horizontal | Pulse-start - magnetic | 400 | 400 | 277 V | True |  | 90.3 | [5 empty] | Federally-Regulated Consumer Product | 05/12/2017 |  | 02/12/2020
Eaton (formerly Cooper Industries) | Lumark | MPWP*400480V* | Horizontal | Pulse-start - magnetic | 400 | 400 | 480 V | True |  | 90.3 | [5 empty] | Federally-Regulated Consumer Product | 05/12/2017 |  | 02/12/2020
Eaton (formerly Cooper Industries) | Lumark | MPWP*400DT* | Horizontal | Pulse-start - magnetic | 400 | 400 | 277 V | True |  | 90.3 | [5 empty] | Federally-Regulated Consumer Product | 05/12/2017 |  | 02/12/2020
Eaton (formerly Cooper Industries) | Lumark | MPWP*400MT* | Horizontal | Pulse-start - magnetic | 400 | 400 | 277 V | True |  | 90.3 | [5 empty] | Federally-Regulated Consumer Product | 05/12/2017 |  | 02/12/2020
Eaton (formerly Cooper Industries) | Lumark | MPWP*400TT* | Horizontal | Pulse-start - magnetic | 400 | 400 | 277 V | True |  | 90.3 | [5 empty] | Federally-Regulated Consumer Product | 05/12/2017 |  | 02/12/2020
Eaton (formerly Cooper Industries) | Lumark | MPWP*400ED* | Horizontal | Pulse-start - magnetic | 400 | 400 | 277 V | True |  | 90.3 | [5 empty] | Federally-Regulated Consumer Product | 05/12/2017 |  | 02/12/2020
Eaton (formerly Cooper Industries) | Lumark | WPP25* | Horizontal | Pulse-start - magnetic | 250 | 250 | 277 V | True |  | 90.3 | [5 empty] | Federally-Regulated Consumer Product | 05/12/2017 |  | 02/12/2020
Eaton (formerly Cooper Industries) | Lumark | WPP40* | Horizontal | Pulse-start - magnetic | 400 | 400 | 277 V | True |  | 89.3 | [5 empty] | Federally-Regulated Consumer Product | 05/12/2017 |  | 02/12/2020
Eaton (formerly Cooper Industries) | Lumark | XP25 | Horizontal | Pulse-start - magnetic | 250 | 250 | 277 V | True |  | 90.3 | [5 empty] | Federally-Regulated Consumer Product | 05/12/2017 |  | 02/12/2020
Eaton (formerly Cooper Industries) | Lumark | XP40 | Horizontal | Pulse-start - magnetic | 400 | 400 | 277 V | True |  | 90.3 | [5 empty] | Federally-Regulated Consumer Product | 05/12/2017 |  | 02/12/2020
Eaton (formerly Cooper Industries) | Lumark | MPNK*40* | Horizontal | Pulse-start - magnetic | 400 | 400 | 277 V | True |  | 90.3 | [5 empty] | Federally-Regulated Consumer Product | 05/12/2017 |  | 02/12/2020
Eaton (formerly Cooper Industries) | Lumark | MPXL*1000MT | Horizontal | Pulse-start - magnetic | 1000 | 1000 | 277 V | True |  | 93.6 | [5 empty] | Federally-Regulated Consumer Product | 05/12/2017 |  | 02/12/2020
Eaton (formerly Cooper Industries) | Lumark | MPXL**1000480V | Horizontal | Pulse-start - magnetic | 1000 | 1000 | 277 V | True |  | 93.6 | [5 empty] | Federally-Regulated Consumer Product | 05/12/2017 |  | 02/12/2020
Eaton (formerly Cooper Industries) | Lumark | MPNK*1K* | Horizontal | Pulse-start - magnetic | 1000 | 1000 | 277 V | True |  | 93.6 | [5 empty] | Federally-Regulated Consumer Product | 05/12/2017 |  | 02/12/2020
Eaton (formerly Cooper Industries) | McGraw | GLC-175-MP-*33*CEC* | Vertical - Base Down | Pulse-start - magnetic | 175 | 175 |  | True | Ballast Efficiency | 90 | [5 empty] | Non Federally-Regulated | 08/26/2013 |  | 02/12/2020
Eaton (formerly Cooper Industries) | Ametrix | R*-LI-*1-E-210* | Horizontal | Pulse-start - electronic | 210 | 210 |  | False | Ballast Efficiency | 90 | [5 empty] | Non Federally-Regulated | 08/26/2013 |  | 02/12/2020
Eaton (formerly Cooper Industries) | Streetworks | TMU32P**3V* | Vertical - Base Up | Pulse-start - magnetic | 320 | 320 |  | True | Relamping Rated Wattage | 88 |  |  |  | 290-335 watts |  | Non Federally-Regulated | 08/26/2013 |  | 02/12/2020
Eaton (formerly Cooper Industries) | McGraw | TLL-250-MP-***-AR-CEC-* | Vertical - Base Up | Pulse-start - magnetic | 250 | 250 |  | True | Ballast Efficiency | 90 | [5 empty] | Non Federally-Regulated | 08/26/2013 |  | 02/12/2020
Eaton (formerly Cooper Industries) | McGraw | GLC-400-MP-*5C*CEC* | Vertical - Base Down | Pulse-start - magnetic | 400 | 400 |  | True | Ballast Efficiency | 92 | [5 empty] | Non Federally-Regulated | 08/26/2013 |  | 02/12/2020
Eaton (formerly Cooper Industries) | McGraw | GLC-320-MP-*55* | Vertical - Base Down | Pulse-start - magnetic | 320 | 320 |  | True | Relamping Rated Wattage | 88 |  |  |  | 290-335 watts |  | Non Federally-Regulated | 08/26/2013 |  | 02/12/2020
Eaton (formerly Cooper Industries) | McGraw | CIM-**-250-MP-*CEC-* | Horizontal | Pulse-start - magnetic | 250 | 250 |  | True | Ballast Efficiency | 90 | [5 empty] | Non Federally-Regulated | 08/26/2013 |  | 02/12/2020
Eaton (formerly Cooper Industries) | Streetworks | CML25P**SL*CEC* | Horizontal | Pulse-start - magnetic | 250 | 250 |  | True | Ballast Efficiency | 90 | [5 empty] | Non Federally-Regulated | 08/26/2013 |  | 02/12/2020
Eaton (formerly Cooper Industries) | Streetworks | ATM32P** | Horizontal | Pulse-start - magnetic | 320 | 320 |  | True | Relamping Rated Wattage | 88 |  |  |  | 290-335 watts |  | Non Federally-Regulated | 08/26/2013 |  | 02/12/2020
Eaton (formerly Cooper Industries) | Invue | ECL-150-MP-***-5S* | Horizontal | Pulse-start - magnetic | 150 | 150 |  | True | Ballast Efficiency | 81 | Exception 3 Met |  |  |  |  | Non Federally-Regulated | 08/26/2013 |  | 02/12/2020
Eaton (formerly Cooper Industries) | Streetworks | MEL40P**5F*CEC-* | Horizontal | Pulse-start - magnetic | 400 | 400 |  | True | Ballast Efficiency | 92 | [5 empty] | Non Federally-Regulated | 08/26/2013 |  | 02/12/2020
Eaton (formerly Cooper Industries) | McGraw | CLM-***-250-MP-***-2F*CEC-* | Horizontal | Pulse-start - magnetic | 250 | 250 |  | True | Ballast Efficiency | 90 | [5 empty] | Non Federally-Regulated | 08/26/2013 |  | 02/12/2020
Eaton (formerly Cooper Industries) | Streetworks | CFB40P****CEC* | Horizontal | Pulse-start - magnetic | 400 | 400 |  | True | Ballast Efficiency | 92 | [5 empty] | Non Federally-Regulated | 08/26/2013 |  | 02/12/2020
Eaton (formerly Cooper Industries) | Lumark | MPNKS32* | Vertical - Base Down | Pulse-start - magnetic | 320 | 320 |  | True | Relamping Rated Wattage | 88 |  |  |  | 290-335 watts |  | Non Federally-Regulated | 08/26/2013 |  | 02/12/2020
Eaton (formerly Cooper Industries) | Streetworks | TMU25P**3V*CEC-* | Vertical - Base Up | Pulse-start - magnetic | 250 | 250 |  | True | Ballast Efficiency | 90 | [5 empty] | Non Federally-Regulated | 08/26/2013 |  | 02/12/2020
Eaton (formerly Cooper Industries) | Streetworks | UTR17P****CEC* | Vertical - Base Down | Pulse-start - magnetic | 175 | 175 |  | True | Ballast Efficiency | 90 | [5 empty] | Non Federally-Regulated | 08/26/2013 |  | 02/12/2020
Eaton (formerly Cooper Industries) | Streetworks | CML40P**5F*CEC* | Horizontal | Pulse-start - magnetic | 400 | 400 |  | True | Ballast Efficiency | 92 | [5 empty] | Non Federally-Regulated | 08/26/2013 |  | 02/12/2020
Eaton (formerly Cooper Industries) | Streetworks | AVM32P** | Horizontal | Pulse-start - magnetic | 320 | 320 |  | True | Relamping Rated Wattage | 88 |  |  |  | 290-335 watts |  | Non Federally-Regulated | 08/26/2013 |  | 02/12/2020
Eaton (formerly Cooper Industries) | Streetworks | MEL25P**2F*CEC-* | Horizontal | Pulse-start - magnetic | 250 | 250 |  | True | Ballast Efficiency | 90 | [5 empty] | Non Federally-Regulated | 08/26/2013 |  | 02/12/2020
Eaton (formerly Cooper Industries) | Streetworks | ZSD17P****-CEC-* | Horizontal | Pulse-start - magnetic | 175 | 175 |  | True | Ballast Efficiency | 90 | [5 empty] | Non Federally-Regulated | 08/26/2013 |  | 02/12/2020
Eaton (formerly Cooper Industries) | Lumark | MPTR-**-250-*-CEC-* | Horizontal | Pulse-start - magnetic | 250 | 250 |  | True | Ballast Efficiency | 90 | [5 empty] | Non Federally-Regulated | 08/26/2013 |  | 02/12/2020
Eaton (formerly Cooper Industries) | Streetworks | GM*25P**AS*CEC* | Vertical - Base Up | Pulse-start - magnetic | 250 | 250 |  | True | Ballast Efficiency | 90 | [5 empty] | Non Federally-Regulated | 08/26/2013 |  | 02/12/2020
Eaton (formerly Cooper Industries) | McGraw | ZDS-**-320-MP-* | Horizontal | Pulse-start - magnetic | 320 | 320 |  | True | Relamping Rated Wattage | 88 |  |  |  | 290-335 watts |  | Non Federally-Regulated | 08/26/2013 |  | 02/12/2020
Eaton (formerly Cooper Industries) | Lumark | MPRY-**-*-150-* | Horizontal | Pulse-start - magnetic | 150 | 150 |  | True | Ballast Efficiency | 81 | Exception 3 Met |  |  |  |  | Non Federally-Regulated | 08/26/2013 |  | 02/12/2020
Eaton (formerly Cooper Industries) | McGraw | TLM-150-MP-***-2F | Horizontal | Pulse-start - magnetic | 150 | 150 |  | True | Ballast Efficiency | 81 | Exception 3 Met |  |  |  |  | Non Federally-Regulated | 08/26/2013 |  | 02/12/2020
Eaton (formerly Cooper Industries) | Invue | ICM-200-MP-* | Horizontal | Pulse-start - magnetic | 200 | 200 |  | True | Relamping Rated Wattage | 88 |  |  |  | 200-215 watts |  | Non Federally-Regulated | 08/26/2013 |  | 02/12/2020
Eaton (formerly Cooper Industries) | McGraw | GLC-320-MP-*3C* | Vertical - Base Down | Pulse-start - magnetic | 320 | 320 |  | True | Relamping Rated Wattage | 88 |  |  |  | 290-335 watts |  | Non Federally-Regulated | 08/26/2013 |  | 02/12/2020
Eaton (formerly Cooper Industries) | McGraw | GS*-***-320-MP-***-5F* | Horizontal | Pulse-start - magnetic | 320 | 320 |  | True | Relamping Rated Wattage | 88 |  |  |  | 290-335 watts |  | Non Federally-Regulated | 08/26/2013 |  | 02/12/2020
Eaton (formerly Cooper Industries) | Lumark | MPQD-GO/GAS***-200* | Horizontal | Pulse-start - magnetic | 200 | 200 |  | False | Relamping Rated Wattage | 88 |  |  |  | 200-215 watts |  | Non Federally-Regulated | 08/26/2013 |  | 02/12/2020
Eaton (formerly Cooper Industries) | Streetworks | ARC15P**55* | Vertical - Base Down | Pulse-start - magnetic | 150 | 150 |  | True | Ballast Efficiency | 81 | Exception 3 Met |  |  |  |  | Non Federally-Regulated | 08/26/2013 |  | 02/12/2020
Eaton (formerly Cooper Industries) | Streetworks | TMU15P**AF* | Vertical - Base Up | Pulse-start - magnetic | 150 | 150 |  | True | Ballast Efficiency | 81 | Exception 3 Met |  |  |  |  | Non Federally-Regulated | 08/26/2013 |  | 02/12/2020
Eaton (formerly Cooper Industries) | Ametrix | V*-LI-*1-P-175*-CEC* | Horizontal | Pulse-start - magnetic | 175 | 175 |  | False | Ballast Efficiency | 90 | [5 empty] | Non Federally-Regulated | 08/26/2013 |  | 02/12/2020
Eaton (formerly Cooper Industries) | Streetworks | MEL25P**2S*CEC-* | Horizontal | Pulse-start - magnetic | 250 | 250 |  | True | Ballast Efficiency | 90 | [5 empty] | Non Federally-Regulated | 08/26/2013 |  | 02/12/2020
Eaton (formerly Cooper Industries) | McGraw | GS*-***-175-MP-***-3S*CEC-* | Horizontal | Pulse-start - magnetic | 175 | 175 |  | True | Ballast Efficiency | 90 | [5 empty] | Non Federally-Regulated | 08/26/2013 |  | 02/12/2020
Eaton (formerly Cooper Industries) | McGraw | TLM-250-MP-***-2F-CEC-* | Horizontal | Pulse-start - magnetic | 250 | 250 |  | True | Ballast Efficiency | 90 | [5 empty] | Non Federally-Regulated | 08/26/2013 |  | 02/12/2020
Eaton (formerly Cooper Industries) | McGraw | AMF-*-250-MP-*62*-CEC-* | Horizontal | Pulse-start - magnetic | 250 | 250 |  | True | Ballast Efficiency | 90 | [5 empty] | Non Federally-Regulated | 08/26/2013 |  | 02/12/2020
Eaton (formerly Cooper Industries) | McGraw | GAR-150-MP-*33* | Vertical - Base Down | Pulse-start - magnetic | 150 | 150 |  | True | Ballast Efficiency | 81 | Exception 3 Met |  |  |  |  | Non Federally-Regulated | 08/26/2013 |  | 02/12/2020
Eaton (formerly Cooper Industries) | McGraw | ISC-150-MP* | Horizontal | Pulse-start - magnetic | 150 | 150 |  | True | Ballast Efficiency | 81 | Exception 3 Met |  |  |  |  | Non Federally-Regulated | 08/26/2013 |  | 02/12/2020
Eaton (formerly Cooper Industries) | Invue | ECL-400-MP-***-3S*CEC-* | Horizontal | Pulse-start - magnetic | 400 | 400 |  | True | Ballast Efficiency | 92 | [5 empty] | Non Federally-Regulated | 08/26/2013 |  | 02/12/2020
Eaton (formerly Cooper Industries) | Streetworks | TMU15P**AR* | Vertical - Base Up | Pulse-start - magnetic | 150 | 150 |  | True | Ballast Efficiency | 81 | Exception 3 Met |  |  |  |  | Non Federally-Regulated | 08/26/2013 |  | 02/12/2020
Eaton (formerly Cooper Industries) | Streetworks | CML32P**AR* | Vertical - Base Up | Pulse-start - magnetic | 320 | 320 |  | True | Relamping Rated Wattage | 88 |  |  |  | 290-335 watts |  | Non Federally-Regulated | 08/26/2013 |  | 02/12/2020
Eaton (formerly Cooper Industries) | Streetworks | ZAD15P** | Horizontal | Pulse-start - magnetic | 150 | 150 |  | True | Ballast Efficiency | 81 | Exception 3 Met |  |  |  |  | Non Federally-Regulated | 08/26/2013 |  | 02/12/2020
Eaton (formerly Cooper Industries) | McGraw | TLL-400-MP-***-5S-CEC-* | Horizontal | Pulse-start - magnetic | 400 | 400 |  | True | Ballast Efficiency | 92 | [5 empty] | Non Federally-Regulated | 08/26/2013 |  | 02/12/2020
Eaton (formerly Cooper Industries) | McGraw | AMF-*-320-MP-*62* | Horizontal | Pulse-start - magnetic | 320 | 320 |  | True | Relamping Rated Wattage | 88 |  |  |  | 290-335 watts |  | Non Federally-Regulated | 08/26/2013 |  | 02/12/2020
Eaton (formerly Cooper Industries) | Streetworks | AVM17P****CEC-* | Horizontal | Pulse-start - magnetic | 175 | 175 |  | True | Ballast Efficiency | 90 | [5 empty] | Non Federally-Regulated | 08/26/2013 |  | 02/12/2020
Eaton (formerly Cooper Industries) | Invue | EML-175-MP-***-2S*CEC-* | Horizontal | Pulse-start - magnetic | 175 | 175 |  | True | Ballast Efficiency | 90 | [5 empty] | Non Federally-Regulated | 08/26/2013 |  | 02/12/2020
Eaton (formerly Cooper Industries) | McGraw | AMF-*-400-MP-*55*-CEC-* | Horizontal | Pulse-start - magnetic | 400 | 400 |  | True | Ballast Efficiency | 92 | [5 empty] | Non Federally-Regulated | 08/26/2013 |  | 02/12/2020
Eaton (formerly Cooper Industries) | Streetworks | ADM125P**-CEC-* | Horizontal | Pulse-start - magnetic | 250 | 250 |  | True | Ballast Efficiency | 90 | [5 empty] | Non Federally-Regulated | 08/26/2013 |  | 02/12/2020
Eaton (formerly Cooper Industries) | Lumark | MPEP**-400-*-CEC-* | Vertical - Base Up | Pulse-start - magnetic | 400 | 400 |  | False | Ballast Efficiency | 92 | [5 empty] | Non Federally-Regulated | 08/26/2013 |  | 02/12/2020
Eaton (formerly Cooper Industries) | Streetworks | OVX17P****-CEC-* | Horizontal | Pulse-start - magnetic | 175 | 175 |  | True | Ballast Efficiency | 90 | [5 empty] | Non Federally-Regulated | 08/26/2013 |  | 02/12/2020
Eaton (formerly Cooper Industries) | Streetworks | TLU32P**3F*CEC-* | Horizontal | Pulse-start - magnetic | 320 | 320 |  | True | Relamping Rated Wattage | 88 |  |  |  | 290-335 watts |  | Non Federally-Regulated | 08/26/2013 |  | 02/12/2020
Eaton (formerly Cooper Industries) | McGraw | TLL-400-MP-***-3S-CEC-* | Horizontal | Pulse-start - magnetic | 400 | 400 |  | True | Ballast Efficiency | 92 | [5 empty] | Non Federally-Regulated | 08/26/2013 |  | 02/12/2020
Eaton (formerly Cooper Industries) | Streetworks | TMU20P**AR* | Vertical - Base Up | Pulse-start - magnetic | 200 | 200 |  | True | Relamping Rated Wattage | 88 |  |  |  | 200-215 watts |  | Non Federally-Regulated | 08/26/2013 |  | 02/12/2020
Eaton (formerly Cooper Industries) | McGraw | ARN-175-MP-*33*CEC* | Vertical - Base Down | Pulse-start - magnetic | 175 | 175 |  | True | Ballast Efficiency | 90 | [5 empty] | Non Federally-Regulated | 08/26/2013 |  | 02/12/2020
Eaton (formerly Cooper Industries) | Streetworks | MEL17P**SL*CEC-* | Horizontal | Pulse-start - magnetic | 175 | 175 |  | True | Ballast Efficiency | 90 | [5 empty] | Non Federally-Regulated | 08/26/2013 |  | 02/12/2020
Eaton (formerly Cooper Industries) | Streetworks | ACN25PW*-5C*CEC-* | Vertical - Base Down | Pulse-start - magnetic | 250 | 250 |  | True | Ballast Efficiency | 90 | [5 empty] | Non Federally-Regulated | 08/26/2013 |  | 02/12/2020
Eaton (formerly Cooper Industries) | McGraw | GS*-***-250-MP-***-3F*CEC-* | Horizontal | Pulse-start - magnetic | 250 | 250 |  | True | Ballast Efficiency | 90 | [5 empty] | Non Federally-Regulated | 08/26/2013 |  | 02/12/2020
Eaton (formerly Cooper Industries) | Streetworks | GR*32P**3D* | Horizontal | Pulse-start - magnetic | 320 | 320 |  | True | Relamping Rated Wattage | 88 |  |  |  | 290-335 watts |  | Non Federally-Regulated | 08/26/2013 |  | 02/12/2020
Eaton (formerly Cooper Industries) | Streetworks | CEL15P**3S* | Horizontal | Pulse-start - magnetic | 150 | 150 |  | True | Ballast Efficiency | 81 | Exception 3 Met |  |  |  |  | Non Federally-Regulated | 08/26/2013 |  | 02/12/2020
Eaton (formerly Cooper Industries) | Streetworks | CEL25P**5R*CEC-* | Vertical - Base Up | Pulse-start - magnetic | 250 | 250 |  | True | Ballast Efficiency | 90 | [5 empty] | Non Federally-Regulated | 08/26/2013 |  | 02/12/2020
Eaton (formerly Cooper Industries) | Streetworks | GM*25P**2F*CEC-* | Horizontal | Pulse-start - magnetic | 250 | 250 |  | True | Ballast Efficiency | 90 | [5 empty] | Non Federally-Regulated | 08/26/2013 |  | 02/12/2020
Eaton (formerly Cooper Industries) | Lumark | MPMS-*-VF-150* | Vertical - Base Down | Pulse-start - magnetic | 150 | 150 |  | True | Ballast Efficiency | 81 | Exception 3 Met |  |  |  |  | Non Federally-Regulated | 08/26/2013 |  | 02/12/2020
Eaton (formerly Cooper Industries) | Streetworks | OVX15P*** | Horizontal | Pulse-start - magnetic | 150 | 150 |  | True | Ballast Efficiency | 81 | Exception 3 Met |  |  |  |  | Non Federally-Regulated | 08/26/2013 |  | 02/12/2020
Eaton (formerly Cooper Industries) | Ametrix | V*-LO-*1-P-175*-CEC* | Horizontal | Pulse-start - magnetic | 175 | 175 |  | True | Ballast Efficiency | 90 | [5 empty] | Non Federally-Regulated | 08/26/2013 |  | 02/12/2020
Eaton (formerly Cooper Industries) | McGraw | CAA-250-MP-*3C*CEC* | Vertical - Base Down | Pulse-start - magnetic | 250 | 250 |  | True | Ballast Efficiency | 90 | [5 empty] | Non Federally-Regulated | 08/26/2013 |  | 02/12/2020
Eaton (formerly Cooper Industries) | Streetworks | AVM15P** | Horizontal | Pulse-start - magnetic | 150 | 150 |  | True | Ballast Efficiency | 81 | Exception 3 Met |  |  |  |  | Non Federally-Regulated | 08/26/2013 |  | 02/12/2020
Eaton (formerly Cooper Industries) | McGraw | TLL-400-MP-***-AR-CEC-* | Vertical - Base Up | Pulse-start - magnetic | 400 | 400 |  | True | Ballast Efficiency | 92 | [5 empty] | Non Federally-Regulated | 08/26/2013 |  | 02/12/2020
Eaton (formerly Cooper Industries) | McGraw | AMF-*-250-MP-*76*-CEC-* | Vertical - Base Down | Pulse-start - magnetic | 250 | 250 |  | True | Ballast Efficiency | 90 | [5 empty] | Non Federally-Regulated | 08/26/2013 |  | 02/12/2020
Eaton (formerly Cooper Industries) | McGraw | TLL-250-MP-***-3F-CEC-* | Horizontal | Pulse-start - magnetic | 250 | 250 |  | True | Ballast Efficiency | 90 | [5 empty] | Non Federally-Regulated | 08/26/2013 |  | 02/12/2020
Eaton (formerly Cooper Industries) | Streetworks | CML32P**AS* | Vertical - Base Up | Pulse-start - magnetic | 320 | 320 |  | True | Relamping Rated Wattage | 88 |  |  |  | 290-335 watts |  | Non Federally-Regulated | 08/26/2013 |  | 02/12/2020
Eaton (formerly Cooper Industries) | Failsafe | MPFP-****-200* | Vertical - Base Up | Pulse-start - magnetic | 200 | 200 |  | False | Relamping Rated Wattage | 88 |  |  |  | 200-215 watts |  | Non Federally-Regulated | 08/26/2013 |  | 02/12/2020
Eaton (formerly Cooper Industries) | McGraw | TLL-320-MP-***-AS* | Vertical - Base Up | Pulse-start - magnetic | 320 | 320 |  | True | Relamping Rated Wattage | 88 |  |  |  | 290-335 watts |  | Non Federally-Regulated | 08/26/2013 |  | 02/12/2020
Eaton (formerly Cooper Industries) | Streetworks | MEL32P**3R* | Vertical - Base Up | Pulse-start - magnetic | 320 | 320 |  | True | Relamping Rated Wattage | 88 |  |  |  | 290-335 watts |  | Non Federally-Regulated | 08/26/2013 |  | 02/12/2020
Eaton (formerly Cooper Industries) | McGraw | AMF-*-150-MP-*55*-CEC-* | Horizontal | Pulse-start - magnetic | 150 | 150 |  | True | Ballast Efficiency | 81 | Exception 3 Met |  |  |  |  | Non Federally-Regulated | 08/26/2013 |  | 02/12/2020
Eaton (formerly Cooper Industries) | Streetworks | ADM117P**-CEC-* | Horizontal | Pulse-start - magnetic | 175 | 175 |  | True | Ballast Efficiency | 90 | [5 empty] | Non Federally-Regulated | 08/26/2013 |  | 02/12/2020
Eaton (formerly Cooper Industries) | Lumark | MPEP-**250-*-CEC-* | Vertical - Base Up | Pulse-start - magnetic | 250 | 250 |  | False | Ballast Efficiency | 90 | [5 empty] | Non Federally-Regulated | 08/26/2013 |  | 02/12/2020
Eaton (formerly Cooper Industries) | Streetworks | GPF20P***44* | Vertical - Base Down | Pulse-start - magnetic | 200 | 200 |  | True | Relamping Rated Wattage | 88 |  |  |  | 200-215 watts |  | Non Federally-Regulated | 08/26/2013 |  | 02/12/2020
Eaton (formerly Cooper Industries) | Streetworks | CAP20P* | Horizontal | Pulse-start - magnetic | 200 | 200 |  | True | Relamping Rated Wattage | 88 |  |  |  | 200-215 watts |  | Non Federally-Regulated | 08/26/2013 |  | 02/12/2020
Eaton (formerly Cooper Industries) | Streetworks | MEL40P**MA*CEC-* | Vertical - Base Up | Pulse-start - magnetic | 400 | 400 |  | True | Ballast Efficiency | 92 | [5 empty] | Non Federally-Regulated | 08/26/2013 |  | 02/12/2020
Eaton (formerly Cooper Industries) | Streetworks | ARS32P*5C* | Vertical - Base Down | Pulse-start - magnetic | 320 | 320 |  | True | Relamping Rated Wattage | 88 |  |  |  | 290-335 watts |  | Non Federally-Regulated | 08/26/2013 |  | 02/12/2020
Eaton (formerly Cooper Industries) | Streetworks | ZYD32P** | Horizontal | Pulse-start - magnetic | 320 | 320 |  | True | Relamping Rated Wattage | 88 |  |  |  | 290-335 watts |  | Non Federally-Regulated | 08/26/2013 |  | 02/12/2020
Eaton (formerly Cooper Industries) | McGraw | CLM-***-320-MP-***-3V* | Vertical - Base Up | Pulse-start - magnetic | 320 | 320 |  | True | Relamping Rated Wattage | 88 |  |  |  | 290-335 watts |  | Non Federally-Regulated | 08/26/2013 |  | 02/12/2020
Eaton (formerly Cooper Industries) | McGraw | ARN-200-MP-*55* | Vertical - Base Down | Pulse-start - magnetic | 200 | 200 |  | True | Relamping Rated Wattage | 88 |  |  |  | 200-215 watts |  | Non Federally-Regulated | 08/26/2013 |  | 02/12/2020
Eaton (formerly Cooper Industries) | Streetworks | MEL32P**2F* | Horizontal | Pulse-start - magnetic | 320 | 320 |  | True | Relamping Rated Wattage | 88 |  |  |  | 290-335 watts |  | Non Federally-Regulated | 08/26/2013 |  | 02/12/2020
Eaton (formerly Cooper Industries) | Invue | AEM-250-MP-*-CEC-* | Horizontal | Pulse-start - magnetic | 250 | 250 |  | True | Ballast Efficiency | 90 | [5 empty] | Non Federally-Regulated | 08/26/2013 |  | 02/12/2020
Eaton (formerly Cooper Industries) | Streetworks | ZYD25P****-CEC-* | Horizontal | Pulse-start - magnetic | 250 | 250 |  | True | Ballast Efficiency | 90 | [5 empty] | Non Federally-Regulated | 08/26/2013 |  | 02/12/2020
Eaton (formerly Cooper Industries) | Invue | EMM-150-MP-***-SL* | Horizontal | Pulse-start - magnetic | 150 | 150 |  | True | Ballast Efficiency | 81 | Exception 3 Met |  |  |  |  | Non Federally-Regulated | 08/26/2013 |  | 02/12/2020
Eaton (formerly Cooper Industries) | Streetworks | CEM17P**2F*CEC-* | Horizontal | Pulse-start - magnetic | 175 | 175 |  | True | Ballast Efficiency | 90 | [5 empty] | Non Federally-Regulated | 08/26/2013 |  | 02/12/2020
Eaton (formerly Cooper Industries) | Streetworks | TMU40P**3F*CEC-* | Horizontal | Pulse-start - magnetic | 400 | 400 |  | True | Ballast Efficiency | 92 | [5 empty] | Non Federally-Regulated | 08/26/2013 |  | 02/12/2020
Eaton (formerly Cooper Industries) | McGraw | ARN-150-MP-*55* | Vertical - Base Down | Pulse-start - magnetic | 150 | 150 |  | True | Ballast Efficiency | 81 | Exception 3 Met |  |  |  |  | Non Federally-Regulated | 08/26/2013 |  | 02/12/2020
Eaton (formerly Cooper Industries) | Streetworks | TLU32P**AR*CEC-* | Vertical - Base Up | Pulse-start - magnetic | 320 | 320 |  | True | Relamping Rated Wattage | 88 |  |  |  | 290-335 watts |  | Non Federally-Regulated | 08/26/2013 |  | 02/12/2020
Eaton (formerly Cooper Industries) | Streetworks | GPF15P***43* | Vertical - Base Down | Pulse-start - magnetic | 150 | 150 |  | True | Ballast Efficiency | 81 | Exception 3 Met |  |  |  |  | Non Federally-Regulated | 08/26/2013 |  | 02/12/2020
Eaton (formerly Cooper Industries) | Streetworks | TLU32P**3S*CEC-* | Horizontal | Pulse-start - magnetic | 320 | 320 |  | True | Relamping Rated Wattage | 88 |  |  |  | 290-335 watts |  | Non Federally-Regulated | 08/26/2013 |  | 02/12/2020
Eaton (formerly Cooper Industries) | McGraw | TLM-400-MP-***-2F-CEC-* | Horizontal | Pulse-start - magnetic | 400 | 400 |  | True | Ballast Efficiency | 92 | [5 empty] | Non Federally-Regulated | 08/26/2013 |  | 02/12/2020
Eaton (formerly Cooper Industries) | Streetworks | GPF15P***62* | Horizontal | Pulse-start - magnetic | 150 | 150 |  | True | Ballast Efficiency | 81 | Exception 3 Met |  |  |  |  | Non Federally-Regulated | 08/26/2013 |  | 02/12/2020
Eaton (formerly Cooper Industries) | Streetworks | TMU17P**3F*CEC-* | Horizontal | Pulse-start - magnetic | 175 | 175 |  | True | Ballast Efficiency | 90 | [5 empty] | Non Federally-Regulated | 08/26/2013 |  | 02/12/2020
Eaton (formerly Cooper Industries) | McGraw | AMF-*-250-MP-*23*-CEC-* | Vertical - Base Down | Pulse-start - magnetic | 250 | 250 |  | True | Ballast Efficiency | 90 | [5 empty] | Non Federally-Regulated | 08/26/2013 |  | 02/12/2020
Eaton (formerly Cooper Industries) | Lumark | MPWR-***-200-* | Horizontal | Pulse-start - magnetic | 200 | 200 |  | True | Relamping Rated Wattage | 88 |  |  |  | 200-215 watts |  | Non Federally-Regulated | 08/26/2013 |  | 02/12/2020
Eaton (formerly Cooper Industries) | McGraw | ZDG-**-175-MP-*****-CEC-* | Horizontal | Pulse-start - magnetic | 175 | 175 |  | True | Ballast Efficiency | 90 | [5 empty] | Non Federally-Regulated | 08/26/2013 |  | 02/12/2020
Eaton (formerly Cooper Industries) | Invue | ECL-200-MP-***-SL* | Horizontal | Pulse-start - magnetic | 200 | 200 |  | True | Relamping Rated Wattage | 88 |  |  |  | 200-215 watts |  | Non Federally-Regulated | 08/26/2013 |  | 02/12/2020
Eaton (formerly Cooper Industries) | McGraw | CAR-320-MP-*3C* | Vertical - Base Down | Pulse-start - magnetic | 320 | 320 |  | True | Relamping Rated Wattage | 88 |  |  |  | 290-335 watts |  | Non Federally-Regulated | 08/26/2013 |  | 02/12/2020
Eaton (formerly Cooper Industries) | Streetworks | ACN17P**3C*CEC-* | Vertical - Base Down | Pulse-start - magnetic | 175 | 175 |  | True | Ballast Efficiency | 90 | [5 empty] | Non Federally-Regulated | 08/26/2013 |  | 02/12/2020
Eaton (formerly Cooper Industries) | Streetworks | ACN32PW*3C*CEC-* | Vertical - Base Down | Pulse-start - magnetic | 320 | 320 |  | True | Relamping Rated Wattage | 88 |  |  |  | 290-335 watts |  | Non Federally-Regulated | 08/26/2013 |  | 02/12/2020
Eaton (formerly Cooper Industries) | Invue | STM-250-MP-***-CEC-* | Horizontal | Pulse-start - magnetic | 250 | 250 |  | True | Ballast Efficiency | 90 | [5 empty] | Non Federally-Regulated | 08/26/2013 |  | 02/12/2020
Eaton (formerly Cooper Industries) | Invue | VWM-400-MP-***-CEC* | Horizontal | Pulse-start - magnetic | 400 | 400 |  | True | Ballast Efficiency | 92 | [5 empty] | Non Federally-Regulated | 08/26/2013 |  | 02/12/2020
Eaton (formerly Cooper Industries) | Invue | EMM-150-MP-***-3R* | Vertical - Base Up | Pulse-start - magnetic | 150 | 150 |  | True | Ballast Efficiency | 81 | Exception 3 Met |  |  |  |  | Non Federally-Regulated | 08/26/2013 |  | 02/12/2020
Eaton (formerly Cooper Industries) | Streetworks | GM*25P**4S*CEC* | Horizontal | Pulse-start - magnetic | 250 | 250 |  | True | Ballast Efficiency | 90 | [5 empty] | Non Federally-Regulated | 08/26/2013 |  | 02/12/2020
Eaton (formerly Cooper Industries) | Streetworks | CLB32PW*3C*CEC-* | Vertical - Base Down | Pulse-start - magnetic | 320 | 320 |  | True | Relamping Rated Wattage | 88 |  |  |  | 290-335 watts |  | Non Federally-Regulated | 08/26/2013 |  | 02/12/2020
Eaton (formerly Cooper Industries) | Invue | VFM-K-320-MP-***-VF*CEC-* | Horizontal | Pulse-start - magnetic | 320 | 320 |  | True | Relamping Rated Wattage | 88 |  |  |  | 290-335 watts |  | Non Federally-Regulated | 08/26/2013 |  | 02/12/2020
Eaton (formerly Cooper Industries) | Lumark | MPMC-400-***CEC* | Horizontal | Pulse-start - magnetic | 400 | 400 |  | True | Ballast Efficiency | 92 | [5 empty] | Non Federally-Regulated | 08/26/2013 |  | 02/12/2020
Eaton (formerly Cooper Industries) | McGraw | GLC-150-MP-*3C* | Vertical - Base Down | Pulse-start - magnetic | 150 | 150 |  | True | Ballast Efficiency | 81 | Exception 3 Met |  |  |  |  | Non Federally-Regulated | 08/26/2013 |  | 02/12/2020
Eaton (formerly Cooper Industries) | McGraw | TLM-320-MP-***-AF* | Horizontal | Pulse-start - magnetic | 320 | 320 |  | True | Relamping Rated Wattage | 88 |  |  |  | 290-335 watts |  | Non Federally-Regulated | 08/26/2013 |  | 02/12/2020
Eaton (formerly Cooper Industries) | Lumark | MPXB-****-250-*-CEC-* | Vertical - Base Up | Pulse-start - magnetic | 250 | 250 |  | False | Ballast Efficiency | 90 | [5 empty] | Non Federally-Regulated | 08/26/2013 |  | 02/12/2020
Eaton (formerly Cooper Industries) | McGraw | ZDL-**-200-MP-* | Horizontal | Pulse-start - magnetic | 200 | 200 |  | True | Relamping Rated Wattage | 88 |  |  |  | 200-215 watts |  | Non Federally-Regulated | 08/26/2013 |  | 02/12/2020
Eaton (formerly Cooper Industries) | Lumark | MPTR2340-*-CEC-* | Horizontal | Pulse-start - magnetic | 400 | 400 |  | True | Ballast Efficiency | 92 | [5 empty] | Non Federally-Regulated | 08/26/2013 |  | 02/12/2020
Eaton (formerly Cooper Industries) | Invue | ECL-400-MP-***-5S*CEC-* | Horizontal | Pulse-start - magnetic | 400 | 400 |  | True | Ballast Efficiency | 92 | [5 empty] | Non Federally-Regulated | 08/26/2013 |  | 02/12/2020
Eaton (formerly Cooper Industries) | Failsafe | MPFP-****-250*CEC* | Vertical - Base Up | Pulse-start - magnetic | 250 | 250 |  | False | Ballast Efficiency | 90 | [5 empty] | Non Federally-Regulated | 08/26/2013 |  | 02/12/2020
Eaton (formerly Cooper Industries) | Ametrix | V*-SI-*1-E-150* | Horizontal | Pulse-start - electronic | 150 | 150 |  | False | Ballast Efficiency | 90 | [5 empty] | Non Federally-Regulated | 08/26/2013 |  | 02/12/2020
Eaton (formerly Cooper Industries) | Streetworks | OVF17P****-CEC-* | Horizontal | Pulse-start - magnetic | 175 | 175 |  | True | Ballast Efficiency | 90 | [5 empty] | Non Federally-Regulated | 08/26/2013 |  | 02/12/2020
Eaton (formerly Cooper Industries) | Streetworks | CFB15P* | Horizontal | Pulse-start - magnetic | 150 | 150 |  | True | Ballast Efficiency | 81 | Exception 3 Met |  |  |  |  | Non Federally-Regulated | 08/26/2013 |  | 02/12/2020
Eaton (formerly Cooper Industries) | Streetworks | OVF32P*** | Horizontal | Pulse-start - magnetic | 320 | 320 |  | True | Relamping Rated Wattage | 88 |  |  |  | 290-335 watts |  | Non Federally-Regulated | 08/26/2013 |  | 02/12/2020
Eaton (formerly Cooper Industries) | Invue | VWM-175-MP-***-CEC-* | Horizontal | Pulse-start - magnetic | 175 | 175 |  | True | Ballast Efficiency | 90 | [5 empty] | Non Federally-Regulated | 08/26/2013 |  | 02/12/2020
Eaton (formerly Cooper Industries) | Invue | ECM-150-MP-***-4S* | Horizontal | Pulse-start - magnetic | 150 | 150 |  | True | Ballast Efficiency | 81 | Exception 3 Met |  |  |  |  | Non Federally-Regulated | 08/26/2013 |  | 02/12/2020
Eaton (formerly Cooper Industries) | Invue | EML-400-MP-***-4S*CEC-* | Horizontal | Pulse-start - magnetic | 400 | 400 |  | True | Ballast Efficiency | 92 | [5 empty] | Non Federally-Regulated | 08/26/2013 |  | 02/12/2020
Eaton (formerly Cooper Industries) | Streetworks | CEL25P**2S*CEC-* | Horizontal | Pulse-start - magnetic | 250 | 250 |  | True | Ballast Efficiency | 90 | [5 empty] | Non Federally-Regulated | 08/26/2013 |  | 02/12/2020
Eaton (formerly Cooper Industries) | Streetworks | CML40P**SL*CEC* | Horizontal | Pulse-start - magnetic | 400 | 400 |  | True | Ballast Efficiency | 92 | [5 empty] | Non Federally-Regulated | 08/26/2013 |  | 02/12/2020
Eaton (formerly Cooper Industries) | McGraw | CSP-**200-MP* | Horizontal | Pulse-start - magnetic | 200 | 200 |  | True | Relamping Rated Wattage | 88 |  |  |  | 200-215 watts |  | Non Federally-Regulated | 08/26/2013 |  | 02/12/2020
Eaton (formerly Cooper Industries) | Streetworks | CML32P**3V* | Vertical - Base Up | Pulse-start - magnetic | 320 | 320 |  | True | Relamping Rated Wattage | 88 |  |  |  | 290-335 watts |  | Non Federally-Regulated | 08/26/2013 |  | 02/12/2020
Eaton (formerly Cooper Industries) | Streetworks | MEL15P**3F* | Horizontal | Pulse-start - magnetic | 150 | 150 |  | True | Ballast Efficiency | 81 | Exception 3 Met |  |  |  |  | Non Federally-Regulated | 08/26/2013 |  | 02/12/2020
Eaton (formerly Cooper Industries) | McGraw | TLL-320-MP-***-5F* | Horizontal | Pulse-start - magnetic | 320 | 320 |  | True | Relamping Rated Wattage | 88 |  |  |  | 290-335 watts |  | Non Federally-Regulated | 08/26/2013 |  | 02/12/2020
Eaton (formerly Cooper Industries) | Invue | ECL-400-MP-***-MA*CEC-* | Vertical - Base Up | Pulse-start - magnetic | 400 | 400 |  | True | Ballast Efficiency | 92 | [5 empty] | Non Federally-Regulated | 08/26/2013 |  | 02/12/2020
Eaton (formerly Cooper Industries) | Invue | EML-200-MP-***-MA* | Vertical - Base Up | Pulse-start - magnetic | 200 | 200 |  | True | Relamping Rated Wattage | 88 |  |  |  | 200-215 watts |  | Non Federally-Regulated | 08/26/2013 |  | 02/12/2020
Eaton (formerly Cooper Industries) | Streetworks | GS*15P**3F*CEC* | Horizontal | Pulse-start - magnetic | 150 | 150 |  | True | Ballast Efficiency | 81 | Exception 3 Met |  |  |  |  | Non Federally-Regulated | 08/26/2013 |  | 02/12/2020
Eaton (formerly Cooper Industries) | Streetworks | CEL15P**MA* | Vertical - Base Up | Pulse-start - magnetic | 150 | 150 |  | True | Ballast Efficiency | 81 | Exception 3 Met |  |  |  |  | Non Federally-Regulated | 08/26/2013 |  | 02/12/2020
Eaton (formerly Cooper Industries) | Invue | VXM-175-MP-***-CEC-* | Horizontal | Pulse-start - magnetic | 175 | 175 |  | True | Ballast Efficiency | 90 | [5 empty] | Non Federally-Regulated | 08/26/2013 |  | 02/12/2020
Eaton (formerly Cooper Industries) | Invue | ENC-150-MP-***-EB* | Horizontal | Pulse-start - electronic | 150 | 150 |  | True | Ballast Efficiency | 90 | [5 empty] | Non Federally-Regulated | 08/26/2013 |  | 02/12/2020
Eaton (formerly Cooper Industries) | Streetworks | MEL32P**3S* | Horizontal | Pulse-start - magnetic | 320 | 320 |  | True | Relamping Rated Wattage | 88 |  |  |  | 290-335 watts |  | Non Federally-Regulated | 08/26/2013 |  | 02/12/2020
Eaton (formerly Cooper Industries) | McGraw | GLC-250-MP-*5C*CEC* | Vertical - Base Down | Pulse-start - magnetic | 250 | 250 |  | True | Ballast Efficiency | 90 | [5 empty] | Non Federally-Regulated | 08/26/2013 |  | 02/12/2020
Eaton (formerly Cooper Industries) | McGraw | CLM-***-250-MP-***-RW*CEC-* | Vertical - Base Up | Pulse-start - magnetic | 250 | 250 |  | True | Ballast Efficiency | 90 | [5 empty] | Non Federally-Regulated | 08/26/2013 |  | 02/12/2020
Eaton (formerly Cooper Industries) | McGraw | CIM**175-MP-*CEC-* | Horizontal | Pulse-start - magnetic | 175 | 175 |  | True | Ballast Efficiency | 90 | [5 empty] | Non Federally-Regulated | 08/26/2013 |  | 02/12/2020
Eaton (formerly Cooper Industries) | Streetworks | TLU32P**2S*CEC-* | Horizontal | Pulse-start - magnetic | 320 | 320 |  | True | Relamping Rated Wattage | 88 |  |  |  | 290-335 watts |  | Non Federally-Regulated | 08/26/2013 |  | 02/12/2020
Eaton (formerly Cooper Industries) | Streetworks | CLB40PW*3C-*CEC-* | Vertical - Base Down | Pulse-start - magnetic | 400 | 400 |  | True | Ballast Efficiency | 92 | [5 empty] | Non Federally-Regulated | 08/26/2013 |  | 02/12/2020
Eaton (formerly Cooper Industries) | Invue | EML-320-MP-***-2S* | Horizontal | Pulse-start - magnetic | 320 | 320 |  | True | Relamping Rated Wattage | 88 |  |  |  | 290-335 watts |  | Non Federally-Regulated | 08/26/2013 |  | 02/12/2020
Eaton (formerly Cooper Industries) | Streetworks | GM*40P**SL*CEC* | Horizontal | Pulse-start - magnetic | 400 | 400 |  | True | Ballast Efficiency | 92 | [5 empty] | Non Federally-Regulated | 08/26/2013 |  | 02/12/2020
Eaton (formerly Cooper Industries) | Streetworks | VAN32P** | Vertical - Base Up | Pulse-start - magnetic | 320 | 320 |  | True | Relamping Rated Wattage | 88 |  |  |  | 290-335 watts |  | Non Federally-Regulated | 08/26/2013 |  | 02/12/2020
Eaton (formerly Cooper Industries) | McGraw | TLL-320-MP-***-3F | Horizontal | Pulse-start - magnetic | 320 | 320 |  | True | Relamping Rated Wattage | 88 |  |  |  | 290-335 watts |  | Non Federally-Regulated | 08/26/2013 |  | 02/12/2020
Eaton (formerly Cooper Industries) | Invue | EML-250-MP-***-SL*CEC-* | Horizontal | Pulse-start - magnetic | 250 | 250 |  | True | Ballast Efficiency | 90 | [5 empty] | Non Federally-Regulated | 08/26/2013 |  | 02/12/2020
Eaton (formerly Cooper Industries) | Streetworks | VAN15P** | Vertical - Base Up | Pulse-start - magnetic | 150 | 150 |  | True | Ballast Efficiency | 81 | Exception 3 Met |  |  |  |  | Non Federally-Regulated | 08/26/2013 |  | 02/12/2020
Eaton (formerly Cooper Industries) | Streetworks | TMU32P**2S* | Horizontal | Pulse-start - magnetic | 320 | 320 |  | True | Relamping Rated Wattage | 88 |  |  |  | 290-335 watts |  | Non Federally-Regulated | 08/26/2013 |  | 02/12/2020
Eaton (formerly Cooper Industries) | McGraw | EPL-200-MP-MB* | Vertical - Base Up | Pulse-start - magnetic | 200 | 200 |  | False | Relamping Rated Wattage | 88 |  |  |  | 200-215 watts |  | Non Federally-Regulated | 08/26/2013 |  | 02/12/2020
Eaton (formerly Cooper Industries) | Streetworks | TLU32P**AS*CEC-* | Vertical - Base Up | Pulse-start - magnetic | 320 | 320 |  | True | Relamping Rated Wattage | 88 |  |  |  | 290-335 watts |  | Non Federally-Regulated | 08/26/2013 |  | 02/12/2020
Eaton (formerly Cooper Industries) | McGraw | TLM-175-MP-***-AF-CEC-* | Horizontal | Pulse-start - magnetic | 175 | 175 |  | True | Ballast Efficiency | 90 | [5 empty] | Non Federally-Regulated | 08/26/2013 |  | 02/12/2020
Eaton (formerly Cooper Industries) | McGraw | AMF-*-200-MP-*65* | Horizontal | Pulse-start - magnetic | 200 | 200 |  | True | Relamping Rated Wattage | 88 |  |  |  | 200-215 watts |  | Non Federally-Regulated | 08/26/2013 |  | 02/12/2020
Eaton (formerly Cooper Industries) | Streetworks | MPW15P** | Vertical - Base Down | Pulse-start - magnetic | 150 | 150 |  | True | Ballast Efficiency | 81 | Exception 3 Met |  |  |  |  | Non Federally-Regulated | 08/26/2013 |  | 02/12/2020
Eaton (formerly Cooper Industries) | Streetworks | ACS25P**3C*CEC* | Vertical - Base Down | Pulse-start - magnetic | 250 | 250 |  | True | Ballast Efficiency | 90 | [5 empty] | Non Federally-Regulated | 08/26/2013 |  | 02/12/2020
Eaton (formerly Cooper Industries) | Streetworks | CEL32P**3R* | Vertical - Base Up | Pulse-start - magnetic | 320 | 320 |  | True | Relamping Rated Wattage | 88 |  |  |  | 290-335 watts |  | Non Federally-Regulated | 08/26/2013 |  | 02/12/2020
Eaton (formerly Cooper Industries) | Streetworks | GM*25P**2S*CEC-* | Horizontal | Pulse-start - magnetic | 250 | 250 |  | True | Ballast Efficiency | 90 | [5 empty] | Non Federally-Regulated | 08/26/2013 |  | 02/12/2020
Eaton (formerly Cooper Industries) | Invue | EML-320-MP-***-4S* | Horizontal | Pulse-start - magnetic | 320 | 320 |  | True | Relamping Rated Wattage | 88 |  |  |  | 290-335 watts |  | Non Federally-Regulated | 08/26/2013 |  | 02/12/2020
Eaton (formerly Cooper Industries) | Streetworks | GM*17P**RW*CEC* | Vertical - Base Up | Pulse-start - magnetic | 250 | 250 |  | True | Ballast Efficiency | 90 | [5 empty] | Non Federally-Regulated | 08/26/2013 |  | 02/12/2020
Eaton (formerly Cooper Industries) | Streetworks | CEL17P**MA*CEC-* | Vertical - Base Up | Pulse-start - magnetic | 175 | 175 |  | True | Ballast Efficiency | 90 | [5 empty] | Non Federally-Regulated | 08/26/2013 |  | 02/12/2020
Eaton (formerly Cooper Industries) | Invue | VFM-K-400-MP-***-WF*CEC-* | Vertical - Base Down | Pulse-start - magnetic | 400 | 400 |  | True | Ballast Efficiency | 92 | [5 empty] | Non Federally-Regulated | 08/26/2013 |  | 02/12/2020
Eaton (formerly Cooper Industries) | Streetworks | TMU20P**3S* | Horizontal | Pulse-start - magnetic | 200 | 200 |  | True | Relamping Rated Wattage | 88 |  |  |  | 200-215 watts |  | Non Federally-Regulated | 08/26/2013 |  | 02/12/2020
Eaton (formerly Cooper Industries) | McGraw | GAT-250-MP-*55*CEC* | Vertical - Base Down | Pulse-start - magnetic | 250 | 250 |  | True | Ballast Efficiency | 90 | [5 empty] | Non Federally-Regulated | 08/26/2013 |  | 02/12/2020
Eaton (formerly Cooper Industries) | Streetworks | GS*15P**AS*CEC* | Vertical - Base Up | Pulse-start - magnetic | 150 | 150 |  | True | Ballast Efficiency | 81 | Exception 3 Met |  |  |  |  | Non Federally-Regulated | 08/26/2013 |  | 02/12/2020
Eaton (formerly Cooper Industries) | Lumark | MPEP-**-320-* | Vertical - Base Up | Pulse-start - magnetic | 320 | 320 |  | False | Relamping Rated Wattage | 88 |  |  |  | 290-335 watts |  | Non Federally-Regulated | 08/26/2013 |  | 02/12/2020
Eaton (formerly Cooper Industries) | Lumark | MPLX-****-400-*-CEC-* | Vertical - Base Up | Pulse-start - magnetic | 400 | 400 |  | False | Ballast Efficiency | 92 | [5 empty] | Non Federally-Regulated | 08/26/2013 |  | 02/12/2020
Eaton (formerly Cooper Industries) | Streetworks | ARC40PW*55-*CEC-* | Vertical - Base Down | Pulse-start - magnetic | 400 | 400 |  | True | Ballast Efficiency | 92 | [5 empty] | Non Federally-Regulated | 08/26/2013 |  | 02/12/2020
Eaton (formerly Cooper Industries) | Lumark | MPTR2332-* | Horizontal | Pulse-start - magnetic | 320 | 320 |  | True | Relamping Rated Wattage | 88 |  |  |  | 290-335 watts |  | Non Federally-Regulated | 08/26/2013 |  | 02/12/2020
Eaton (formerly Cooper Industries) | Streetworks | OVY17P****-CEC-* | Horizontal | Pulse-start - magnetic | 175 | 175 |  | True | Ballast Efficiency | 90 | [5 empty] | Non Federally-Regulated | 08/26/2013 |  | 02/12/2020
Eaton (formerly Cooper Industries) | Lumark | MPSE-****-**-250-*-CEC-* | Vertical - Base Up | Pulse-start - magnetic | 250 | 250 |  | False | Ballast Efficiency | 90 | [5 empty] | Non Federally-Regulated | 08/26/2013 |  | 02/12/2020
Eaton (formerly Cooper Industries) | Invue | VFM-K-200-MP-XX-VF* | Horizontal | Pulse-start - magnetic | 200 | 200 |  | True | Relamping Rated Wattage | 88 |  |  |  | 200-215 watts |  | Non Federally-Regulated | 08/26/2013 |  | 02/12/2020
Eaton (formerly Cooper Industries) | Lumark | MPWR-***-400-*-CEC-* | Horizontal | Pulse-start - magnetic | 400 | 400 |  | True | Ballast Efficiency | 92 | [5 empty] | Non Federally-Regulated | 08/26/2013 |  | 02/12/2020
Eaton (formerly Cooper Industries) | McGraw | GS*-***-250-MP-***-2S*CEC-* | Horizontal | Pulse-start - magnetic | 250 | 250 |  | True | Ballast Efficiency | 90 | [5 empty] | Non Federally-Regulated | 08/26/2013 |  | 02/12/2020
Eaton (formerly Cooper Industries) | Streetworks | CLB15P**33* | Vertical - Base Down | Pulse-start - magnetic | 150 | 150 |  | True | Ballast Efficiency | 81 | Exception 3 Met |  |  |  |  | Non Federally-Regulated | 08/26/2013 |  | 02/12/2020
Eaton (formerly Cooper Industries) | Streetworks | ARC40PW*3C-*CEC-* | Vertical - Base Down | Pulse-start - magnetic | 400 | 400 |  | True | Ballast Efficiency | 92 | [5 empty] | Non Federally-Regulated | 08/26/2013 |  | 02/12/2020
Eaton (formerly Cooper Industries) | Lumark | MPAH-*-25-***-CEC-* | Horizontal | Pulse-start - magnetic | 250 | 250 |  | True | Ballast Efficiency | 90 | [5 empty] | Non Federally-Regulated | 08/26/2013 |  | 02/12/2020
Eaton (formerly Cooper Industries) | McGraw | CAR-150-MP-*3C* | Vertical - Base Down | Pulse-start - magnetic | 150 | 150 |  | True | Ballast Efficiency | 81 | Exception 3 Met |  |  |  |  | Non Federally-Regulated | 08/26/2013 |  | 02/12/2020
Eaton (formerly Cooper Industries) | McGraw | GLC-175-MP-*5C*CEC* | Vertical - Base Down | Pulse-start - magnetic | 175 | 175 |  | True | Ballast Efficiency | 90 | [5 empty] | Non Federally-Regulated | 08/26/2013 |  | 02/12/2020
Eaton (formerly Cooper Industries) | McGraw | TLL-400-MP-***-AF-CEC-* | Vertical - Base Up | Pulse-start - magnetic | 400 | 400 |  | True | Ballast Efficiency | 92 | [5 empty] | Non Federally-Regulated | 08/26/2013 |  | 02/12/2020
Eaton (formerly Cooper Industries) | McGraw | CIL-**320-MP-* | Horizontal | Pulse-start - magnetic | 320 | 320 |  | True | Relamping Rated Wattage | 88 |  |  |  | 290-335 watts |  | Non Federally-Regulated | 08/26/2013 |  | 02/12/2020
Eaton (formerly Cooper Industries) | Streetworks | GM*17P**2S*CEC-* | Horizontal | Pulse-start - magnetic | 250 | 250 |  | True | Ballast Efficiency | 90 | [5 empty] | Non Federally-Regulated | 08/26/2013 |  | 02/12/2020
Eaton (formerly Cooper Industries) | McGraw | GS*-***-400-MP-***-CA*CEC-* | Horizontal | Pulse-start - magnetic | 400 | 400 |  | True | Ballast Efficiency | 92 | [5 empty] | Non Federally-Regulated | 08/26/2013 |  | 02/12/2020
Eaton (formerly Cooper Industries) | Streetworks | CEL32P**3S* | Horizontal | Pulse-start - magnetic | 320 | 320 |  | True | Relamping Rated Wattage | 88 |  |  |  | 290-335 watts |  | Non Federally-Regulated | 08/26/2013 |  | 02/12/2020
Eaton (formerly Cooper Industries) | Streetworks | CEL40P**5S*CEC-* | Horizontal | Pulse-start - magnetic | 400 | 400 |  | True | Ballast Efficiency | 92 | [5 empty] | Non Federally-Regulated | 08/26/2013 |  | 02/12/2020
Eaton (formerly Cooper Industries) | Invue | VWM-250-MP-***-CEC* | Horizontal | Pulse-start - magnetic | 250 | 250 |  | True | Ballast Efficiency | 90 | [5 empty] | Non Federally-Regulated | 08/26/2013 |  | 02/12/2020
Eaton (formerly Cooper Industries) | Lumark | MPSE-****-**-175*CEC* | Vertical - Base Up | Pulse-start - magnetic | 175 | 175 |  | False | Ballast Efficiency | 90 | [5 empty] | Non Federally-Regulated | 08/26/2013 |  | 02/12/2020
Eaton (formerly Cooper Industries) | Streetworks | TMU20P**3V* | Vertical - Base Up | Pulse-start - magnetic | 200 | 200 |  | True | Relamping Rated Wattage | 88 |  |  |  | 200-215 watts |  | Non Federally-Regulated | 08/26/2013 |  | 02/12/2020
Eaton (formerly Cooper Industries) | McGraw | TLM-150-MP-***-5S* | Horizontal | Pulse-start - magnetic | 150 | 150 |  | True | Ballast Efficiency | 81 | Exception 3 Met |  |  |  |  | Non Federally-Regulated | 08/26/2013 |  | 02/12/2020
Eaton (formerly Cooper Industries) | Streetworks | TMU32P**4S* | Horizontal | Pulse-start - magnetic | 320 | 320 |  | True | Relamping Rated Wattage | 88 |  |  |  | 290-335 watts |  | Non Federally-Regulated | 08/26/2013 |  | 02/12/2020
Eaton (formerly Cooper Industries) | Streetworks | CML32P**RW* | Vertical - Base Up | Pulse-start - magnetic | 320 | 320 |  | True | Relamping Rated Wattage | 88 |  |  |  | 290-335 watts |  | Non Federally-Regulated | 08/26/2013 |  | 02/12/2020
Eaton (formerly Cooper Industries) | Streetworks | MEM15P**5F* | Horizontal | Pulse-start - magnetic | 150 | 150 |  | True | Ballast Efficiency | 81 | Exception 3 Met |  |  |  |  | Non Federally-Regulated | 08/26/2013 |  | 02/12/2020
Eaton (formerly Cooper Industries) | McGraw | ZDM-**-200-MP-* | Horizontal | Pulse-start - magnetic | 200 | 200 |  | True | Relamping Rated Wattage | 88 |  |  |  | 200-215 watts |  | Non Federally-Regulated | 08/26/2013 |  | 02/12/2020
Eaton (formerly Cooper Industries) | Streetworks | ACN15P**55* | Vertical - Base Down | Pulse-start - magnetic | 150 | 150 |  | True | Ballast Efficiency | 81 | Exception 3 Met |  |  |  |  | Non Federally-Regulated | 08/26/2013 |  | 02/12/2020
Eaton (formerly Cooper Industries) | Streetworks | ARC32PW*3C*CEC-* | Vertical - Base Down | Pulse-start - magnetic | 320 | 320 |  | True | Relamping Rated Wattage | 88 |  |  |  | 290-335 watts |  | Non Federally-Regulated | 08/26/2013 |  | 02/12/2020
Eaton (formerly Cooper Industries) | Streetworks | TMU15P**5F* | Horizontal | Pulse-start - magnetic | 150 | 150 |  | True | Ballast Efficiency | 81 | Exception 3 Met |  |  |  |  | Non Federally-Regulated | 08/26/2013 |  | 02/12/2020
Eaton (formerly Cooper Industries) | McGraw | CLM-***-250-MP-***-3V*CEC-* | Vertical - Base Up | Pulse-start - magnetic | 250 | 250 |  | True | Ballast Efficiency | 90 | [5 empty] | Non Federally-Regulated | 08/26/2013 |  | 02/12/2020
Eaton (formerly Cooper Industries) | McGraw | AMF-*-320-MP-*44* | Vertical - Base Down | Pulse-start - magnetic | 320 | 320 |  | True | Relamping Rated Wattage | 88 |  |  |  | 290-335 watts |  | Non Federally-Regulated | 08/26/2013 |  | 02/12/2020
Eaton (formerly Cooper Industries) | Lumark | MPWR-***-175-*-CEC-* | Horizontal | Pulse-start - magnetic | 175 | 175 |  | True | Ballast Efficiency | 90 | [5 empty] | Non Federally-Regulated | 08/26/2013 |  | 02/12/2020
Eaton (formerly Cooper Industries) | McGraw | CLM-***-400-MP-***-AR*CEC-* | Vertical - Base Up | Pulse-start - magnetic | 400 | 400 |  | True | Ballast Efficiency | 92 | [5 empty] | Non Federally-Regulated | 08/26/2013 |  | 02/12/2020
Eaton (formerly Cooper Industries) | Streetworks | ADM240P**-CEC-* | Horizontal | Pulse-start - magnetic | 400 | 400 |  | True | Ballast Efficiency | 92 | [5 empty] | Non Federally-Regulated | 08/26/2013 |  | 02/12/2020
Eaton (formerly Cooper Industries) | Invue | EML-150-MP-***-SL* | Horizontal | Pulse-start - magnetic | 150 | 150 |  | True | Ballast Efficiency | 81 | Exception 3 Met |  |  |  |  | Non Federally-Regulated | 08/26/2013 |  | 02/12/2020
Eaton (formerly Cooper Industries) | Lumark | MPWR-***-250-*-CEC-* | Horizontal | Pulse-start - magnetic | 250 | 250 |  | True | Ballast Efficiency | 90 | [5 empty] | Non Federally-Regulated | 08/26/2013 |  | 02/12/2020
Eaton (formerly Cooper Industries) | Streetworks | ZSG15P** | Horizontal | Pulse-start - magnetic | 150 | 150 |  | True | Ballast Efficiency | 81 | Exception 3 Met |  |  |  |  | Non Federally-Regulated | 08/26/2013 |  | 02/12/2020
Eaton (formerly Cooper Industries) | Streetworks | ARC15P**5C* | Vertical - Base Down | Pulse-start - magnetic | 150 | 150 |  | True | Ballast Efficiency | 81 | Exception 3 Met |  |  |  |  | Non Federally-Regulated | 08/26/2013 |  | 02/12/2020
Eaton (formerly Cooper Industries) | Invue | EML-150-MP-***-5S* | Horizontal | Pulse-start - magnetic | 150 | 150 |  | True | Ballast Efficiency | 81 | Exception 3 Met |  |  |  |  | Non Federally-Regulated | 08/26/2013 |  | 02/12/2020
Eaton (formerly Cooper Industries) | Streetworks | CLB40PW*5C-*CEC-* | Vertical - Base Down | Pulse-start - magnetic | 400 | 400 |  | True | Ballast Efficiency | 92 | [5 empty] | Non Federally-Regulated | 08/26/2013 |  | 02/12/2020
Eaton (formerly Cooper Industries) | Streetworks | CBS25P**5C*CEC-* | Vertical - Base Down | Pulse-start - magnetic | 250 | 250 |  | True | Ballast Efficiency | 90 | [5 empty] | Non Federally-Regulated | 08/26/2013 |  | 02/12/2020
Eaton (formerly Cooper Industries) | Invue | STS-150-MP* | Horizontal | Pulse-start - magnetic | 150 | 150 |  | True | Ballast Efficiency | 81 | Exception 3 Met |  |  |  |  | Non Federally-Regulated | 08/26/2013 |  | 02/12/2020
Eaton (formerly Cooper Industries) | McGraw | CLM-***-250-MP-***-SL*CEC-* | Horizontal | Pulse-start - magnetic | 250 | 250 |  | True | Ballast Efficiency | 90 | [5 empty] | Non Federally-Regulated | 08/26/2013 |  | 02/12/2020
Eaton (formerly Cooper Industries) | Lumark | MPRY-**-*-250-*-CEC-* | Horizontal | Pulse-start - magnetic | 250 | 250 |  | True | Ballast Efficiency | 90 | [5 empty] | Non Federally-Regulated | 08/26/2013 |  | 02/12/2020
Eaton (formerly Cooper Industries) | McGraw | CSP-**-250-MP-*CEC-* | Horizontal | Pulse-start - magnetic | 250 | 250 |  | True | Ballast Efficiency | 90 | [5 empty] | Non Federally-Regulated | 08/26/2013 |  | 02/12/2020
Eaton (formerly Cooper Industries) | Invue | ICM-250-MP-*-CEC-* | Horizontal | Pulse-start - magnetic | 250 | 250 |  | True | Ballast Efficiency | 90 | [5 empty] | Non Federally-Regulated | 08/26/2013 |  | 02/12/2020
Eaton (formerly Cooper Industries) | Streetworks | ARS17P**5C*CEC-* | Vertical - Base Down | Pulse-start - magnetic | 175 | 175 |  | True | Ballast Efficiency | 90 | [5 empty] | Non Federally-Regulated | 08/26/2013 |  | 02/12/2020
Eaton (formerly Cooper Industries) | Invue | VFM-K-175-MP-***-HS*CEC-* | Horizontal | Pulse-start - magnetic | 175 | 175 |  | True | Ballast Efficiency | 90 | [5 empty] | Non Federally-Regulated | 08/26/2013 |  | 02/12/2020
Eaton (formerly Cooper Industries) | Streetworks | CEL17P**3F*CEC-* | Horizontal | Pulse-start - magnetic | 175 | 175 |  | True | Ballast Efficiency | 90 | [5 empty] | Non Federally-Regulated | 08/26/2013 |  | 02/12/2020
Eaton (formerly Cooper Industries) | McGraw | IMC-250-MP-***-CEC* | Horizontal | Pulse-start - magnetic | 250 | 250 |  | True | Ballast Efficiency | 90 | [5 empty] | Non Federally-Regulated | 08/26/2013 |  | 02/12/2020
Eaton (formerly Cooper Industries) | Streetworks | GR*40P**SL*CEC* | Horizontal | Pulse-start - magnetic | 400 | 400 |  | True | Ballast Efficiency | 92 | [5 empty] | Non Federally-Regulated | 08/26/2013 |  | 02/12/2020
Eaton (formerly Cooper Industries) | McGraw | TLL-400-MP-***-4F-CEC-* | Horizontal | Pulse-start - magnetic | 400 | 400 |  | True | Ballast Efficiency | 92 | [5 empty] | Non Federally-Regulated | 08/26/2013 |  | 02/12/2020
Eaton (formerly Cooper Industries) | McGraw | GLC-400-MP-*3C*CEC* | Vertical - Base Down | Pulse-start - magnetic | 400 | 400 |  | True | Ballast Efficiency | 92 | [5 empty] | Non Federally-Regulated | 08/26/2013 |  | 02/12/2020
Eaton (formerly Cooper Industries) | Lumark | MPRL-**-*-400-*-CEC-* | Horizontal | Pulse-start - magnetic | 400 | 400 |  | True | Ballast Efficiency | 92 | [5 empty] | Non Federally-Regulated | 08/26/2013 |  | 02/12/2020
Eaton (formerly Cooper Industries) | Streetworks | OVY25P****-CEC-* | Horizontal | Pulse-start - magnetic | 250 | 250 |  | True | Ballast Efficiency | 90 | [5 empty] | Non Federally-Regulated | 08/26/2013 |  | 02/12/2020
Eaton (formerly Cooper Industries) | Lumark | MPRL-**-*-250-*-CEC-* | Horizontal | Pulse-start - magnetic | 250 | 250 |  | True | Ballast Efficiency | 90 | [5 empty] | Non Federally-Regulated | 08/26/2013 |  | 02/12/2020
Eaton (formerly Cooper Industries) | McGraw | WTM-200-MP** | Vertical - Base Down | Pulse-start - magnetic | 200 | 200 |  | True | Relamping Rated Wattage | 88 |  |  |  | 200-215 watts |  | Non Federally-Regulated | 08/26/2013 |  | 02/12/2020
Eaton (formerly Cooper Industries) | Invue | VXM-250-MP-***-CEC* | Horizontal | Pulse-start - magnetic | 250 | 250 |  | True | Ballast Efficiency | 90 | [5 empty] | Non Federally-Regulated | 08/26/2013 |  | 02/12/2020
Eaton (formerly Cooper Industries) | Streetworks | ARC20PW*55* | Vertical - Base Down | Pulse-start - magnetic | 200 | 200 |  | True | Relamping Rated Wattage | 88 |  |  |  | 200-215 watts |  | Non Federally-Regulated | 08/26/2013 |  | 02/12/2020
Eaton (formerly Cooper Industries) | McGraw | GAT-250-MP-*33*CEC* | Vertical - Base Down | Pulse-start - magnetic | 250 | 250 |  | True | Ballast Efficiency | 90 | [5 empty] | Non Federally-Regulated | 08/26/2013 |  | 02/12/2020
Eaton (formerly Cooper Industries) | McGraw | TLL-320-MP-***-5S* | Horizontal | Pulse-start - magnetic | 320 | 320 |  | True | Relamping Rated Wattage | 88 |  |  |  | 290-335 watts |  | Non Federally-Regulated | 08/26/2013 |  | 02/12/2020
Eaton (formerly Cooper Industries) | Streetworks | CEM17P**SL*CEC-* | Horizontal | Pulse-start - magnetic | 175 | 175 |  | True | Ballast Efficiency | 90 | [5 empty] | Non Federally-Regulated | 08/26/2013 |  | 02/12/2020
Eaton (formerly Cooper Industries) | Lumark | MPQF-********-200* | Horizontal | Pulse-start - magnetic | 200 | 200 |  | False | Relamping Rated Wattage | 88 |  |  |  | 200-215 watts |  | Non Federally-Regulated | 08/26/2013 |  | 02/12/2020
Eaton (formerly Cooper Industries) | Streetworks | GM*17P**-1F*CEC-* | Horizontal | Pulse-start - magnetic | 250 | 250 |  | True | Ballast Efficiency | 90 | [5 empty] | Non Federally-Regulated | 08/26/2013 |  | 02/12/2020
Eaton (formerly Cooper Industries) | Ametrix | R*-XO-*-P-320-*-CEC* | Horizontal | Pulse-start - magnetic | 320 | 320 |  | True | Ballast Efficiency | 92 | [5 empty] | Non Federally-Regulated | 08/26/2013 |  | 02/12/2020
Eaton (formerly Cooper Industries) | Streetworks | ACN40PW*5C-*CEC-* | Vertical - Base Down | Pulse-start - magnetic | 400 | 400 |  | True | Ballast Efficiency | 92 | [5 empty] | Non Federally-Regulated | 08/26/2013 |  | 02/12/2020
Eaton (formerly Cooper Industries) | McGraw | CAC-175-MP-*3C*CEC* | Vertical - Base Down | Pulse-start - magnetic | 175 | 175 |  | True | Ballast Efficiency | 90 | [5 empty] | Non Federally-Regulated | 08/26/2013 |  | 02/12/2020
Eaton (formerly Cooper Industries) | McGraw | CSS**175-MP-*CEC-* | Horizontal | Pulse-start - magnetic | 175 | 175 |  | True | Ballast Efficiency | 90 | [5 empty] | Non Federally-Regulated | 08/26/2013 |  | 02/12/2020
Eaton (formerly Cooper Industries) | Streetworks | OVD25P****-CEC-* | Horizontal | Pulse-start - magnetic | 250 | 250 |  | True | Ballast Efficiency | 90 | [5 empty] | Non Federally-Regulated | 08/26/2013 |  | 02/12/2020
Eaton (formerly Cooper Industries) | Streetworks | ARC25PW*-5C*CEC-* | Vertical - Base Down | Pulse-start - magnetic | 250 | 250 |  | True | Ballast Efficiency | 90 | [5 empty] | Non Federally-Regulated | 08/26/2013 |  | 02/12/2020
Eaton (formerly Cooper Industries) | Streetworks | AVM25P****CEC-* | Horizontal | Pulse-start - magnetic | 250 | 250 |  | True | Ballast Efficiency | 90 | [5 empty] | Non Federally-Regulated | 08/26/2013 |  | 02/12/2020
Eaton (formerly Cooper Industries) | Streetworks | CFB25P****CEC* | Horizontal | Pulse-start - magnetic | 250 | 250 |  | True | Ballast Efficiency | 90 | [5 empty] | Non Federally-Regulated | 08/26/2013 |  | 02/12/2020
Eaton (formerly Cooper Industries) | Invue | EML-200-MP-***-4S* | Horizontal | Pulse-start - magnetic | 200 | 200 |  | True | Relamping Rated Wattage | 88 |  |  |  | 200-215 watts |  | Non Federally-Regulated | 08/26/2013 |  | 02/12/2020
Eaton (formerly Cooper Industries) | Streetworks | PMM40P** | Horizontal | Pulse-start - magnetic | 400 | 400 |  | True | Ballast Efficiency | 92 | [5 empty] | Non Federally-Regulated | 08/26/2013 |  | 02/12/2020
Eaton (formerly Cooper Industries) | Streetworks | GR*15P**2D*CEC-* | Horizontal | Pulse-start - magnetic | 150 | 150 |  | True | Ballast Efficiency | 81 | Exception 3 Met |  |  |  |  | Non Federally-Regulated | 08/26/2013 |  | 02/12/2020
Eaton (formerly Cooper Industries) | McGraw | GAR-320-MP-*33* | Vertical - Base Down | Pulse-start - magnetic | 320 | 320 |  | True | Relamping Rated Wattage | 88 |  |  |  | 290-335 watts |  | Non Federally-Regulated | 08/26/2013 |  | 02/12/2020
Eaton (formerly Cooper Industries) | Ametrix | V*-LI-*1-P-200* | Horizontal | Pulse-start - magnetic | 200 | 200 |  | False | Relamping Rated Wattage | 88 |  |  |  | 200-215 watts |  | Non Federally-Regulated | 08/26/2013 |  | 02/12/2020
Eaton (formerly Cooper Industries) | Invue | MSA-150-MP-* | Horizontal | Pulse-start - magnetic | 150 | 150 |  | True | Ballast Efficiency | 81 | Exception 3 Met |  |  |  |  | Non Federally-Regulated | 08/26/2013 |  | 02/12/2020
Eaton (formerly Cooper Industries) | Streetworks | GR*32P**RW* | Vertical - Base Up | Pulse-start - magnetic | 320 | 320 |  | True | Relamping Rated Wattage | 88 |  |  |  | 290-335 watts |  | Non Federally-Regulated | 08/26/2013 |  | 02/12/2020
Eaton (formerly Cooper Industries) | McGraw | CAC-250-MP-*5C*CEC* | Vertical - Base Down | Pulse-start - magnetic | 250 | 250 |  | True | Ballast Efficiency | 90 | [5 empty] | Non Federally-Regulated | 08/26/2013 |  | 02/12/2020
Eaton (formerly Cooper Industries) | Streetworks | GR*32P**FT* | Horizontal | Pulse-start - magnetic | 320 | 320 |  | True | Relamping Rated Wattage | 88 |  |  |  | 290-335 watts |  | Non Federally-Regulated | 08/26/2013 |  | 02/12/2020
Eaton (formerly Cooper Industries) | Invue | EML-250-MP-***-MA*CEC-* | Vertical - Base Up | Pulse-start - magnetic | 250 | 250 |  | True | Ballast Efficiency | 90 | [5 empty] | Non Federally-Regulated | 08/26/2013 |  | 02/12/2020
Eaton (formerly Cooper Industries) | McGraw | GAR-175-MP-*3C*CEC* | Vertical - Base Down | Pulse-start - magnetic | 175 | 175 |  | True | Ballast Efficiency | 90 | [5 empty] | Non Federally-Regulated | 08/26/2013 |  | 02/12/2020
Eaton (formerly Cooper Industries) | Invue | ENT-150-MP-***-MB* | Horizontal | Pulse-start - magnetic | 150 | 150 |  | True | Ballast Efficiency | 81 | Exception 3 Met |  |  |  |  | Non Federally-Regulated | 08/26/2013 |  | 02/12/2020
Eaton (formerly Cooper Industries) | McGraw | CLM-***-250-MP-***-5F*CEC-* | Horizontal | Pulse-start - magnetic | 250 | 250 |  | True | Ballast Efficiency | 90 | [5 empty] | Non Federally-Regulated | 08/26/2013 |  | 02/12/2020
Eaton (formerly Cooper Industries) | Ametrix | S*-LO-*1-E-315* | Horizontal | Pulse-start - electronic | 315 | 315 |  | True | Ballast Efficiency | 92 | [5 empty] | Non Federally-Regulated | 08/26/2013 |  | 02/12/2020
Eaton (formerly Cooper Industries) | McGraw | TLM-150-MP-***-4V* | Vertical - Base Up | Pulse-start - magnetic | 150 | 150 |  | True | Ballast Efficiency | 81 | Exception 3 Met |  |  |  |  | Non Federally-Regulated | 08/26/2013 |  | 02/12/2020
Eaton (formerly Cooper Industries) | Invue | ECL-175-MP-***-SL*CEC-* | Horizontal | Pulse-start - magnetic | 175 | 175 |  | True | Ballast Efficiency | 90 | [5 empty] | Non Federally-Regulated | 08/26/2013 |  | 02/12/2020
Eaton (formerly Cooper Industries) | McGraw | CIL-**250-MP-*CEC-* | Horizontal | Pulse-start - magnetic | 250 | 250 |  | True | Ballast Efficiency | 90 | [5 empty] | Non Federally-Regulated | 08/26/2013 |  | 02/12/2020
Eaton (formerly Cooper Industries) | Streetworks | ZSG40P****-CEC-* | Horizontal | Pulse-start - magnetic | 400 | 400 |  | True | Ballast Efficiency | 92 | [5 empty] | Non Federally-Regulated | 08/26/2013 |  | 02/12/2020
Eaton (formerly Cooper Industries) | Streetworks | HMC40P****CEC* | Horizontal | Pulse-start - magnetic | 400 | 400 |  | True | Ballast Efficiency | 92 | [5 empty] | Non Federally-Regulated | 08/26/2013 |  | 02/12/2020
Eaton (formerly Cooper Industries) | McGraw | GS*-***-175-MP-***-RW*CEC-* | Vertical - Base Up | Pulse-start - magnetic | 175 | 175 |  | True | Ballast Efficiency | 90 | [5 empty] | Non Federally-Regulated | 08/26/2013 |  | 02/12/2020
Eaton (formerly Cooper Industries) | Invue | EML-250-MP-***-5S*CEC-* | Horizontal | Pulse-start - magnetic | 250 | 250 |  | True | Ballast Efficiency | 90 | [5 empty] | Non Federally-Regulated | 08/26/2013 |  | 02/12/2020
Eaton (formerly Cooper Industries) | Streetworks | GM*32P**4S* | Horizontal | Pulse-start - magnetic | 320 | 320 |  | True | Relamping Rated Wattage | 88 |  |  |  | 290-335 watts |  | Non Federally-Regulated | 08/26/2013 |  | 02/12/2020
Eaton (formerly Cooper Industries) | Ametrix | S*-LI-*1-P-400*-CEC* | Horizontal | Pulse-start - magnetic | 400 | 400 |  | False | Ballast Efficiency | 92 | [5 empty] | Non Federally-Regulated | 08/26/2013 |  | 02/12/2020
Eaton (formerly Cooper Industries) | Streetworks | GR*25P**RW*CEC* | Vertical - Base Up | Pulse-start - magnetic | 250 | 250 |  | True | Ballast Efficiency | 90 | [5 empty] | Non Federally-Regulated | 08/26/2013 |  | 02/12/2020
Eaton (formerly Cooper Industries) | Streetworks | CEL25P**4S*CEC-* | Horizontal | Pulse-start - magnetic | 250 | 250 |  | True | Ballast Efficiency | 90 | [5 empty] | Non Federally-Regulated | 08/26/2013 |  | 02/12/2020
Eaton (formerly Cooper Industries) | Invue | AEM-320-MP-* | Horizontal | Pulse-start - magnetic | 320 | 320 |  | True | Relamping Rated Wattage | 88 |  |  |  | 290-335 watts |  | Non Federally-Regulated | 08/26/2013 |  | 02/12/2020
Eaton (formerly Cooper Industries) | Lumark | MPQP-********-400-*-CEC-* | Horizontal | Pulse-start - magnetic | 400 | 400 |  | False | Ballast Efficiency | 92 | [5 empty] | Non Federally-Regulated | 08/26/2013 |  | 02/12/2020
Eaton (formerly Cooper Industries) | McGraw | TLL-250-MP-***-2S-CEC-* | Horizontal | Pulse-start - magnetic | 250 | 250 |  | True | Ballast Efficiency | 90 | [5 empty] | Non Federally-Regulated | 08/26/2013 |  | 02/12/2020
Eaton (formerly Cooper Industries) | McGraw | CYS-**-400-MP-*CEC-* | Horizontal | Pulse-start - magnetic | 400 | 400 |  | True | Ballast Efficiency | 92 | [5 empty] | Non Federally-Regulated | 08/26/2013 |  | 02/12/2020
Eaton (formerly Cooper Industries) | Streetworks | MEL17P**5S*CEC-* | Horizontal | Pulse-start - magnetic | 175 | 175 |  | True | Ballast Efficiency | 90 | [5 empty] | Non Federally-Regulated | 08/26/2013 |  | 02/12/2020
Eaton (formerly Cooper Industries) | McGraw | CAR-250-MP-*3C*CEC* | Vertical - Base Down | Pulse-start - magnetic | 250 | 250 |  | True | Ballast Efficiency | 90 | [5 empty] | Non Federally-Regulated | 08/26/2013 |  | 02/12/2020
Eaton (formerly Cooper Industries) | Invue | ENC-150-MP-***-MB* | Horizontal | Pulse-start - magnetic | 150 | 150 |  | True | Ballast Efficiency | 81 | Exception 3 Met |  |  |  |  | Non Federally-Regulated | 08/26/2013 |  | 02/12/2020
Eaton (formerly Cooper Industries) | McGraw | GS*-***-400-MP-***-1F*CEC-* | Horizontal | Pulse-start - magnetic | 400 | 400 |  | True | Ballast Efficiency | 92 | [5 empty] | Non Federally-Regulated | 08/26/2013 |  | 02/12/2020
Eaton (formerly Cooper Industries) | McGraw | TLM-400-MP-***-2S-CEC-* | Horizontal | Pulse-start - magnetic | 400 | 400 |  | True | Ballast Efficiency | 92 | [5 empty] | Non Federally-Regulated | 08/26/2013 |  | 02/12/2020
Eaton (formerly Cooper Industries) | McGraw | CIM-**150-MP* | Horizontal | Pulse-start - magnetic | 150 | 150 |  | True | Ballast Efficiency | 81 | Exception 3 Met |  |  |  |  | Non Federally-Regulated | 08/26/2013 |  | 02/12/2020
Eaton (formerly Cooper Industries) | Invue | ECM-150-MP-***-3R* | Vertical - Base Up | Pulse-start - magnetic | 150 | 150 |  | True | Ballast Efficiency | 81 | Exception 3 Met |  |  |  |  | Non Federally-Regulated | 08/26/2013 |  | 02/12/2020
Eaton (formerly Cooper Industries) | McGraw | CYS-**-250-MP-*CEC-* | Horizontal | Pulse-start - magnetic | 250 | 250 |  | True | Ballast Efficiency | 90 | [5 empty] | Non Federally-Regulated | 08/26/2013 |  | 02/12/2020
Eaton (formerly Cooper Industries) | McGraw | TRD-150-MP* | Horizontal | Pulse-start - magnetic | 150 | 150 |  | True | Ballast Efficiency | 81 | Exception 3 Met |  |  |  |  | Non Federally-Regulated | 08/26/2013 |  | 02/12/2020
Eaton (formerly Cooper Industries) | McGraw | CLM-***-320-MP-***-5F* | Horizontal | Pulse-start - magnetic | 320 | 320 |  | True | Relamping Rated Wattage | 88 |  |  |  | 290-335 watts |  | Non Federally-Regulated | 08/26/2013 |  | 02/12/2020
Eaton (formerly Cooper Industries) | McGraw | TLM-250-MP-***-4F-CEC-* | Horizontal | Pulse-start - magnetic | 250 | 250 |  | True | Ballast Efficiency | 90 | [5 empty] | Non Federally-Regulated | 08/26/2013 |  | 02/12/2020
Eaton (formerly Cooper Industries) | McGraw | AMF-*-320-MP-*23* | Vertical - Base Down | Pulse-start - magnetic | 320 | 320 |  | True | Relamping Rated Wattage | 88 |  |  |  | 290-335 watts |  | Non Federally-Regulated | 08/26/2013 |  | 02/12/2020
Eaton (formerly Cooper Industries) | Invue | ECL-200-MP-***-2S* | Horizontal | Pulse-start - magnetic | 200 | 200 |  | True | Relamping Rated Wattage | 88 |  |  |  | 200-215 watts |  | Non Federally-Regulated | 08/26/2013 |  | 02/12/2020
Eaton (formerly Cooper Industries) | Failsafe | MPFP-****-400*CEC | Vertical - Base Up | Pulse-start - magnetic | 400 | 400 |  | False | Ballast Efficiency | 92 | [5 empty] | Non Federally-Regulated | 08/26/2013 |  | 02/12/2020
Eaton (formerly Cooper Industries) | Streetworks | MEL25P**3S*CEC-* | Horizontal | Pulse-start - magnetic | 250 | 250 |  | True | Ballast Efficiency | 90 | [5 empty] | Non Federally-Regulated | 08/26/2013 |  | 02/12/2020
Eaton (formerly Cooper Industries) | Streetworks | TRU40P****-CEC-* | Horizontal | Pulse-start - magnetic | 400 | 400 |  | True | Ballast Efficiency | 92 | [5 empty] | Non Federally-Regulated | 08/26/2013 |  | 02/12/2020
Eaton (formerly Cooper Industries) | McGraw | ARN-200-MP-*33* | Vertical - Base Down | Pulse-start - magnetic | 200 | 200 |  | True | Relamping Rated Wattage | 88 |  |  |  | 200-215 watts |  | Non Federally-Regulated | 08/26/2013 |  | 02/12/2020
Eaton (formerly Cooper Industries) | Ametrix | R*-LO-*1-P-250*-CEC* | Horizontal | Pulse-start - magnetic | 250 | 250 |  | True | Ballast Efficiency | 90 | [5 empty] | Non Federally-Regulated | 08/26/2013 |  | 02/12/2020
Eaton (formerly Cooper Industries) | Streetworks | CEL40P**5F*CEC-* | Horizontal | Pulse-start - magnetic | 400 | 400 |  | True | Ballast Efficiency | 92 | [5 empty] | Non Federally-Regulated | 08/26/2013 |  | 02/12/2020
Eaton (formerly Cooper Industries) | Streetworks | TLU40P**3V*CEC-* | Vertical - Base Up | Pulse-start - magnetic | 400 | 400 |  | True | Ballast Efficiency | 92 | [5 empty] | Non Federally-Regulated | 08/26/2013 |  | 02/12/2020
Eaton (formerly Cooper Industries) | Streetworks | GR*32P**AR* | Vertical - Base Up | Pulse-start - magnetic | 320 | 320 |  | True | Relamping Rated Wattage | 88 |  |  |  | 290-335 watts |  | Non Federally-Regulated | 08/26/2013 |  | 02/12/2020
Eaton (formerly Cooper Industries) | Streetworks | CML40P**3S*CEC* | Horizontal | Pulse-start - magnetic | 400 | 400 |  | True | Ballast Efficiency | 92 | [5 empty] | Non Federally-Regulated | 08/26/2013 |  | 02/12/2020
Eaton (formerly Cooper Industries) | McGraw | CLM-***-400-MP-***-CA*CEC-* | Horizontal | Pulse-start - magnetic | 400 | 400 |  | True | Ballast Efficiency | 92 | [5 empty] | Non Federally-Regulated | 08/26/2013 |  | 02/12/2020
Eaton (formerly Cooper Industries) | McGraw | TLM-175-MP-***-4F-CEC-* | Horizontal | Pulse-start - magnetic | 175 | 175 |  | True | Ballast Efficiency | 90 | [5 empty] | Non Federally-Regulated | 08/26/2013 |  | 02/12/2020
Eaton (formerly Cooper Industries) | Lumark | MPVF-AL-320-* | Vertical - Base Up | Pulse-start - magnetic | 320 | 320 |  | False | Relamping Rated Wattage | 88 |  |  |  | 290-335 watts |  | Non Federally-Regulated | 08/26/2013 |  | 02/12/2020
Eaton (formerly Cooper Industries) | Streetworks | CAP25P*****CEC* | Horizontal | Pulse-start - magnetic | 250 | 250 |  | True | Ballast Efficiency | 90 | [5 empty] | Non Federally-Regulated | 08/26/2013 |  | 02/12/2020
Eaton (formerly Cooper Industries) | Streetworks | GR*15P**3V*CEC* | Vertical - Base Up | Pulse-start - magnetic | 150 | 150 |  | True | Ballast Efficiency | 81 | Exception 3 Met |  |  |  |  | Non Federally-Regulated | 08/26/2013 |  | 02/12/2020
Eaton (formerly Cooper Industries) | Streetworks | MEM17P**3S*CEC-* | Horizontal | Pulse-start - magnetic | 175 | 175 |  | True | Ballast Efficiency | 90 | [5 empty] | Non Federally-Regulated | 08/26/2013 |  | 02/12/2020
Eaton (formerly Cooper Industries) | Streetworks | GM*17P**AS*CEC* | Vertical - Base Up | Pulse-start - magnetic | 250 | 250 |  | True | Ballast Efficiency | 90 | [5 empty] | Non Federally-Regulated | 08/26/2013 |  | 02/12/2020
Eaton (formerly Cooper Industries) | McGraw | GAT-400-MP-*33*CEC* | Vertical - Base Down | Pulse-start - magnetic | 400 | 400 |  | True | Ballast Efficiency | 92 | [5 empty] | Non Federally-Regulated | 08/26/2013 |  | 02/12/2020
Eaton (formerly Cooper Industries) | Streetworks | OVD40P****-CEC-* | Horizontal | Pulse-start - magnetic | 400 | 400 |  | True | Ballast Efficiency | 92 | [5 empty] | Non Federally-Regulated | 08/26/2013 |  | 02/12/2020
Eaton (formerly Cooper Industries) | Streetworks | GR*17P**SL*CEC* | Horizontal | Pulse-start - magnetic | 175 | 175 |  | True | Ballast Efficiency | 90 | [5 empty] | Non Federally-Regulated | 08/26/2013 |  | 02/12/2020
Eaton (formerly Cooper Industries) | Lumark | MPWR-***-320-* | Horizontal | Pulse-start - magnetic | 320 | 320 |  | True | Relamping Rated Wattage | 88 |  |  |  | 290-335 watts |  | Non Federally-Regulated | 08/26/2013 |  | 02/12/2020
Eaton (formerly Cooper Industries) | McGraw | TLL-400-MP-***-AS-CEC-* | Vertical - Base Up | Pulse-start - magnetic | 400 | 400 |  | True | Ballast Efficiency | 92 | [5 empty] | Non Federally-Regulated | 08/26/2013 |  | 02/12/2020
Eaton (formerly Cooper Industries) | Lumark | MPNK-*76-400-*CEC-* | Vertical - Base Down | Pulse-start - magnetic | 400 | 400 |  | True | Ballast Efficiency | 92 | [5 empty] | Non Federally-Regulated | 08/26/2013 |  | 02/12/2020
Eaton (formerly Cooper Industries) | McGraw | CIG-**-250-MP-*CEC-* | Horizontal | Pulse-start - magnetic | 250 | 250 |  | True | Ballast Efficiency | 90 | [5 empty] | Non Federally-Regulated | 08/26/2013 |  | 02/12/2020
Eaton (formerly Cooper Industries) | Streetworks | CML25P**3F*CEC* | Horizontal | Pulse-start - magnetic | 250 | 250 |  | True | Ballast Efficiency | 90 | [5 empty] | Non Federally-Regulated | 08/26/2013 |  | 02/12/2020
Eaton (formerly Cooper Industries) | McGraw | AMF-*-150-MP-*44*-CEC-* | Vertical - Base Down | Pulse-start - magnetic | 150 | 150 |  | True | Ballast Efficiency | 81 | Exception 3 Met |  |  |  |  | Non Federally-Regulated | 08/26/2013 |  | 02/12/2020
Eaton (formerly Cooper Industries) | Streetworks | CEM17P**4S*CEC-* | Horizontal | Pulse-start - magnetic | 175 | 175 |  | True | Ballast Efficiency | 90 | [5 empty] | Non Federally-Regulated | 08/26/2013 |  | 02/12/2020
Eaton (formerly Cooper Industries) | McGraw | CYS-**200-MP* | Horizontal | Pulse-start - magnetic | 200 | 200 |  | True | Relamping Rated Wattage | 88 |  |  |  | 200-215 watts |  | Non Federally-Regulated | 08/26/2013 |  | 02/12/2020
Eaton (formerly Cooper Industries) | Streetworks | GPF32P***62* | Horizontal | Pulse-start - magnetic | 320 | 320 |  | True | Relamping Rated Wattage | 88 |  |  |  | 290-335 watts |  | Non Federally-Regulated | 08/26/2013 |  | 02/12/2020
Eaton (formerly Cooper Industries) | Streetworks | GR*40P**3D*CEC* | Horizontal | Pulse-start - magnetic | 400 | 400 |  | True | Ballast Efficiency | 92 | [5 empty] | Non Federally-Regulated | 08/26/2013 |  | 02/12/2020
Eaton (formerly Cooper Industries) | McGraw | GAR-250-MP-*33*CEC* | Vertical - Base Down | Pulse-start - magnetic | 250 | 250 |  | True | Ballast Efficiency | 90 | [5 empty] | Non Federally-Regulated | 08/26/2013 |  | 02/12/2020
Eaton (formerly Cooper Industries) | McGraw | GS*-***-400-MP-***-AS*CEC-* | Vertical - Base Up | Pulse-start - magnetic | 400 | 400 |  | True | Ballast Efficiency | 92 | [5 empty] | Non Federally-Regulated | 08/26/2013 |  | 02/12/2020
Eaton (formerly Cooper Industries) | Streetworks | GR*32P**-1D* | Horizontal | Pulse-start - magnetic | 320 | 320 |  | True | Relamping Rated Wattage | 88 |  |  |  | 290-335 watts |  | Non Federally-Regulated | 08/26/2013 |  | 02/12/2020
Eaton (formerly Cooper Industries) | Streetworks | GPF40P***76*-CEC* | Vertical - Base Down | Pulse-start - magnetic | 400 | 400 |  | True | Ballast Efficiency | 92 | [5 empty] | Non Federally-Regulated | 08/26/2013 |  | 02/12/2020
Eaton (formerly Cooper Industries) | Streetworks | MEL25P**4F*CEC-* | Horizontal | Pulse-start - magnetic | 250 | 250 |  | True | Ballast Efficiency | 90 | [5 empty] | Non Federally-Regulated | 08/26/2013 |  | 02/12/2020
Eaton (formerly Cooper Industries) | Streetworks | TRU17P****-CEC-* | Horizontal | Pulse-start - magnetic | 175 | 175 |  | True | Ballast Efficiency | 90 | [5 empty] | Non Federally-Regulated | 08/26/2013 |  | 02/12/2020
Eaton (formerly Cooper Industries) | Streetworks | CLB32PW*3C*CEC-* | Vertical - Base Down | Pulse-start - magnetic | 320 | 320 |  | True | Relamping Rated Wattage | 88 |  |  |  | 290-335 watts |  | Non Federally-Regulated | 08/26/2013 |  | 02/12/2020
Eaton (formerly Cooper Industries) | Ametrix | R*-LI-*1-P-175*-CEC* | Horizontal | Pulse-start - magnetic | 175 | 175 |  | False | Ballast Efficiency | 90 | [5 empty] | Non Federally-Regulated | 08/26/2013 |  | 02/12/2020
Eaton (formerly Cooper Industries) | Streetworks | TMU20P**3F* | Horizontal | Pulse-start - magnetic | 200 | 200 |  | True | Relamping Rated Wattage | 88 |  |  |  | 200-215 watts |  | Non Federally-Regulated | 08/26/2013 |  | 02/12/2020
Eaton (formerly Cooper Industries) | Streetworks | CML32P**FT* | Horizontal | Pulse-start - magnetic | 320 | 320 |  | True | Relamping Rated Wattage | 88 |  |  |  | 290-335 watts |  | Non Federally-Regulated | 08/26/2013 |  | 02/12/2020
Eaton (formerly Cooper Industries) | Lumark | MPRB-****-320-*-CEC-* | Vertical - Base Up | Pulse-start - magnetic | 320 | 320 |  | False | Relamping Rated Wattage | 88 |  |  |  | 290-335 watts |  | Non Federally-Regulated | 08/26/2013 |  | 02/12/2020
Eaton (formerly Cooper Industries) | Streetworks | TLU25P**2S*CEC-* | Horizontal | Pulse-start - magnetic | 250 | 250 |  | True | Ballast Efficiency | 90 | [5 empty] | Non Federally-Regulated | 08/26/2013 |  | 02/12/2020
Eaton (formerly Cooper Industries) | Streetworks | GM*32P**5F* | Horizontal | Pulse-start - magnetic | 320 | 320 |  | True | Relamping Rated Wattage | 88 |  |  |  | 290-335 watts |  | Non Federally-Regulated | 08/26/2013 |  | 02/12/2020
Eaton (formerly Cooper Industries) | Streetworks | CML25P**FT*CEC* | Horizontal | Pulse-start - magnetic | 250 | 250 |  | True | Ballast Efficiency | 90 | [5 empty] | Non Federally-Regulated | 08/26/2013 |  | 02/12/2020
Eaton (formerly Cooper Industries) | Invue | VXM-320-MP-* | Horizontal | Pulse-start - magnetic | 320 | 320 |  | True | Relamping Rated Wattage | 88 |  |  |  | 290-335 watts |  | Non Federally-Regulated | 08/26/2013 |  | 02/12/2020
Eaton (formerly Cooper Industries) | Lumark | MPAH-*-15-* | Horizontal | Pulse-start - magnetic | 150 | 150 |  | True | Ballast Efficiency | 81 | Exception 3 Met |  |  |  |  | Non Federally-Regulated | 08/26/2013 |  | 02/12/2020
Eaton (formerly Cooper Industries) | Lumark | MPNK-*76-320-* | Vertical - Base Down | Pulse-start - magnetic | 320 | 320 |  | True | Relamping Rated Wattage | 88 |  |  |  | 290-335 watts |  | Non Federally-Regulated | 08/26/2013 |  | 02/12/2020
Eaton (formerly Cooper Industries) | Lumark | MPXB-****-320-* | Vertical - Base Up | Pulse-start - magnetic | 320 | 320 |  | False | Relamping Rated Wattage | 88 |  |  |  | 290-335 watts |  | Non Federally-Regulated | 08/26/2013 |  | 02/12/2020
Eaton (formerly Cooper Industries) | McGraw | TLM-175-MP-***-4S-CEC-* | Horizontal | Pulse-start - magnetic | 175 | 175 |  | True | Ballast Efficiency | 90 | [5 empty] | Non Federally-Regulated | 08/26/2013 |  | 02/12/2020
Eaton (formerly Cooper Industries) | Streetworks | ADM120P** | Horizontal | Pulse-start - magnetic | 200 | 200 |  | True | Relamping Rated Wattage | 88 |  |  |  | 200-215 watts |  | Non Federally-Regulated | 08/26/2013 |  | 02/12/2020
Eaton (formerly Cooper Industries) | Invue | VFM-K-200-MP-XX-NF* | Vertical - Base Down | Pulse-start - magnetic | 200 | 200 |  | True | Relamping Rated Wattage | 88 |  |  |  | 200-215 watts |  | Non Federally-Regulated | 08/26/2013 |  | 02/12/2020
Eaton (formerly Cooper Industries) | Streetworks | CLB32PW*3C*CEC-* | Vertical - Base Down | Pulse-start - magnetic | 320 | 320 |  | True | Relamping Rated Wattage | 88 |  |  |  | 290-335 watts |  | Non Federally-Regulated | 08/26/2013 |  | 02/12/2020
Eaton (formerly Cooper Industries) | Invue | VFM-K-400-MP-***-NS*CEC-* | Vertical - Base Down | Pulse-start - magnetic | 400 | 400 |  | True | Ballast Efficiency | 92 | [5 empty] | Non Federally-Regulated | 08/26/2013 |  | 02/12/2020
Eaton (formerly Cooper Industries) | Lumark | MPNK*40*CEC | Horizontal | Pulse-start - magnetic | 400 | 400 |  | True | Ballast Efficiency | 92 | [5 empty] | Non Federally-Regulated | 08/26/2013 |  | 02/12/2020
Eaton (formerly Cooper Industries) | Streetworks | MEM15P**SL* | Horizontal | Pulse-start - magnetic | 150 | 150 |  | True | Ballast Efficiency | 81 | Exception 3 Met |  |  |  |  | Non Federally-Regulated | 08/26/2013 |  | 02/12/2020
Eaton (formerly Cooper Industries) | Invue | ECM-150-MP-***-5R* | Vertical - Base Up | Pulse-start - magnetic | 150 | 150 |  | True | Ballast Efficiency | 81 | Exception 3 Met |  |  |  |  | Non Federally-Regulated | 08/26/2013 |  | 02/12/2020
Eaton (formerly Cooper Industries) | Streetworks | PMM25P****CEC* | Horizontal | Pulse-start - magnetic | 250 | 250 |  | True | Ballast Efficiency | 90 | [5 empty] | Non Federally-Regulated | 08/26/2013 |  | 02/12/2020
Eaton (formerly Cooper Industries) | Streetworks | CEM15P**4F* | Horizontal | Pulse-start - magnetic | 150 | 150 |  | True | Ballast Efficiency | 81 | Exception 3 Met |  |  |  |  | Non Federally-Regulated | 08/26/2013 |  | 02/12/2020
Eaton (formerly Cooper Industries) | Streetworks | TMU40P**4F*CEC-* | Horizontal | Pulse-start - magnetic | 400 | 400 |  | True | Ballast Efficiency | 92 | [5 empty] | Non Federally-Regulated | 08/26/2013 |  | 02/12/2020
Eaton (formerly Cooper Industries) | McGraw | GS*-***-250-MP-***-FT*CEC-* | Horizontal | Pulse-start - magnetic | 250 | 250 |  | True | Ballast Efficiency | 90 | [5 empty] | Non Federally-Regulated | 08/26/2013 |  | 02/12/2020
Eaton (formerly Cooper Industries) | Lumark | MPFZ15* | Horizontal | Pulse-start - magnetic | 150 | 150 |  | True | Ballast Efficiency | 81 | Exception 3 Met |  |  |  |  | Non Federally-Regulated | 08/26/2013 |  | 02/12/2020
Eaton (formerly Cooper Industries) | Lumark | MPRC-**-*-250-*-CEC-* | Horizontal | Pulse-start - magnetic | 250 | 250 |  | True | Ballast Efficiency | 90 | [5 empty] | Non Federally-Regulated | 08/26/2013 |  | 02/12/2020
Eaton (formerly Cooper Industries) | Streetworks | ZAD17P****-CEC-* | Horizontal | Pulse-start - magnetic | 175 | 175 |  | True | Ballast Efficiency | 90 | [5 empty] | Non Federally-Regulated | 08/26/2013 |  | 02/12/2020
Eaton (formerly Cooper Industries) | McGraw | AMF-*-320-MP-*76* | Vertical - Base Down | Pulse-start - magnetic | 320 | 320 |  | True | Relamping Rated Wattage | 88 |  |  |  | 290-335 watts |  | Non Federally-Regulated | 08/26/2013 |  | 02/12/2020
Eaton (formerly Cooper Industries) | McGraw | CLM-***-250-MP-***-3F*CEC-* | Horizontal | Pulse-start - magnetic | 250 | 250 |  | True | Ballast Efficiency | 90 | [5 empty] | Non Federally-Regulated | 08/26/2013 |  | 02/12/2020
Eaton (formerly Cooper Industries) | Streetworks | CEL32P**2F* | Horizontal | Pulse-start - magnetic | 320 | 320 |  | True | Relamping Rated Wattage | 88 |  |  |  | 290-335 watts |  | Non Federally-Regulated | 08/26/2013 |  | 02/12/2020
Eaton (formerly Cooper Industries) | Streetworks | PMM17P****CEC* | Horizontal | Pulse-start - magnetic | 175 | 175 |  | True | Ballast Efficiency | 90 | [5 empty] | Non Federally-Regulated | 08/26/2013 |  | 02/12/2020
Eaton (formerly Cooper Industries) | Streetworks | CEL32P**MA* | Vertical - Base Up | Pulse-start - magnetic | 320 | 320 |  | True | Relamping Rated Wattage | 88 |  |  |  | 290-335 watts |  | Non Federally-Regulated | 08/26/2013 |  | 02/12/2020
Eaton (formerly Cooper Industries) | Lumark | MPQC-QCSA18-*-250-*-CEC | Vertical - Base Up | Pulse-start - magnetic | 250 | 250 |  | False | Ballast Efficiency | 90 | [5 empty] | Non Federally-Regulated | 08/26/2013 |  | 02/12/2020
Eaton (formerly Cooper Industries) | Streetworks | ORL40P**XX-CEC* | Vertical - Base Down | Pulse-start - magnetic | 400 | 400 |  | True | Ballast Efficiency | 92 | [5 empty] | Non Federally-Regulated | 08/26/2013 |  | 02/12/2020
Eaton (formerly Cooper Industries) | Streetworks | OVD32P*** | Horizontal | Pulse-start - magnetic | 320 | 320 |  | True | Relamping Rated Wattage | 88 |  |  |  | 290-335 watts |  | Non Federally-Regulated | 08/26/2013 |  | 02/12/2020
Eaton (formerly Cooper Industries) | Ametrix | S*-LO-*1-P-320*-CEC* | Horizontal | Pulse-start - magnetic | 320 | 320 |  | True | Ballast Efficiency | 92 | [5 empty] | Non Federally-Regulated | 08/26/2013 |  | 02/12/2020
Eaton (formerly Cooper Industries) | McGraw | GAR-175-MP-*5C*CEC* | Vertical - Base Down | Pulse-start - magnetic | 175 | 175 |  | True | Ballast Efficiency | 90 | [5 empty] | Non Federally-Regulated | 08/26/2013 |  | 02/12/2020
Eaton (formerly Cooper Industries) | Ametrix | S*-LO-*1-P-200* | Horizontal | Pulse-start - magnetic | 200 | 200 |  | True | Relamping Rated Wattage | 88 |  |  |  | 200-215 watts |  | Non Federally-Regulated | 08/26/2013 |  | 02/12/2020
Eaton (formerly Cooper Industries) | Lumark | MPCS-250-*-CEC-* | Horizontal | Pulse-start - magnetic | 250 | 250 |  | False | Ballast Efficiency | 90 | [5 empty] | Non Federally-Regulated | 08/26/2013 |  | 02/12/2020
Eaton (formerly Cooper Industries) | Streetworks | CLB15P**5C* | Vertical - Base Down | Pulse-start - magnetic | 150 | 150 |  | True | Ballast Efficiency | 81 | Exception 3 Met |  |  |  |  | Non Federally-Regulated | 08/26/2013 |  | 02/12/2020
Eaton (formerly Cooper Industries) | McGraw | CLM-***-400-MP-***-SL*CEC-* | Horizontal | Pulse-start - magnetic | 400 | 400 |  | True | Ballast Efficiency | 92 | [5 empty] | Non Federally-Regulated | 08/26/2013 |  | 02/12/2020
Eaton (formerly Cooper Industries) | Streetworks | MEL15P**4S* | Horizontal | Pulse-start - magnetic | 150 | 150 |  | True | Ballast Efficiency | 81 | Exception 3 Met |  |  |  |  | Non Federally-Regulated | 08/26/2013 |  | 02/12/2020
Eaton (formerly Cooper Industries) | Invue | VFM-K-320-MP-***-NS*CEC-* | Vertical - Base Down | Pulse-start - magnetic | 320 | 320 |  | True | Relamping Rated Wattage | 88 |  |  |  | 290-335 watts |  | Non Federally-Regulated | 08/26/2013 |  | 02/12/2020
Eaton (formerly Cooper Industries) | McGraw | TLM-150-MP-***-AR* | Vertical - Base Up | Pulse-start - magnetic | 150 | 150 |  | True | Ballast Efficiency | 81 | Exception 3 Met |  |  |  |  | Non Federally-Regulated | 08/26/2013 |  | 02/12/2020
Eaton (formerly Cooper Industries) | Streetworks | CML40P**2F*CEC-* | Horizontal | Pulse-start - magnetic | 400 | 400 |  | True | Ballast Efficiency | 92 | [5 empty] | Non Federally-Regulated | 08/26/2013 |  | 02/12/2020
Eaton (formerly Cooper Industries) | Streetworks | GPF40P***44*-CEC* | Vertical - Base Down | Pulse-start - magnetic | 400 | 400 |  | True | Ballast Efficiency | 92 | [5 empty] | Non Federally-Regulated | 08/26/2013 |  | 02/12/2020
Eaton (formerly Cooper Industries) | Streetworks | OVH17P****-CEC-* | Horizontal | Pulse-start - magnetic | 175 | 175 |  | True | Ballast Efficiency | 90 | [5 empty] | Non Federally-Regulated | 08/26/2013 |  | 02/12/2020
Eaton (formerly Cooper Industries) | Streetworks | GM*32P**AR* | Vertical - Base Up | Pulse-start - magnetic | 320 | 320 |  | True | Relamping Rated Wattage | 88 |  |  |  | 290-335 watts |  | Non Federally-Regulated | 08/26/2013 |  | 02/12/2020
Eaton (formerly Cooper Industries) | McGraw | GS*-***-175-MP-***-CA*CEC-* | Horizontal | Pulse-start - magnetic | 175 | 175 |  | True | Ballast Efficiency | 90 | [5 empty] | Non Federally-Regulated | 08/26/2013 |  | 02/12/2020
Eaton (formerly Cooper Industries) | Lumark | MPAH-*-40-***-CEC-* | Horizontal | Pulse-start - magnetic | 400 | 400 |  | True | Ballast Efficiency | 92 | [5 empty] | Non Federally-Regulated | 08/26/2013 |  | 02/12/2020
Eaton (formerly Cooper Industries) | Invue | VWM-200-MP-* | Horizontal | Pulse-start - magnetic | 200 | 200 |  | True | Relamping Rated Wattage | 88 |  |  |  | 200-215 watts |  | Non Federally-Regulated | 08/26/2013 |  | 02/12/2020
Eaton (formerly Cooper Industries) | Lumark | MPSG-****-**-250-*-CEC-* | Vertical - Base Up | Pulse-start - magnetic | 250 | 250 |  | False | Ballast Efficiency | 90 | [5 empty] | Non Federally-Regulated | 08/26/2013 |  | 02/12/2020
Eaton (formerly Cooper Industries) | McGraw | GAT-400-MP-*3C*CEC* | Vertical - Base Down | Pulse-start - magnetic | 400 | 400 |  | True | Ballast Efficiency | 92 | [5 empty] | Non Federally-Regulated | 08/26/2013 |  | 02/12/2020
Eaton (formerly Cooper Industries) | Streetworks | GR*25P**FT*CEC* | Horizontal | Pulse-start - magnetic | 250 | 250 |  | True | Ballast Efficiency | 90 | [5 empty] | Non Federally-Regulated | 08/26/2013 |  | 02/12/2020
Eaton (formerly Cooper Industries) | McGraw | TLM-250-MP-***-3F-CEC-* | Horizontal | Pulse-start - magnetic | 250 | 250 |  | True | Ballast Efficiency | 90 | [5 empty] | Non Federally-Regulated | 08/26/2013 |  | 02/12/2020
Eaton (formerly Cooper Industries) | Streetworks | GPF*-200-MP-*76* | Vertical - Base Down | Pulse-start - magnetic | 200 | 200 |  | True | Relamping Rated Wattage | 88 |  |  |  | 200-215 watts |  | Non Federally-Regulated | 08/26/2013 |  | 02/12/2020
Eaton (formerly Cooper Industries) | Streetworks | ARC25PW*-3C*CEC-* | Vertical - Base Down | Pulse-start - magnetic | 250 | 250 |  | True | Ballast Efficiency | 90 | [5 empty] | Non Federally-Regulated | 08/26/2013 |  | 02/12/2020
Eaton (formerly Cooper Industries) | McGraw | IST-150-MP* | Horizontal | Pulse-start - magnetic | 150 | 150 |  | True | Ballast Efficiency | 81 | Exception 3 Met |  |  |  |  | Non Federally-Regulated | 08/26/2013 |  | 02/12/2020
Eaton (formerly Cooper Industries) | Streetworks | TMU17P**5S*CEC-* | Horizontal | Pulse-start - magnetic | 175 | 175 |  | True | Ballast Efficiency | 90 | [5 empty] | Non Federally-Regulated | 08/26/2013 |  | 02/12/2020
Eaton (formerly Cooper Industries) | McGraw | GS*-***-150-MP-***-3S* | Horizontal | Pulse-start - magnetic | 150 | 150 |  | True | Ballast Efficiency | 81 | Exception 3 Met |  |  |  |  | Non Federally-Regulated | 08/26/2013 |  | 02/12/2020
Eaton (formerly Cooper Industries) | Streetworks | GR*17P**3D*CEC* | Horizontal | Pulse-start - magnetic | 175 | 175 |  | True | Ballast Efficiency | 90 | [5 empty] | Non Federally-Regulated | 08/26/2013 |  | 02/12/2020
Eaton (formerly Cooper Industries) | Streetworks | TMU17P**AF*CEC-* | Horizontal | Pulse-start - magnetic | 175 | 175 |  | True | Ballast Efficiency | 90 | [5 empty] | Non Federally-Regulated | 08/26/2013 |  | 02/12/2020
Eaton (formerly Cooper Industries) | McGraw | CLM-***-320-MP-***-CA* | Horizontal | Pulse-start - magnetic | 320 | 320 |  | True | Relamping Rated Wattage | 88 |  |  |  | 290-335 watts |  | Non Federally-Regulated | 08/26/2013 |  | 02/12/2020
Eaton (formerly Cooper Industries) | Lumark | MPBE**-175*CEC | Vertical - Base Up | Pulse-start - magnetic | 175 | 175 |  | False | Ballast Efficiency | 90 | [5 empty] | Non Federally-Regulated | 08/26/2013 |  | 02/12/2020
Eaton (formerly Cooper Industries) | McGraw | IMC-400-MP-***-CEC* | Horizontal | Pulse-start - magnetic | 400 | 400 |  | True | Ballast Efficiency | 92 | [5 empty] | Non Federally-Regulated | 08/26/2013 |  | 02/12/2020
Eaton (formerly Cooper Industries) | Streetworks | GM*40P**AR*CEC* | Vertical - Base Up | Pulse-start - magnetic | 400 | 400 |  | True | Ballast Efficiency | 92 | [5 empty] | Non Federally-Regulated | 08/26/2013 |  | 02/12/2020
Eaton (formerly Cooper Industries) | Streetworks | MEL40P**4S*CEC-* | Horizontal | Pulse-start - magnetic | 400 | 400 |  | True | Ballast Efficiency | 92 | [5 empty] | Non Federally-Regulated | 08/26/2013 |  | 02/12/2020
Eaton (formerly Cooper Industries) | Streetworks | CEL15P**3R* | Vertical - Base Up | Pulse-start - magnetic | 150 | 150 |  | True | Ballast Efficiency | 81 | Exception 3 Met |  |  |  |  | Non Federally-Regulated | 08/26/2013 |  | 02/12/2020
Eaton (formerly Cooper Industries) | McGraw | CLM-***-320-MP-***-3S* | Horizontal | Pulse-start - magnetic | 320 | 320 |  | True | Relamping Rated Wattage | 88 |  |  |  | 290-335 watts |  | Non Federally-Regulated | 08/26/2013 |  | 02/12/2020
Eaton (formerly Cooper Industries) | Streetworks | MEL15P**SL* | Horizontal | Pulse-start - magnetic | 150 | 150 |  | True | Ballast Efficiency | 81 | Exception 3 Met |  |  |  |  | Non Federally-Regulated | 08/26/2013 |  | 02/12/2020
Eaton (formerly Cooper Industries) | McGraw | GAR-400-MP-*33*CEC* | Vertical - Base Down | Pulse-start - magnetic | 400 | 400 |  | True | Ballast Efficiency | 92 | [5 empty] | Non Federally-Regulated | 08/26/2013 |  | 02/12/2020
Eaton (formerly Cooper Industries) | Lumark | MPEB-****-**-*-400-*-CEC-* | Vertical - Base Up | Pulse-start - magnetic | 400 | 400 |  | False | Ballast Efficiency | 92 | [5 empty] | Non Federally-Regulated | 08/26/2013 |  | 02/12/2020
Eaton (formerly Cooper Industries) | Streetworks | GR*17P**3V*CEC* | Vertical - Base Up | Pulse-start - magnetic | 175 | 175 |  | True | Ballast Efficiency | 90 | [5 empty] | Non Federally-Regulated | 08/26/2013 |  | 02/12/2020
Eaton (formerly Cooper Industries) | Lumark | MPWP-**-320-* | Horizontal | Pulse-start - magnetic | 320 | 320 |  | True | Relamping Rated Wattage | 88 |  |  |  | 290-335 watts |  | Non Federally-Regulated | 08/26/2013 |  | 02/12/2020
Eaton (formerly Cooper Industries) | McGraw | EPL-175-MP-MB* | Vertical - Base Up | Pulse-start - magnetic | 175 | 175 |  | False | Ballast Efficiency | 90 | [5 empty] | Non Federally-Regulated | 08/26/2013 |  | 02/12/2020
Eaton (formerly Cooper Industries) | Streetworks | GR*40P**RW*CEC* | Vertical - Base Up | Pulse-start - magnetic | 400 | 400 |  | True | Ballast Efficiency | 92 | [5 empty] | Non Federally-Regulated | 08/26/2013 |  | 02/12/2020
Eaton (formerly Cooper Industries) | McGraw | CYP-**200-MP* | Horizontal | Pulse-start - magnetic | 200 | 200 |  | True | Relamping Rated Wattage | 88 |  |  |  | 200-215 watts |  | Non Federally-Regulated | 08/26/2013 |  | 02/12/2020
Eaton (formerly Cooper Industries) | Streetworks | CBS17P**3C*CEC-* | Vertical - Base Down | Pulse-start - magnetic | 175 | 175 |  | True | Ballast Efficiency | 90 | [5 empty] | Non Federally-Regulated | 08/26/2013 |  | 02/12/2020
Eaton (formerly Cooper Industries) | McGraw | GS*-***-400-MP-***-2S*CEC-* | Horizontal | Pulse-start - magnetic | 400 | 400 |  | True | Ballast Efficiency | 92 | [5 empty] | Non Federally-Regulated | 08/26/2013 |  | 02/12/2020
Eaton (formerly Cooper Industries) | Invue | ECL-250-MP-***-MA*CEC-* | Vertical - Base Up | Pulse-start - magnetic | 250 | 250 |  | True | Ballast Efficiency | 90 | [5 empty] | Non Federally-Regulated | 08/26/2013 |  | 02/12/2020
Eaton (formerly Cooper Industries) | Streetworks | VAN20P** | Vertical - Base Up | Pulse-start - magnetic | 200 | 200 |  | True | Relamping Rated Wattage | 88 |  |  |  | 200-215 watts |  | Non Federally-Regulated | 08/26/2013 |  | 02/12/2020
Eaton (formerly Cooper Industries) | Streetworks | GR*32P**2D* | Horizontal | Pulse-start - magnetic | 320 | 320 |  | True | Relamping Rated Wattage | 88 |  |  |  | 290-335 watts |  | Non Federally-Regulated | 08/26/2013 |  | 02/12/2020
Eaton (formerly Cooper Industries) | Lumark | MPAH-*-32-* | Horizontal | Pulse-start - magnetic | 320 | 320 |  | True | Relamping Rated Wattage | 88 |  |  |  | 290-335 watts |  | Non Federally-Regulated | 08/26/2013 |  | 02/12/2020
Eaton (formerly Cooper Industries) | Streetworks | LXF15P* | Vertical - Base Up | Pulse-start - magnetic | 150 | 150 |  | True | Ballast Efficiency | 81 | Exception 3 Met |  |  |  |  | Non Federally-Regulated | 08/26/2013 |  | 02/12/2020
Eaton (formerly Cooper Industries) | McGraw | ZDG-**-250-MP-*****-CEC-* | Horizontal | Pulse-start - magnetic | 250 | 250 |  | True | Ballast Efficiency | 90 | [5 empty] | Non Federally-Regulated | 08/26/2013 |  | 02/12/2020
Eaton (formerly Cooper Industries) | McGraw | TLM-320-MP-***-2F | Horizontal | Pulse-start - magnetic | 320 | 320 |  | True | Relamping Rated Wattage | 88 |  |  |  | 290-335 watts |  | Non Federally-Regulated | 08/26/2013 |  | 02/12/2020
Eaton (formerly Cooper Industries) | Streetworks | GM*25P**AR*CEC* | Vertical - Base Up | Pulse-start - magnetic | 250 | 250 |  | True | Ballast Efficiency | 90 | [5 empty] | Non Federally-Regulated | 08/26/2013 |  | 02/12/2020
Eaton (formerly Cooper Industries) | Streetworks | CML40P**AR*CEC* | Vertical - Base Up | Pulse-start - magnetic | 400 | 400 |  | True | Ballast Efficiency | 92 | [5 empty] | Non Federally-Regulated | 08/26/2013 |  | 02/12/2020
Eaton (formerly Cooper Industries) | Streetworks | MEM15P**4S* | Horizontal | Pulse-start - magnetic | 150 | 150 |  | True | Ballast Efficiency | 81 | Exception 3 Met |  |  |  |  | Non Federally-Regulated | 08/26/2013 |  | 02/12/2020
Eaton (formerly Cooper Industries) | Streetworks | CAS40P****CEC* | Horizontal | Pulse-start - magnetic | 400 | 400 |  | True | Ballast Efficiency | 92 | [5 empty] | Non Federally-Regulated | 08/26/2013 |  | 02/12/2020
Eaton (formerly Cooper Industries) | Streetworks | GPF15P***12* | Vertical - Base Down | Pulse-start - magnetic | 150 | 150 |  | True | Ballast Efficiency | 81 | Exception 3 Met |  |  |  |  | Non Federally-Regulated | 08/26/2013 |  | 02/12/2020
Eaton (formerly Cooper Industries) | Invue | FLS-150-MP* | Horizontal | Pulse-start - magnetic | 150 | 150 |  | True | Ballast Efficiency | 81 | Exception 3 Met |  |  |  |  | Non Federally-Regulated | 08/26/2013 |  | 02/12/2020
Eaton (formerly Cooper Industries) | Streetworks | TLU32P**2F*CEC-* | Horizontal | Pulse-start - magnetic | 320 | 320 |  | True | Relamping Rated Wattage | 88 |  |  |  | 290-335 watts |  | Non Federally-Regulated | 08/26/2013 |  | 02/12/2020
Eaton (formerly Cooper Industries) | Invue | EMM-150-MP-***-2S* | Horizontal | Pulse-start - magnetic | 150 | 150 |  | True | Ballast Efficiency | 81 | Exception 3 Met |  |  |  |  | Non Federally-Regulated | 08/26/2013 |  | 02/12/2020
Eaton (formerly Cooper Industries) | McGraw | IMC-150-MP* | Horizontal | Pulse-start - magnetic | 150 | 150 |  | True | Ballast Efficiency | 81 | Exception 3 Met |  |  |  |  | Non Federally-Regulated | 08/26/2013 |  | 02/12/2020
Eaton (formerly Cooper Industries) | Streetworks | ZSD25P****-CEC-* | Horizontal | Pulse-start - magnetic | 250 | 250 |  | True | Ballast Efficiency | 90 | [5 empty] | Non Federally-Regulated | 08/26/2013 |  | 02/12/2020
Eaton (formerly Cooper Industries) | Lumark | MPCL-400-*-CEC-* | Horizontal | Pulse-start - magnetic | 400 | 400 |  | False | Ballast Efficiency | 92 | [5 empty] | Non Federally-Regulated | 08/26/2013 |  | 02/12/2020
Eaton (formerly Cooper Industries) | Streetworks | MEL25P**5S*CEC-* | Horizontal | Pulse-start - magnetic | 250 | 250 |  | True | Ballast Efficiency | 90 | [5 empty] | Non Federally-Regulated | 08/26/2013 |  | 02/12/2020
Eaton (formerly Cooper Industries) | Streetworks | ARS25P**5C*CEC-* | Vertical - Base Down | Pulse-start - magnetic | 250 | 250 |  | True | Ballast Efficiency | 90 | [5 empty] | Non Federally-Regulated | 08/26/2013 |  | 02/12/2020
Eaton (formerly Cooper Industries) | McGraw | GAT-320-MP-*55* | Vertical - Base Down | Pulse-start - magnetic | 320 | 320 |  | True | Relamping Rated Wattage | 88 |  |  |  | 290-335 watts |  | Non Federally-Regulated | 08/26/2013 |  | 02/12/2020
Eaton (formerly Cooper Industries) | Streetworks | ACN20PW*3C* | Vertical - Base Down | Pulse-start - magnetic | 200 | 200 |  | True | Relamping Rated Wattage | 88 |  |  |  | 200-215 watts |  | Non Federally-Regulated | 08/26/2013 |  | 02/12/2020
Eaton (formerly Cooper Industries) | Streetworks | ARC20PW*5C* | Vertical - Base Down | Pulse-start - magnetic | 200 | 200 |  | True | Relamping Rated Wattage | 88 |  |  |  | 200-215 watts |  | Non Federally-Regulated | 08/26/2013 |  | 02/12/2020
Eaton (formerly Cooper Industries) | Streetworks | ZYG15P** | Horizontal | Pulse-start - magnetic | 150 | 150 |  | True | Ballast Efficiency | 81 | Exception 3 Met |  |  |  |  | Non Federally-Regulated | 08/26/2013 |  | 02/12/2020
Eaton (formerly Cooper Industries) | Streetworks | ARC25PW*-55*CEC-* | Vertical - Base Down | Pulse-start - magnetic | 250 | 250 |  | True | Ballast Efficiency | 90 | [5 empty] | Non Federally-Regulated | 08/26/2013 |  | 02/12/2020
Eaton (formerly Cooper Industries) | Invue | ECM-150-MP-***-SL* | Horizontal | Pulse-start - magnetic | 150 | 150 |  | True | Ballast Efficiency | 81 | Exception 3 Met |  |  |  |  | Non Federally-Regulated | 08/26/2013 |  | 02/12/2020
Eaton (formerly Cooper Industries) | Streetworks | CEL17P**5R*CEC-* | Vertical - Base Up | Pulse-start - magnetic | 175 | 175 |  | True | Ballast Efficiency | 90 | [5 empty] | Non Federally-Regulated | 08/26/2013 |  | 02/12/2020
Eaton (formerly Cooper Industries) | McGraw | TRR-150-MP* | Vertical - Base Down | Pulse-start - magnetic | 150 | 150 |  | True | Ballast Efficiency | 81 | Exception 3 Met |  |  |  |  | Non Federally-Regulated | 08/26/2013 |  | 02/12/2020
Eaton (formerly Cooper Industries) | Streetworks | ZAG25P****-CEC-* | Horizontal | Pulse-start - magnetic | 250 | 250 |  | True | Ballast Efficiency | 90 | [5 empty] | Non Federally-Regulated | 08/26/2013 |  | 02/12/2020
Eaton (formerly Cooper Industries) | Invue | ECL-150-MP-***-3S* | Horizontal | Pulse-start - magnetic | 150 | 150 |  | True | Ballast Efficiency | 81 | Exception 3 Met |  |  |  |  | Non Federally-Regulated | 08/26/2013 |  | 02/12/2020
Eaton (formerly Cooper Industries) | Streetworks | TMU25P**2S*CEC-* | Horizontal | Pulse-start - magnetic | 250 | 250 |  | True | Ballast Efficiency | 90 | [5 empty] | Non Federally-Regulated | 08/26/2013 |  | 02/12/2020
Eaton (formerly Cooper Industries) | McGraw | GS*-***-400-MP-***-3S*CEC-* | Horizontal | Pulse-start - magnetic | 400 | 400 |  | True | Ballast Efficiency | 92 | [5 empty] | Non Federally-Regulated | 08/26/2013 |  | 02/12/2020
Eaton (formerly Cooper Industries) | Streetworks | MEM15P**MA* | Vertical - Base Up | Pulse-start - magnetic | 150 | 150 |  | True | Ballast Efficiency | 81 | Exception 3 Met |  |  |  |  | Non Federally-Regulated | 08/26/2013 |  | 02/12/2020
Eaton (formerly Cooper Industries) | Lumark | MPVF-AL-400-*-CEC-* | Vertical - Base Up | Pulse-start - magnetic | 400 | 400 |  | False | Ballast Efficiency | 92 | [5 empty] | Non Federally-Regulated | 08/26/2013 |  | 02/12/2020
Eaton (formerly Cooper Industries) | Streetworks | MEM15P**5S* | Horizontal | Pulse-start - magnetic | 150 | 150 |  | True | Ballast Efficiency | 81 | Exception 3 Met |  |  |  |  | Non Federally-Regulated | 08/26/2013 |  | 02/12/2020
Eaton (formerly Cooper Industries) | Streetworks | CEL15P**4F* | Horizontal | Pulse-start - magnetic | 150 | 150 |  | True | Ballast Efficiency | 81 | Exception 3 Met |  |  |  |  | Non Federally-Regulated | 08/26/2013 |  | 02/12/2020
Eaton (formerly Cooper Industries) | McGraw | TLM-150-MP-***-3V* | Vertical - Base Up | Pulse-start - magnetic | 150 | 150 |  | True | Ballast Efficiency | 81 | Exception 3 Met |  |  |  |  | Non Federally-Regulated | 08/26/2013 |  | 02/12/2020
Eaton (formerly Cooper Industries) | McGraw | CSS-**-250-MP-*CEC-* | Horizontal | Pulse-start - magnetic | 250 | 250 |  | True | Ballast Efficiency | 90 | [5 empty] | Non Federally-Regulated | 08/26/2013 |  | 02/12/2020
Eaton (formerly Cooper Industries) | McGraw | GAT-250-MP-*5C*CEC* | Vertical - Base Down | Pulse-start - magnetic | 250 | 250 |  | True | Ballast Efficiency | 90 | [5 empty] | Non Federally-Regulated | 08/26/2013 |  | 02/12/2020
Eaton (formerly Cooper Industries) | Streetworks | CBS17P**5C*CEC-* | Vertical - Base Down | Pulse-start - magnetic | 175 | 175 |  | True | Ballast Efficiency | 90 | [5 empty] | Non Federally-Regulated | 08/26/2013 |  | 02/12/2020
Eaton (formerly Cooper Industries) | Streetworks | TLU40P**4V*CEC-* | Vertical - Base Up | Pulse-start - magnetic | 400 | 400 |  | True | Ballast Efficiency | 92 | [5 empty] | Non Federally-Regulated | 08/26/2013 |  | 02/12/2020
Eaton (formerly Cooper Industries) | Streetworks | CEL25P**2F*CEC-* | Horizontal | Pulse-start - magnetic | 250 | 250 |  | True | Ballast Efficiency | 90 | [5 empty] | Non Federally-Regulated | 08/26/2013 |  | 02/12/2020
Eaton (formerly Cooper Industries) | Streetworks | GM*40P**2F*CEC-* | Horizontal | Pulse-start - magnetic | 400 | 400 |  | True | Ballast Efficiency | 92 | [5 empty] | Non Federally-Regulated | 08/26/2013 |  | 02/12/2020
Eaton (formerly Cooper Industries) | Streetworks | VAN25P****-CEC-* | Vertical - Base Up | Pulse-start - magnetic | 250 | 250 |  | True | Ballast Efficiency | 90 | [5 empty] | Non Federally-Regulated | 08/26/2013 |  | 02/12/2020
Eaton (formerly Cooper Industries) | Streetworks | OVZ15P*** | Horizontal | Pulse-start - magnetic | 150 | 150 |  | True | Ballast Efficiency | 81 | Exception 3 Met |  |  |  |  | Non Federally-Regulated | 08/26/2013 |  | 02/12/2020
Eaton (formerly Cooper Industries) | McGraw | AMF-*-250-MP-*12*-CEC-* | Vertical - Base Down | Pulse-start - magnetic | 250 | 250 |  | True | Ballast Efficiency | 90 | [5 empty] | Non Federally-Regulated | 08/26/2013 |  | 02/12/2020
Eaton (formerly Cooper Industries) | McGraw | GAR-250-MP-*3C*CEC* | Vertical - Base Down | Pulse-start - magnetic | 250 | 250 |  | True | Ballast Efficiency | 90 | [5 empty] | Non Federally-Regulated | 08/26/2013 |  | 02/12/2020
Eaton (formerly Cooper Industries) | Streetworks | ANM25P****CEC-* | Horizontal | Pulse-start - magnetic | 250 | 250 |  | True | Ballast Efficiency | 90 | [5 empty] | Non Federally-Regulated | 08/26/2013 |  | 02/12/2020
Eaton (formerly Cooper Industries) | Streetworks | ANM15P* | Horizontal | Pulse-start - magnetic | 150 | 150 |  | True | Ballast Efficiency | 81 | Exception 3 Met |  |  |  |  | Non Federally-Regulated | 08/26/2013 |  | 02/12/2020
Eaton (formerly Cooper Industries) | Streetworks | MEM15P**3F* | Horizontal | Pulse-start - magnetic | 150 | 150 |  | True | Ballast Efficiency | 81 | Exception 3 Met |  |  |  |  | Non Federally-Regulated | 08/26/2013 |  | 02/12/2020
Eaton (formerly Cooper Industries) | McGraw | GS*-***-320-MP-***-3V* | Vertical - Base Up | Pulse-start - magnetic | 320 | 320 |  | True | Relamping Rated Wattage | 88 |  |  |  | 290-335 watts |  | Non Federally-Regulated | 08/26/2013 |  | 02/12/2020
Eaton (formerly Cooper Industries) | Streetworks | MEL32P**4S* | Horizontal | Pulse-start - magnetic | 320 | 320 |  | True | Relamping Rated Wattage | 88 |  |  |  | 290-335 watts |  | Non Federally-Regulated | 08/26/2013 |  | 02/12/2020
Eaton (formerly Cooper Industries) | Streetworks | ZAG40P****-CEC-* | Horizontal | Pulse-start - magnetic | 400 | 400 |  | True | Ballast Efficiency | 92 | [5 empty] | Non Federally-Regulated | 08/26/2013 |  | 02/12/2020
Eaton (formerly Cooper Industries) | McGraw | AMF-*-150-MP-*23*-CEC-* | Vertical - Base Down | Pulse-start - magnetic | 150 | 150 |  | True | Ballast Efficiency | 81 | Exception 3 Met |  |  |  |  | Non Federally-Regulated | 08/26/2013 |  | 02/12/2020
Eaton (formerly Cooper Industries) | McGraw | TLM-250-MP-***-3V-CEC-* | Vertical - Base Up | Pulse-start - magnetic | 250 | 250 |  | True | Ballast Efficiency | 90 | [5 empty] | Non Federally-Regulated | 08/26/2013 |  | 02/12/2020
Eaton (formerly Cooper Industries) | Ametrix | V*-LI-*1-E-210* | Horizontal | Pulse-start - electronic | 210 | 210 |  | False | Ballast Efficiency | 90 | [5 empty] | Non Federally-Regulated | 08/26/2013 |  | 02/12/2020
Eaton (formerly Cooper Industries) | Streetworks | TMU25P**5S*CEC-* | Horizontal | Pulse-start - magnetic | 250 | 250 |  | True | Ballast Efficiency | 90 | [5 empty] | Non Federally-Regulated | 08/26/2013 |  | 02/12/2020
Eaton (formerly Cooper Industries) | Streetworks | ZYG40P****-CEC-* | Horizontal | Pulse-start - magnetic | 400 | 400 |  | True | Ballast Efficiency | 92 | [5 empty] | Non Federally-Regulated | 08/26/2013 |  | 02/12/2020
Eaton (formerly Cooper Industries) | McGraw | CAA-150-MP-*3C* | Vertical - Base Down | Pulse-start - magnetic | 150 | 150 |  | True | Ballast Efficiency | 81 | Exception 3 Met |  |  |  |  | Non Federally-Regulated | 08/26/2013 |  | 02/12/2020
Eaton (formerly Cooper Industries) | McGraw | ZDL-**-150-MP-* | Horizontal | Pulse-start - magnetic | 150 | 150 |  | True | Ballast Efficiency | 81 | Exception 3 Met |  |  |  |  | Non Federally-Regulated | 08/26/2013 |  | 02/12/2020
Eaton (formerly Cooper Industries) | Streetworks | CLB17P**3C*CEC-* | Vertical - Base Down | Pulse-start - magnetic | 175 | 175 |  | True | Ballast Efficiency | 90 | [5 empty] | Non Federally-Regulated | 08/26/2013 |  | 02/12/2020
Eaton (formerly Cooper Industries) | Lumark | MPXB-****-175*CEC* | Vertical - Base Up | Pulse-start - magnetic | 175 | 175 |  | False | Ballast Efficiency | 90 | [5 empty] | Non Federally-Regulated | 08/26/2013 |  | 02/12/2020
Eaton (formerly Cooper Industries) | Invue | ECL-250-MP-***-5S*CEC-* | Horizontal | Pulse-start - magnetic | 250 | 250 |  | True | Ballast Efficiency | 90 | [5 empty] | Non Federally-Regulated | 08/26/2013 |  | 02/12/2020
Eaton (formerly Cooper Industries) | Invue | EML-250-MP-***-4S*CEC-* | Horizontal | Pulse-start - magnetic | 250 | 250 |  | True | Ballast Efficiency | 90 | [5 empty] | Non Federally-Regulated | 08/26/2013 |  | 02/12/2020
Eaton (formerly Cooper Industries) | McGraw | GS*-***-150-MP-***-3V* | Vertical - Base Up | Pulse-start - magnetic | 150 | 150 |  | True | Ballast Efficiency | 81 | Exception 3 Met |  |  |  |  | Non Federally-Regulated | 08/26/2013 |  | 02/12/2020
Eaton (formerly Cooper Industries) | Streetworks | TMU15P**5S* | Horizontal | Pulse-start - magnetic | 150 | 150 |  | True | Ballast Efficiency | 81 | Exception 3 Met |  |  |  |  | Non Federally-Regulated | 08/26/2013 |  | 02/12/2020
Eaton (formerly Cooper Industries) | McGraw | TLM-175-MP-***-AS-CEC-* | Vertical - Base Up | Pulse-start - magnetic | 175 | 175 |  | True | Ballast Efficiency | 90 | [5 empty] | Non Federally-Regulated | 08/26/2013 |  | 02/12/2020
Eaton (formerly Cooper Industries) | McGraw | GS*-***-175-MP-***-5F*CEC-* | Horizontal | Pulse-start - magnetic | 175 | 175 |  | True | Ballast Efficiency | 90 | [5 empty] | Non Federally-Regulated | 08/26/2013 |  | 02/12/2020
Eaton (formerly Cooper Industries) | McGraw | TLM-250-MP-***-AR-CEC-* | Vertical - Base Up | Pulse-start - magnetic | 250 | 250 |  | True | Ballast Efficiency | 90 | [5 empty] | Non Federally-Regulated | 08/26/2013 |  | 02/12/2020
Eaton (formerly Cooper Industries) | Invue | VFS-150-MP-***-VF | Horizontal | Pulse-start - magnetic | 150 | 150 |  | True | Ballast Efficiency | 81 | Exception 3 Met |  |  |  |  | Non Federally-Regulated | 08/26/2013 |  | 02/12/2020
Eaton (formerly Cooper Industries) | Streetworks | CLB15P**3C* | Vertical - Base Down | Pulse-start - magnetic | 150 | 150 |  | True | Ballast Efficiency | 81 | Exception 3 Met |  |  |  |  | Non Federally-Regulated | 08/26/2013 |  | 02/12/2020
Eaton (formerly Cooper Industries) | Streetworks | OVX20P*** | Horizontal | Pulse-start - magnetic | 200 | 200 |  | True | Relamping Rated Wattage | 88 |  |  |  | 200-215 watts |  | Non Federally-Regulated | 08/26/2013 |  | 02/12/2020
Eaton (formerly Cooper Industries) | Streetworks | ATM25P****CEC-* | Horizontal | Pulse-start - magnetic | 250 | 250 |  | True | Ballast Efficiency | 90 | [5 empty] | Non Federally-Regulated | 08/26/2013 |  | 02/12/2020
Eaton (formerly Cooper Industries) | Streetworks | CEL32P**4S* | Horizontal | Pulse-start - magnetic | 320 | 320 |  | True | Relamping Rated Wattage | 88 |  |  |  | 290-335 watts |  | Non Federally-Regulated | 08/26/2013 |  | 02/12/2020
Eaton (formerly Cooper Industries) | McGraw | GLC-175-MP-*55*CEC* | Vertical - Base Down | Pulse-start - magnetic | 175 | 175 |  | True | Ballast Efficiency | 90 | [5 empty] | Non Federally-Regulated | 08/26/2013 |  | 02/12/2020
Eaton (formerly Cooper Industries) | McGraw | CAC-175-MP-*3C*CEC* | Vertical - Base Down | Pulse-start - magnetic | 175 | 175 |  | True | Ballast Efficiency | 90 | [5 empty] | Non Federally-Regulated | 08/26/2013 |  | 02/12/2020
Eaton (formerly Cooper Industries) | Ametrix | S*-LO-*1-E-210* | Horizontal | Pulse-start - electronic | 210 | 210 |  | True | Ballast Efficiency | 90 | [5 empty] | Non Federally-Regulated | 08/26/2013 |  | 02/12/2020
Eaton (formerly Cooper Industries) | Streetworks | GR*15P**RW*CEC* | Vertical - Base Up | Pulse-start - magnetic | 150 | 150 |  | True | Ballast Efficiency | 81 | Exception 3 Met |  |  |  |  | Non Federally-Regulated | 08/26/2013 |  | 02/12/2020
Eaton (formerly Cooper Industries) | Invue | ICS-150-MP* | Horizontal | Pulse-start - magnetic | 150 | 150 |  | True | Ballast Efficiency | 81 | Exception 3 Met |  |  |  |  | Non Federally-Regulated | 08/26/2013 |  | 02/12/2020
Eaton (formerly Cooper Industries) | McGraw | GAT-150-MP-*5C* | Vertical - Base Down | Pulse-start - magnetic | 150 | 150 |  | True | Ballast Efficiency | 81 | Exception 3 Met |  |  |  |  | Non Federally-Regulated | 08/26/2013 |  | 02/12/2020
Eaton (formerly Cooper Industries) | Streetworks | TRU25P****-CEC-* | Horizontal | Pulse-start - magnetic | 250 | 250 |  | True | Ballast Efficiency | 90 | [5 empty] | Non Federally-Regulated | 08/26/2013 |  | 02/12/2020
Eaton (formerly Cooper Industries) | Invue | VFM-K-150-MP-***-MF*CEC-* | Vertical - Base Down | Pulse-start - magnetic | 150 | 150 |  | True | Ballast Efficiency | 81 | Exception 3 Met |  |  |  |  | Non Federally-Regulated | 08/26/2013 |  | 02/12/2020
Eaton (formerly Cooper Industries) | McGraw | GLC-150-MP-*55* | Vertical - Base Down | Pulse-start - magnetic | 150 | 150 |  | True | Ballast Efficiency | 81 | Exception 3 Met |  |  |  |  | Non Federally-Regulated | 08/26/2013 |  | 02/12/2020
Eaton (formerly Cooper Industries) | McGraw | GAR-250-MP-*55*CEC* | Vertical - Base Down | Pulse-start - magnetic | 250 | 250 |  | True | Ballast Efficiency | 90 | [5 empty] | Non Federally-Regulated | 08/26/2013 |  | 02/12/2020
Eaton (formerly Cooper Industries) | Streetworks | TMU40P**AR*CEC-* | Vertical - Base Up | Pulse-start - magnetic | 400 | 400 |  | True | Ballast Efficiency | 92 | [5 empty] | Non Federally-Regulated | 08/26/2013 |  | 02/12/2020
Eaton (formerly Cooper Industries) | Streetworks | GS*15P**AR*CEC* | Vertical - Base Up | Pulse-start - magnetic | 150 | 150 |  | True | Ballast Efficiency | 81 | Exception 3 Met |  |  |  |  | Non Federally-Regulated | 08/26/2013 |  | 02/12/2020
Eaton (formerly Cooper Industries) | McGraw | TLM-250-MP-***-4S-CEC-* | Horizontal | Pulse-start - magnetic | 250 | 250 |  | True | Ballast Efficiency | 90 | [5 empty] | Non Federally-Regulated | 08/26/2013 |  | 02/12/2020
Eaton (formerly Cooper Industries) | Invue | VFM-K-200-MP-XX-WF* | Vertical - Base Down | Pulse-start - magnetic | 200 | 200 |  | True | Relamping Rated Wattage | 88 |  |  |  | 200-215 watts |  | Non Federally-Regulated | 08/26/2013 |  | 02/12/2020
Eaton (formerly Cooper Industries) | Streetworks | TLU32P**3V*CEC-* | Vertical - Base Up | Pulse-start - magnetic | 320 | 320 |  | True | Relamping Rated Wattage | 88 |  |  |  | 290-335 watts |  | Non Federally-Regulated | 08/26/2013 |  | 02/12/2020
Eaton (formerly Cooper Industries) | Invue | ECL-320-MP-***-SL* | Horizontal | Pulse-start - magnetic | 320 | 320 |  | True | Relamping Rated Wattage | 88 |  |  |  | 290-335 watts |  | Non Federally-Regulated | 08/26/2013 |  | 02/12/2020
Eaton (formerly Cooper Industries) | Streetworks | MEL40P**2S*CEC-* | Horizontal | Pulse-start - magnetic | 400 | 400 |  | True | Ballast Efficiency | 92 | [5 empty] | Non Federally-Regulated | 08/26/2013 |  | 02/12/2020
Eaton (formerly Cooper Industries) | Streetworks | CEM15P**3R* | Vertical - Base Up | Pulse-start - magnetic | 150 | 150 |  | True | Ballast Efficiency | 81 | Exception 3 Met |  |  |  |  | Non Federally-Regulated | 08/26/2013 |  | 02/12/2020
Eaton (formerly Cooper Industries) | McGraw | CLM-***-320-MP-***-AR* | Vertical - Base Up | Pulse-start - magnetic | 320 | 320 |  | True | Relamping Rated Wattage | 88 |  |  |  | 290-335 watts |  | Non Federally-Regulated | 08/26/2013 |  | 02/12/2020
Eaton (formerly Cooper Industries) | McGraw | TLL-320-MP-***-AF* | Vertical - Base Up | Pulse-start - magnetic | 320 | 320 |  | True | Relamping Rated Wattage | 88 |  |  |  | 290-335 watts |  | Non Federally-Regulated | 08/26/2013 |  | 02/12/2020
Eaton (formerly Cooper Industries) | Streetworks | GR*25P**3D*CEC* | Horizontal | Pulse-start - magnetic | 250 | 250 |  | True | Ballast Efficiency | 90 | [5 empty] | Non Federally-Regulated | 08/26/2013 |  | 02/12/2020
Eaton (formerly Cooper Industries) | Streetworks | WST17P****-*-CEC-* | Vertical - Base Down | Pulse-start - magnetic | 175 | 175 |  | True | Ballast Efficiency | 90 | [5 empty] | Non Federally-Regulated | 08/26/2013 |  | 02/12/2020
Eaton (formerly Cooper Industries) | Streetworks | MEL25P**3F*CEC-* | Horizontal | Pulse-start - magnetic | 250 | 250 |  | True | Ballast Efficiency | 90 | [5 empty] | Non Federally-Regulated | 08/26/2013 |  | 02/12/2020
Eaton (formerly Cooper Industries) | Ametrix | S*-LI-*1-E-315* | Horizontal | Pulse-start - electronic | 315 | 315 |  | False | Ballast Efficiency | 92 | [5 empty] | Non Federally-Regulated | 08/26/2013 |  | 02/12/2020
Eaton (formerly Cooper Industries) | McGraw | GS*-***-250-MP-***-4S*CEC-* | Horizontal | Pulse-start - magnetic | 250 | 250 |  | True | Ballast Efficiency | 90 | [5 empty] | Non Federally-Regulated | 08/26/2013 |  | 02/12/2020
Eaton (formerly Cooper Industries) | Streetworks | TMU25P**AR*CEC-* | Vertical - Base Up | Pulse-start - magnetic | 250 | 250 |  | True | Ballast Efficiency | 90 | [5 empty] | Non Federally-Regulated | 08/26/2013 |  | 02/12/2020
Eaton (formerly Cooper Industries) | McGraw | ZDL-**-175-MP-*****-CEC-* | Horizontal | Pulse-start - magnetic | 175 | 175 |  | True | Ballast Efficiency | 90 | [5 empty] | Non Federally-Regulated | 08/26/2013 |  | 02/12/2020
Eaton (formerly Cooper Industries) | Streetworks | OVG17P****-CEC-* | Horizontal | Pulse-start - magnetic | 175 | 175 |  | True | Ballast Efficiency | 90 | [5 empty] | Non Federally-Regulated | 08/26/2013 |  | 02/12/2020
Eaton (formerly Cooper Industries) | McGraw | GAR-400-MP-*5C*CEC* | Vertical - Base Down | Pulse-start - magnetic | 400 | 400 |  | True | Ballast Efficiency | 92 | [5 empty] | Non Federally-Regulated | 08/26/2013 |  | 02/12/2020
Eaton (formerly Cooper Industries) | Lumark | MPCS-320-* | Horizontal | Pulse-start - magnetic | 320 | 320 |  | False | Relamping Rated Wattage | 88 |  |  |  | 290-335 watts |  | Non Federally-Regulated | 08/26/2013 |  | 02/12/2020
Eaton (formerly Cooper Industries) | McGraw | TLL-320-MP-***-3S | Horizontal | Pulse-start - magnetic | 320 | 320 |  | True | Relamping Rated Wattage | 88 |  |  |  | 290-335 watts |  | Non Federally-Regulated | 08/26/2013 |  | 02/12/2020
Eaton (formerly Cooper Industries) | Streetworks | ZYG32P** | Horizontal | Pulse-start - magnetic | 320 | 320 |  | True | Relamping Rated Wattage | 88 |  |  |  | 290-335 watts |  | Non Federally-Regulated | 08/26/2013 |  | 02/12/2020
Eaton (formerly Cooper Industries) | Invue | EML-250-MP-***-3S*CEC-* | Horizontal | Pulse-start - magnetic | 250 | 250 |  | True | Ballast Efficiency | 90 | [5 empty] | Non Federally-Regulated | 08/26/2013 |  | 02/12/2020
Eaton (formerly Cooper Industries) | Streetworks | GM*25P**3F*CEC* | Horizontal | Pulse-start - magnetic | 250 | 250 |  | True | Ballast Efficiency | 90 | [5 empty] | Non Federally-Regulated | 08/26/2013 |  | 02/12/2020
Eaton (formerly Cooper Industries) | Streetworks | CBS15P**3C* | Vertical - Base Down | Pulse-start - magnetic | 150 | 150 |  | True | Ballast Efficiency | 81 | Exception 3 Met |  |  |  |  | Non Federally-Regulated | 08/26/2013 |  | 02/12/2020
Eaton (formerly Cooper Industries) | Streetworks | CEM15P**2S* | Horizontal | Pulse-start - magnetic | 150 | 150 |  | True | Ballast Efficiency | 81 | Exception 3 Met |  |  |  |  | Non Federally-Regulated | 08/26/2013 |  | 02/12/2020
Eaton (formerly Cooper Industries) | Streetworks | TMU32P**4F* | Horizontal | Pulse-start - magnetic | 320 | 320 |  | True | Relamping Rated Wattage | 88 |  |  |  | 290-335 watts |  | Non Federally-Regulated | 08/26/2013 |  | 02/12/2020
Eaton (formerly Cooper Industries) | McGraw | CAC-250-MP-*5C*CEC* | Vertical - Base Down | Pulse-start - magnetic | 250 | 250 |  | True | Ballast Efficiency | 90 | [5 empty] | Non Federally-Regulated | 08/26/2013 |  | 02/12/2020
Eaton (formerly Cooper Industries) | Streetworks | HMX40P****-CEC* | Vertical - Base Up | Pulse-start - magnetic | 400 | 400 |  | True | Ballast Efficiency | 92 | [5 empty] | Non Federally-Regulated | 08/26/2013 |  | 02/12/2020
Eaton (formerly Cooper Industries) | Streetworks | TMU25P**4F*CEC-* | Horizontal | Pulse-start - magnetic | 250 | 250 |  | True | Ballast Efficiency | 90 | [5 empty] | Non Federally-Regulated | 08/26/2013 |  | 02/12/2020
Eaton (formerly Cooper Industries) | Streetworks | GM*25P**FT*CEC* | Horizontal | Pulse-start - magnetic | 250 | 250 |  | True | Ballast Efficiency | 90 | [5 empty] | Non Federally-Regulated | 08/26/2013 |  | 02/12/2020
Eaton (formerly Cooper Industries) | Streetworks | CEM17P**2S*CEC-* | Horizontal | Pulse-start - magnetic | 175 | 175 |  | True | Ballast Efficiency | 90 | [5 empty] | Non Federally-Regulated | 08/26/2013 |  | 02/12/2020
Eaton (formerly Cooper Industries) | McGraw | CLM-***-320-MP-***-3F* | Horizontal | Pulse-start - magnetic | 320 | 320 |  | True | Relamping Rated Wattage | 88 |  |  |  | 290-335 watts |  | Non Federally-Regulated | 08/26/2013 |  | 02/12/2020
Eaton (formerly Cooper Industries) | McGraw | CAC-150-MP-*3C* | Vertical - Base Down | Pulse-start - magnetic | 150 | 150 |  | True | Ballast Efficiency | 81 | Exception 3 Met |  |  |  |  | Non Federally-Regulated | 08/26/2013 |  | 02/12/2020
Eaton (formerly Cooper Industries) | McGraw | CAA-175-MP-*3C*CEC* | Vertical - Base Down | Pulse-start - magnetic | 175 | 175 |  | True | Ballast Efficiency | 90 | [5 empty] | Non Federally-Regulated | 08/26/2013 |  | 02/12/2020
Eaton (formerly Cooper Industries) | Streetworks | GM*17P**4S*CEC* | Horizontal | Pulse-start - magnetic | 250 | 250 |  | True | Ballast Efficiency | 90 | [5 empty] | Non Federally-Regulated | 08/26/2013 |  | 02/12/2020
Eaton (formerly Cooper Industries) | Invue | STM-200-MP* | Horizontal | Pulse-start - magnetic | 200 | 200 |  | True | Relamping Rated Wattage | 88 |  |  |  | 200-215 watts |  | Non Federally-Regulated | 08/26/2013 |  | 02/12/2020
Eaton (formerly Cooper Industries) | McGraw | AMF-*-250-MP-*43*-CEC-* | Vertical - Base Down | Pulse-start - magnetic | 250 | 250 |  | True | Ballast Efficiency | 90 | [5 empty] | Non Federally-Regulated | 08/26/2013 |  | 02/12/2020
Eaton (formerly Cooper Industries) | Streetworks | GM*32P**2F* | Horizontal | Pulse-start - magnetic | 320 | 320 |  | True | Relamping Rated Wattage | 88 |  |  |  | 290-335 watts |  | Non Federally-Regulated | 08/26/2013 |  | 02/12/2020
Eaton (formerly Cooper Industries) | Invue | ECL-200-MP-***-5S* | Horizontal | Pulse-start - magnetic | 200 | 200 |  | True | Relamping Rated Wattage | 88 |  |  |  | 200-215 watts |  | Non Federally-Regulated | 08/26/2013 |  | 02/12/2020
Eaton (formerly Cooper Industries) | Streetworks | MEL17P**2S*CEC-* | Horizontal | Pulse-start - magnetic | 175 | 175 |  | True | Ballast Efficiency | 90 | [5 empty] | Non Federally-Regulated | 08/26/2013 |  | 02/12/2020
Eaton (formerly Cooper Industries) | Streetworks | CEL40P**3F*CEC-* | Horizontal | Pulse-start - magnetic | 400 | 400 |  | True | Ballast Efficiency | 92 | [5 empty] | Non Federally-Regulated | 08/26/2013 |  | 02/12/2020
Eaton (formerly Cooper Industries) | Invue | ECL-200-MP-***-3S* | Horizontal | Pulse-start - magnetic | 200 | 200 |  | True | Relamping Rated Wattage | 88 |  |  |  | 200-215 watts |  | Non Federally-Regulated | 08/26/2013 |  | 02/12/2020
Eaton (formerly Cooper Industries) | Streetworks | CEM15P**2F* | Horizontal | Pulse-start - magnetic | 150 | 150 |  | True | Ballast Efficiency | 81 | Exception 3 Met |  |  |  |  | Non Federally-Regulated | 08/26/2013 |  | 02/12/2020
Eaton (formerly Cooper Industries) | McGraw | GAR-150-MP-*3C* | Vertical - Base Down | Pulse-start - magnetic | 150 | 150 |  | True | Ballast Efficiency | 81 | Exception 3 Met |  |  |  |  | Non Federally-Regulated | 08/26/2013 |  | 02/12/2020
Eaton (formerly Cooper Industries) | McGraw | CAC-150-MP-*5C* | Vertical - Base Down | Pulse-start - magnetic | 150 | 150 |  | True | Ballast Efficiency | 81 | Exception 3 Met |  |  |  |  | Non Federally-Regulated | 08/26/2013 |  | 02/12/2020
Eaton (formerly Cooper Industries) | McGraw | CLM-***-320-MP-***-RW* | Vertical - Base Up | Pulse-start - magnetic | 320 | 320 |  | True | Relamping Rated Wattage | 88 |  |  |  | 290-335 watts |  | Non Federally-Regulated | 08/26/2013 |  | 02/12/2020
Eaton (formerly Cooper Industries) | McGraw | AMF-*-400-MP-*62*-CEC-* | Horizontal | Pulse-start - magnetic | 400 | 400 |  | True | Ballast Efficiency | 92 | [5 empty] | Non Federally-Regulated | 08/26/2013 |  | 02/12/2020
Eaton (formerly Cooper Industries) | Streetworks | MEM15P**5R* | Vertical - Base Up | Pulse-start - magnetic | 150 | 150 |  | True | Ballast Efficiency | 81 | Exception 3 Met |  |  |  |  | Non Federally-Regulated | 08/26/2013 |  | 02/12/2020
Eaton (formerly Cooper Industries) | McGraw | GLC-250-MP-*33*CEC* | Vertical - Base Down | Pulse-start - magnetic | 250 | 250 |  | True | Ballast Efficiency | 90 | [5 empty] | Non Federally-Regulated | 08/26/2013 |  | 02/12/2020
Eaton (formerly Cooper Industries) | McGraw | AMF-*-200-MP-*43* | Vertical - Base Down | Pulse-start - magnetic | 200 | 200 |  | True | Relamping Rated Wattage | 88 |  |  |  | 200-215 watts |  | Non Federally-Regulated | 08/26/2013 |  | 02/12/2020
Eaton (formerly Cooper Industries) | Streetworks | TMU20P**AS* | Vertical - Base Up | Pulse-start - magnetic | 200 | 200 |  | True | Relamping Rated Wattage | 88 |  |  |  | 200-215 watts |  | Non Federally-Regulated | 08/26/2013 |  | 02/12/2020
Eaton (formerly Cooper Industries) | McGraw | ARN-250-MP-*33*CEC* | Vertical - Base Down | Pulse-start - magnetic | 250 | 250 |  | True | Ballast Efficiency | 90 | [5 empty] | Non Federally-Regulated | 08/26/2013 |  | 02/12/2020
Eaton (formerly Cooper Industries) | Invue | EML-175-MP-***-3S*CEC-* | Horizontal | Pulse-start - magnetic | 175 | 175 |  | True | Ballast Efficiency | 90 | [5 empty] | Non Federally-Regulated | 08/26/2013 |  | 02/12/2020
Eaton (formerly Cooper Industries) | Lumark | MPQP-*******-250-*-CEC-* | Horizontal | Pulse-start - magnetic | 250 | 250 |  | False | Ballast Efficiency | 90 | [5 empty] | Non Federally-Regulated | 08/26/2013 |  | 02/12/2020
Eaton (formerly Cooper Industries) | Lumark | MPLX-****-250-*-CEC-* | Vertical - Base Up | Pulse-start - magnetic | 250 | 250 |  | False | Ballast Efficiency | 90 | [5 empty] | Non Federally-Regulated | 08/26/2013 |  | 02/12/2020
Eaton (formerly Cooper Industries) | Invue | SDMX1-320-MP-* | Horizontal | Pulse-start - magnetic | 320 | 320 |  | True | Relamping Rated Wattage | 88 |  |  |  | 290-335 watts |  | Non Federally-Regulated | 08/26/2013 |  | 02/12/2020
Eaton (formerly Cooper Industries) | McGraw | CAC-250-MP-*3C*CEC* | Vertical - Base Down | Pulse-start - magnetic | 250 | 250 |  | True | Ballast Efficiency | 90 | [5 empty] | Non Federally-Regulated | 08/26/2013 |  | 02/12/2020
Eaton (formerly Cooper Industries) | Invue | ECL-175-MP-***-4S*CEC-* | Horizontal | Pulse-start - magnetic | 175 | 175 |  | True | Ballast Efficiency | 90 | [5 empty] | Non Federally-Regulated | 08/26/2013 |  | 02/12/2020
Eaton (formerly Cooper Industries) | Invue | EML-150-MP-***-3S* | Horizontal | Pulse-start - magnetic | 150 | 150 |  | True | Ballast Efficiency | 81 | Exception 3 Met |  |  |  |  | Non Federally-Regulated | 08/26/2013 |  | 02/12/2020
Eaton (formerly Cooper Industries) | McGraw | TLM-320-MP-***-4F* | Horizontal | Pulse-start - magnetic | 320 | 320 |  | True | Relamping Rated Wattage | 88 |  |  |  | 290-335 watts |  | Non Federally-Regulated | 08/26/2013 |  | 02/12/2020
Eaton (formerly Cooper Industries) | Streetworks | GPF40P***23*-CEC* | Vertical - Base Down | Pulse-start - magnetic | 400 | 400 |  | True | Ballast Efficiency | 92 | [5 empty] | Non Federally-Regulated | 08/26/2013 |  | 02/12/2020
Eaton (formerly Cooper Industries) | Streetworks | ARC32PW*3C*CEC-* | Vertical - Base Down | Pulse-start - magnetic | 320 | 320 |  | True | Relamping Rated Wattage | 88 |  |  |  | 290-335 watts |  | Non Federally-Regulated | 08/26/2013 |  | 02/12/2020
Eaton (formerly Cooper Industries) | Invue | MSA-250-MP-****-CEC-* | Horizontal | Pulse-start - magnetic | 250 | 250 |  | True | Ballast Efficiency | 90 | [5 empty] | Non Federally-Regulated | 08/26/2013 |  | 02/12/2020
Eaton (formerly Cooper Industries) | McGraw | GS*-***-250-MP-***-RW*CEC-* | Vertical - Base Up | Pulse-start - magnetic | 250 | 250 |  | True | Ballast Efficiency | 90 | [5 empty] | Non Federally-Regulated | 08/26/2013 |  | 02/12/2020
Eaton (formerly Cooper Industries) | Streetworks | CML32P**-1F* | Horizontal | Pulse-start - magnetic | 320 | 320 |  | True | Relamping Rated Wattage | 88 |  |  |  | 290-335 watts |  | Non Federally-Regulated | 08/26/2013 |  | 02/12/2020
Eaton (formerly Cooper Industries) | Streetworks | GM*25P**5F*CEC* | Horizontal | Pulse-start - magnetic | 250 | 250 |  | True | Ballast Efficiency | 90 | [5 empty] | Non Federally-Regulated | 08/26/2013 |  | 02/12/2020
Eaton (formerly Cooper Industries) | Lumark | MPNK-*76-250-*CEC-* | Vertical - Base Down | Pulse-start - magnetic | 250 | 250 |  | True | Ballast Efficiency | 90 | [5 empty] | Non Federally-Regulated | 08/26/2013 |  | 02/12/2020
Eaton (formerly Cooper Industries) | Streetworks | TMU17P**5F*CEC-* | Horizontal | Pulse-start - magnetic | 175 | 175 |  | True | Ballast Efficiency | 90 | [5 empty] | Non Federally-Regulated | 08/26/2013 |  | 02/12/2020
Eaton (formerly Cooper Industries) | Streetworks | CEL15P**5S* | Horizontal | Pulse-start - magnetic | 150 | 150 |  | True | Ballast Efficiency | 81 | Exception 3 Met |  |  |  |  | Non Federally-Regulated | 08/26/2013 |  | 02/12/2020
Eaton (formerly Cooper Industries) | Streetworks | CBS25P**3C*CEC-* | Vertical - Base Down | Pulse-start - magnetic | 250 | 250 |  | True | Ballast Efficiency | 90 | [5 empty] | Non Federally-Regulated | 08/26/2013 |  | 02/12/2020
Eaton (formerly Cooper Industries) | Streetworks | ARS15P**5C* | Vertical - Base Down | Pulse-start - magnetic | 150 | 150 |  | True | Ballast Efficiency | 81 | Exception 3 Met |  |  |  |  | Non Federally-Regulated | 08/26/2013 |  | 02/12/2020
Eaton (formerly Cooper Industries) | Streetworks | CML25P**AR*CEC* | Vertical - Base Up | Pulse-start - magnetic | 250 | 250 |  | True | Ballast Efficiency | 90 | [5 empty] | Non Federally-Regulated | 08/26/2013 |  | 02/12/2020
Eaton (formerly Cooper Industries) | McGraw | CLM-***-250-MP-***-2S*CEC-* | Horizontal | Pulse-start - magnetic | 250 | 250 |  | True | Ballast Efficiency | 90 | [5 empty] | Non Federally-Regulated | 08/26/2013 |  | 02/12/2020
Eaton (formerly Cooper Industries) | Streetworks | MEL17P**2F*CEC-* | Horizontal | Pulse-start - magnetic | 175 | 175 |  | True | Ballast Efficiency | 90 | [5 empty] | Non Federally-Regulated | 08/26/2013 |  | 02/12/2020
Eaton (formerly Cooper Industries) | McGraw | NHN-150-MP* | Vertical - Base Down | Pulse-start - magnetic | 150 | 150 |  | True | Ballast Efficiency | 81 | Exception 3 Met |  |  |  |  | Non Federally-Regulated | 08/26/2013 |  | 02/12/2020
Eaton (formerly Cooper Industries) | Streetworks | VAN40P****-CEC-* | Vertical - Base Up | Pulse-start - magnetic | 400 | 400 |  | True | Ballast Efficiency | 92 | [5 empty] | Non Federally-Regulated | 08/26/2013 |  | 02/12/2020
Eaton (formerly Cooper Industries) | Lumark | MPMM-K-*-VF-250-*-CEC-* | Vertical - Base Down | Pulse-start - magnetic | 250 | 250 |  | True | Ballast Efficiency | 90 | [5 empty] | Non Federally-Regulated | 08/26/2013 |  | 02/12/2020
Eaton (formerly Cooper Industries) | McGraw | TLM-400-MP-***-4S-CEC-* | Horizontal | Pulse-start - magnetic | 400 | 400 |  | True | Ballast Efficiency | 92 | [5 empty] | Non Federally-Regulated | 08/26/2013 |  | 02/12/2020
Eaton (formerly Cooper Industries) | Streetworks | CML32P**SL* | Horizontal | Pulse-start - magnetic | 320 | 320 |  | True | Relamping Rated Wattage | 88 |  |  |  | 290-335 watts |  | Non Federally-Regulated | 08/26/2013 |  | 02/12/2020
Eaton (formerly Cooper Industries) | McGraw | TLM-150-MP-***-4S* | Horizontal | Pulse-start - magnetic | 150 | 150 |  | True | Ballast Efficiency | 81 | Exception 3 Met |  |  |  |  | Non Federally-Regulated | 08/26/2013 |  | 02/12/2020
Eaton (formerly Cooper Industries) | McGraw | GS*-***-320-MP-***-CA* | Horizontal | Pulse-start - magnetic | 320 | 320 |  | True | Relamping Rated Wattage | 88 |  |  |  | 290-335 watts |  | Non Federally-Regulated | 08/26/2013 |  | 02/12/2020
Eaton (formerly Cooper Industries) | Streetworks | TMU20P**AF* | Horizontal | Pulse-start - magnetic | 200 | 200 |  | True | Relamping Rated Wattage | 88 |  |  |  | 200-215 watts |  | Non Federally-Regulated | 08/26/2013 |  | 02/12/2020
Eaton (formerly Cooper Industries) | McGraw | TLL-320-MP-***-4S* | Horizontal | Pulse-start - magnetic | 320 | 320 |  | True | Relamping Rated Wattage | 88 |  |  |  | 290-335 watts |  | Non Federally-Regulated | 08/26/2013 |  | 02/12/2020
Eaton (formerly Cooper Industries) | Invue | ECL-200-MP-***-MA* | Vertical - Base Up | Pulse-start - magnetic | 200 | 200 |  | True | Relamping Rated Wattage | 88 |  |  |  | 200-215 watts |  | Non Federally-Regulated | 08/26/2013 |  | 02/12/2020
Eaton (formerly Cooper Industries) | McGraw | TLM-250-MP-***-AS-CEC-* | Vertical - Base Up | Pulse-start - magnetic | 250 | 250 |  | True | Ballast Efficiency | 90 | [5 empty] | Non Federally-Regulated | 08/26/2013 |  | 02/12/2020
Eaton (formerly Cooper Industries) | McGraw | EPL-150-MP-MB* | Vertical - Base Up | Pulse-start - magnetic | 150 | 150 |  | False | Ballast Efficiency | 81 | Exception 3 Met |  |  |  |  | Non Federally-Regulated | 08/26/2013 |  | 02/12/2020
Eaton (formerly Cooper Industries) | McGraw | TLM-175-MP-***-5S-CEC-* | Horizontal | Pulse-start - magnetic | 175 | 175 |  | True | Ballast Efficiency | 90 | [5 empty] | Non Federally-Regulated | 08/26/2013 |  | 02/12/2020
Eaton (formerly Cooper Industries) | Streetworks | TMU32P**AF* | Horizontal | Pulse-start - magnetic | 320 | 320 |  | True | Relamping Rated Wattage | 88 |  |  |  | 290-335 watts |  | Non Federally-Regulated | 08/26/2013 |  | 02/12/2020
Eaton (formerly Cooper Industries) | McGraw | AMF-*-200-MP-*12* | Vertical - Base Down | Pulse-start - magnetic | 200 | 200 |  | True | Relamping Rated Wattage | 88 |  |  |  | 200-215 watts |  | Non Federally-Regulated | 08/26/2013 |  | 02/12/2020
Eaton (formerly Cooper Industries) | McGraw | GS*-***-250-MP-***-CA*CEC-* | Horizontal | Pulse-start - magnetic | 250 | 250 |  | True | Ballast Efficiency | 90 | [5 empty] | Non Federally-Regulated | 08/26/2013 |  | 02/12/2020
Eaton (formerly Cooper Industries) | Invue | EML-320-MP-***-5S* | Horizontal | Pulse-start - magnetic | 320 | 320 |  | True | Relamping Rated Wattage | 88 |  |  |  | 290-335 watts |  | Non Federally-Regulated | 08/26/2013 |  | 02/12/2020
Eaton (formerly Cooper Industries) | McGraw | CAC-320-MP-*5C* | Vertical - Base Down | Pulse-start - magnetic | 320 | 320 |  | True | Relamping Rated Wattage | 88 |  |  |  | 290-335 watts |  | Non Federally-Regulated | 08/26/2013 |  | 02/12/2020
Eaton (formerly Cooper Industries) | Streetworks | CML25P**5F*CEC* | Horizontal | Pulse-start - magnetic | 250 | 250 |  | True | Ballast Efficiency | 90 | [5 empty] | Non Federally-Regulated | 08/26/2013 |  | 02/12/2020
Eaton (formerly Cooper Industries) | Lumark | MPQP-********-200* | Horizontal | Pulse-start - magnetic | 200 | 200 |  | False | Relamping Rated Wattage | 88 |  |  |  | 200-215 watts |  | Non Federally-Regulated | 08/26/2013 |  | 02/12/2020
Eaton (formerly Cooper Industries) | McGraw | GAR-150-MP-*5C* | Vertical - Base Down | Pulse-start - magnetic | 150 | 150 |  | True | Ballast Efficiency | 81 | Exception 3 Met |  |  |  |  | Non Federally-Regulated | 08/26/2013 |  | 02/12/2020
Eaton (formerly Cooper Industries) | McGraw | GLC-150-MP-*33* | Vertical - Base Down | Pulse-start - magnetic | 150 | 150 |  | True | Ballast Efficiency | 81 | Exception 3 Met |  |  |  |  | Non Federally-Regulated | 08/26/2013 |  | 02/12/2020
Eaton (formerly Cooper Industries) | Streetworks | MEM15P**3R* | Vertical - Base Up | Pulse-start - magnetic | 150 | 150 |  | True | Ballast Efficiency | 81 | Exception 3 Met |  |  |  |  | Non Federally-Regulated | 08/26/2013 |  | 02/12/2020
Eaton (formerly Cooper Industries) | McGraw | AMF-*-400-MP-*12*-CEC-* | Vertical - Base Down | Pulse-start - magnetic | 400 | 400 |  | True | Ballast Efficiency | 92 | [5 empty] | Non Federally-Regulated | 08/26/2013 |  | 02/12/2020
Eaton (formerly Cooper Industries) | McGraw | GS*-***-400-MP-***-3F*CEC-* | Horizontal | Pulse-start - magnetic | 400 | 400 |  | True | Ballast Efficiency | 92 | [5 empty] | Non Federally-Regulated | 08/26/2013 |  | 02/12/2020
Eaton (formerly Cooper Industries) | McGraw | GS*-***-320-MP-***-SL* | Horizontal | Pulse-start - magnetic | 320 | 320 |  | True | Relamping Rated Wattage | 88 |  |  |  | 290-335 watts |  | Non Federally-Regulated | 08/26/2013 |  | 02/12/2020
Eaton (formerly Cooper Industries) | McGraw | AMF-*-250-MP-*65*-CEC-* | Horizontal | Pulse-start - magnetic | 250 | 250 |  | True | Ballast Efficiency | 90 | [5 empty] | Non Federally-Regulated | 08/26/2013 |  | 02/12/2020
Eaton (formerly Cooper Industries) | Streetworks | GR*40P**-1D*CEC-* | Horizontal | Pulse-start - magnetic | 400 | 400 |  | True | Ballast Efficiency | 92 | [5 empty] | Non Federally-Regulated | 08/26/2013 |  | 02/12/2020
Eaton (formerly Cooper Industries) | McGraw | TLL-400-MP-***-2F-CEC-* | Horizontal | Pulse-start - magnetic | 400 | 400 |  | True | Ballast Efficiency | 92 | [5 empty] | Non Federally-Regulated | 08/26/2013 |  | 02/12/2020
Eaton (formerly Cooper Industries) | McGraw | AMF-*-320-MP-*43* | Vertical - Base Down | Pulse-start - magnetic | 320 | 320 |  | True | Relamping Rated Wattage | 88 |  |  |  | 290-335 watts |  | Non Federally-Regulated | 08/26/2013 |  | 02/12/2020
Eaton (formerly Cooper Industries) | McGraw | GAT-150-MP-*33* | Vertical - Base Down | Pulse-start - magnetic | 150 | 150 |  | True | Ballast Efficiency | 81 | Exception 3 Met |  |  |  |  | Non Federally-Regulated | 08/26/2013 |  | 02/12/2020
Eaton (formerly Cooper Industries) | Streetworks | GPF40P***62*-CEC* | Horizontal | Pulse-start - magnetic | 400 | 400 |  | True | Ballast Efficiency | 92 | [5 empty] | Non Federally-Regulated | 08/26/2013 |  | 02/12/2020
Eaton (formerly Cooper Industries) | Lumark | MPSG-****-**-320-* | Vertical - Base Up | Pulse-start - magnetic | 320 | 320 |  | False | Relamping Rated Wattage | 88 |  |  |  | 290-335 watts |  | Non Federally-Regulated | 08/26/2013 |  | 02/12/2020
Eaton (formerly Cooper Industries) | McGraw | CIL-**175-MP-*CEC-* | Horizontal | Pulse-start - magnetic | 175 | 175 |  | True | Ballast Efficiency | 90 | [5 empty] | Non Federally-Regulated | 08/26/2013 |  | 02/12/2020
Eaton (formerly Cooper Industries) | Invue | ENT-150-MP-***-EB* | Horizontal | Pulse-start - electronic | 150 | 150 |  | True | Ballast Efficiency | 90 | [5 empty] | Non Federally-Regulated | 08/26/2013 |  | 02/12/2020
Eaton (formerly Cooper Industries) | Streetworks | ATM17P****CEC-* | Horizontal | Pulse-start - magnetic | 175 | 175 |  | True | Ballast Efficiency | 90 | [5 empty] | Non Federally-Regulated | 08/26/2013 |  | 02/12/2020
Eaton (formerly Cooper Industries) | Ametrix | S*-LI-*1-P-250*-CEC* | Horizontal | Pulse-start - magnetic | 250 | 250 |  | False | Ballast Efficiency | 90 | [5 empty] | Non Federally-Regulated | 08/26/2013 |  | 02/12/2020
Eaton (formerly Cooper Industries) | Streetworks | TMU32P**AS* | Vertical - Base Up | Pulse-start - magnetic | 320 | 320 |  | True | Relamping Rated Wattage | 88 |  |  |  | 290-335 watts |  | Non Federally-Regulated | 08/26/2013 |  | 02/12/2020
Eaton (formerly Cooper Industries) | Streetworks | CAS32P* | Horizontal | Pulse-start - magnetic | 320 | 320 |  | True | Relamping Rated Wattage | 88 |  |  |  | 290-335 watts |  | Non Federally-Regulated | 08/26/2013 |  | 02/12/2020
Eaton (formerly Cooper Industries) | McGraw | GLC-320-MP-*33* | Vertical - Base Down | Pulse-start - magnetic | 320 | 320 |  | True | Relamping Rated Wattage | 88 |  |  |  | 290-335 watts |  | Non Federally-Regulated | 08/26/2013 |  | 02/12/2020
Eaton (formerly Cooper Industries) | Ametrix | R*-XI-*-P-250-*-CEC* | Horizontal | Pulse-start - magnetic | 250 | 250 |  | False | Ballast Efficiency | 90 | [5 empty] | Non Federally-Regulated | 08/26/2013 |  | 02/12/2020
Eaton (formerly Cooper Industries) | Streetworks | ZYG17P****-CEC-* | Horizontal | Pulse-start - magnetic | 175 | 175 |  | True | Ballast Efficiency | 90 | [5 empty] | Non Federally-Regulated | 08/26/2013 |  | 02/12/2020
Eaton (formerly Cooper Industries) | McGraw | TLL-320-MP-***-4F* | Horizontal | Pulse-start - magnetic | 320 | 320 |  | True | Relamping Rated Wattage | 88 |  |  |  | 290-335 watts |  | Non Federally-Regulated | 08/26/2013 |  | 02/12/2020
Eaton (formerly Cooper Industries) | Streetworks | PMM32P** | Horizontal | Pulse-start - magnetic | 320 | 320 |  | True | Relamping Rated Wattage | 88 |  |  |  | 290-335 watts |  | Non Federally-Regulated | 08/26/2013 |  | 02/12/2020
Eaton (formerly Cooper Industries) | Lumark | MPEB-****-**-*-320-*-CEC-* | Vertical - Base Up | Pulse-start - magnetic | 320 | 320 |  | False | Relamping Rated Wattage | 88 |  |  |  | 290-335 watts |  | Non Federally-Regulated | 08/26/2013 |  | 02/12/2020
Eaton (formerly Cooper Industries) | Streetworks | GPF40P***12*-CEC* | Vertical - Base Down | Pulse-start - magnetic | 400 | 400 |  | True | Ballast Efficiency | 92 | [5 empty] | Non Federally-Regulated | 08/26/2013 |  | 02/12/2020
Eaton (formerly Cooper Industries) | Streetworks | ADM225P**-CEC-* | Horizontal | Pulse-start - magnetic | 250 | 250 |  | True | Ballast Efficiency | 90 | [5 empty] | Non Federally-Regulated | 08/26/2013 |  | 02/12/2020
Eaton (formerly Cooper Industries) | Streetworks | TMU40P**2F*CEC-* | Horizontal | Pulse-start - magnetic | 400 | 400 |  | True | Ballast Efficiency | 92 | [5 empty] | Non Federally-Regulated | 08/26/2013 |  | 02/12/2020
Eaton (formerly Cooper Industries) | Streetworks | ARC32PW*3C*CEC-* | Vertical - Base Down | Pulse-start - magnetic | 320 | 320 |  | True | Relamping Rated Wattage | 88 |  |  |  | 290-335 watts |  | Non Federally-Regulated | 08/26/2013 |  | 02/12/2020
Eaton (formerly Cooper Industries) | Invue | ECL-320-MP-***-5S* | Horizontal | Pulse-start - magnetic | 320 | 320 |  | True | Relamping Rated Wattage | 88 |  |  |  | 290-335 watts |  | Non Federally-Regulated | 08/26/2013 |  | 02/12/2020
Eaton (formerly Cooper Industries) | Streetworks | TMU25P**SL*CEC-* | Horizontal | Pulse-start - magnetic | 250 | 250 |  | True | Ballast Efficiency | 90 | [5 empty] | Non Federally-Regulated | 08/26/2013 |  | 02/12/2020
Eaton (formerly Cooper Industries) | Streetworks | GR*15P**FT*CEC* | Horizontal | Pulse-start - magnetic | 150 | 150 |  | True | Ballast Efficiency | 81 | Exception 3 Met |  |  |  |  | Non Federally-Regulated | 08/26/2013 |  | 02/12/2020
Eaton (formerly Cooper Industries) | Invue | VFM-K-400-MP-***-VF*CEC-* | Horizontal | Pulse-start - magnetic | 400 | 400 |  | True | Ballast Efficiency | 92 | [5 empty] | Non Federally-Regulated | 08/26/2013 |  | 02/12/2020
Eaton (formerly Cooper Industries) | Streetworks | TMU20P**2S* | Horizontal | Pulse-start - magnetic | 200 | 200 |  | True | Relamping Rated Wattage | 88 |  |  |  | 200-215 watts |  | Non Federally-Regulated | 08/26/2013 |  | 02/12/2020
Eaton (formerly Cooper Industries) | Streetworks | OVY32P*** | Horizontal | Pulse-start - magnetic | 320 | 320 |  | True | Relamping Rated Wattage | 88 |  |  |  | 290-335 watts |  | Non Federally-Regulated | 08/26/2013 |  | 02/12/2020
Eaton (formerly Cooper Industries) | Invue | ECL-150-MP-***-4S* | Horizontal | Pulse-start - magnetic | 150 | 150 |  | True | Ballast Efficiency | 81 | Exception 3 Met |  |  |  |  | Non Federally-Regulated | 08/26/2013 |  | 02/12/2020
Eaton (formerly Cooper Industries) | McGraw | TLM-320-MP-***-5S* | Horizontal | Pulse-start - magnetic | 320 | 320 |  | True | Relamping Rated Wattage | 88 |  |  |  | 290-335 watts |  | Non Federally-Regulated | 08/26/2013 |  | 02/12/2020
Eaton (formerly Cooper Industries) | Streetworks | ACN32PW*3C*CEC-* | Vertical - Base Down | Pulse-start - magnetic | 320 | 320 |  | True | Relamping Rated Wattage | 88 |  |  |  | 290-335 watts |  | Non Federally-Regulated | 08/26/2013 |  | 02/12/2020
Eaton (formerly Cooper Industries) | Streetworks | ADM140P**-CEC-* | Horizontal | Pulse-start - magnetic | 400 | 400 |  | True | Ballast Efficiency | 92 | [5 empty] | Non Federally-Regulated | 08/26/2013 |  | 02/12/2020
Eaton (formerly Cooper Industries) | Streetworks | TMU15P**2S* | Horizontal | Pulse-start - magnetic | 150 | 150 |  | True | Ballast Efficiency | 81 | Exception 3 Met |  |  |  |  | Non Federally-Regulated | 08/26/2013 |  | 02/12/2020
Eaton (formerly Cooper Industries) | Streetworks | TMU15P**4F* | Horizontal | Pulse-start - magnetic | 150 | 150 |  | True | Ballast Efficiency | 81 | Exception 3 Met |  |  |  |  | Non Federally-Regulated | 08/26/2013 |  | 02/12/2020
Eaton (formerly Cooper Industries) | Streetworks | CFB17P****CEC-* | Horizontal | Pulse-start - magnetic | 175 | 175 |  | True | Ballast Efficiency | 90 | [5 empty] | Non Federally-Regulated | 08/26/2013 |  | 02/12/2020
Eaton (formerly Cooper Industries) | Streetworks | MEL25P**4S*CEC-* | Horizontal | Pulse-start - magnetic | 250 | 250 |  | True | Ballast Efficiency | 90 | [5 empty] | Non Federally-Regulated | 08/26/2013 |  | 02/12/2020
Eaton (formerly Cooper Industries) | Lumark | MPMM-K-*-HF-320-* | Horizontal | Pulse-start - magnetic | 320 | 320 |  | True | Relamping Rated Wattage | 88 |  |  |  | 290-335 watts |  | Non Federally-Regulated | 08/26/2013 |  | 02/12/2020
Eaton (formerly Cooper Industries) | Invue | EML-320-MP-***-3S* | Horizontal | Pulse-start - magnetic | 320 | 320 |  | True | Relamping Rated Wattage | 88 |  |  |  | 290-335 watts |  | Non Federally-Regulated | 08/26/2013 |  | 02/12/2020
Eaton (formerly Cooper Industries) | Streetworks | MEL15P**5F* | Horizontal | Pulse-start - magnetic | 150 | 150 |  | True | Ballast Efficiency | 81 | Exception 3 Met |  |  |  |  | Non Federally-Regulated | 08/26/2013 |  | 02/12/2020
Eaton (formerly Cooper Industries) | Streetworks | TMU25P**3F*CEC-* | Horizontal | Pulse-start - magnetic | 250 | 250 |  | True | Ballast Efficiency | 90 | [5 empty] | Non Federally-Regulated | 08/26/2013 |  | 02/12/2020
Eaton (formerly Cooper Industries) | Ametrix | S*-LO-*1-P-175*-CEC* | Horizontal | Pulse-start - magnetic | 175 | 175 |  | True | Ballast Efficiency | 90 | [5 empty] | Non Federally-Regulated | 08/26/2013 |  | 02/12/2020
Eaton (formerly Cooper Industries) | Streetworks | CML40P**3F*CEC* | Horizontal | Pulse-start - magnetic | 400 | 400 |  | True | Ballast Efficiency | 92 | [5 empty] | Non Federally-Regulated | 08/26/2013 |  | 02/12/2020
Eaton (formerly Cooper Industries) | Streetworks | TMU20P**2F* | Horizontal | Pulse-start - magnetic | 200 | 200 |  | True | Relamping Rated Wattage | 88 |  |  |  | 200-215 watts |  | Non Federally-Regulated | 08/26/2013 |  | 02/12/2020
Eaton (formerly Cooper Industries) | Streetworks | GM*40P**3F*CEC* | Horizontal | Pulse-start - magnetic | 400 | 400 |  | True | Ballast Efficiency | 92 | [5 empty] | Non Federally-Regulated | 08/26/2013 |  | 02/12/2020
Eaton (formerly Cooper Industries) | Invue | VWM-320-MP-* | Horizontal | Pulse-start - magnetic | 320 | 320 |  | True | Relamping Rated Wattage | 88 |  |  |  | 290-335 watts |  | Non Federally-Regulated | 08/26/2013 |  | 02/12/2020
Eaton (formerly Cooper Industries) | Streetworks | MEM17P**3F*CEC-* | Horizontal | Pulse-start - magnetic | 175 | 175 |  | True | Ballast Efficiency | 90 | [5 empty] | Non Federally-Regulated | 08/26/2013 |  | 02/12/2020
Eaton (formerly Cooper Industries) | Streetworks | TLU25P**AR*CEC-* | Vertical - Base Up | Pulse-start - magnetic | 250 | 250 |  | True | Ballast Efficiency | 90 | [5 empty] | Non Federally-Regulated | 08/26/2013 |  | 02/12/2020
Eaton (formerly Cooper Industries) | Streetworks | TMU15P**3S* | Horizontal | Pulse-start - magnetic | 150 | 150 |  | True | Ballast Efficiency | 81 | Exception 3 Met |  |  |  |  | Non Federally-Regulated | 08/26/2013 |  | 02/12/2020
Eaton (formerly Cooper Industries) | McGraw | CSP**175-MP-*CEC-* | Horizontal | Pulse-start - magnetic | 175 | 175 |  | True | Ballast Efficiency | 90 | [5 empty] | Non Federally-Regulated | 08/26/2013 |  | 02/12/2020
Eaton (formerly Cooper Industries) | Streetworks | TMU15P**3V* | Vertical - Base Up | Pulse-start - magnetic | 150 | 150 |  | True | Ballast Efficiency | 81 | Exception 3 Met |  |  |  |  | Non Federally-Regulated | 08/26/2013 |  | 02/12/2020
Eaton (formerly Cooper Industries) | Streetworks | OVG15P*** | Horizontal | Pulse-start - magnetic | 150 | 150 |  | True | Ballast Efficiency | 81 | Exception 3 Met |  |  |  |  | Non Federally-Regulated | 08/26/2013 |  | 02/12/2020
Eaton (formerly Cooper Industries) | McGraw | GS*-***-175-MP-***-AR*CEC-* | Vertical - Base Up | Pulse-start - magnetic | 175 | 175 |  | True | Ballast Efficiency | 90 | [5 empty] | Non Federally-Regulated | 08/26/2013 |  | 02/12/2020
Eaton (formerly Cooper Industries) | Streetworks | CEL17P**SL*CEC-* | Horizontal | Pulse-start - magnetic | 175 | 175 |  | True | Ballast Efficiency | 90 | [5 empty] | Non Federally-Regulated | 08/26/2013 |  | 02/12/2020
Eaton (formerly Cooper Industries) | Streetworks | ORL15P-* | Vertical - Base Down | Pulse-start - magnetic | 150 | 150 |  | True | Ballast Efficiency | 81 | Exception 3 Met |  |  |  |  | Non Federally-Regulated | 08/26/2013 |  | 02/12/2020
Eaton (formerly Cooper Industries) | Ametrix | S*-LI-*1-E-150* | Horizontal | Pulse-start - electronic | 150 | 150 |  | False | Ballast Efficiency | 90 | [5 empty] | Non Federally-Regulated | 08/26/2013 |  | 02/12/2020
Eaton (formerly Cooper Industries) | McGraw | GAR-400-MP-*55*CEC* | Vertical - Base Down | Pulse-start - magnetic | 400 | 400 |  | True | Ballast Efficiency | 92 | [5 empty] | Non Federally-Regulated | 08/26/2013 |  | 02/12/2020
Eaton (formerly Cooper Industries) | Streetworks | GM*25P**3V*CEC* | Vertical - Base Up | Pulse-start - magnetic | 250 | 250 |  | True | Ballast Efficiency | 90 | [5 empty] | Non Federally-Regulated | 08/26/2013 |  | 02/12/2020
Eaton (formerly Cooper Industries) | Invue | VFM-K-250-MP-***-NS*CEC-* | Vertical - Base Down | Pulse-start - magnetic | 250 | 250 |  | True | Ballast Efficiency | 90 | [5 empty] | Non Federally-Regulated | 08/26/2013 |  | 02/12/2020
Eaton (formerly Cooper Industries) | Streetworks | CEM17P**5S*CEC-* | Horizontal | Pulse-start - magnetic | 175 | 175 |  | True | Ballast Efficiency | 90 | [5 empty] | Non Federally-Regulated | 08/26/2013 |  | 02/12/2020
Eaton (formerly Cooper Industries) | Streetworks | MEL32P**4F* | Horizontal | Pulse-start - magnetic | 320 | 320 |  | True | Relamping Rated Wattage | 88 |  |  |  | 290-335 watts |  | Non Federally-Regulated | 08/26/2013 |  | 02/12/2020
Eaton (formerly Cooper Industries) | McGraw | TLL-250-MP-***-SL-CEC-* | Horizontal | Pulse-start - magnetic | 250 | 250 |  | True | Ballast Efficiency | 90 | [5 empty] | Non Federally-Regulated | 08/26/2013 |  | 02/12/2020
Eaton (formerly Cooper Industries) | Streetworks | CEL15P**4S* | Horizontal | Pulse-start - magnetic | 150 | 150 |  | True | Ballast Efficiency | 81 | Exception 3 Met |  |  |  |  | Non Federally-Regulated | 08/26/2013 |  | 02/12/2020
Eaton (formerly Cooper Industries) | Streetworks | GPF32P***12* | Vertical - Base Down | Pulse-start - magnetic | 320 | 320 |  | True | Relamping Rated Wattage | 88 |  |  |  | 290-335 watts |  | Non Federally-Regulated | 08/26/2013 |  | 02/12/2020
Eaton (formerly Cooper Industries) | McGraw | TLM-150-MP-***-3S | Horizontal | Pulse-start - magnetic | 150 | 150 |  | True | Ballast Efficiency | 81 | Exception 3 Met |  |  |  |  | Non Federally-Regulated | 08/26/2013 |  | 02/12/2020
Eaton (formerly Cooper Industries) | Invue | VFM-K-320-MP-***-HS*CEC-* | Horizontal | Pulse-start - magnetic | 320 | 320 |  | True | Relamping Rated Wattage | 88 |  |  |  | 290-335 watts |  | Non Federally-Regulated | 08/26/2013 |  | 02/12/2020
Eaton (formerly Cooper Industries) | Streetworks | TMU17P**SL*CEC-* | Horizontal | Pulse-start - magnetic | 175 | 175 |  | True | Ballast Efficiency | 90 | [5 empty] | Non Federally-Regulated | 08/26/2013 |  | 02/12/2020
Eaton (formerly Cooper Industries) | Invue | VFS-150-MP-***-WF | Horizontal | Pulse-start - magnetic | 150 | 150 |  | True | Ballast Efficiency | 81 | Exception 3 Met |  |  |  |  | Non Federally-Regulated | 08/26/2013 |  | 02/12/2020
Eaton (formerly Cooper Industries) | Streetworks | CAP40P****CEC* | Horizontal | Pulse-start - magnetic | 400 | 400 |  | True | Ballast Efficiency | 92 | [5 empty] | Non Federally-Regulated | 08/26/2013 |  | 02/12/2020
Eaton (formerly Cooper Industries) | McGraw | ZDM-**-400-MP-*****-CEC-* | Horizontal | Pulse-start - magnetic | 400 | 400 |  | True | Ballast Efficiency | 92 | [5 empty] | Non Federally-Regulated | 08/26/2013 |  | 02/12/2020
Eaton (formerly Cooper Industries) | Invue | ENV-150-MP-***-MB* | Horizontal | Pulse-start - magnetic | 150 | 150 |  | True | Ballast Efficiency | 81 | Exception 3 Met |  |  |  |  | Non Federally-Regulated | 08/26/2013 |  | 02/12/2020
Eaton (formerly Cooper Industries) | Streetworks | GPF32P***65* | Horizontal | Pulse-start - magnetic | 320 | 320 |  | True | Relamping Rated Wattage | 88 |  |  |  | 290-335 watts |  | Non Federally-Regulated | 08/26/2013 |  | 02/12/2020
Eaton (formerly Cooper Industries) | Streetworks | TLU40P**AR*CEC-* | Vertical - Base Up | Pulse-start - magnetic | 400 | 400 |  | True | Ballast Efficiency | 92 | [5 empty] | Non Federally-Regulated | 08/26/2013 |  | 02/12/2020
Eaton (formerly Cooper Industries) | Streetworks | ARC17P**3C*CEC-* | Vertical - Base Down | Pulse-start - magnetic | 175 | 175 |  | True | Ballast Efficiency | 90 | [5 empty] | Non Federally-Regulated | 08/26/2013 |  | 02/12/2020
Eaton (formerly Cooper Industries) | Streetworks | GPF32P***23* | Vertical - Base Down | Pulse-start - magnetic | 320 | 320 |  | True | Relamping Rated Wattage | 88 |  |  |  | 290-335 watts |  | Non Federally-Regulated | 08/26/2013 |  | 02/12/2020
Eaton (formerly Cooper Industries) | Invue | VFM-K-400-MP-***-HS*CEC-* | Horizontal | Pulse-start - magnetic | 400 | 400 |  | True | Ballast Efficiency | 92 | [5 empty] | Non Federally-Regulated | 08/26/2013 |  | 02/12/2020
Eaton (formerly Cooper Industries) | Streetworks | TMU17P**4V*CEC-* | Vertical - Base Up | Pulse-start - magnetic | 175 | 175 |  | True | Ballast Efficiency | 90 | [5 empty] | Non Federally-Regulated | 08/26/2013 |  | 02/12/2020
Eaton (formerly Cooper Industries) | Streetworks | CEM15P**SL* | Horizontal | Pulse-start - magnetic | 150 | 150 |  | True | Ballast Efficiency | 81 | Exception 3 Met |  |  |  |  | Non Federally-Regulated | 08/26/2013 |  | 02/12/2020
Eaton (formerly Cooper Industries) | Streetworks | ZAD25P****-CEC-* | Horizontal | Pulse-start - magnetic | 250 | 250 |  | True | Ballast Efficiency | 90 | [5 empty] | Non Federally-Regulated | 08/26/2013 |  | 02/12/2020
Eaton (formerly Cooper Industries) | McGraw | TRR-175-MP***CEC* | Vertical - Base Down | Pulse-start - magnetic | 175 | 175 |  | True | Ballast Efficiency | 90 | [5 empty] | Non Federally-Regulated | 08/26/2013 |  | 02/12/2020
Eaton (formerly Cooper Industries) | Streetworks | MEL15P**4F* | Horizontal | Pulse-start - magnetic | 150 | 150 |  | True | Ballast Efficiency | 81 | Exception 3 Met |  |  |  |  | Non Federally-Regulated | 08/26/2013 |  | 02/12/2020
Eaton (formerly Cooper Industries) | McGraw | TLM-320-MP-***-2S | Horizontal | Pulse-start - magnetic | 320 | 320 |  | True | Relamping Rated Wattage | 88 |  |  |  | 290-335 watts |  | Non Federally-Regulated | 08/26/2013 |  | 02/12/2020
Eaton (formerly Cooper Industries) | Streetworks | GM*32P**3V* | Vertical - Base Up | Pulse-start - magnetic | 320 | 320 |  | True | Relamping Rated Wattage | 88 |  |  |  | 290-335 watts |  | Non Federally-Regulated | 08/26/2013 |  | 02/12/2020
Eaton (formerly Cooper Industries) | Lumark | MPMS-*-HF-150* | Horizontal | Pulse-start - magnetic | 150 | 150 |  | True | Ballast Efficiency | 81 | Exception 3 Met |  |  |  |  | Non Federally-Regulated | 08/26/2013 |  | 02/12/2020
Eaton (formerly Cooper Industries) | Invue | EML-175-MP-***-SL*CEC-* | Horizontal | Pulse-start - magnetic | 175 | 175 |  | True | Ballast Efficiency | 90 | [5 empty] | Non Federally-Regulated | 08/26/2013 |  | 02/12/2020
Eaton (formerly Cooper Industries) | Ametrix | R*-LO-*1-P-320*-CEC* | Horizontal | Pulse-start - magnetic | 320 | 320 |  | True | Ballast Efficiency | 92 | [5 empty] | Non Federally-Regulated | 08/26/2013 |  | 02/12/2020
Eaton (formerly Cooper Industries) | Streetworks | MEL17P**4S*CEC-* | Horizontal | Pulse-start - magnetic | 175 | 175 |  | True | Ballast Efficiency | 90 | [5 empty] | Non Federally-Regulated | 08/26/2013 |  | 02/12/2020
Eaton (formerly Cooper Industries) | Streetworks | GM*32P**RW* | Vertical - Base Up | Pulse-start - magnetic | 320 | 320 |  | True | Relamping Rated Wattage | 88 |  |  |  | 290-335 watts |  | Non Federally-Regulated | 08/26/2013 |  | 02/12/2020
Eaton (formerly Cooper Industries) | Ametrix | V*-SO-*1-E-150* | Horizontal | Pulse-start - electronic | 150 | 150 |  | True | Ballast Efficiency | 90 | [5 empty] | Non Federally-Regulated | 08/26/2013 |  | 02/12/2020
Eaton (formerly Cooper Industries) | Invue | VFM-K-150-MP-***-WF*CEC-* | Vertical - Base Down | Pulse-start - magnetic | 150 | 150 |  | True | Ballast Efficiency | 81 | Exception 3 Met |  |  |  |  | Non Federally-Regulated | 08/26/2013 |  | 02/12/2020
Eaton (formerly Cooper Industries) | Streetworks | GM*40P**2S*CEC-* | Horizontal | Pulse-start - magnetic | 400 | 400 |  | True | Ballast Efficiency | 92 | [5 empty] | Non Federally-Regulated | 08/26/2013 |  | 02/12/2020
Eaton (formerly Cooper Industries) | Streetworks | ARC17P**3C*CEC-* | Vertical - Base Down | Pulse-start - magnetic | 175 | 175 |  | True | Ballast Efficiency | 90 | [5 empty] | Non Federally-Regulated | 08/26/2013 |  | 02/12/2020
Eaton (formerly Cooper Industries) | McGraw | WBG-150-MP* | Vertical - Base Down | Pulse-start - magnetic | 150 | 150 |  | True | Ballast Efficiency | 81 | Exception 3 Met |  |  |  |  | Non Federally-Regulated | 08/26/2013 |  | 02/12/2020
Eaton (formerly Cooper Industries) | Streetworks | ORL25P-**XX-CEC* | Vertical - Base Down | Pulse-start - magnetic | 250 | 250 |  | True | Ballast Efficiency | 90 | [5 empty] | Non Federally-Regulated | 08/26/2013 |  | 02/12/2020
Eaton (formerly Cooper Industries) | Lumark | MPTR2315* | Horizontal | Pulse-start - magnetic | 150 | 150 |  | True | Ballast Efficiency | 81 | Exception 3 Met |  |  |  |  | Non Federally-Regulated | 08/26/2013 |  | 02/12/2020
Eaton (formerly Cooper Industries) | Streetworks | GS*15P**SL*CEC* | Horizontal | Pulse-start - magnetic | 150 | 150 |  | True | Ballast Efficiency | 81 | Exception 3 Met |  |  |  |  | Non Federally-Regulated | 08/26/2013 |  | 02/12/2020
Eaton (formerly Cooper Industries) | Streetworks | GM*25P**RW*CEC* | Vertical - Base Up | Pulse-start - magnetic | 250 | 250 |  | True | Ballast Efficiency | 90 | [5 empty] | Non Federally-Regulated | 08/26/2013 |  | 02/12/2020
Eaton (formerly Cooper Industries) | Ametrix | S*-SO-*1-E-150* | Horizontal | Pulse-start - electronic | 150 | 150 |  | True | Ballast Efficiency | 90 | [5 empty] | Non Federally-Regulated | 08/26/2013 |  | 02/12/2020
Eaton (formerly Cooper Industries) | Streetworks | CML32P**2F* | Horizontal | Pulse-start - magnetic | 320 | 320 |  | True | Relamping Rated Wattage | 88 |  |  |  | 290-335 watts |  | Non Federally-Regulated | 08/26/2013 |  | 02/12/2020
Eaton (formerly Cooper Industries) | Streetworks | MEL17P**3R*CEC-* | Vertical - Base Up | Pulse-start - magnetic | 175 | 175 |  | True | Ballast Efficiency | 90 | [5 empty] | Non Federally-Regulated | 08/26/2013 |  | 02/12/2020
Eaton (formerly Cooper Industries) | Streetworks | CEL25P**SL*CEC-* | Horizontal | Pulse-start - magnetic | 250 | 250 |  | True | Ballast Efficiency | 90 | [5 empty] | Non Federally-Regulated | 08/26/2013 |  | 02/12/2020
Eaton (formerly Cooper Industries) | Ametrix | V*-LI-*1-E-150* | Horizontal | Pulse-start - electronic | 150 | 150 |  | False | Ballast Efficiency | 90 | [5 empty] | Non Federally-Regulated | 08/26/2013 |  | 02/12/2020
Eaton (formerly Cooper Industries) | McGraw | TLL-320-MP-***-SL* | Horizontal | Pulse-start - magnetic | 320 | 320 |  | True | Relamping Rated Wattage | 88 |  |  |  | 290-335 watts |  | Non Federally-Regulated | 08/26/2013 |  | 02/12/2020
Eaton (formerly Cooper Industries) | Ametrix | S*-LO-*1-P-250*-CEC* | Horizontal | Pulse-start - magnetic | 250 | 250 |  | True | Ballast Efficiency | 90 | [5 empty] | Non Federally-Regulated | 08/26/2013 |  | 02/12/2020
Eaton (formerly Cooper Industries) | Streetworks | GPF40P***55*-CEC* | Horizontal | Pulse-start - magnetic | 400 | 400 |  | True | Ballast Efficiency | 92 | [5 empty] | Non Federally-Regulated | 08/26/2013 |  | 02/12/2020
Eaton (formerly Cooper Industries) | Streetworks | GM*40P**AS*CEC* | Vertical - Base Up | Pulse-start - magnetic | 400 | 400 |  | True | Ballast Efficiency | 92 | [5 empty] | Non Federally-Regulated | 08/26/2013 |  | 02/12/2020
Eaton (formerly Cooper Industries) | Streetworks | MEM17P**2S*CEC-* | Horizontal | Pulse-start - magnetic | 175 | 175 |  | True | Ballast Efficiency | 90 | [5 empty] | Non Federally-Regulated | 08/26/2013 |  | 02/12/2020
Eaton (formerly Cooper Industries) | Lumark | MPGB-****-250-*-CEC-* | Vertical - Base Up | Pulse-start - magnetic | 250 | 250 |  | False | Ballast Efficiency | 90 | [5 empty] | Non Federally-Regulated | 08/26/2013 |  | 02/12/2020
Eaton (formerly Cooper Industries) | Streetworks | MEL25P**5R*CEC-* | Vertical - Base Up | Pulse-start - magnetic | 250 | 250 |  | True | Ballast Efficiency | 90 | [5 empty] | Non Federally-Regulated | 08/26/2013 |  | 02/12/2020
Eaton (formerly Cooper Industries) | Streetworks | CEM15P**5S* | Horizontal | Pulse-start - magnetic | 150 | 150 |  | True | Ballast Efficiency | 81 | Exception 3 Met |  |  |  |  | Non Federally-Regulated | 08/26/2013 |  | 02/12/2020
Eaton (formerly Cooper Industries) | Streetworks | ACN20PW*55* | Vertical - Base Down | Pulse-start - magnetic | 200 | 200 |  | True | Relamping Rated Wattage | 88 |  |  |  | 200-215 watts |  | Non Federally-Regulated | 08/26/2013 |  | 02/12/2020
Eaton (formerly Cooper Industries) | Streetworks | MEM17P**5S*CEC-* | Horizontal | Pulse-start - magnetic | 175 | 175 |  | True | Ballast Efficiency | 90 | [5 empty] | Non Federally-Regulated | 08/26/2013 |  | 02/12/2020
Eaton (formerly Cooper Industries) | Lumark | MPQC-QCSA18-*-400-*-CEC | Vertical - Base Up | Pulse-start - magnetic | 400 | 400 |  | False | Ballast Efficiency | 92 | [5 empty] | Non Federally-Regulated | 08/26/2013 |  | 02/12/2020
Eaton (formerly Cooper Industries) | McGraw | TLM-250-MP-***-5F-CEC-* | Horizontal | Pulse-start - magnetic | 250 | 250 |  | True | Ballast Efficiency | 90 | [5 empty] | Non Federally-Regulated | 08/26/2013 |  | 02/12/2020
Eaton (formerly Cooper Industries) | Lumark | MPMM-*-HF-*-200-* | Horizontal | Pulse-start - magnetic | 200 | 200 |  | True | Relamping Rated Wattage | 88 |  |  |  | 200-215 watts |  | Non Federally-Regulated | 08/26/2013 |  | 02/12/2020
Eaton (formerly Cooper Industries) | Streetworks | CEM17P**3S*CEC-* | Horizontal | Pulse-start - magnetic | 175 | 175 |  | True | Ballast Efficiency | 90 | [5 empty] | Non Federally-Regulated | 08/26/2013 |  | 02/12/2020
Eaton (formerly Cooper Industries) | Invue | EML-200-MP-***-2S* | Horizontal | Pulse-start - magnetic | 200 | 200 |  | True | Relamping Rated Wattage | 88 |  |  |  | 200-215 watts |  | Non Federally-Regulated | 08/26/2013 |  | 02/12/2020
Eaton (formerly Cooper Industries) | McGraw | TLM-175-MP-***-5F-CEC-* | Horizontal | Pulse-start - magnetic | 175 | 175 |  | True | Ballast Efficiency | 90 | [5 empty] | Non Federally-Regulated | 08/26/2013 |  | 02/12/2020
Eaton (formerly Cooper Industries) | McGraw | CAC-320-MP-*3C* | Vertical - Base Down | Pulse-start - magnetic | 320 | 320 |  | True | Relamping Rated Wattage | 88 |  |  |  | 290-335 watts |  | Non Federally-Regulated | 08/26/2013 |  | 02/12/2020
Eaton (formerly Cooper Industries) | Streetworks | TMU40P**3V*CEC-* | Vertical - Base Up | Pulse-start - magnetic | 400 | 400 |  | True | Ballast Efficiency | 92 | [5 empty] | Non Federally-Regulated | 08/26/2013 |  | 02/12/2020
Eaton (formerly Cooper Industries) | Streetworks | GM*17P**2F*CEC-* | Horizontal | Pulse-start - magnetic | 250 | 250 |  | True | Ballast Efficiency | 90 | [5 empty] | Non Federally-Regulated | 08/26/2013 |  | 02/12/2020
Eaton (formerly Cooper Industries) | Streetworks | CML40P**RW*CEC* | Vertical - Base Up | Pulse-start - magnetic | 400 | 400 |  | True | Ballast Efficiency | 92 | [5 empty] | Non Federally-Regulated | 08/26/2013 |  | 02/12/2020
Eaton (formerly Cooper Industries) | McGraw | CLM-***-400-MP-***-2F*CEC-* | Horizontal | Pulse-start - magnetic | 400 | 400 |  | True | Ballast Efficiency | 92 | [5 empty] | Non Federally-Regulated | 08/26/2013 |  | 02/12/2020
Eaton (formerly Cooper Industries) | Invue | ECL-200-MP-***-4S* | Horizontal | Pulse-start - magnetic | 200 | 200 |  | True | Relamping Rated Wattage | 88 |  |  |  | 200-215 watts |  | Non Federally-Regulated | 08/26/2013 |  | 02/12/2020
Eaton (formerly Cooper Industries) | Invue | VFM-K-200-MP-XX-HS | Horizontal | Pulse-start - magnetic | 200 | 200 |  | True | Relamping Rated Wattage | 88 |  |  |  | 200-215 watts |  | Non Federally-Regulated | 08/26/2013 |  | 02/12/2020
Eaton (formerly Cooper Industries) | Streetworks | ARC25PW*-33*CEC-* | Vertical - Base Down | Pulse-start - magnetic | 250 | 250 |  | True | Ballast Efficiency | 90 | [5 empty] | Non Federally-Regulated | 08/26/2013 |  | 02/12/2020
Eaton (formerly Cooper Industries) | Streetworks | TMU15P**AF* | Horizontal | Pulse-start - magnetic | 150 | 150 |  | True | Ballast Efficiency | 81 | Exception 3 Met |  |  |  |  | Non Federally-Regulated | 08/26/2013 |  | 02/12/2020
Eaton (formerly Cooper Industries) | Streetworks | TMU40P**AS*CEC-* | Vertical - Base Up | Pulse-start - magnetic | 400 | 400 |  | True | Ballast Efficiency | 92 | [5 empty] | Non Federally-Regulated | 08/26/2013 |  | 02/12/2020
Eaton (formerly Cooper Industries) | Streetworks | ACS32P**5C*CEC-* | Vertical - Base Down | Pulse-start - magnetic | 320 | 320 |  | True | Relamping Rated Wattage | 88 |  |  |  | 290-335 watts |  | Non Federally-Regulated | 08/26/2013 |  | 02/12/2020
Eaton (formerly Cooper Industries) | Ametrix | R*-LO-*1-E-315* | Horizontal | Pulse-start - electronic | 315 | 315 |  | True | Ballast Efficiency | 92 | [5 empty] | Non Federally-Regulated | 08/26/2013 |  | 02/12/2020
Eaton (formerly Cooper Industries) | Invue | EML-400-MP-***-MA*CEC-* | Vertical - Base Up | Pulse-start - magnetic | 400 | 400 |  | True | Ballast Efficiency | 92 | [5 empty] | Non Federally-Regulated | 08/26/2013 |  | 02/12/2020
Eaton (formerly Cooper Industries) | Invue | VFS-150-MP-***-NS | Horizontal | Pulse-start - magnetic | 150 | 150 |  | True | Ballast Efficiency | 81 | Exception 3 Met |  |  |  |  | Non Federally-Regulated | 08/26/2013 |  | 02/12/2020
Eaton (formerly Cooper Industries) | McGraw | IMT-320-MP* | Horizontal | Pulse-start - magnetic | 320 | 320 |  | True | Relamping Rated Wattage | 88 |  |  |  | 290-335 watts |  | Non Federally-Regulated | 08/26/2013 |  | 02/12/2020
Eaton (formerly Cooper Industries) | Streetworks | TLU32P**4S*CEC-* | Horizontal | Pulse-start - magnetic | 320 | 320 |  | True | Relamping Rated Wattage | 88 |  |  |  | 290-335 watts |  | Non Federally-Regulated | 08/26/2013 |  | 02/12/2020
Eaton (formerly Cooper Industries) | McGraw | TLL-250-MP-***-AF-CEC-* | Vertical - Base Up | Pulse-start - magnetic | 250 | 250 |  | True | Ballast Efficiency | 90 | [5 empty] | Non Federally-Regulated | 08/26/2013 |  | 02/12/2020
Eaton (formerly Cooper Industries) | Lumark | MPQF-*******-320-* | Horizontal | Pulse-start - magnetic | 320 | 320 |  | False | Relamping Rated Wattage | 88 |  |  |  | 290-335 watts |  | Non Federally-Regulated | 08/26/2013 |  | 02/12/2020
Eaton (formerly Cooper Industries) | McGraw | GS*-***-320-MP-***-2S* | Horizontal | Pulse-start - magnetic | 320 | 320 |  | True | Relamping Rated Wattage | 88 |  |  |  | 290-335 watts |  | Non Federally-Regulated | 08/26/2013 |  | 02/12/2020
Eaton (formerly Cooper Industries) | McGraw | ZDL-**-320-MP-* | Horizontal | Pulse-start - magnetic | 320 | 320 |  | True | Relamping Rated Wattage | 88 |  |  |  | 290-335 watts |  | Non Federally-Regulated | 08/26/2013 |  | 02/12/2020
Eaton (formerly Cooper Industries) | McGraw | IMT-150-MP* | Horizontal | Pulse-start - magnetic | 150 | 150 |  | True | Ballast Efficiency | 81 | Exception 3 Met |  |  |  |  | Non Federally-Regulated | 08/26/2013 |  | 02/12/2020
Eaton (formerly Cooper Industries) | McGraw | TLM-250-MP-***-4V-CEC-* | Vertical - Base Up | Pulse-start - magnetic | 250 | 250 |  | True | Ballast Efficiency | 90 | [5 empty] | Non Federally-Regulated | 08/26/2013 |  | 02/12/2020
Eaton (formerly Cooper Industries) | Lumark | MPSS-****-**-200-* | Vertical - Base Up | Pulse-start - magnetic | 200 | 200 |  | False | Relamping Rated Wattage | 88 |  |  |  | 200-215 watts |  | Non Federally-Regulated | 08/26/2013 |  | 02/12/2020
Eaton (formerly Cooper Industries) | McGraw | TLM-250-MP-***-2S-CEC-* | Horizontal | Pulse-start - magnetic | 250 | 250 |  | True | Ballast Efficiency | 90 | [5 empty] | Non Federally-Regulated | 08/26/2013 |  | 02/12/2020
Eaton (formerly Cooper Industries) | Streetworks | CEL40P**MA*CEC-* | Vertical - Base Up | Pulse-start - magnetic | 400 | 400 |  | True | Ballast Efficiency | 92 | [5 empty] | Non Federally-Regulated | 08/26/2013 |  | 02/12/2020
Eaton (formerly Cooper Industries) | Invue | VFS-150-MP-***-NF | Horizontal | Pulse-start - magnetic | 150 | 150 |  | True | Ballast Efficiency | 81 | Exception 3 Met |  |  |  |  | Non Federally-Regulated | 08/26/2013 |  | 02/12/2020
Eaton (formerly Cooper Industries) | McGraw | CAC-175-MP-*5C*CEC* | Vertical - Base Down | Pulse-start - magnetic | 175 | 175 |  | True | Ballast Efficiency | 90 | [5 empty] | Non Federally-Regulated | 08/26/2013 |  | 02/12/2020
Eaton (formerly Cooper Industries) | Streetworks | CEM15P**MA* | Vertical - Base Up | Pulse-start - magnetic | 150 | 150 |  | True | Ballast Efficiency | 81 | Exception 3 Met |  |  |  |  | Non Federally-Regulated | 08/26/2013 |  | 02/12/2020
Eaton (formerly Cooper Industries) | Lumark | MPSS-****-**-250-*-CEC-* | Vertical - Base Up | Pulse-start - magnetic | 250 | 250 |  | False | Ballast Efficiency | 90 | [5 empty] | Non Federally-Regulated | 08/26/2013 |  | 02/12/2020
Eaton (formerly Cooper Industries) | Streetworks | TLU25P**4V*CEC-* | Vertical - Base Up | Pulse-start - magnetic | 250 | 250 |  | True | Ballast Efficiency | 90 | [5 empty] | Non Federally-Regulated | 08/26/2013 |  | 02/12/2020
Eaton (formerly Cooper Industries) | McGraw | ZDS-**-250-MP-*****-CEC-* | Horizontal | Pulse-start - magnetic | 250 | 250 |  | True | Ballast Efficiency | 90 | [5 empty] | Non Federally-Regulated | 08/26/2013 |  | 02/12/2020
Eaton (formerly Cooper Industries) | Streetworks | CEL17P**2F*CEC-* | Horizontal | Pulse-start - magnetic | 175 | 175 |  | True | Ballast Efficiency | 90 | [5 empty] | Non Federally-Regulated | 08/26/2013 |  | 02/12/2020
Eaton (formerly Cooper Industries) | Lumark | MPWP-**-400-*-CEC-* | Horizontal | Pulse-start - magnetic | 400 | 400 |  | True | Ballast Efficiency | 92 | [5 empty] | Non Federally-Regulated | 08/26/2013 |  | 02/12/2020
Eaton (formerly Cooper Industries) | Streetworks | ACN32PW*3C*CEC-* | Vertical - Base Down | Pulse-start - magnetic | 320 | 320 |  | True | Relamping Rated Wattage | 88 |  |  |  | 290-335 watts |  | Non Federally-Regulated | 08/26/2013 |  | 02/12/2020
Eaton (formerly Cooper Industries) | McGraw | TLM-175-MP-***-SL-CEC-* | Horizontal | Pulse-start - magnetic | 175 | 175 |  | True | Ballast Efficiency | 90 | [5 empty] | Non Federally-Regulated | 08/26/2013 |  | 02/12/2020
Eaton (formerly Cooper Industries) | Invue | ECL-250-MP-***-3S*CEC-* | Horizontal | Pulse-start - magnetic | 250 | 250 |  | True | Ballast Efficiency | 90 | [5 empty] | Non Federally-Regulated | 08/26/2013 |  | 02/12/2020
Eaton (formerly Cooper Industries) | Lumark | MPEB-****-**-*-175-*-CEC-* | Vertical - Base Up | Pulse-start - magnetic | 175 | 175 |  | False | Ballast Efficiency | 90 | [5 empty] | Non Federally-Regulated | 08/26/2013 |  | 02/12/2020
Eaton (formerly Cooper Industries) | Streetworks | CAS17P****CEC-* | Horizontal | Pulse-start - magnetic | 175 | 175 |  | True | Ballast Efficiency | 90 | [5 empty] | Non Federally-Regulated | 08/26/2013 |  | 02/12/2020
Eaton (formerly Cooper Industries) | Streetworks | MEL40P**3F*CEC-* | Horizontal | Pulse-start - magnetic | 400 | 400 |  | True | Ballast Efficiency | 92 | [5 empty] | Non Federally-Regulated | 08/26/2013 |  | 02/12/2020
Eaton (formerly Cooper Industries) | Invue | EMM-150-MP-***-5R* | Vertical - Base Up | Pulse-start - magnetic | 150 | 150 |  | True | Ballast Efficiency | 81 | Exception 3 Met |  |  |  |  | Non Federally-Regulated | 08/26/2013 |  | 02/12/2020
Eaton (formerly Cooper Industries) | Streetworks | MEL32P**MA* | Vertical - Base Up | Pulse-start - magnetic | 320 | 320 |  | True | Relamping Rated Wattage | 88 |  |  |  | 290-335 watts |  | Non Federally-Regulated | 08/26/2013 |  | 02/12/2020
Eaton (formerly Cooper Industries) | Ametrix | R*-SI-*1-E-150* | Horizontal | Pulse-start - electronic | 150 | 150 |  | False | Ballast Efficiency | 90 | [5 empty] | Non Federally-Regulated | 08/26/2013 |  | 02/12/2020
Eaton (formerly Cooper Industries) | Lumark | MPSG-****-**-175*CEC* | Vertical - Base Up | Pulse-start - magnetic | 175 | 175 |  | False | Ballast Efficiency | 90 | [5 empty] | Non Federally-Regulated | 08/26/2013 |  | 02/12/2020
Eaton (formerly Cooper Industries) | Streetworks | GS*15P**2F*CEC-* | Horizontal | Pulse-start - magnetic | 150 | 150 |  | True | Ballast Efficiency | 81 | Exception 3 Met |  |  |  |  | Non Federally-Regulated | 08/26/2013 |  | 02/12/2020
Eaton (formerly Cooper Industries) | McGraw | GS*-***-150-MP-***-RW* | Vertical - Base Up | Pulse-start - magnetic | 150 | 150 |  | True | Ballast Efficiency | 81 | Exception 3 Met |  |  |  |  | Non Federally-Regulated | 08/26/2013 |  | 02/12/2020
Eaton (formerly Cooper Industries) | Lumark | MPRL-**-*-320-*-CEC-* | Horizontal | Pulse-start - magnetic | 320 | 320 |  | True | Relamping Rated Wattage | 88 |  |  |  | 290-335 watts |  | Non Federally-Regulated | 08/26/2013 |  | 02/12/2020
Eaton (formerly Cooper Industries) | McGraw | GAR-150-MP-*55* | Vertical - Base Down | Pulse-start - magnetic | 150 | 150 |  | True | Ballast Efficiency | 81 | Exception 3 Met |  |  |  |  | Non Federally-Regulated | 08/26/2013 |  | 02/12/2020
Eaton (formerly Cooper Industries) | Streetworks | CML25P**RW*CEC* | Vertical - Base Up | Pulse-start - magnetic | 250 | 250 |  | True | Ballast Efficiency | 90 | [5 empty] | Non Federally-Regulated | 08/26/2013 |  | 02/12/2020
Eaton (formerly Cooper Industries) | McGraw | AMF-*-150-MP-*62*-CEC-* | Horizontal | Pulse-start - magnetic | 150 | 150 |  | True | Ballast Efficiency | 81 | Exception 3 Met |  |  |  |  | Non Federally-Regulated | 08/26/2013 |  | 02/12/2020
Eaton (formerly Cooper Industries) | McGraw | AMF-*-200-MP-*55* | Horizontal | Pulse-start - magnetic | 200 | 200 |  | True | Relamping Rated Wattage | 88 |  |  |  | 200-215 watts |  | Non Federally-Regulated | 08/26/2013 |  | 02/12/2020
Eaton (formerly Cooper Industries) | Streetworks | CML25P**-1F*CEC-* | Horizontal | Pulse-start - magnetic | 250 | 250 |  | True | Ballast Efficiency | 90 | [5 empty] | Non Federally-Regulated | 08/26/2013 |  | 02/12/2020
Eaton (formerly Cooper Industries) | Lumark | MPQF-********-175*CEC* | Horizontal | Pulse-start - magnetic | 175 | 175 |  | False | Ballast Efficiency | 90 | [5 empty] | Non Federally-Regulated | 08/26/2013 |  | 02/12/2020
Eaton (formerly Cooper Industries) | Streetworks | TLU40P**4F*CEC-* | Horizontal | Pulse-start - magnetic | 400 | 400 |  | True | Ballast Efficiency | 92 | [5 empty] | Non Federally-Regulated | 08/26/2013 |  | 02/12/2020
Eaton (formerly Cooper Industries) | Streetworks | MEM17P**3R*CEC-* | Vertical - Base Up | Pulse-start - magnetic | 175 | 175 |  | True | Ballast Efficiency | 90 | [5 empty] | Non Federally-Regulated | 08/26/2013 |  | 02/12/2020
Eaton (formerly Cooper Industries) | Streetworks | PMM15P** | Horizontal | Pulse-start - magnetic | 150 | 150 |  | True | Ballast Efficiency | 81 | Exception 3 Met |  |  |  |  | Non Federally-Regulated | 08/26/2013 |  | 02/12/2020
Eaton (formerly Cooper Industries) | Streetworks | ARS32P*3C* | Vertical - Base Down | Pulse-start - magnetic | 320 | 320 |  | True | Relamping Rated Wattage | 88 |  |  |  | 290-335 watts |  | Non Federally-Regulated | 08/26/2013 |  | 02/12/2020
Eaton (formerly Cooper Industries) | McGraw | ZDM-**-175-MP-*****-CEC-* | Horizontal | Pulse-start - magnetic | 175 | 175 |  | True | Ballast Efficiency | 90 | [5 empty] | Non Federally-Regulated | 08/26/2013 |  | 02/12/2020
Eaton (formerly Cooper Industries) | Streetworks | ACN17P**3C*CEC-* | Vertical - Base Down | Pulse-start - magnetic | 175 | 175 |  | True | Ballast Efficiency | 90 | [5 empty] | Non Federally-Regulated | 08/26/2013 |  | 02/12/2020
Eaton (formerly Cooper Industries) | Ametrix | R*-LO-*1-P-200* | Horizontal | Pulse-start - magnetic | 200 | 200 |  | True | Relamping Rated Wattage | 88 |  |  |  | 200-215 watts |  | Non Federally-Regulated | 08/26/2013 |  | 02/12/2020
Eaton (formerly Cooper Industries) | McGraw | GS*-***-150-MP-***-5F* | Horizontal | Pulse-start - magnetic | 150 | 150 |  | True | Ballast Efficiency | 81 | Exception 3 Met |  |  |  |  | Non Federally-Regulated | 08/26/2013 |  | 02/12/2020
Eaton (formerly Cooper Industries) | Streetworks | CLB25PW*-3C*CEC-* | Vertical - Base Down | Pulse-start - magnetic | 250 | 250 |  | True | Ballast Efficiency | 90 | [5 empty] | Non Federally-Regulated | 08/26/2013 |  | 02/12/2020
Eaton (formerly Cooper Industries) | Invue | ICM-320-MP-* | Horizontal | Pulse-start - magnetic | 320 | 320 |  | True | Relamping Rated Wattage | 88 |  |  |  | 290-335 watts |  | Non Federally-Regulated | 08/26/2013 |  | 02/12/2020
Eaton (formerly Cooper Industries) | Lumark | MPTR-**-150-* | Horizontal | Pulse-start - magnetic | 150 | 150 |  | True | Ballast Efficiency | 81 | Exception 3 Met |  |  |  |  | Non Federally-Regulated | 08/26/2013 |  | 02/12/2020
Eaton (formerly Cooper Industries) | Streetworks | OVG20P*** | Horizontal | Pulse-start - magnetic | 200 | 200 |  | True | Relamping Rated Wattage | 88 |  |  |  | 200-215 watts |  | Non Federally-Regulated | 08/26/2013 |  | 02/12/2020
Eaton (formerly Cooper Industries) | Streetworks | ZYD40P****-CEC-* | Horizontal | Pulse-start - magnetic | 400 | 400 |  | True | Ballast Efficiency | 92 | [5 empty] | Non Federally-Regulated | 08/26/2013 |  | 02/12/2020
Eaton (formerly Cooper Industries) | McGraw | AMF-*-320-MP-*55* | Horizontal | Pulse-start - magnetic | 320 | 320 |  | True | Relamping Rated Wattage | 88 |  |  |  | 290-335 watts |  | Non Federally-Regulated | 08/26/2013 |  | 02/12/2020
Eaton (formerly Cooper Industries) | Streetworks | MEL25P**3R*CEC-* | Vertical - Base Up | Pulse-start - magnetic | 250 | 250 |  | True | Ballast Efficiency | 90 | [5 empty] | Non Federally-Regulated | 08/26/2013 |  | 02/12/2020
Eaton (formerly Cooper Industries) | McGraw | GLC-150-MP-*5C* | Vertical - Base Down | Pulse-start - magnetic | 150 | 150 |  | True | Ballast Efficiency | 81 | Exception 3 Met |  |  |  |  | Non Federally-Regulated | 08/26/2013 |  | 02/12/2020
Eaton (formerly Cooper Industries) | Lumark | MPNK-*76-150-* | Vertical - Base Down | Pulse-start - magnetic | 150 | 150 |  | True | Ballast Efficiency | 81 | Exception 3 Met |  |  |  |  | Non Federally-Regulated | 08/26/2013 |  | 02/12/2020
Eaton (formerly Cooper Industries) | Streetworks | GR*15P**AS*CEC* | Vertical - Base Up | Pulse-start - magnetic | 150 | 150 |  | True | Ballast Efficiency | 81 | Exception 3 Met |  |  |  |  | Non Federally-Regulated | 08/26/2013 |  | 02/12/2020
Eaton (formerly Cooper Industries) | Streetworks | MEL17P**3S*CEC-* | Horizontal | Pulse-start - magnetic | 175 | 175 |  | True | Ballast Efficiency | 90 | [5 empty] | Non Federally-Regulated | 08/26/2013 |  | 02/12/2020
Eaton (formerly Cooper Industries) | Lumark | MPSS-****-**-320-* | Vertical - Base Up | Pulse-start - magnetic | 320 | 320 |  | False | Relamping Rated Wattage | 88 |  |  |  | 290-335 watts |  | Non Federally-Regulated | 08/26/2013 |  | 02/12/2020
Eaton (formerly Cooper Industries) | Streetworks | TMU32P**2F* | Horizontal | Pulse-start - magnetic | 320 | 320 |  | True | Relamping Rated Wattage | 88 |  |  |  | 290-335 watts |  | Non Federally-Regulated | 08/26/2013 |  | 02/12/2020
Eaton (formerly Cooper Industries) | Lumark | MPVF-AL-250-*-CEC-* | Vertical - Base Up | Pulse-start - magnetic | 250 | 250 |  | False | Ballast Efficiency | 90 | [5 empty] | Non Federally-Regulated | 08/26/2013 |  | 02/12/2020
Eaton (formerly Cooper Industries) | Streetworks | CEM15P**4S* | Horizontal | Pulse-start - magnetic | 150 | 150 |  | True | Ballast Efficiency | 81 | Exception 3 Met |  |  |  |  | Non Federally-Regulated | 08/26/2013 |  | 02/12/2020
Eaton (formerly Cooper Industries) | Streetworks | OVH25P****-CEC-* | Horizontal | Pulse-start - magnetic | 250 | 250 |  | True | Ballast Efficiency | 90 | [5 empty] | Non Federally-Regulated | 08/26/2013 |  | 02/12/2020
Eaton (formerly Cooper Industries) | Streetworks | TMU17P**3S*CEC-* | Horizontal | Pulse-start - magnetic | 175 | 175 |  | True | Ballast Efficiency | 90 | [5 empty] | Non Federally-Regulated | 08/26/2013 |  | 02/12/2020
Eaton (formerly Cooper Industries) | Streetworks | OVY15P*** | Horizontal | Pulse-start - magnetic | 150 | 150 |  | True | Ballast Efficiency | 81 | Exception 3 Met |  |  |  |  | Non Federally-Regulated | 08/26/2013 |  | 02/12/2020
Eaton (formerly Cooper Industries) | Ametrix | S*-LO-*1-P-400*-CEC* | Horizontal | Pulse-start - magnetic | 400 | 400 |  | True | Ballast Efficiency | 92 | [5 empty] | Non Federally-Regulated | 08/26/2013 |  | 02/12/2020
Eaton (formerly Cooper Industries) | McGraw | CAC-175-MP-*5C*CEC* | Vertical - Base Down | Pulse-start - magnetic | 175 | 175 |  | True | Ballast Efficiency | 90 | [5 empty] | Non Federally-Regulated | 08/26/2013 |  | 02/12/2020
Eaton (formerly Cooper Industries) | Invue | EML-175-MP-***-4S*CEC-* | Horizontal | Pulse-start - magnetic | 175 | 175 |  | True | Ballast Efficiency | 90 | [5 empty] | Non Federally-Regulated | 08/26/2013 |  | 02/12/2020
Eaton (formerly Cooper Industries) | Streetworks | AVM40P****CEC* | Horizontal | Pulse-start - magnetic | 400 | 400 |  | True | Ballast Efficiency | 92 | [5 empty] | Non Federally-Regulated | 08/26/2013 |  | 02/12/2020
Eaton (formerly Cooper Industries) | Lumark | MPCL-200-*-CEC-* | Horizontal | Pulse-start - magnetic | 200 | 200 |  | False | Relamping Rated Wattage | 88 |  |  |  | 200-215 watts |  | Non Federally-Regulated | 08/26/2013 |  | 02/12/2020
Eaton (formerly Cooper Industries) | McGraw | CIS-**200-MP* | Horizontal | Pulse-start - magnetic | 200 | 200 |  | True | Relamping Rated Wattage | 88 |  |  |  | 200-215 watts |  | Non Federally-Regulated | 08/26/2013 |  | 02/12/2020
Eaton (formerly Cooper Industries) | McGraw | CLM-***-400-MP-***-RW*CEC-* | Vertical - Base Up | Pulse-start - magnetic | 400 | 400 |  | True | Ballast Efficiency | 92 | [5 empty] | Non Federally-Regulated | 08/26/2013 |  | 02/12/2020
Eaton (formerly Cooper Industries) | Invue | SDMX1-250-MP-***-CEC-* | Horizontal | Pulse-start - magnetic | 250 | 250 |  | True | Ballast Efficiency | 90 | [5 empty] | Non Federally-Regulated | 08/26/2013 |  | 02/12/2020
Eaton (formerly Cooper Industries) | McGraw | GAT-250-MP-*3C*CEC* | Vertical - Base Down | Pulse-start - magnetic | 250 | 250 |  | True | Ballast Efficiency | 90 | [5 empty] | Non Federally-Regulated | 08/26/2013 |  | 02/12/2020
Eaton (formerly Cooper Industries) | McGraw | CLM-***-400-MP-***-4S*CEC-* | Horizontal | Pulse-start - magnetic | 400 | 400 |  | True | Ballast Efficiency | 92 | [5 empty] | Non Federally-Regulated | 08/26/2013 |  | 02/12/2020
Eaton (formerly Cooper Industries) | Streetworks | OVF20P*** | Horizontal | Pulse-start - magnetic | 200 | 200 |  | True | Relamping Rated Wattage | 88 |  |  |  | 200-215 watts |  | Non Federally-Regulated | 08/26/2013 |  | 02/12/2020
Eaton (formerly Cooper Industries) | Invue | VFM-K-175-MP-***-NF*CEC-* | Vertical - Base Down | Pulse-start - magnetic | 175 | 175 |  | True | Ballast Efficiency | 90 | [5 empty] | Non Federally-Regulated | 08/26/2013 |  | 02/12/2020
Eaton (formerly Cooper Industries) | Streetworks | CEL25P**4F*CEC-* | Horizontal | Pulse-start - magnetic | 250 | 250 |  | True | Ballast Efficiency | 90 | [5 empty] | Non Federally-Regulated | 08/26/2013 |  | 02/12/2020
Eaton (formerly Cooper Industries) | McGraw | ZDM-**-150-MP-* | Horizontal | Pulse-start - magnetic | 150 | 150 |  | True | Ballast Efficiency | 81 | Exception 3 Met |  |  |  |  | Non Federally-Regulated | 08/26/2013 |  | 02/12/2020
Eaton (formerly Cooper Industries) | Ametrix | V*-LO-*1-P-250*-CEC* | Horizontal | Pulse-start - magnetic | 250 | 250 |  | True | Ballast Efficiency | 90 | [5 empty] | Non Federally-Regulated | 08/26/2013 |  | 02/12/2020
Eaton (formerly Cooper Industries) | Streetworks | GR*32P**SL* | Horizontal | Pulse-start - magnetic | 320 | 320 |  | True | Relamping Rated Wattage | 88 |  |  |  | 290-335 watts |  | Non Federally-Regulated | 08/26/2013 |  | 02/12/2020
Eaton (formerly Cooper Industries) | McGraw | TLM-400-MP-***-4V-CEC-* | Vertical - Base Up | Pulse-start - magnetic | 400 | 400 |  | True | Ballast Efficiency | 92 | [5 empty] | Non Federally-Regulated | 08/26/2013 |  | 02/12/2020
Eaton (formerly Cooper Industries) | Streetworks | ARC15P**33* | Vertical - Base Down | Pulse-start - magnetic | 150 | 150 |  | True | Ballast Efficiency | 81 | Exception 3 Met |  |  |  |  | Non Federally-Regulated | 08/26/2013 |  | 02/12/2020
Eaton (formerly Cooper Industries) | McGraw | TLM-150-MP-***-AF* | Horizontal | Pulse-start - magnetic | 150 | 150 |  | True | Ballast Efficiency | 81 | Exception 3 Met |  |  |  |  | Non Federally-Regulated | 08/26/2013 |  | 02/12/2020
Eaton (formerly Cooper Industries) | McGraw | ZDL-**-400-MP-*****-CEC-* | Horizontal | Pulse-start - magnetic | 400 | 400 |  | True | Ballast Efficiency | 92 | [5 empty] | Non Federally-Regulated | 08/26/2013 |  | 02/12/2020
Eaton (formerly Cooper Industries) | Streetworks | MEL40P**SL*CEC-* | Horizontal | Pulse-start - magnetic | 400 | 400 |  | True | Ballast Efficiency | 92 | [5 empty] | Non Federally-Regulated | 08/26/2013 |  | 02/12/2020
Eaton (formerly Cooper Industries) | Streetworks | TLU40P**3S*CEC-* | Horizontal | Pulse-start - magnetic | 400 | 400 |  | True | Ballast Efficiency | 92 | [5 empty] | Non Federally-Regulated | 08/26/2013 |  | 02/12/2020
Eaton (formerly Cooper Industries) | McGraw | GAT-400-MP-*55*CEC* | Vertical - Base Down | Pulse-start - magnetic | 400 | 400 |  | True | Ballast Efficiency | 92 | [5 empty] | Non Federally-Regulated | 08/26/2013 |  | 02/12/2020
Eaton (formerly Cooper Industries) | McGraw | GS*-***-250-MP-***-AS*CEC-* | Vertical - Base Up | Pulse-start - magnetic | 250 | 250 |  | True | Ballast Efficiency | 90 | [5 empty] | Non Federally-Regulated | 08/26/2013 |  | 02/12/2020
Eaton (formerly Cooper Industries) | McGraw | CLM-***-250-MP-***-1F*CEC-* | Horizontal | Pulse-start - magnetic | 250 | 250 |  | True | Ballast Efficiency | 90 | [5 empty] | Non Federally-Regulated | 08/26/2013 |  | 02/12/2020
Eaton (formerly Cooper Industries) | Invue | ECL-175-MP-***-2S*CEC-* | Horizontal | Pulse-start - magnetic | 175 | 175 |  | True | Ballast Efficiency | 90 | [5 empty] | Non Federally-Regulated | 08/26/2013 |  | 02/12/2020
Eaton (formerly Cooper Industries) | McGraw | TLL-250-MP-***-4S-CEC-* | Horizontal | Pulse-start - magnetic | 250 | 250 |  | True | Ballast Efficiency | 90 | [5 empty] | Non Federally-Regulated | 08/26/2013 |  | 02/12/2020
Eaton (formerly Cooper Industries) | Streetworks | ARS17P**3C*CEC-* | Vertical - Base Down | Pulse-start - magnetic | 175 | 175 |  | True | Ballast Efficiency | 90 | [5 empty] | Non Federally-Regulated | 08/26/2013 |  | 02/12/2020
Eaton (formerly Cooper Industries) | McGraw | GS*-***-175-MP-***-SL*CEC-* | Horizontal | Pulse-start - magnetic | 175 | 175 |  | True | Ballast Efficiency | 90 | [5 empty] | Non Federally-Regulated | 08/26/2013 |  | 02/12/2020
Eaton (formerly Cooper Industries) | McGraw | CAC-150-MP-*5C* | Vertical - Base Down | Pulse-start - magnetic | 150 | 150 |  | True | Ballast Efficiency | 81 | Exception 3 Met |  |  |  |  | Non Federally-Regulated | 08/26/2013 |  | 02/12/2020
Eaton (formerly Cooper Industries) | Invue | ECL-320-MP-***-2S* | Horizontal | Pulse-start - magnetic | 320 | 320 |  | True | Relamping Rated Wattage | 88 |  |  |  | 290-335 watts |  | Non Federally-Regulated | 08/26/2013 |  | 02/12/2020
Eaton (formerly Cooper Industries) | Lumark | MPRB-*-400-*-CEC-* | Vertical - Base Up | Pulse-start - magnetic | 400 | 400 |  | False | Ballast Efficiency | 92 | [5 empty] | Non Federally-Regulated | 08/26/2013 |  | 02/12/2020
Eaton (formerly Cooper Industries) | McGraw | GS*-***-320-MP-***-1F* | Horizontal | Pulse-start - magnetic | 320 | 320 |  | True | Relamping Rated Wattage | 88 |  |  |  | 290-335 watts |  | Non Federally-Regulated | 08/26/2013 |  | 02/12/2020
Eaton (formerly Cooper Industries) | Streetworks | TLU25P**3V*CEC-* | Vertical - Base Up | Pulse-start - magnetic | 250 | 250 |  | True | Ballast Efficiency | 90 | [5 empty] | Non Federally-Regulated | 08/26/2013 |  | 02/12/2020
Eaton (formerly Cooper Industries) | Invue | ENV-150-MP-***-EB* | Horizontal | Pulse-start - electronic | 150 | 150 |  | True | Ballast Efficiency | 90 | [5 empty] | Non Federally-Regulated | 08/26/2013 |  | 02/12/2020
Eaton (formerly Cooper Industries) | McGraw | CAA-320-MP-*3C* | Vertical - Base Down | Pulse-start - magnetic | 320 | 320 |  | True | Relamping Rated Wattage | 88 |  |  |  | 290-335 watts |  | Non Federally-Regulated | 08/26/2013 |  | 02/12/2020
Eaton (formerly Cooper Industries) | Streetworks | CAP17P****CEC-* | Horizontal | Pulse-start - magnetic | 175 | 175 |  | True | Ballast Efficiency | 90 | [5 empty] | Non Federally-Regulated | 08/26/2013 |  | 02/12/2020
Eaton (formerly Cooper Industries) | Streetworks | MPN15P** | Vertical - Base Down | Pulse-start - magnetic | 150 | 150 |  | True | Ballast Efficiency | 81 | Exception 3 Met |  |  |  |  | Non Federally-Regulated | 08/26/2013 |  | 02/12/2020
Eaton (formerly Cooper Industries) | Invue | MSA-175-MP-*****-CEC-* | Horizontal | Pulse-start - magnetic | 175 | 175 |  | True | Ballast Efficiency | 90 | [5 empty] | Non Federally-Regulated | 08/26/2013 |  | 02/12/2020
Eaton (formerly Cooper Industries) | Lumark | MPSS-****-**-175*CEC* | Vertical - Base Up | Pulse-start - magnetic | 175 | 175 |  | False | Ballast Efficiency | 90 | [5 empty] | Non Federally-Regulated | 08/26/2013 |  | 02/12/2020
Eaton (formerly Cooper Industries) | Streetworks | OVH20P*** | Horizontal | Pulse-start - magnetic | 200 | 200 |  | True | Relamping Rated Wattage | 88 |  |  |  | 200-215 watts |  | Non Federally-Regulated | 08/26/2013 |  | 02/12/2020
Eaton (formerly Cooper Industries) | Streetworks | GM*32P**2S* | Horizontal | Pulse-start - magnetic | 320 | 320 |  | True | Relamping Rated Wattage | 88 |  |  |  | 290-335 watts |  | Non Federally-Regulated | 08/26/2013 |  | 02/12/2020
Eaton (formerly Cooper Industries) | Invue | EML-150-MP-***-2S* | Horizontal | Pulse-start - magnetic | 150 | 150 |  | True | Ballast Efficiency | 81 | Exception 3 Met |  |  |  |  | Non Federally-Regulated | 08/26/2013 |  | 02/12/2020
Eaton (formerly Cooper Industries) | Lumark | MPQP-********-175*CEC* | Horizontal | Pulse-start - magnetic | 175 | 175 |  | False | Ballast Efficiency | 90 | [5 empty] | Non Federally-Regulated | 08/26/2013 |  | 02/12/2020
Eaton (formerly Cooper Industries) | Streetworks | CEL17P**2S*CEC-* | Horizontal | Pulse-start - magnetic | 175 | 175 |  | True | Ballast Efficiency | 90 | [5 empty] | Non Federally-Regulated | 08/26/2013 |  | 02/12/2020
Eaton (formerly Cooper Industries) | Streetworks | CEM15P**3F* | Horizontal | Pulse-start - magnetic | 150 | 150 |  | True | Ballast Efficiency | 81 | Exception 3 Met |  |  |  |  | Non Federally-Regulated | 08/26/2013 |  | 02/12/2020
Eaton (formerly Cooper Industries) | Streetworks | CBS32P*5C* | Vertical - Base Down | Pulse-start - magnetic | 320 | 320 |  | True | Relamping Rated Wattage | 88 |  |  |  | 290-335 watts |  | Non Federally-Regulated | 08/26/2013 |  | 02/12/2020
Eaton (formerly Cooper Industries) | McGraw | GS*-***-175-MP-***-3F*CEC-* | Horizontal | Pulse-start - magnetic | 175 | 175 |  | True | Ballast Efficiency | 90 | [5 empty] | Non Federally-Regulated | 08/26/2013 |  | 02/12/2020
Eaton (formerly Cooper Industries) | McGraw | GAT-175-MP-*33*CEC* | Vertical - Base Down | Pulse-start - magnetic | 175 | 175 |  | True | Ballast Efficiency | 90 | [5 empty] | Non Federally-Regulated | 08/26/2013 |  | 02/12/2020
Eaton (formerly Cooper Industries) | Streetworks | CEL32P**5R* | Vertical - Base Up | Pulse-start - magnetic | 320 | 320 |  | True | Relamping Rated Wattage | 88 |  |  |  | 290-335 watts |  | Non Federally-Regulated | 08/26/2013 |  | 02/12/2020
Eaton (formerly Cooper Industries) | Streetworks | CEL25P**5F*CEC-* | Horizontal | Pulse-start - magnetic | 250 | 250 |  | True | Ballast Efficiency | 90 | [5 empty] | Non Federally-Regulated | 08/26/2013 |  | 02/12/2020
Eaton (formerly Cooper Industries) | Streetworks | GR*15P**AR*CEC* | Vertical - Base Up | Pulse-start - magnetic | 150 | 150 |  | True | Ballast Efficiency | 81 | Exception 3 Met |  |  |  |  | Non Federally-Regulated | 08/26/2013 |  | 02/12/2020
Eaton (formerly Cooper Industries) | Streetworks | TMU40P**5S*CEC-* | Horizontal | Pulse-start - magnetic | 400 | 400 |  | True | Ballast Efficiency | 92 | [5 empty] | Non Federally-Regulated | 08/26/2013 |  | 02/12/2020
Eaton (formerly Cooper Industries) | McGraw | TLM-150-MP-***-5F* | Horizontal | Pulse-start - magnetic | 150 | 150 |  | True | Ballast Efficiency | 81 | Exception 3 Met |  |  |  |  | Non Federally-Regulated | 08/26/2013 |  | 02/12/2020
Eaton (formerly Cooper Industries) | Streetworks | VAN17P****-CEC* | Vertical - Base Up | Pulse-start - magnetic | 175 | 175 |  | True | Ballast Efficiency | 90 | [5 empty] | Non Federally-Regulated | 08/26/2013 |  | 02/12/2020
Eaton (formerly Cooper Industries) | Streetworks | GM*25P**SL*CEC* | Horizontal | Pulse-start - magnetic | 250 | 250 |  | True | Ballast Efficiency | 90 | [5 empty] | Non Federally-Regulated | 08/26/2013 |  | 02/12/2020
Eaton (formerly Cooper Industries) | Streetworks | UTD17P****CEC* | Horizontal | Pulse-start - magnetic | 175 | 175 |  | True | Ballast Efficiency | 90 | [5 empty] | Non Federally-Regulated | 08/26/2013 |  | 02/12/2020
Eaton (formerly Cooper Industries) | Invue | EML-400-MP-***-2S*CEC-* | Horizontal | Pulse-start - magnetic | 400 | 400 |  | True | Ballast Efficiency | 92 | [5 empty] | Non Federally-Regulated | 08/26/2013 |  | 02/12/2020
Eaton (formerly Cooper Industries) | Invue | ECL-250-MP-***-2S*CEC-* | Horizontal | Pulse-start - magnetic | 250 | 250 |  | True | Ballast Efficiency | 90 | [5 empty] | Non Federally-Regulated | 08/26/2013 |  | 02/12/2020
Eaton (formerly Cooper Industries) | Streetworks | CEL25P**MA*CEC-* | Vertical - Base Up | Pulse-start - magnetic | 250 | 250 |  | True | Ballast Efficiency | 90 | [5 empty] | Non Federally-Regulated | 08/26/2013 |  | 02/12/2020
Eaton (formerly Cooper Industries) | McGraw | TLL-400-MP-***-SL-CEC-* | Horizontal | Pulse-start - magnetic | 400 | 400 |  | True | Ballast Efficiency | 92 | [5 empty] | Non Federally-Regulated | 08/26/2013 |  | 02/12/2020
Eaton (formerly Cooper Industries) | Streetworks | GM*25P**3S*CEC* | Horizontal | Pulse-start - magnetic | 250 | 250 |  | True | Ballast Efficiency | 90 | [5 empty] | Non Federally-Regulated | 08/26/2013 |  | 02/12/2020
Eaton (formerly Cooper Industries) | McGraw | CAR-320-MP-*5C* | Vertical - Base Down | Pulse-start - magnetic | 320 | 320 |  | True | Relamping Rated Wattage | 88 |  |  |  | 290-335 watts |  | Non Federally-Regulated | 08/26/2013 |  | 02/12/2020
Eaton (formerly Cooper Industries) | McGraw | CAC-320-MP-*5C* | Vertical - Base Down | Pulse-start - magnetic | 320 | 320 |  | True | Relamping Rated Wattage | 88 |  |  |  | 290-335 watts |  | Non Federally-Regulated | 08/26/2013 |  | 02/12/2020
Eaton (formerly Cooper Industries) | McGraw | CYS-**150-MP* | Horizontal | Pulse-start - magnetic | 150 | 150 |  | True | Ballast Efficiency | 81 | Exception 3 Met |  |  |  |  | Non Federally-Regulated | 08/26/2013 |  | 02/12/2020
Eaton (formerly Cooper Industries) | Invue | ECL-175-MP-***-5S*CEC-* | Horizontal | Pulse-start - magnetic | 175 | 175 |  | True | Ballast Efficiency | 90 | [5 empty] | Non Federally-Regulated | 08/26/2013 |  | 02/12/2020
Eaton (formerly Cooper Industries) | Streetworks | MEL40P**2F*CEC-* | Horizontal | Pulse-start - magnetic | 400 | 400 |  | True | Ballast Efficiency | 92 | [5 empty] | Non Federally-Regulated | 08/26/2013 |  | 02/12/2020
Eaton (formerly Cooper Industries) | Streetworks | GM*17P**5F*CEC* | Horizontal | Pulse-start - magnetic | 250 | 250 |  | True | Ballast Efficiency | 90 | [5 empty] | Non Federally-Regulated | 08/26/2013 |  | 02/12/2020
Eaton (formerly Cooper Industries) | Ametrix | R*-SO-*1-E-150* | Horizontal | Pulse-start - electronic | 150 | 150 |  | True | Ballast Efficiency | 90 | [5 empty] | Non Federally-Regulated | 08/26/2013 |  | 02/12/2020
Eaton (formerly Cooper Industries) | Ametrix | R*-LI-*1-P-200* | Horizontal | Pulse-start - magnetic | 200 | 200 |  | False | Relamping Rated Wattage | 88 |  |  |  | 200-215 watts |  | Non Federally-Regulated | 08/26/2013 |  | 02/12/2020
Eaton (formerly Cooper Industries) | Lumark | MPQD-GO/GAS***-400*CEC* | Horizontal | Pulse-start - magnetic | 400 | 400 |  | False | Ballast Efficiency | 92 | [5 empty] | Non Federally-Regulated | 08/26/2013 |  | 02/12/2020
Eaton (formerly Cooper Industries) | McGraw | GS*-***-320-MP-***-AR* | Vertical - Base Up | Pulse-start - magnetic | 320 | 320 |  | True | Relamping Rated Wattage | 88 |  |  |  | 290-335 watts |  | Non Federally-Regulated | 08/26/2013 |  | 02/12/2020
Eaton (formerly Cooper Industries) | Streetworks | ACS17P**5C*CEC-* | Vertical - Base Down | Pulse-start - magnetic | 175 | 175 |  | True | Ballast Efficiency | 90 | [5 empty] | Non Federally-Regulated | 08/26/2013 |  | 02/12/2020
Eaton (formerly Cooper Industries) | Streetworks | GM*32P**SL* | Horizontal | Pulse-start - magnetic | 320 | 320 |  | True | Relamping Rated Wattage | 88 |  |  |  | 290-335 watts |  | Non Federally-Regulated | 08/26/2013 |  | 02/12/2020
Eaton (formerly Cooper Industries) | McGraw | AMF-*-320-MP-*65* | Horizontal | Pulse-start - magnetic | 320 | 320 |  | True | Relamping Rated Wattage | 88 |  |  |  | 290-335 watts |  | Non Federally-Regulated | 08/26/2013 |  | 02/12/2020
Eaton (formerly Cooper Industries) | Streetworks | TMU25P**2F*CEC-* | Horizontal | Pulse-start - magnetic | 250 | 250 |  | True | Ballast Efficiency | 90 | [5 empty] | Non Federally-Regulated | 08/26/2013 |  | 02/12/2020
Eaton (formerly Cooper Industries) | Streetworks | OVF15P*** | Horizontal | Pulse-start - magnetic | 150 | 150 |  | True | Ballast Efficiency | 81 | Exception 3 Met |  |  |  |  | Non Federally-Regulated | 08/26/2013 |  | 02/12/2020
Eaton (formerly Cooper Industries) | Streetworks | CLB20PW*5C* | Vertical - Base Down | Pulse-start - magnetic | 200 | 200 |  | True | Relamping Rated Wattage | 88 |  |  |  | 200-215 watts |  | Non Federally-Regulated | 08/26/2013 |  | 02/12/2020
Eaton (formerly Cooper Industries) | Invue | VFM-K-150-MP-***-NS*CEC-* | Vertical - Base Down | Pulse-start - magnetic | 150 | 150 |  | True | Ballast Efficiency | 81 | Exception 3 Met |  |  |  |  | Non Federally-Regulated | 08/26/2013 |  | 02/12/2020
Eaton (formerly Cooper Industries) | Streetworks | TLU40P**2S*CEC-* | Horizontal | Pulse-start - magnetic | 400 | 400 |  | True | Ballast Efficiency | 92 | [5 empty] | Non Federally-Regulated | 08/26/2013 |  | 02/12/2020
Eaton (formerly Cooper Industries) | Streetworks | MEL40P**4F*CEC-* | Horizontal | Pulse-start - magnetic | 400 | 400 |  | True | Ballast Efficiency | 92 | [5 empty] | Non Federally-Regulated | 08/26/2013 |  | 02/12/2020
Eaton (formerly Cooper Industries) | Streetworks | CEL15P**2S* | Horizontal | Pulse-start - magnetic | 150 | 150 |  | True | Ballast Efficiency | 81 | Exception 3 Met |  |  |  |  | Non Federally-Regulated | 08/26/2013 |  | 02/12/2020
Eaton (formerly Cooper Industries) | McGraw | GS*-***-400-MP-***-SL*CEC-* | Horizontal | Pulse-start - magnetic | 400 | 400 |  | True | Ballast Efficiency | 92 | [5 empty] | Non Federally-Regulated | 08/26/2013 |  | 02/12/2020
Eaton (formerly Cooper Industries) | McGraw | TRR-200-MP* | Vertical - Base Down | Pulse-start - magnetic | 200 | 200 |  | True | Relamping Rated Wattage | 88 |  |  |  | 200-215 watts |  | Non Federally-Regulated | 08/26/2013 |  | 02/12/2020
Eaton (formerly Cooper Industries) | Streetworks | GR*40P**AR*CEC* | Vertical - Base Up | Pulse-start - magnetic | 400 | 400 |  | True | Ballast Efficiency | 92 | [5 empty] | Non Federally-Regulated | 08/26/2013 |  | 02/12/2020
Eaton (formerly Cooper Industries) | McGraw | TLM-250-MP-***-5S-CEC-* | Horizontal | Pulse-start - magnetic | 250 | 250 |  | True | Ballast Efficiency | 90 | [5 empty] | Non Federally-Regulated | 08/26/2013 |  | 02/12/2020
Eaton (formerly Cooper Industries) | Streetworks | CLB40PW*33-*CEC-* | Vertical - Base Down | Pulse-start - magnetic | 400 | 400 |  | True | Ballast Efficiency | 92 | [5 empty] | Non Federally-Regulated | 08/26/2013 |  | 02/12/2020
Eaton (formerly Cooper Industries) | Invue | VFM-K-150-MP-***-VF*CEC-* | Horizontal | Pulse-start - magnetic | 150 | 150 |  | True | Ballast Efficiency | 81 | Exception 3 Met |  |  |  |  | Non Federally-Regulated | 08/26/2013 |  | 02/12/2020
Eaton (formerly Cooper Industries) | Streetworks | CML40P**2S*CEC-* | Horizontal | Pulse-start - magnetic | 400 | 400 |  | True | Ballast Efficiency | 92 | [5 empty] | Non Federally-Regulated | 08/26/2013 |  | 02/12/2020
Eaton (formerly Cooper Industries) | Ametrix | R*-XO-*-P-400-*-CEC* | Horizontal | Pulse-start - magnetic | 400 | 400 |  | True | Ballast Efficiency | 92 | [5 empty] | Non Federally-Regulated | 08/26/2013 |  | 02/12/2020
Eaton (formerly Cooper Industries) | Streetworks | ADM132P** | Horizontal | Pulse-start - magnetic | 320 | 320 |  | True | Relamping Rated Wattage | 88 |  |  |  | 290-335 watts |  | Non Federally-Regulated | 08/26/2013 |  | 02/12/2020
Eaton (formerly Cooper Industries) | Streetworks | CEM17P**3R*CEC-* | Vertical - Base Up | Pulse-start - magnetic | 175 | 175 |  | True | Ballast Efficiency | 90 | [5 empty] | Non Federally-Regulated | 08/26/2013 |  | 02/12/2020
Eaton (formerly Cooper Industries) | McGraw | CLM-***-400-MP-***-2S*CEC-* | Horizontal | Pulse-start - magnetic | 400 | 400 |  | True | Ballast Efficiency | 92 | [5 empty] | Non Federally-Regulated | 08/26/2013 |  | 02/12/2020
Eaton (formerly Cooper Industries) | Streetworks | GR*17P**-1D*CEC-* | Horizontal | Pulse-start - magnetic | 175 | 175 |  | True | Ballast Efficiency | 90 | [5 empty] | Non Federally-Regulated | 08/26/2013 |  | 02/12/2020
Eaton (formerly Cooper Industries) | McGraw | CIM-*-400-MP-*-CEC-* | Horizontal | Pulse-start - magnetic | 400 | 400 |  | True | Ballast Efficiency | 92 | [5 empty] | Non Federally-Regulated | 08/26/2013 |  | 02/12/2020
Eaton (formerly Cooper Industries) | McGraw | TLM-400-MP-***-5S-CEC-* | Horizontal | Pulse-start - magnetic | 400 | 400 |  | True | Ballast Efficiency | 92 | [5 empty] | Non Federally-Regulated | 08/26/2013 |  | 02/12/2020
Eaton (formerly Cooper Industries) | Invue | EML-175-MP-***-MA*CEC-* | Vertical - Base Up | Pulse-start - magnetic | 175 | 175 |  | True | Ballast Efficiency | 90 | [5 empty] | Non Federally-Regulated | 08/26/2013 |  | 02/12/2020
Eaton (formerly Cooper Industries) | Streetworks | OVZ20P*** | Horizontal | Pulse-start - magnetic | 200 | 200 |  | True | Relamping Rated Wattage | 88 |  |  |  | 200-215 watts |  | Non Federally-Regulated | 08/26/2013 |  | 02/12/2020
Eaton (formerly Cooper Industries) | McGraw | CLM-***-400-MP-***-5F*CEC-* | Horizontal | Pulse-start - magnetic | 400 | 400 |  | True | Ballast Efficiency | 92 | [5 empty] | Non Federally-Regulated | 08/26/2013 |  | 02/12/2020
Eaton (formerly Cooper Industries) | Streetworks | ZAG32P** | Horizontal | Pulse-start - magnetic | 320 | 320 |  | True | Relamping Rated Wattage | 88 |  |  |  | 290-335 watts |  | Non Federally-Regulated | 08/26/2013 |  | 02/12/2020
Eaton (formerly Cooper Industries) | Streetworks | OVD20P*** | Horizontal | Pulse-start - magnetic | 200 | 200 |  | True | Relamping Rated Wattage | 88 |  |  |  | 200-215 watts |  | Non Federally-Regulated | 08/26/2013 |  | 02/12/2020
Eaton (formerly Cooper Industries) | McGraw | GAT-320-MP-*5C* | Vertical - Base Down | Pulse-start - magnetic | 320 | 320 |  | True | Relamping Rated Wattage | 88 |  |  |  | 290-335 watts |  | Non Federally-Regulated | 08/26/2013 |  | 02/12/2020
Eaton (formerly Cooper Industries) | Streetworks | MEL32P**2S* | Horizontal | Pulse-start - magnetic | 320 | 320 |  | True | Relamping Rated Wattage | 88 |  |  |  | 290-335 watts |  | Non Federally-Regulated | 08/26/2013 |  | 02/12/2020
Eaton (formerly Cooper Industries) | Invue | AEM-150-MP-* | Horizontal | Pulse-start - magnetic | 150 | 150 |  | True | Ballast Efficiency | 81 | Exception 3 Met |  |  |  |  | Non Federally-Regulated | 08/26/2013 |  | 02/12/2020
Eaton (formerly Cooper Industries) | Streetworks | TMU15P**2F* | Horizontal | Pulse-start - magnetic | 150 | 150 |  | True | Ballast Efficiency | 81 | Exception 3 Met |  |  |  |  | Non Federally-Regulated | 08/26/2013 |  | 02/12/2020
Eaton (formerly Cooper Industries) | McGraw | CYP-**150-MP* | Horizontal | Pulse-start - magnetic | 150 | 150 |  | True | Ballast Efficiency | 81 | Exception 3 Met |  |  |  |  | Non Federally-Regulated | 08/26/2013 |  | 02/12/2020
Eaton (formerly Cooper Industries) | McGraw | CLM-***-320-MP-***-2S* | Horizontal | Pulse-start - magnetic | 320 | 320 |  | True | Relamping Rated Wattage | 88 |  |  |  | 290-335 watts |  | Non Federally-Regulated | 08/26/2013 |  | 02/12/2020
Eaton (formerly Cooper Industries) | McGraw | TLL-320-MP-***-4V* | Vertical - Base Up | Pulse-start - magnetic | 320 | 320 |  | True | Relamping Rated Wattage | 88 |  |  |  | 290-335 watts |  | Non Federally-Regulated | 08/26/2013 |  | 02/12/2020
Eaton (formerly Cooper Industries) | Streetworks | CML25P**3V*CEC* | Vertical - Base Up | Pulse-start - magnetic | 250 | 250 |  | True | Ballast Efficiency | 90 | [5 empty] | Non Federally-Regulated | 08/26/2013 |  | 02/12/2020
Eaton (formerly Cooper Industries) | McGraw | AMF-*-250-MP-*44*-CEC-* | Vertical - Base Down | Pulse-start - magnetic | 250 | 250 |  | True | Ballast Efficiency | 90 | [5 empty] | Non Federally-Regulated | 08/26/2013 |  | 02/12/2020
Eaton (formerly Cooper Industries) | Ametrix | V*-LI-*1-E-315* | Horizontal | Pulse-start - electronic | 315 | 315 |  | False | Ballast Efficiency | 92 | [5 empty] | Non Federally-Regulated | 08/26/2013 |  | 02/12/2020
Eaton (formerly Cooper Industries) | McGraw | CAR-250-MP-*5C*CEC* | Vertical - Base Down | Pulse-start - magnetic | 250 | 250 |  | True | Ballast Efficiency | 90 | [5 empty] | Non Federally-Regulated | 08/26/2013 |  | 02/12/2020
Eaton (formerly Cooper Industries) | Lumark | MPCS-175*-CEC | Horizontal | Pulse-start - magnetic | 175 | 175 |  | False | Ballast Efficiency | 90 | [5 empty] | Non Federally-Regulated | 08/26/2013 |  | 02/12/2020
Eaton (formerly Cooper Industries) | McGraw | ZDG-**-200-MP-* | Horizontal | Pulse-start - magnetic | 200 | 200 |  | True | Relamping Rated Wattage | 88 |  |  |  | 200-215 watts |  | Non Federally-Regulated | 08/26/2013 |  | 02/12/2020
Eaton (formerly Cooper Industries) | Streetworks | TLU32P**5S*CEC-* | Horizontal | Pulse-start - magnetic | 320 | 320 |  | True | Relamping Rated Wattage | 88 |  |  |  | 290-335 watts |  | Non Federally-Regulated | 08/26/2013 |  | 02/12/2020
Eaton (formerly Cooper Industries) | Invue | ECL-400-MP-***-2S*CEC-* | Horizontal | Pulse-start - magnetic | 400 | 400 |  | True | Ballast Efficiency | 92 | [5 empty] | Non Federally-Regulated | 08/26/2013 |  | 02/12/2020
Eaton (formerly Cooper Industries) | McGraw | GAT-400-MP-*5C*CEC* | Vertical - Base Down | Pulse-start - magnetic | 400 | 400 |  | True | Ballast Efficiency | 92 | [5 empty] | Non Federally-Regulated | 08/26/2013 |  | 02/12/2020
Eaton (formerly Cooper Industries) | Streetworks | GPF25P***12*-CEC-* | Vertical - Base Down | Pulse-start - magnetic | 250 | 250 |  | True | Ballast Efficiency | 90 | [5 empty] | Non Federally-Regulated | 08/26/2013 |  | 02/12/2020
Eaton (formerly Cooper Industries) | McGraw | WTM-250-MP-***-CEC-* | Vertical - Base Down | Pulse-start - magnetic | 250 | 250 |  | True | Ballast Efficiency | 90 | [5 empty] | Non Federally-Regulated | 08/26/2013 |  | 02/12/2020
Eaton (formerly Cooper Industries) | Lumark | MMF32PW* | Horizontal | Pulse-start - magnetic | 320 | 320 |  | True | Relamping Rated Wattage | 88 |  |  |  | 290-335 watts |  | Non Federally-Regulated | 08/26/2013 |  | 02/12/2020
Eaton (formerly Cooper Industries) | McGraw | CAR-175-MP-*5C*CEC* | Vertical - Base Down | Pulse-start - magnetic | 175 | 175 |  | True | Ballast Efficiency | 90 | [5 empty] | Non Federally-Regulated | 08/26/2013 |  | 02/12/2020
Eaton (formerly Cooper Industries) | McGraw | ZDG-**-400-MP-*****-CEC-* | Horizontal | Pulse-start - magnetic | 400 | 400 |  | True | Ballast Efficiency | 92 | [5 empty] | Non Federally-Regulated | 08/26/2013 |  | 02/12/2020
Eaton (formerly Cooper Industries) | Streetworks | MEL17P**5R*CEC-* | Vertical - Base Up | Pulse-start - magnetic | 175 | 175 |  | True | Ballast Efficiency | 90 | [5 empty] | Non Federally-Regulated | 08/26/2013 |  | 02/12/2020
Eaton (formerly Cooper Industries) | McGraw | TLM-175-MP-***-4V-CEC-* | Vertical - Base Up | Pulse-start - magnetic | 175 | 175 |  | True | Ballast Efficiency | 90 | [5 empty] | Non Federally-Regulated | 08/26/2013 |  | 02/12/2020
Eaton (formerly Cooper Industries) | Streetworks | ACN32PW*3C*CEC-* | Vertical - Base Down | Pulse-start - magnetic | 320 | 320 |  | True | Relamping Rated Wattage | 88 |  |  |  | 290-335 watts |  | Non Federally-Regulated | 08/26/2013 |  | 02/12/2020
Eaton (formerly Cooper Industries) | Streetworks | OVZ17P****-CEC-* | Horizontal | Pulse-start - magnetic | 175 | 175 |  | True | Ballast Efficiency | 90 | [5 empty] | Non Federally-Regulated | 08/26/2013 |  | 02/12/2020
Eaton (formerly Cooper Industries) | McGraw | CIS-**-250-MP-*CEC-* | Horizontal | Pulse-start - magnetic | 250 | 250 |  | True | Ballast Efficiency | 90 | [5 empty] | Non Federally-Regulated | 08/26/2013 |  | 02/12/2020
Eaton (formerly Cooper Industries) | Streetworks | MEM17P**5F*CEC-* | Horizontal | Pulse-start - magnetic | 175 | 175 |  | True | Ballast Efficiency | 90 | [5 empty] | Non Federally-Regulated | 08/26/2013 |  | 02/12/2020
Eaton (formerly Cooper Industries) | McGraw | TLM-320-MP-***-3S | Horizontal | Pulse-start - magnetic | 320 | 320 |  | True | Relamping Rated Wattage | 88 |  |  |  | 290-335 watts |  | Non Federally-Regulated | 08/26/2013 |  | 02/12/2020
Eaton (formerly Cooper Industries) | McGraw | CSS-**200-MP* | Horizontal | Pulse-start - magnetic | 200 | 200 |  | True | Relamping Rated Wattage | 88 |  |  |  | 200-215 watts |  | Non Federally-Regulated | 08/26/2013 |  | 02/12/2020
Eaton (formerly Cooper Industries) | Ametrix | V*-LO-*1-E-210* | Horizontal | Pulse-start - electronic | 210 | 210 |  | True | Ballast Efficiency | 90 | [5 empty] | Non Federally-Regulated | 08/26/2013 |  | 02/12/2020
Eaton (formerly Cooper Industries) | McGraw | GAR-320-MP-*3C* | Vertical - Base Down | Pulse-start - magnetic | 320 | 320 |  | True | Relamping Rated Wattage | 88 |  |  |  | 290-335 watts |  | Non Federally-Regulated | 08/26/2013 |  | 02/12/2020
Eaton (formerly Cooper Industries) | Streetworks | CEL40P**5R*CEC-* | Vertical - Base Up | Pulse-start - magnetic | 400 | 400 |  | True | Ballast Efficiency | 92 | [5 empty] | Non Federally-Regulated | 08/26/2013 |  | 02/12/2020
Eaton (formerly Cooper Industries) | Streetworks | MEM17P**2F*CEC-* | Horizontal | Pulse-start - magnetic | 175 | 175 |  | True | Ballast Efficiency | 90 | [5 empty] | Non Federally-Regulated | 08/26/2013 |  | 02/12/2020
Eaton (formerly Cooper Industries) | Streetworks | ORL32P-* | Vertical - Base Down | Pulse-start - magnetic | 320 | 320 |  | True | Relamping Rated Wattage | 88 |  |  |  | 290-335 watts |  | Non Federally-Regulated | 08/26/2013 |  | 02/12/2020
Eaton (formerly Cooper Industries) | McGraw | GS*-***-250-MP-***-3V*CEC-* | Vertical - Base Up | Pulse-start - magnetic | 250 | 250 |  | True | Ballast Efficiency | 90 | [5 empty] | Non Federally-Regulated | 08/26/2013 |  | 02/12/2020
Eaton (formerly Cooper Industries) | McGraw | GS*-***-320-MP-***-2F* | Horizontal | Pulse-start - magnetic | 320 | 320 |  | True | Relamping Rated Wattage | 88 |  |  |  | 290-335 watts |  | Non Federally-Regulated | 08/26/2013 |  | 02/12/2020
Eaton (formerly Cooper Industries) | Ametrix | V*-LO-*1-P-200* | Horizontal | Pulse-start - magnetic | 200 | 200 |  | True | Relamping Rated Wattage | 88 |  |  |  | 200-215 watts |  | Non Federally-Regulated | 08/26/2013 |  | 02/12/2020
Eaton (formerly Cooper Industries) | Streetworks | ARC40PW*5C-*CEC-* | Vertical - Base Down | Pulse-start - magnetic | 400 | 400 |  | True | Ballast Efficiency | 92 | [5 empty] | Non Federally-Regulated | 08/26/2013 |  | 02/12/2020
Eaton (formerly Cooper Industries) | Streetworks | ANE25P**33*CEC* | Vertical - Base Down | Pulse-start - magnetic | 250 | 250 |  | True | Ballast Efficiency | 90 | [5 empty] | Non Federally-Regulated | 08/26/2013 |  | 02/12/2020
Eaton (formerly Cooper Industries) | McGraw | AMF-*-150-MP-*65*-CEC-* | Horizontal | Pulse-start - magnetic | 150 | 150 |  | True | Ballast Efficiency | 81 | Exception 3 Met |  |  |  |  | Non Federally-Regulated | 08/26/2013 |  | 02/12/2020
Eaton (formerly Cooper Industries) | Lumark | MPWP-**-200-* | Horizontal | Pulse-start - magnetic | 200 | 200 |  | True | Relamping Rated Wattage | 88 |  |  |  | 200-215 watts |  | Non Federally-Regulated | 08/26/2013 |  | 02/12/2020
Eaton (formerly Cooper Industries) | McGraw | IMC-320-MP* | Horizontal | Pulse-start - magnetic | 320 | 320 |  | True | Relamping Rated Wattage | 88 |  |  |  | 290-335 watts |  | Non Federally-Regulated | 08/26/2013 |  | 02/12/2020
Eaton (formerly Cooper Industries) | Ametrix | V*-LI-*1-P-320*-CEC* | Horizontal | Pulse-start - magnetic | 320 | 320 |  | False | Ballast Efficiency | 92 | [5 empty] | Non Federally-Regulated | 08/26/2013 |  | 02/12/2020
Eaton (formerly Cooper Industries) | Streetworks | MEL15P**2F* | Horizontal | Pulse-start - magnetic | 150 | 150 |  | True | Ballast Efficiency | 81 | Exception 3 Met |  |  |  |  | Non Federally-Regulated | 08/26/2013 |  | 02/12/2020
Eaton (formerly Cooper Industries) | Streetworks | TMU17P**4F*CEC-* | Horizontal | Pulse-start - magnetic | 175 | 175 |  | True | Ballast Efficiency | 90 | [5 empty] | Non Federally-Regulated | 08/26/2013 |  | 02/12/2020
Eaton (formerly Cooper Industries) | Streetworks | TLU32P**4V*CEC-* | Vertical - Base Up | Pulse-start - magnetic | 320 | 320 |  | True | Relamping Rated Wattage | 88 |  |  |  | 290-335 watts |  | Non Federally-Regulated | 08/26/2013 |  | 02/12/2020
Eaton (formerly Cooper Industries) | Streetworks | MEL25P**MA*CEC-* | Vertical - Base Up | Pulse-start - magnetic | 250 | 250 |  | True | Ballast Efficiency | 90 | [5 empty] | Non Federally-Regulated | 08/26/2013 |  | 02/12/2020
Eaton (formerly Cooper Industries) | Streetworks | CEL17P**5F*CEC-* | Horizontal | Pulse-start - magnetic | 175 | 175 |  | True | Ballast Efficiency | 90 | [5 empty] | Non Federally-Regulated | 08/26/2013 |  | 02/12/2020
Eaton (formerly Cooper Industries) | McGraw | TLL-250-MP-***-3V-CEC-* | Vertical - Base Up | Pulse-start - magnetic | 250 | 250 |  | True | Ballast Efficiency | 90 | [5 empty] | Non Federally-Regulated | 08/26/2013 |  | 02/12/2020
Eaton (formerly Cooper Industries) | McGraw | ZDG-**-320-MP-* | Horizontal | Pulse-start - magnetic | 320 | 320 |  | True | Relamping Rated Wattage | 88 |  |  |  | 290-335 watts |  | Non Federally-Regulated | 08/26/2013 |  | 02/12/2020
Eaton (formerly Cooper Industries) | McGraw | CLM-***-250-MP-***-FT*CEC-* | Horizontal | Pulse-start - magnetic | 250 | 250 |  | True | Ballast Efficiency | 90 | [5 empty] | Non Federally-Regulated | 08/26/2013 |  | 02/12/2020
Eaton (formerly Cooper Industries) | Streetworks | TMU32P**5S* | Horizontal | Pulse-start - magnetic | 320 | 320 |  | True | Relamping Rated Wattage | 88 |  |  |  | 290-335 watts |  | Non Federally-Regulated | 08/26/2013 |  | 02/12/2020
Eaton (formerly Cooper Industries) | Lumark | MPHB****-*-320-* | Vertical - Base Up | Pulse-start - magnetic | 320 | 320 |  | False | Relamping Rated Wattage | 88 |  |  |  | 290-335 watts |  | Non Federally-Regulated | 08/26/2013 |  | 02/12/2020
Eaton (formerly Cooper Industries) | McGraw | ARN-175-MP-*55*CEC* | Vertical - Base Down | Pulse-start - magnetic | 175 | 175 |  | True | Ballast Efficiency | 90 | [5 empty] | Non Federally-Regulated | 08/26/2013 |  | 02/12/2020
Eaton (formerly Cooper Industries) | McGraw | TLM-150-MP-***-3F | Horizontal | Pulse-start - magnetic | 150 | 150 |  | True | Ballast Efficiency | 81 | Exception 3 Met |  |  |  |  | Non Federally-Regulated | 08/26/2013 |  | 02/12/2020
Eaton (formerly Cooper Industries) | McGraw | CLM-***-400-MP-***-3S*CEC-* | Horizontal | Pulse-start - magnetic | 400 | 400 |  | True | Ballast Efficiency | 92 | [5 empty] | Non Federally-Regulated | 08/26/2013 |  | 02/12/2020
Eaton (formerly Cooper Industries) | McGraw | CIS**-175-MP-*CEC-* | Horizontal | Pulse-start - magnetic | 175 | 175 |  | True | Ballast Efficiency | 90 | [5 empty] | Non Federally-Regulated | 08/26/2013 |  | 02/12/2020
Eaton (formerly Cooper Industries) | Streetworks | ACN20PW*5C* | Vertical - Base Down | Pulse-start - magnetic | 200 | 200 |  | True | Relamping Rated Wattage | 88 |  |  |  | 200-215 watts |  | Non Federally-Regulated | 08/26/2013 |  | 02/12/2020
Eaton (formerly Cooper Industries) | McGraw | TLM-320-MP-***-3V* | Vertical - Base Up | Pulse-start - magnetic | 320 | 320 |  | True | Relamping Rated Wattage | 88 |  |  |  | 290-335 watts |  | Non Federally-Regulated | 08/26/2013 |  | 02/12/2020
Eaton (formerly Cooper Industries) | Streetworks | MEL40P**5S*CEC-* | Horizontal | Pulse-start - magnetic | 400 | 400 |  | True | Ballast Efficiency | 92 | [5 empty] | Non Federally-Regulated | 08/26/2013 |  | 02/12/2020
Eaton (formerly Cooper Industries) | Streetworks | CML40P**-1F*CEC-* | Horizontal | Pulse-start - magnetic | 400 | 400 |  | True | Ballast Efficiency | 92 | [5 empty] | Non Federally-Regulated | 08/26/2013 |  | 02/12/2020
Eaton (formerly Cooper Industries) | Ametrix | R*-LO-*1-E-150* | Horizontal | Pulse-start - electronic | 150 | 150 |  | True | Ballast Efficiency | 90 | [5 empty] | Non Federally-Regulated | 08/26/2013 |  | 02/12/2020
Eaton (formerly Cooper Industries) | McGraw | TLM-175-MP-***-3F-CEC-* | Horizontal | Pulse-start - magnetic | 175 | 175 |  | True | Ballast Efficiency | 90 | [5 empty] | Non Federally-Regulated | 08/26/2013 |  | 02/12/2020
Eaton (formerly Cooper Industries) | Streetworks | GR*25P**2D*CEC-* | Horizontal | Pulse-start - magnetic | 250 | 250 |  | True | Ballast Efficiency | 90 | [5 empty] | Non Federally-Regulated | 08/26/2013 |  | 02/12/2020
Eaton (formerly Cooper Industries) | Streetworks | TLU25P**3F*CEC-* | Horizontal | Pulse-start - magnetic | 250 | 250 |  | True | Ballast Efficiency | 90 | [5 empty] | Non Federally-Regulated | 08/26/2013 |  | 02/12/2020
Eaton (formerly Cooper Industries) | Streetworks | CEL40P**SL*CEC-* | Horizontal | Pulse-start - magnetic | 400 | 400 |  | True | Ballast Efficiency | 92 | [5 empty] | Non Federally-Regulated | 08/26/2013 |  | 02/12/2020
Eaton (formerly Cooper Industries) | Invue | VFM-K-175-MP-***-VF*CEC-* | Horizontal | Pulse-start - magnetic | 175 | 175 |  | True | Ballast Efficiency | 90 | [5 empty] | Non Federally-Regulated | 08/26/2013 |  | 02/12/2020
Eaton (formerly Cooper Industries) | Streetworks | CEL17P**3S*CEC-* | Horizontal | Pulse-start - magnetic | 175 | 175 |  | True | Ballast Efficiency | 90 | [5 empty] | Non Federally-Regulated | 08/26/2013 |  | 02/12/2020
Eaton (formerly Cooper Industries) | Streetworks | CEL15P**2F* | Horizontal | Pulse-start - magnetic | 150 | 150 |  | True | Ballast Efficiency | 81 | Exception 3 Met |  |  |  |  | Non Federally-Regulated | 08/26/2013 |  | 02/12/2020
Eaton (formerly Cooper Industries) | McGraw | GAT-320-MP-*33* | Vertical - Base Down | Pulse-start - magnetic | 320 | 320 |  | True | Relamping Rated Wattage | 88 |  |  |  | 290-335 watts |  | Non Federally-Regulated | 08/26/2013 |  | 02/12/2020
Eaton (formerly Cooper Industries) | Streetworks | ARC20PW*33* | Vertical - Base Down | Pulse-start - magnetic | 200 | 200 |  | True | Relamping Rated Wattage | 88 |  |  |  | 200-215 watts |  | Non Federally-Regulated | 08/26/2013 |  | 02/12/2020
Eaton (formerly Cooper Industries) | Streetworks | TMU25P**5F*CEC-* | Horizontal | Pulse-start - magnetic | 250 | 250 |  | True | Ballast Efficiency | 90 | [5 empty] | Non Federally-Regulated | 08/26/2013 |  | 02/12/2020
Eaton (formerly Cooper Industries) | Streetworks | TMU17P**2F*CEC-* | Horizontal | Pulse-start - magnetic | 175 | 175 |  | True | Ballast Efficiency | 90 | [5 empty] | Non Federally-Regulated | 08/26/2013 |  | 02/12/2020
Eaton (formerly Cooper Industries) | Streetworks | MEM17P**4S*CEC-* | Horizontal | Pulse-start - magnetic | 175 | 175 |  | True | Ballast Efficiency | 90 | [5 empty] | Non Federally-Regulated | 08/26/2013 |  | 02/12/2020
Eaton (formerly Cooper Industries) | Streetworks | CML25P**4S*CEC* | Horizontal | Pulse-start - magnetic | 250 | 250 |  | True | Ballast Efficiency | 90 | [5 empty] | Non Federally-Regulated | 08/26/2013 |  | 02/12/2020
Eaton (formerly Cooper Industries) | Streetworks | GPF25P***55*-CEC* | Horizontal | Pulse-start - magnetic | 250 | 250 |  | True | Ballast Efficiency | 90 | [5 empty] | Non Federally-Regulated | 08/26/2013 |  | 02/12/2020
Eaton (formerly Cooper Industries) | Streetworks | CEL15P**5F* | Horizontal | Pulse-start - magnetic | 150 | 150 |  | True | Ballast Efficiency | 81 | Exception 3 Met |  |  |  |  | Non Federally-Regulated | 08/26/2013 |  | 02/12/2020
Eaton (formerly Cooper Industries) | Streetworks | TRU15P** | Horizontal | Pulse-start - magnetic | 150 | 150 |  | True | Ballast Efficiency | 81 | Exception 3 Met |  |  |  |  | Non Federally-Regulated | 08/26/2013 |  | 02/12/2020
Eaton (formerly Cooper Industries) | Streetworks | CLB17P**3C*CEC-* | Vertical - Base Down | Pulse-start - magnetic | 175 | 175 |  | True | Ballast Efficiency | 90 | [5 empty] | Non Federally-Regulated | 08/26/2013 |  | 02/12/2020
Eaton (formerly Cooper Industries) | Streetworks | MEM15P**4F* | Horizontal | Pulse-start - magnetic | 150 | 150 |  | True | Ballast Efficiency | 81 | Exception 3 Met |  |  |  |  | Non Federally-Regulated | 08/26/2013 |  | 02/12/2020
Eaton (formerly Cooper Industries) | Streetworks | TMU15P**3F* | Horizontal | Pulse-start - magnetic | 150 | 150 |  | True | Ballast Efficiency | 81 | Exception 3 Met |  |  |  |  | Non Federally-Regulated | 08/26/2013 |  | 02/12/2020
Eaton (formerly Cooper Industries) | Streetworks | TLU40P**2F*CEC-* | Horizontal | Pulse-start - magnetic | 400 | 400 |  | True | Ballast Efficiency | 92 | [5 empty] | Non Federally-Regulated | 08/26/2013 |  | 02/12/2020
Eaton (formerly Cooper Industries) | Streetworks | MEL15P**2S* | Horizontal | Pulse-start - magnetic | 150 | 150 |  | True | Ballast Efficiency | 81 | Exception 3 Met |  |  |  |  | Non Federally-Regulated | 08/26/2013 |  | 02/12/2020
Eaton (formerly Cooper Industries) | McGraw | AMF-*-320-MP-*12* | Vertical - Base Down | Pulse-start - magnetic | 320 | 320 |  | True | Relamping Rated Wattage | 88 |  |  |  | 290-335 watts |  | Non Federally-Regulated | 08/26/2013 |  | 02/12/2020
Eaton (formerly Cooper Industries) | McGraw | GS*-***-150-MP-***-AR* | Vertical - Base Up | Pulse-start - magnetic | 150 | 150 |  | True | Ballast Efficiency | 81 | Exception 3 Met |  |  |  |  | Non Federally-Regulated | 08/26/2013 |  | 02/12/2020
Eaton (formerly Cooper Industries) | McGraw | GS*-***-250-MP-***-AR*CEC-* | Vertical - Base Up | Pulse-start - magnetic | 250 | 250 |  | True | Ballast Efficiency | 90 | [5 empty] | Non Federally-Regulated | 08/26/2013 |  | 02/12/2020
Eaton (formerly Cooper Industries) | Streetworks | GR*17P**2D*CEC-* | Horizontal | Pulse-start - magnetic | 175 | 175 |  | True | Ballast Efficiency | 90 | [5 empty] | Non Federally-Regulated | 08/26/2013 |  | 02/12/2020
Eaton (formerly Cooper Industries) | Streetworks | GS*15P**RW*CEC* | Vertical - Base Up | Pulse-start - magnetic | 150 | 150 |  | True | Ballast Efficiency | 81 | Exception 3 Met |  |  |  |  | Non Federally-Regulated | 08/26/2013 |  | 02/12/2020
Eaton (formerly Cooper Industries) | Streetworks | ZAD32P** | Horizontal | Pulse-start - magnetic | 320 | 320 |  | True | Relamping Rated Wattage | 88 |  |  |  | 290-335 watts |  | Non Federally-Regulated | 08/26/2013 |  | 02/12/2020
Eaton (formerly Cooper Industries) | McGraw | GS*-***-175-MP-***-4S*CEC-* | Horizontal | Pulse-start - magnetic | 175 | 175 |  | True | Ballast Efficiency | 90 | [5 empty] | Non Federally-Regulated | 08/26/2013 |  | 02/12/2020
Eaton (formerly Cooper Industries) | Streetworks | OVX40P****-CEC-* | Horizontal | Pulse-start - magnetic | 400 | 400 |  | True | Ballast Efficiency | 92 | [5 empty] | Non Federally-Regulated | 08/26/2013 |  | 02/12/2020
Eaton (formerly Cooper Industries) | Streetworks | ACN25PW*-33*CEC-* | Vertical - Base Down | Pulse-start - magnetic | 250 | 250 |  | True | Ballast Efficiency | 90 | [5 empty] | Non Federally-Regulated | 08/26/2013 |  | 02/12/2020
Eaton (formerly Cooper Industries) | Invue | ECM-150-MP-***-MA* | Vertical - Base Up | Pulse-start - magnetic | 150 | 150 |  | True | Ballast Efficiency | 81 | Exception 3 Met |  |  |  |  | Non Federally-Regulated | 08/26/2013 |  | 02/12/2020
Eaton (formerly Cooper Industries) | Streetworks | GPF15P***76* | Vertical - Base Down | Pulse-start - magnetic | 150 | 150 |  | True | Ballast Efficiency | 81 | Exception 3 Met |  |  |  |  | Non Federally-Regulated | 08/26/2013 |  | 02/12/2020
Eaton (formerly Cooper Industries) | McGraw | GS*-***-250-MP-***-3S*CEC-* | Horizontal | Pulse-start - magnetic | 250 | 250 |  | True | Ballast Efficiency | 90 | [5 empty] | Non Federally-Regulated | 08/26/2013 |  | 02/12/2020
Eaton (formerly Cooper Industries) | Streetworks | CAS20P* | Horizontal | Pulse-start - magnetic | 200 | 200 |  | True | Relamping Rated Wattage | 88 |  |  |  | 200-215 watts |  | Non Federally-Regulated | 08/26/2013 |  | 02/12/2020
Eaton (formerly Cooper Industries) | McGraw | CLM-***-320-MP-***-FT* | Horizontal | Pulse-start - magnetic | 320 | 320 |  | True | Relamping Rated Wattage | 88 |  |  |  | 290-335 watts |  | Non Federally-Regulated | 08/26/2013 |  | 02/12/2020
Eaton (formerly Cooper Industries) | Invue | SDMX1-400-MP-***-CEC-* | Horizontal | Pulse-start - magnetic | 400 | 400 |  | True | Ballast Efficiency | 92 | [5 empty] | Non Federally-Regulated | 08/26/2013 |  | 02/12/2020
Eaton (formerly Cooper Industries) | Streetworks | MEM17P**SL*CEC-* | Horizontal | Pulse-start - magnetic | 175 | 175 |  | True | Ballast Efficiency | 90 | [5 empty] | Non Federally-Regulated | 08/26/2013 |  | 02/12/2020
Eaton (formerly Cooper Industries) | Invue | ECM-150-MP-***-5S* | Horizontal | Pulse-start - magnetic | 150 | 150 |  | True | Ballast Efficiency | 81 | Exception 3 Met |  |  |  |  | Non Federally-Regulated | 08/26/2013 |  | 02/12/2020
Eaton (formerly Cooper Industries) | Streetworks | TMU17P**AS*CEC-* | Vertical - Base Up | Pulse-start - magnetic | 175 | 175 |  | True | Ballast Efficiency | 90 | [5 empty] | Non Federally-Regulated | 08/26/2013 |  | 02/12/2020
Eaton (formerly Cooper Industries) | Invue | ECL-250-MP-***-4S*CEC-* | Horizontal | Pulse-start - magnetic | 250 | 250 |  | True | Ballast Efficiency | 90 | [5 empty] | Non Federally-Regulated | 08/26/2013 |  | 02/12/2020
Eaton (formerly Cooper Industries) | McGraw | CSS-**150-MP* | Horizontal | Pulse-start - magnetic | 150 | 150 |  | True | Ballast Efficiency | 81 | Exception 3 Met |  |  |  |  | Non Federally-Regulated | 08/26/2013 |  | 02/12/2020
Eaton (formerly Cooper Industries) | McGraw | TLM-320-MP-***-4S* | Horizontal | Pulse-start - magnetic | 320 | 320 |  | True | Relamping Rated Wattage | 88 |  |  |  | 290-335 watts |  | Non Federally-Regulated | 08/26/2013 |  | 02/12/2020
Eaton (formerly Cooper Industries) | Lumark | MPRL-**-*-200-*-CEC-* | Horizontal | Pulse-start - magnetic | 200 | 200 |  | True | Relamping Rated Wattage | 88 |  |  |  | 200-215 watts |  | Non Federally-Regulated | 08/26/2013 |  | 02/12/2020
Eaton (formerly Cooper Industries) | Streetworks | GR*17P**AR*CEC* | Vertical - Base Up | Pulse-start - magnetic | 175 | 175 |  | True | Ballast Efficiency | 90 | [5 empty] | Non Federally-Regulated | 08/26/2013 |  | 02/12/2020
Eaton (formerly Cooper Industries) | Streetworks | GPF20P***23* | Vertical - Base Down | Pulse-start - magnetic | 200 | 200 |  | True | Relamping Rated Wattage | 88 |  |  |  | 200-215 watts |  | Non Federally-Regulated | 08/26/2013 |  | 02/12/2020
Eaton (formerly Cooper Industries) | McGraw | CLM-***-320-MP-***-4S* | Horizontal | Pulse-start - magnetic | 320 | 320 |  | True | Relamping Rated Wattage | 88 |  |  |  | 290-335 watts |  | Non Federally-Regulated | 08/26/2013 |  | 02/12/2020
Eaton (formerly Cooper Industries) | McGraw | CLM-***-320-MP-***-AS* | Vertical - Base Up | Pulse-start - magnetic | 320 | 320 |  | True | Relamping Rated Wattage | 88 |  |  |  | 290-335 watts |  | Non Federally-Regulated | 08/26/2013 |  | 02/12/2020
Eaton (formerly Cooper Industries) | Invue | VFM-K-320-MP-***-NF*CEC-* | Vertical - Base Down | Pulse-start - magnetic | 320 | 320 |  | True | Relamping Rated Wattage | 88 |  |  |  | 290-335 watts |  | Non Federally-Regulated | 08/26/2013 |  | 02/12/2020
Eaton (formerly Cooper Industries) | McGraw | TLM-250-MP-***-AF-CEC-* | Horizontal | Pulse-start - magnetic | 250 | 250 |  | True | Ballast Efficiency | 90 | [5 empty] | Non Federally-Regulated | 08/26/2013 |  | 02/12/2020
Eaton (formerly Cooper Industries) | Streetworks | GPF*-200-MP-*65* | Horizontal | Pulse-start - magnetic | 200 | 200 |  | True | Relamping Rated Wattage | 88 |  |  |  | 200-215 watts |  | Non Federally-Regulated | 08/26/2013 |  | 02/12/2020
Eaton (formerly Cooper Industries) | Streetworks | ANE25P**55*CEC* | Vertical - Base Down | Pulse-start - magnetic | 250 | 250 |  | True | Ballast Efficiency | 90 | [5 empty] | Non Federally-Regulated | 08/26/2013 |  | 02/12/2020
Eaton (formerly Cooper Industries) | Streetworks | TLU40P**3F*CEC-* | Horizontal | Pulse-start - magnetic | 400 | 400 |  | True | Ballast Efficiency | 92 | [5 empty] | Non Federally-Regulated | 08/26/2013 |  | 02/12/2020
Eaton (formerly Cooper Industries) | Streetworks | CEM15P**5F* | Horizontal | Pulse-start - magnetic | 150 | 150 |  | True | Ballast Efficiency | 81 | Exception 3 Met |  |  |  |  | Non Federally-Regulated | 08/26/2013 |  | 02/12/2020
Eaton (formerly Cooper Industries) | McGraw | TLM-320-MP-***-3F | Horizontal | Pulse-start - magnetic | 320 | 320 |  | True | Relamping Rated Wattage | 88 |  |  |  | 290-335 watts |  | Non Federally-Regulated | 08/26/2013 |  | 02/12/2020
Eaton (formerly Cooper Industries) | McGraw | ISW-150-MP* | Horizontal | Pulse-start - magnetic | 150 | 150 |  | True | Ballast Efficiency | 81 | Exception 3 Met |  |  |  |  | Non Federally-Regulated | 08/26/2013 |  | 02/12/2020
Eaton (formerly Cooper Industries) | McGraw | GS*-***-400-MP-***-5F*CEC-* | Horizontal | Pulse-start - magnetic | 400 | 400 |  | True | Ballast Efficiency | 92 | [5 empty] | Non Federally-Regulated | 08/26/2013 |  | 02/12/2020
Eaton (formerly Cooper Industries) | Streetworks | GS*15P**-1F*CEC-* | Horizontal | Pulse-start - magnetic | 150 | 150 |  | True | Ballast Efficiency | 81 | Exception 3 Met |  |  |  |  | Non Federally-Regulated | 08/26/2013 |  | 02/12/2020
Eaton (formerly Cooper Industries) | Lumark | MPLX-****-320-* | Vertical - Base Up | Pulse-start - magnetic | 320 | 320 |  | False | Relamping Rated Wattage | 88 |  |  |  | 290-335 watts |  | Non Federally-Regulated | 08/26/2013 |  | 02/12/2020
Eaton (formerly Cooper Industries) | Ametrix | R*-LI-*1-P-320*-CEC* | Horizontal | Pulse-start - magnetic | 320 | 320 |  | False | Ballast Efficiency | 92 | [5 empty] | Non Federally-Regulated | 08/26/2013 |  | 02/12/2020
Eaton (formerly Cooper Industries) | McGraw | CIL-**150-MP-* | Horizontal | Pulse-start - magnetic | 150 | 150 |  | True | Ballast Efficiency | 81 | Exception 3 Met |  |  |  |  | Non Federally-Regulated | 08/26/2013 |  | 02/12/2020
Eaton (formerly Cooper Industries) | Streetworks | TMU25P**AF*CEC-* | Horizontal | Pulse-start - magnetic | 250 | 250 |  | True | Ballast Efficiency | 90 | [5 empty] | Non Federally-Regulated | 08/26/2013 |  | 02/12/2020
Eaton (formerly Cooper Industries) | Streetworks | GR*17P**AS*CEC* | Vertical - Base Up | Pulse-start - magnetic | 175 | 175 |  | True | Ballast Efficiency | 90 | [5 empty] | Non Federally-Regulated | 08/26/2013 |  | 02/12/2020
Eaton (formerly Cooper Industries) | Streetworks | OVZ25P****-CEC-* | Horizontal | Pulse-start - magnetic | 250 | 250 |  | True | Ballast Efficiency | 90 | [5 empty] | Non Federally-Regulated | 08/26/2013 |  | 02/12/2020
Eaton (formerly Cooper Industries) | Invue | EML-320-MP-***-MA* | Vertical - Base Up | Pulse-start - magnetic | 320 | 320 |  | True | Relamping Rated Wattage | 88 |  |  |  | 290-335 watts |  | Non Federally-Regulated | 08/26/2013 |  | 02/12/2020
Eaton (formerly Cooper Industries) | McGraw | AMF-*-400-MP-*44*-CEC-* | Vertical - Base Down | Pulse-start - magnetic | 400 | 400 |  | True | Ballast Efficiency | 92 | [5 empty] | Non Federally-Regulated | 08/26/2013 |  | 02/12/2020
Eaton (formerly Cooper Industries) | Invue | VXM-150-MP-* | Horizontal | Pulse-start - magnetic | 150 | 150 |  | True | Ballast Efficiency | 81 | Exception 3 Met |  |  |  |  | Non Federally-Regulated | 08/26/2013 |  | 02/12/2020
Eaton (formerly Cooper Industries) | Streetworks | TMU17P**2S*CEC-* | Horizontal | Pulse-start - magnetic | 175 | 175 |  | True | Ballast Efficiency | 90 | [5 empty] | Non Federally-Regulated | 08/26/2013 |  | 02/12/2020
Eaton (formerly Cooper Industries) | Invue | VFM-K-150-MP-***-HS*CEC-* | Horizontal | Pulse-start - magnetic | 150 | 150 |  | True | Ballast Efficiency | 81 | Exception 3 Met |  |  |  |  | Non Federally-Regulated | 08/26/2013 |  | 02/12/2020
Eaton (formerly Cooper Industries) | Streetworks | OVD15P*** | Horizontal | Pulse-start - magnetic | 150 | 150 |  | True | Ballast Efficiency | 81 | Exception 3 Met |  |  |  |  | Non Federally-Regulated | 08/26/2013 |  | 02/12/2020
Eaton (formerly Cooper Industries) | McGraw | AMF-*-400-MP-*43*-CEC-* | Vertical - Base Down | Pulse-start - magnetic | 400 | 400 |  | True | Ballast Efficiency | 92 | [5 empty] | Non Federally-Regulated | 08/26/2013 |  | 02/12/2020
Eaton (formerly Cooper Industries) | McGraw | GAT-175-MP-*3C*CEC* | Vertical - Base Down | Pulse-start - magnetic | 175 | 175 |  | True | Ballast Efficiency | 90 | [5 empty] | Non Federally-Regulated | 08/26/2013 |  | 02/12/2020
Eaton (formerly Cooper Industries) | McGraw | IMC-200-MP* | Horizontal | Pulse-start - magnetic | 200 | 200 |  | True | Relamping Rated Wattage | 88 |  |  |  | 200-215 watts |  | Non Federally-Regulated | 08/26/2013 |  | 02/12/2020
Eaton (formerly Cooper Industries) | Lumark | MPCS-200-* | Horizontal | Pulse-start - magnetic | 200 | 200 |  | False | Relamping Rated Wattage | 88 |  |  |  | 200-215 watts |  | Non Federally-Regulated | 08/26/2013 |  | 02/12/2020
Eaton (formerly Cooper Industries) | McGraw | ZDG-**-150-MP-* | Horizontal | Pulse-start - magnetic | 150 | 150 |  | True | Ballast Efficiency | 81 | Exception 3 Met |  |  |  |  | Non Federally-Regulated | 08/26/2013 |  | 02/12/2020
Eaton (formerly Cooper Industries) | Streetworks | ACN25PW*-3C*CEC-* | Vertical - Base Down | Pulse-start - magnetic | 250 | 250 |  | True | Ballast Efficiency | 90 | [5 empty] | Non Federally-Regulated | 08/26/2013 |  | 02/12/2020
Eaton (formerly Cooper Industries) | McGraw | CAR-150-MP-*5C* | Vertical - Base Down | Pulse-start - magnetic | 150 | 150 |  | True | Ballast Efficiency | 81 | Exception 3 Met |  |  |  |  | Non Federally-Regulated | 08/26/2013 |  | 02/12/2020
Eaton (formerly Cooper Industries) | Streetworks | ARC20PW*3C* | Vertical - Base Down | Pulse-start - magnetic | 200 | 200 |  | True | Relamping Rated Wattage | 88 |  |  |  | 200-215 watts |  | Non Federally-Regulated | 08/26/2013 |  | 02/12/2020
Eaton (formerly Cooper Industries) | Streetworks | AVM20P** | Horizontal | Pulse-start - magnetic | 200 | 200 |  | True | Relamping Rated Wattage | 88 |  |  |  | 200-215 watts |  | Non Federally-Regulated | 08/26/2013 |  | 02/12/2020
Eaton (formerly Cooper Industries) | Streetworks | OVF25P****-CEC-* | Horizontal | Pulse-start - magnetic | 250 | 250 |  | True | Ballast Efficiency | 90 | [5 empty] | Non Federally-Regulated | 08/26/2013 |  | 02/12/2020
Eaton (formerly Cooper Industries) | Streetworks | MPB15P* | Vertical - Base Down | Pulse-start - magnetic | 150 | 150 |  | True | Ballast Efficiency | 81 | Exception 3 Met |  |  |  |  | Non Federally-Regulated | 08/26/2013 |  | 02/12/2020
Eaton (formerly Cooper Industries) | Lumark | MPCS-400-*-CEC-* | Horizontal | Pulse-start - magnetic | 400 | 400 |  | False | Ballast Efficiency | 92 | [5 empty] | Non Federally-Regulated | 08/26/2013 |  | 02/12/2020
Eaton (formerly Cooper Industries) | Streetworks | GR*25P**SL*CEC* | Horizontal | Pulse-start - magnetic | 250 | 250 |  | True | Ballast Efficiency | 90 | [5 empty] | Non Federally-Regulated | 08/26/2013 |  | 02/12/2020
Eaton (formerly Cooper Industries) | Streetworks | ADM220P** | Horizontal | Pulse-start - magnetic | 200 | 200 |  | True | Relamping Rated Wattage | 88 |  |  |  | 200-215 watts |  | Non Federally-Regulated | 08/26/2013 |  | 02/12/2020
Eaton (formerly Cooper Industries) | Streetworks | ADM217P**-CEC-* | Horizontal | Pulse-start - magnetic | 175 | 175 |  | True | Ballast Efficiency | 90 | [5 empty] | Non Federally-Regulated | 08/26/2013 |  | 02/12/2020
Eaton (formerly Cooper Industries) | Ametrix | R*-LO-*1-E-210* | Horizontal | Pulse-start - electronic | 210 | 210 |  | True | Ballast Efficiency | 90 | [5 empty] | Non Federally-Regulated | 08/26/2013 |  | 02/12/2020
Eaton (formerly Cooper Industries) | Streetworks | MEM15P**2F* | Horizontal | Pulse-start - magnetic | 150 | 150 |  | True | Ballast Efficiency | 81 | Exception 3 Met |  |  |  |  | Non Federally-Regulated | 08/26/2013 |  | 02/12/2020
Eaton (formerly Cooper Industries) | Streetworks | MEL17P**3F*CEC-* | Horizontal | Pulse-start - magnetic | 175 | 175 |  | True | Ballast Efficiency | 90 | [5 empty] | Non Federally-Regulated | 08/26/2013 |  | 02/12/2020
Eaton (formerly Cooper Industries) | Streetworks | CEM17P**4F*CEC-* | Horizontal | Pulse-start - magnetic | 175 | 175 |  | True | Ballast Efficiency | 90 | [5 empty] | Non Federally-Regulated | 08/26/2013 |  | 02/12/2020
Eaton (formerly Cooper Industries) | Streetworks | CEL17P**4F*CEC-* | Horizontal | Pulse-start - magnetic | 175 | 175 |  | True | Ballast Efficiency | 90 | [5 empty] | Non Federally-Regulated | 08/26/2013 |  | 02/12/2020
Eaton (formerly Cooper Industries) | McGraw | TLL-250-MP-***-4V-CEC-* | Vertical - Base Up | Pulse-start - magnetic | 250 | 250 |  | True | Ballast Efficiency | 90 | [5 empty] | Non Federally-Regulated | 08/26/2013 |  | 02/12/2020
Eaton (formerly Cooper Industries) | McGraw | GS*-***-320-MP-***-3F* | Horizontal | Pulse-start - magnetic | 320 | 320 |  | True | Relamping Rated Wattage | 88 |  |  |  | 290-335 watts |  | Non Federally-Regulated | 08/26/2013 |  | 02/12/2020
Eaton (formerly Cooper Industries) | Streetworks | OVX32P*** | Horizontal | Pulse-start - magnetic | 320 | 320 |  | True | Relamping Rated Wattage | 88 |  |  |  | 290-335 watts |  | Non Federally-Regulated | 08/26/2013 |  | 02/12/2020
Eaton (formerly Cooper Industries) | McGraw | AMF-*-200-MP-*76* | Vertical - Base Down | Pulse-start - magnetic | 200 | 200 |  | True | Relamping Rated Wattage | 88 |  |  |  | 200-215 watts |  | Non Federally-Regulated | 08/26/2013 |  | 02/12/2020
Eaton (formerly Cooper Industries) | Streetworks | MEM17P**5R*CEC-* | Vertical - Base Up | Pulse-start - magnetic | 175 | 175 |  | True | Ballast Efficiency | 90 | [5 empty] | Non Federally-Regulated | 08/26/2013 |  | 02/12/2020
Eaton (formerly Cooper Industries) | Invue | ECL-250-MP-***-SL*CEC-* | Horizontal | Pulse-start - magnetic | 250 | 250 |  | True | Ballast Efficiency | 90 | [5 empty] | Non Federally-Regulated | 08/26/2013 |  | 02/12/2020
Eaton (formerly Cooper Industries) | Streetworks | MEM17P**MA*CEC-* | Vertical - Base Up | Pulse-start - magnetic | 175 | 175 |  | True | Ballast Efficiency | 90 | [5 empty] | Non Federally-Regulated | 08/26/2013 |  | 02/12/2020
Eaton (formerly Cooper Industries) | Streetworks | ZSD15P** | Horizontal | Pulse-start - magnetic | 150 | 150 |  | True | Ballast Efficiency | 81 | Exception 3 Met |  |  |  |  | Non Federally-Regulated | 08/26/2013 |  | 02/12/2020
Eaton (formerly Cooper Industries) | Lumark | MPEB****-**-*-200-*-CEC-* | Vertical - Base Up | Pulse-start - magnetic | 200 | 200 |  | False | Relamping Rated Wattage | 88 |  |  |  | 200-215 watts |  | Non Federally-Regulated | 08/26/2013 |  | 02/12/2020
Eaton (formerly Cooper Industries) | Streetworks | TMU32P**3F* | Horizontal | Pulse-start - magnetic | 320 | 320 |  | True | Relamping Rated Wattage | 88 |  |  |  | 290-335 watts |  | Non Federally-Regulated | 08/26/2013 |  | 02/12/2020
Eaton (formerly Cooper Industries) | Streetworks | CEL17P**3R*CEC-* | Vertical - Base Up | Pulse-start - magnetic | 175 | 175 |  | True | Ballast Efficiency | 90 | [5 empty] | Non Federally-Regulated | 08/26/2013 |  | 02/12/2020
Eaton (formerly Cooper Industries) | McGraw | CYS**175-MP-*CEC-* | Horizontal | Pulse-start - magnetic | 175 | 175 |  | True | Ballast Efficiency | 90 | [5 empty] | Non Federally-Regulated | 08/26/2013 |  | 02/12/2020
Eaton (formerly Cooper Industries) | McGraw | GAR-175-MP-*55*CEC* | Vertical - Base Down | Pulse-start - magnetic | 175 | 175 |  | True | Ballast Efficiency | 90 | [5 empty] | Non Federally-Regulated | 08/26/2013 |  | 02/12/2020
Eaton (formerly Cooper Industries) | McGraw | GS*-***-150-MP-***-CA* | Horizontal | Pulse-start - magnetic | 150 | 150 |  | True | Ballast Efficiency | 81 | Exception 3 Met |  |  |  |  | Non Federally-Regulated | 08/26/2013 |  | 02/12/2020
Eaton (formerly Cooper Industries) | Invue | VWM-150-MP-* | Horizontal | Pulse-start - magnetic | 150 | 150 |  | True | Ballast Efficiency | 81 | Exception 3 Met |  |  |  |  | Non Federally-Regulated | 08/26/2013 |  | 02/12/2020
Eaton (formerly Cooper Industries) | Invue | VFM-K-175-MP-***-WF*CEC-* | Vertical - Base Down | Pulse-start - magnetic | 175 | 175 |  | True | Ballast Efficiency | 90 | [5 empty] | Non Federally-Regulated | 08/26/2013 |  | 02/12/2020
Eaton (formerly Cooper Industries) | Streetworks | TMU25P**3S*CEC-* | Horizontal | Pulse-start - magnetic | 250 | 250 |  | True | Ballast Efficiency | 90 | [5 empty] | Non Federally-Regulated | 08/26/2013 |  | 02/12/2020
Eaton (formerly Cooper Industries) | McGraw | AMF-*-200-MP-*23* | Vertical - Base Down | Pulse-start - magnetic | 200 | 200 |  | True | Relamping Rated Wattage | 88 |  |  |  | 200-215 watts |  | Non Federally-Regulated | 08/26/2013 |  | 02/12/2020
Eaton (formerly Cooper Industries) | Invue | MSA-320-MP-* | Horizontal | Pulse-start - magnetic | 320 | 320 |  | True | Relamping Rated Wattage | 88 |  |  |  | 290-335 watts |  | Non Federally-Regulated | 08/26/2013 |  | 02/12/2020
Eaton (formerly Cooper Industries) | McGraw | TLL-250-MP-***-AS-CEC-* | Vertical - Base Up | Pulse-start - magnetic | 250 | 250 |  | True | Ballast Efficiency | 90 | [5 empty] | Non Federally-Regulated | 08/26/2013 |  | 02/12/2020
Eaton (formerly Cooper Industries) | Streetworks | TMU40P**SL*CEC-* | Horizontal | Pulse-start - magnetic | 400 | 400 |  | True | Ballast Efficiency | 92 | [5 empty] | Non Federally-Regulated | 08/26/2013 |  | 02/12/2020
Eaton (formerly Cooper Industries) | Streetworks | GM*40P**-1F*CEC-* | Horizontal | Pulse-start - magnetic | 400 | 400 |  | True | Ballast Efficiency | 92 | [5 empty] | Non Federally-Regulated | 08/26/2013 |  | 02/12/2020
Eaton (formerly Cooper Industries) | McGraw | GS*-***-175-MP-***-AS*CEC-* | Vertical - Base Up | Pulse-start - magnetic | 175 | 175 |  | True | Ballast Efficiency | 90 | [5 empty] | Non Federally-Regulated | 08/26/2013 |  | 02/12/2020
Eaton (formerly Cooper Industries) | McGraw | WTM-175-MP-***-CEC-* | Vertical - Base Down | Pulse-start - magnetic | 175 | 175 |  | True | Ballast Efficiency | 90 | [5 empty] | Non Federally-Regulated | 08/26/2013 |  | 02/12/2020
Eaton (formerly Cooper Industries) | Streetworks | CEL40P**3S*CEC-* | Horizontal | Pulse-start - magnetic | 400 | 400 |  | True | Ballast Efficiency | 92 | [5 empty] | Non Federally-Regulated | 08/26/2013 |  | 02/12/2020
Eaton (formerly Cooper Industries) | McGraw | GS*-***-320-MP-***-RW* | Vertical - Base Up | Pulse-start - magnetic | 320 | 320 |  | True | Relamping Rated Wattage | 88 |  |  |  | 290-335 watts |  | Non Federally-Regulated | 08/26/2013 |  | 02/12/2020
Eaton (formerly Cooper Industries) | McGraw | GS*-***-175-MP-***-FT*CEC-* | Horizontal | Pulse-start - magnetic | 175 | 175 |  | True | Ballast Efficiency | 90 | [5 empty] | Non Federally-Regulated | 08/26/2013 |  | 02/12/2020
Eaton (formerly Cooper Industries) | Streetworks | CEL25P**3R*CEC-* | Vertical - Base Up | Pulse-start - magnetic | 250 | 250 |  | True | Ballast Efficiency | 90 | [5 empty] | Non Federally-Regulated | 08/26/2013 |  | 02/12/2020
Eaton (formerly Cooper Industries) | Streetworks | WKP32PWVGLAPB | Horizontal | Pulse-start - magnetic | 320 | 320 |  | True | Relamping Rated Wattage | 88 |  |  |  | 290-335 watts |  | Non Federally-Regulated | 08/26/2013 |  | 02/12/2020
Eaton (formerly Cooper Industries) | McGraw | CLM-***-400-MP-***-AS*CEC-* | Vertical - Base Up | Pulse-start - magnetic | 400 | 400 |  | True | Ballast Efficiency | 92 | [5 empty] | Non Federally-Regulated | 08/26/2013 |  | 02/12/2020
Eaton (formerly Cooper Industries) | Invue | MSA-200-MP-* | Horizontal | Pulse-start - magnetic | 200 | 200 |  | True | Relamping Rated Wattage | 88 |  |  |  | 200-215 watts |  | Non Federally-Regulated | 08/26/2013 |  | 02/12/2020
Eaton (formerly Cooper Industries) | Streetworks | MEL32P**5S* | Horizontal | Pulse-start - magnetic | 320 | 320 |  | True | Relamping Rated Wattage | 88 |  |  |  | 290-335 watts |  | Non Federally-Regulated | 08/26/2013 |  | 02/12/2020
Eaton (formerly Cooper Industries) | Streetworks | ZAG17P****-CEC-* | Horizontal | Pulse-start - magnetic | 175 | 175 |  | True | Ballast Efficiency | 90 | [5 empty] | Non Federally-Regulated | 08/26/2013 |  | 02/12/2020
Eaton (formerly Cooper Industries) | Invue | EMM-150-MP-***-MA* | Vertical - Base Up | Pulse-start - magnetic | 150 | 150 |  | True | Ballast Efficiency | 81 | Exception 3 Met |  |  |  |  | Non Federally-Regulated | 08/26/2013 |  | 02/12/2020
Eaton (formerly Cooper Industries) | McGraw | AMF-*-400-MP-*23*-CEC-* | Vertical - Base Down | Pulse-start - magnetic | 400 | 400 |  | True | Ballast Efficiency | 92 | [5 empty] | Non Federally-Regulated | 08/26/2013 |  | 02/12/2020
Eaton (formerly Cooper Industries) | Streetworks | CEL17P**4S*CEC-* | Horizontal | Pulse-start - magnetic | 175 | 175 |  | True | Ballast Efficiency | 90 | [5 empty] | Non Federally-Regulated | 08/26/2013 |  | 02/12/2020
Eaton (formerly Cooper Industries) | Streetworks | ACN25PW*-55*CEC-* | Vertical - Base Down | Pulse-start - magnetic | 250 | 250 |  | True | Ballast Efficiency | 90 | [5 empty] | Non Federally-Regulated | 08/26/2013 |  | 02/12/2020
Eaton (formerly Cooper Industries) | Streetworks | TLU40P**AF*CEC-* | Vertical - Base Up | Pulse-start - magnetic | 400 | 400 |  | True | Ballast Efficiency | 92 | [5 empty] | Non Federally-Regulated | 08/26/2013 |  | 02/12/2020
Eaton (formerly Cooper Industries) | Streetworks | GS*15P**FT*CEC* | Horizontal | Pulse-start - magnetic | 150 | 150 |  | True | Ballast Efficiency | 81 | Exception 3 Met |  |  |  |  | Non Federally-Regulated | 08/26/2013 |  | 02/12/2020
Eaton (formerly Cooper Industries) | Streetworks | ARC17P**55*CEC-* | Vertical - Base Down | Pulse-start - magnetic | 175 | 175 |  | True | Ballast Efficiency | 90 | [5 empty] | Non Federally-Regulated | 08/26/2013 |  | 02/12/2020
Eaton (formerly Cooper Industries) | McGraw | CLM-***-320-MP-***-2F* | Horizontal | Pulse-start - magnetic | 320 | 320 |  | True | Relamping Rated Wattage | 88 |  |  |  | 290-335 watts |  | Non Federally-Regulated | 08/26/2013 |  | 02/12/2020
Eaton (formerly Cooper Industries) | McGraw | GS*-***-175-MP-***-2S*CEC-* | Horizontal | Pulse-start - magnetic | 175 | 175 |  | True | Ballast Efficiency | 90 | [5 empty] | Non Federally-Regulated | 08/26/2013 |  | 02/12/2020
Eaton (formerly Cooper Industries) | Streetworks | GPF20P***55* | Horizontal | Pulse-start - magnetic | 200 | 200 |  | True | Relamping Rated Wattage | 88 |  |  |  | 200-215 watts |  | Non Federally-Regulated | 08/26/2013 |  | 02/12/2020
Eaton (formerly Cooper Industries) | McGraw | GS*-***-150-MP-***-AS* | Vertical - Base Up | Pulse-start - magnetic | 150 | 150 |  | True | Ballast Efficiency | 81 | Exception 3 Met |  |  |  |  | Non Federally-Regulated | 08/26/2013 |  | 02/12/2020
Eaton (formerly Cooper Industries) | Streetworks | GPF25P***62*-CEC* | Horizontal | Pulse-start - magnetic | 250 | 250 |  | True | Ballast Efficiency | 90 | [5 empty] | Non Federally-Regulated | 08/26/2013 |  | 02/12/2020
Eaton (formerly Cooper Industries) | Streetworks | CLB17P**55*CEC-* | Vertical - Base Down | Pulse-start - magnetic | 175 | 175 |  | True | Ballast Efficiency | 90 | [5 empty] | Non Federally-Regulated | 08/26/2013 |  | 02/12/2020
Eaton (formerly Cooper Industries) | Streetworks | TMU20P**4S* | Horizontal | Pulse-start - magnetic | 200 | 200 |  | True | Relamping Rated Wattage | 88 |  |  |  | 200-215 watts |  | Non Federally-Regulated | 08/26/2013 |  | 02/12/2020
Eaton (formerly Cooper Industries) | Streetworks | TMU17P**AR*CEC-* | Vertical - Base Up | Pulse-start - magnetic | 175 | 175 |  | True | Ballast Efficiency | 90 | [5 empty] | Non Federally-Regulated | 08/26/2013 |  | 02/12/2020
Eaton (formerly Cooper Industries) | Invue | VXS-150-MP* | Horizontal | Pulse-start - magnetic | 150 | 150 |  | True | Ballast Efficiency | 81 | Exception 3 Met |  |  |  |  | Non Federally-Regulated | 08/26/2013 |  | 02/12/2020
Eaton (formerly Cooper Industries) | McGraw | GS*-***-320-MP-***-4S* | Horizontal | Pulse-start - magnetic | 320 | 320 |  | True | Relamping Rated Wattage | 88 |  |  |  | 290-335 watts |  | Non Federally-Regulated | 08/26/2013 |  | 02/12/2020
Eaton (formerly Cooper Industries) | Invue | EML-175-MP-***-5S*CEC-* | Horizontal | Pulse-start - magnetic | 175 | 175 |  | True | Ballast Efficiency | 90 | [5 empty] | Non Federally-Regulated | 08/26/2013 |  | 02/12/2020
Eaton (formerly Cooper Industries) | Streetworks | TLU25P**5F*CEC-* | Horizontal | Pulse-start - magnetic | 250 | 250 |  | True | Ballast Efficiency | 90 | [5 empty] | Non Federally-Regulated | 08/26/2013 |  | 02/12/2020
Eaton (formerly Cooper Industries) | Lumark | MPTR2325*-CEC-* | Horizontal | Pulse-start - magnetic | 250 | 250 |  | True | Ballast Efficiency | 90 | [5 empty] | Non Federally-Regulated | 08/26/2013 |  | 02/12/2020
Eaton (formerly Cooper Industries) | McGraw | TLL-250-MP-***-5S-CEC-* | Horizontal | Pulse-start - magnetic | 250 | 250 |  | True | Ballast Efficiency | 90 | [5 empty] | Non Federally-Regulated | 08/26/2013 |  | 02/12/2020
Eaton (formerly Cooper Industries) | Streetworks | CAS25P*****CEC* | Horizontal | Pulse-start - magnetic | 250 | 250 |  | True | Ballast Efficiency | 90 | [5 empty] | Non Federally-Regulated | 08/26/2013 |  | 02/12/2020
Eaton (formerly Cooper Industries) | Streetworks | TLU40P**4S*CEC-* | Horizontal | Pulse-start - magnetic | 400 | 400 |  | True | Ballast Efficiency | 92 | [5 empty] | Non Federally-Regulated | 08/26/2013 |  | 02/12/2020
Eaton (formerly Cooper Industries) | Lumark | MPMM-*-VF-*-200-* | Vertical - Base Down | Pulse-start - magnetic | 200 | 200 |  | True | Relamping Rated Wattage | 88 |  |  |  | 200-215 watts |  | Non Federally-Regulated | 08/26/2013 |  | 02/12/2020
Eaton (formerly Cooper Industries) | Streetworks | TMU40P**4S*CEC-* | Horizontal | Pulse-start - magnetic | 400 | 400 |  | True | Ballast Efficiency | 92 | [5 empty] | Non Federally-Regulated | 08/26/2013 |  | 02/12/2020
Eaton (formerly Cooper Industries) | McGraw | CAA-250-MP-*5C*CEC* | Vertical - Base Down | Pulse-start - magnetic | 250 | 250 |  | True | Ballast Efficiency | 90 | [5 empty] | Non Federally-Regulated | 08/26/2013 |  | 02/12/2020
Eaton (formerly Cooper Industries) | McGraw | TLL-250-MP-***-3S-CEC-* | Horizontal | Pulse-start - magnetic | 250 | 250 |  | True | Ballast Efficiency | 90 | [5 empty] | Non Federally-Regulated | 08/26/2013 |  | 02/12/2020
Eaton (formerly Cooper Industries) | Streetworks | TLU32P**5F*CEC-* | Horizontal | Pulse-start - magnetic | 320 | 320 |  | True | Relamping Rated Wattage | 88 |  |  |  | 290-335 watts |  | Non Federally-Regulated | 08/26/2013 |  | 02/12/2020
Eaton (formerly Cooper Industries) | Streetworks | TLU32P**4F*CEC-* | Horizontal | Pulse-start - magnetic | 320 | 320 |  | True | Relamping Rated Wattage | 88 |  |  |  | 290-335 watts |  | Non Federally-Regulated | 08/26/2013 |  | 02/12/2020
Eaton (formerly Cooper Industries) | Streetworks | ANM17P****CEC-* | Horizontal | Pulse-start - magnetic | 175 | 175 |  | True | Ballast Efficiency | 90 | [5 empty] | Non Federally-Regulated | 08/26/2013 |  | 02/12/2020
Eaton (formerly Cooper Industries) | Streetworks | CEL32P**3F* | Horizontal | Pulse-start - magnetic | 320 | 320 |  | True | Relamping Rated Wattage | 88 |  |  |  | 290-335 watts |  | Non Federally-Regulated | 08/26/2013 |  | 02/12/2020
Eaton (formerly Cooper Industries) | Streetworks | ACS25P**5C*CEC* | Vertical - Base Down | Pulse-start - magnetic | 250 | 250 |  | True | Ballast Efficiency | 90 | [5 empty] | Non Federally-Regulated | 08/26/2013 |  | 02/12/2020
Eaton (formerly Cooper Industries) | Streetworks | MEL40P**3S*CEC-* | Horizontal | Pulse-start - magnetic | 400 | 400 |  | True | Ballast Efficiency | 92 | [5 empty] | Non Federally-Regulated | 08/26/2013 |  | 02/12/2020
Eaton (formerly Cooper Industries) | McGraw | TLM-320-MP-***-5F* | Horizontal | Pulse-start - magnetic | 320 | 320 |  | True | Relamping Rated Wattage | 88 |  |  |  | 290-335 watts |  | Non Federally-Regulated | 08/26/2013 |  | 02/12/2020
Eaton (formerly Cooper Industries) | Streetworks | TMU15P**4S* | Horizontal | Pulse-start - magnetic | 150 | 150 |  | True | Ballast Efficiency | 81 | Exception 3 Met |  |  |  |  | Non Federally-Regulated | 08/26/2013 |  | 02/12/2020
Eaton (formerly Cooper Industries) | Lumark | MPRB-****-250-*-CEC-* | Vertical - Base Up | Pulse-start - magnetic | 250 | 250 |  | False | Ballast Efficiency | 90 | [5 empty] | Non Federally-Regulated | 08/26/2013 |  | 02/12/2020
Eaton (formerly Cooper Industries) | McGraw | ZDM-**-320-MP-* | Horizontal | Pulse-start - magnetic | 320 | 320 |  | True | Relamping Rated Wattage | 88 |  |  |  | 290-335 watts |  | Non Federally-Regulated | 08/26/2013 |  | 02/12/2020
Eaton (formerly Cooper Industries) | Streetworks | CEL17P**5S*CEC-* | Horizontal | Pulse-start - magnetic | 175 | 175 |  | True | Ballast Efficiency | 90 | [5 empty] | Non Federally-Regulated | 08/26/2013 |  | 02/12/2020
Eaton (formerly Cooper Industries) | Invue | ECL-150-MP-***-2S* | Horizontal | Pulse-start - magnetic | 150 | 150 |  | True | Ballast Efficiency | 81 | Exception 3 Met |  |  |  |  | Non Federally-Regulated | 08/26/2013 |  | 02/12/2020
Eaton (formerly Cooper Industries) | Streetworks | MEL25P**5F*CEC-* | Horizontal | Pulse-start - magnetic | 250 | 250 |  | True | Ballast Efficiency | 90 | [5 empty] | Non Federally-Regulated | 08/26/2013 |  | 02/12/2020
Eaton (formerly Cooper Industries) | Streetworks | ZYG25P****-CEC-* | Horizontal | Pulse-start - magnetic | 250 | 250 |  | True | Ballast Efficiency | 90 | [5 empty] | Non Federally-Regulated | 08/26/2013 |  | 02/12/2020
Eaton (formerly Cooper Industries) | Streetworks | TMU20P**4V* | Vertical - Base Up | Pulse-start - magnetic | 200 | 200 |  | True | Relamping Rated Wattage | 88 |  |  |  | 200-215 watts |  | Non Federally-Regulated | 08/26/2013 |  | 02/12/2020
Eaton (formerly Cooper Industries) | Invue | VWS-150-MP* | Horizontal | Pulse-start - magnetic | 150 | 150 |  | True | Ballast Efficiency | 81 | Exception 3 Met |  |  |  |  | Non Federally-Regulated | 08/26/2013 |  | 02/12/2020
Eaton (formerly Cooper Industries) | McGraw | GLC-250-MP-*3C*CEC* | Vertical - Base Down | Pulse-start - magnetic | 250 | 250 |  | True | Ballast Efficiency | 90 | [5 empty] | Non Federally-Regulated | 08/26/2013 |  | 02/12/2020
Eaton (formerly Cooper Industries) | McGraw | GS*-***-400-MP-***-4S*CEC-* | Horizontal | Pulse-start - magnetic | 400 | 400 |  | True | Ballast Efficiency | 92 | [5 empty] | Non Federally-Regulated | 08/26/2013 |  | 02/12/2020
Eaton (formerly Cooper Industries) | Streetworks | CEL25P**3S*CEC-* | Horizontal | Pulse-start - magnetic | 250 | 250 |  | True | Ballast Efficiency | 90 | [5 empty] | Non Federally-Regulated | 08/26/2013 |  | 02/12/2020
Eaton (formerly Cooper Industries) | Streetworks | CEL15P**3F* | Horizontal | Pulse-start - magnetic | 150 | 150 |  | True | Ballast Efficiency | 81 | Exception 3 Met |  |  |  |  | Non Federally-Regulated | 08/26/2013 |  | 02/12/2020
Eaton (formerly Cooper Industries) | Streetworks | GM*40P**3S*CEC* | Horizontal | Pulse-start - magnetic | 400 | 400 |  | True | Ballast Efficiency | 92 | [5 empty] | Non Federally-Regulated | 08/26/2013 |  | 02/12/2020
Eaton (formerly Cooper Industries) | Streetworks | UTR15P* | Vertical - Base Down | Pulse-start - magnetic | 150 | 150 |  | True | Ballast Efficiency | 81 | Exception 3 Met |  |  |  |  | Non Federally-Regulated | 08/26/2013 |  | 02/12/2020
Eaton (formerly Cooper Industries) | McGraw | CAC-250-MP-*3C*CEC* | Vertical - Base Down | Pulse-start - magnetic | 250 | 250 |  | True | Ballast Efficiency | 90 | [5 empty] | Non Federally-Regulated | 08/26/2013 |  | 02/12/2020
Eaton (formerly Cooper Industries) | Streetworks | CEL40P**2S*CEC-* | Horizontal | Pulse-start - magnetic | 400 | 400 |  | True | Ballast Efficiency | 92 | [5 empty] | Non Federally-Regulated | 08/26/2013 |  | 02/12/2020
Eaton (formerly Cooper Industries) | Invue | EMM-150-MP-***-3S* | Horizontal | Pulse-start - magnetic | 150 | 150 |  | True | Ballast Efficiency | 81 | Exception 3 Met |  |  |  |  | Non Federally-Regulated | 08/26/2013 |  | 02/12/2020
Eaton (formerly Cooper Industries) | McGraw | CYP**175-MP-*CEC-* | Horizontal | Pulse-start - magnetic | 175 | 175 |  | True | Ballast Efficiency | 90 | [5 empty] | Non Federally-Regulated | 08/26/2013 |  | 02/12/2020
Eaton (formerly Cooper Industries) | Streetworks | GM*25P**1F*CEC-* | Horizontal | Pulse-start - magnetic | 250 | 250 |  | True | Ballast Efficiency | 90 | [5 empty] | Non Federally-Regulated | 08/26/2013 |  | 02/12/2020
Eaton (formerly Cooper Industries) | McGraw | TLL-400-MP-***-3F-CEC-* | Horizontal | Pulse-start - magnetic | 400 | 400 |  | True | Ballast Efficiency | 92 | [5 empty] | Non Federally-Regulated | 08/26/2013 |  | 02/12/2020
Eaton (formerly Cooper Industries) | Invue | EML-200-MP-***-SL* | Horizontal | Pulse-start - magnetic | 200 | 200 |  | True | Relamping Rated Wattage | 88 |  |  |  | 200-215 watts |  | Non Federally-Regulated | 08/26/2013 |  | 02/12/2020
Eaton (formerly Cooper Industries) | Streetworks | MEL40P**5R*CEC-* | Vertical - Base Up | Pulse-start - magnetic | 400 | 400 |  | True | Ballast Efficiency | 92 | [5 empty] | Non Federally-Regulated | 08/26/2013 |  | 02/12/2020
Eaton (formerly Cooper Industries) | Streetworks | MEL32P**3F* | Horizontal | Pulse-start - magnetic | 320 | 320 |  | True | Relamping Rated Wattage | 88 |  |  |  | 290-335 watts |  | Non Federally-Regulated | 08/26/2013 |  | 02/12/2020
Eaton (formerly Cooper Industries) | Lumark | MPMM-*-HF*-400-*-CEC-* | Horizontal | Pulse-start - magnetic | 400 | 400 |  | True | Ballast Efficiency | 92 | [5 empty] | Non Federally-Regulated | 08/26/2013 |  | 02/12/2020
Eaton (formerly Cooper Industries) | Streetworks | ACN40PW*33-*CEC-* | Vertical - Base Down | Pulse-start - magnetic | 400 | 400 |  | True | Ballast Efficiency | 92 | [5 empty] | Non Federally-Regulated | 08/26/2013 |  | 02/12/2020
Eaton (formerly Cooper Industries) | Invue | STM-400-MP-***-CEC-* | Horizontal | Pulse-start - magnetic | 400 | 400 |  | True | Ballast Efficiency | 92 | [5 empty] | Non Federally-Regulated | 08/26/2013 |  | 02/12/2020
Eaton (formerly Cooper Industries) | Streetworks | CML40P**FT*CEC* | Horizontal | Pulse-start - magnetic | 400 | 400 |  | True | Ballast Efficiency | 92 | [5 empty] | Non Federally-Regulated | 08/26/2013 |  | 02/12/2020
Eaton (formerly Cooper Industries) | Streetworks | CML25P**AS*CEC* | Vertical - Base Up | Pulse-start - magnetic | 250 | 250 |  | True | Ballast Efficiency | 90 | [5 empty] | Non Federally-Regulated | 08/26/2013 |  | 02/12/2020
Eaton (formerly Cooper Industries) | Streetworks | CLB25PW*-5C*CEC-* | Vertical - Base Down | Pulse-start - magnetic | 250 | 250 |  | True | Ballast Efficiency | 90 | [5 empty] | Non Federally-Regulated | 08/26/2013 |  | 02/12/2020
Eaton (formerly Cooper Industries) | McGraw | GS*-***-175-MP-***-3V*CEC-* | Vertical - Base Up | Pulse-start - magnetic | 175 | 175 |  | True | Ballast Efficiency | 90 | [5 empty] | Non Federally-Regulated | 08/26/2013 |  | 02/12/2020
Eaton (formerly Cooper Industries) | Streetworks | TMU40P**3S*CEC-* | Horizontal | Pulse-start - magnetic | 400 | 400 |  | True | Ballast Efficiency | 92 | [5 empty] | Non Federally-Regulated | 08/26/2013 |  | 02/12/2020
Eaton (formerly Cooper Industries) | Streetworks | CEM15P**3S* | Horizontal | Pulse-start - magnetic | 150 | 150 |  | True | Ballast Efficiency | 81 | Exception 3 Met |  |  |  |  | Non Federally-Regulated | 08/26/2013 |  | 02/12/2020
Eaton (formerly Cooper Industries) | McGraw | GLC-320-MP-*5C* | Vertical - Base Down | Pulse-start - magnetic | 320 | 320 |  | True | Relamping Rated Wattage | 88 |  |  |  | 290-335 watts |  | Non Federally-Regulated | 08/26/2013 |  | 02/12/2020
Eaton (formerly Cooper Industries) | Lumark | MPSE-****-**-200-* | Vertical - Base Up | Pulse-start - magnetic | 200 | 200 |  | False | Relamping Rated Wattage | 88 |  |  |  | 200-215 watts |  | Non Federally-Regulated | 08/26/2013 |  | 02/12/2020
Eaton (formerly Cooper Industries) | Streetworks | CML40P**4S*CEC* | Horizontal | Pulse-start - magnetic | 400 | 400 |  | True | Ballast Efficiency | 92 | [5 empty] | Non Federally-Regulated | 08/26/2013 |  | 02/12/2020
Eaton (formerly Cooper Industries) | McGraw | CYP-**-250-MP-*CEC-* | Horizontal | Pulse-start - magnetic | 250 | 250 |  | True | Ballast Efficiency | 90 | [5 empty] | Non Federally-Regulated | 08/26/2013 |  | 02/12/2020
Eaton (formerly Cooper Industries) | Streetworks | OVY40P****-CEC-* | Horizontal | Pulse-start - magnetic | 400 | 400 |  | True | Ballast Efficiency | 92 | [5 empty] | Non Federally-Regulated | 08/26/2013 |  | 02/12/2020
Eaton (formerly Cooper Industries) | McGraw | CAC-320-MP-*3C* | Vertical - Base Down | Pulse-start - magnetic | 320 | 320 |  | True | Relamping Rated Wattage | 88 |  |  |  | 290-335 watts |  | Non Federally-Regulated | 08/26/2013 |  | 02/12/2020
Eaton (formerly Cooper Industries) | McGraw | AMF-*-400-MP-*65*-CEC-* | Horizontal | Pulse-start - magnetic | 400 | 400 |  | True | Ballast Efficiency | 92 | [5 empty] | Non Federally-Regulated | 08/26/2013 |  | 02/12/2020
Eaton (formerly Cooper Industries) | Invue | ECL-150-MP-***-MA* | Vertical - Base Up | Pulse-start - magnetic | 150 | 150 |  | True | Ballast Efficiency | 81 | Exception 3 Met |  |  |  |  | Non Federally-Regulated | 08/26/2013 |  | 02/12/2020
Eaton (formerly Cooper Industries) | Ametrix | V*-LO-*1-E-315* | Horizontal | Pulse-start - electronic | 315 | 315 |  | True | Ballast Efficiency | 92 | [5 empty] | Non Federally-Regulated | 08/26/2013 |  | 02/12/2020
Eaton (formerly Cooper Industries) | Invue | VFM-K-250-MP-***-VF*CEC-* | Horizontal | Pulse-start - magnetic | 250 | 250 |  | True | Ballast Efficiency | 90 | [5 empty] | Non Federally-Regulated | 08/26/2013 |  | 02/12/2020
Eaton (formerly Cooper Industries) | Lumark | MPHB-****-*-400-*-CEC-* | Vertical - Base Up | Pulse-start - magnetic | 400 | 400 |  | False | Ballast Efficiency | 92 | [5 empty] | Non Federally-Regulated | 08/26/2013 |  | 02/12/2020
Eaton (formerly Cooper Industries) | Streetworks | CML32P**5F* | Horizontal | Pulse-start - magnetic | 320 | 320 |  | True | Relamping Rated Wattage | 88 |  |  |  | 290-335 watts |  | Non Federally-Regulated | 08/26/2013 |  | 02/12/2020
Eaton (formerly Cooper Industries) | Streetworks | PMM20P** | Horizontal | Pulse-start - magnetic | 200 | 200 |  | True | Relamping Rated Wattage | 88 |  |  |  | 200-215 watts |  | Non Federally-Regulated | 08/26/2013 |  | 02/12/2020
Eaton (formerly Cooper Industries) | Streetworks | MEL15P**3S* | Horizontal | Pulse-start - magnetic | 150 | 150 |  | True | Ballast Efficiency | 81 | Exception 3 Met |  |  |  |  | Non Federally-Regulated | 08/26/2013 |  | 02/12/2020
Eaton (formerly Cooper Industries) | Streetworks | CLB20PW*55* | Vertical - Base Down | Pulse-start - magnetic | 200 | 200 |  | True | Relamping Rated Wattage | 88 |  |  |  | 200-215 watts |  | Non Federally-Regulated | 08/26/2013 |  | 02/12/2020
Eaton (formerly Cooper Industries) | Streetworks | GPF25P***44*-CEC-* | Vertical - Base Down | Pulse-start - magnetic | 250 | 250 |  | True | Ballast Efficiency | 90 | [5 empty] | Non Federally-Regulated | 08/26/2013 |  | 02/12/2020
Eaton (formerly Cooper Industries) | McGraw | CLM-***-250-MP-***-4S*CEC-* | Horizontal | Pulse-start - magnetic | 250 | 250 |  | True | Ballast Efficiency | 90 | [5 empty] | Non Federally-Regulated | 08/26/2013 |  | 02/12/2020
Eaton (formerly Cooper Industries) | McGraw | GLC-250-MP-*55*CEC* | Vertical - Base Down | Pulse-start - magnetic | 250 | 250 |  | True | Ballast Efficiency | 90 | [5 empty] | Non Federally-Regulated | 08/26/2013 |  | 02/12/2020
Eaton (formerly Cooper Industries) | Ametrix | R*-LI-*1-E-150* | Horizontal | Pulse-start - electronic | 150 | 150 |  | False | Ballast Efficiency | 90 | [5 empty] | Non Federally-Regulated | 08/26/2013 |  | 02/12/2020
Eaton (formerly Cooper Industries) | McGraw | ZDM-**-250-MP-*****-CEC-* | Horizontal | Pulse-start - magnetic | 250 | 250 |  | True | Ballast Efficiency | 90 | [5 empty] | Non Federally-Regulated | 08/26/2013 |  | 02/12/2020
Eaton (formerly Cooper Industries) | McGraw | TLM-320-MP-***-AR* | Vertical - Base Up | Pulse-start - magnetic | 320 | 320 |  | True | Relamping Rated Wattage | 88 |  |  |  | 290-335 watts |  | Non Federally-Regulated | 08/26/2013 |  | 02/12/2020
Eaton (formerly Cooper Industries) | Invue | ECM-150-MP-***-2S* | Horizontal | Pulse-start - magnetic | 150 | 150 |  | True | Ballast Efficiency | 81 | Exception 3 Met |  |  |  |  | Non Federally-Regulated | 08/26/2013 |  | 02/12/2020
Eaton (formerly Cooper Industries) | Streetworks | GR*40P**AS*CEC* | Vertical - Base Up | Pulse-start - magnetic | 400 | 400 |  | True | Ballast Efficiency | 92 | [5 empty] | Non Federally-Regulated | 08/26/2013 |  | 02/12/2020
Eaton (formerly Cooper Industries) | McGraw | CLM-***-400-MP-***-1F*CEC-* | Horizontal | Pulse-start - magnetic | 400 | 400 |  | True | Ballast Efficiency | 92 | [5 empty] | Non Federally-Regulated | 08/26/2013 |  | 02/12/2020
Eaton (formerly Cooper Industries) | Invue | EML-400-MP-***-3S*CEC-* | Horizontal | Pulse-start - magnetic | 400 | 400 |  | True | Ballast Efficiency | 92 | [5 empty] | Non Federally-Regulated | 08/26/2013 |  | 02/12/2020
Eaton (formerly Cooper Industries) | Invue | SDMX1-150-MP-* | Horizontal | Pulse-start - magnetic | 150 | 150 |  | True | Ballast Efficiency | 81 | Exception 3 Met |  |  |  |  | Non Federally-Regulated | 08/26/2013 |  | 02/12/2020
Eaton (formerly Cooper Industries) | Streetworks | ARS15P**3C* | Vertical - Base Down | Pulse-start - magnetic | 150 | 150 |  | True | Ballast Efficiency | 81 | Exception 3 Met |  |  |  |  | Non Federally-Regulated | 08/26/2013 |  | 02/12/2020
Eaton (formerly Cooper Industries) | McGraw | GS*-***-400-MP-***-AR*CEC-* | Vertical - Base Up | Pulse-start - magnetic | 400 | 400 |  | True | Ballast Efficiency | 92 | [5 empty] | Non Federally-Regulated | 08/26/2013 |  | 02/12/2020
Eaton (formerly Cooper Industries) | Streetworks | ACS15P**5C*CEC-* | Vertical - Base Down | Pulse-start - magnetic | 150 | 150 |  | True | Ballast Efficiency | 81 | Exception 3 Met |  |  |  |  | Non Federally-Regulated | 08/26/2013 |  | 02/12/2020
Eaton (formerly Cooper Industries) | Lumark | MPNK-*76-200-* | Vertical - Base Down | Pulse-start - magnetic | 200 | 200 |  | True | Relamping Rated Wattage | 88 |  |  |  | 200-215 watts |  | Non Federally-Regulated | 08/26/2013 |  | 02/12/2020
Eaton (formerly Cooper Industries) | Streetworks | GPF25P***23*-CEC-* | Vertical - Base Down | Pulse-start - magnetic | 250 | 250 |  | True | Ballast Efficiency | 90 | [5 empty] | Non Federally-Regulated | 08/26/2013 |  | 02/12/2020
Eaton (formerly Cooper Industries) | Lumark | MPWP-**-150-*- | Horizontal | Pulse-start - magnetic | 150 | 150 |  | True | Ballast Efficiency | 81 | Exception 3 Met |  |  |  |  | Non Federally-Regulated | 08/26/2013 |  | 02/12/2020
Eaton (formerly Cooper Industries) | Ametrix | R*-XO-*-P-250-*-CEC* | Horizontal | Pulse-start - magnetic | 250 | 250 |  | True | Ballast Efficiency | 90 | [5 empty] | Non Federally-Regulated | 08/26/2013 |  | 02/12/2020
Eaton (formerly Cooper Industries) | McGraw | CAC-150-MP-*3C* | Vertical - Base Down | Pulse-start - magnetic | 150 | 150 |  | True | Ballast Efficiency | 81 | Exception 3 Met |  |  |  |  | Non Federally-Regulated | 08/26/2013 |  | 02/12/2020
Eaton (formerly Cooper Industries) | Lumark | MPSS-****-**-400-*-CEC-* | Vertical - Base Up | Pulse-start - magnetic | 400 | 400 |  | False | Ballast Efficiency | 92 | [5 empty] | Non Federally-Regulated | 08/26/2013 |  | 02/12/2020
Eaton (formerly Cooper Industries) | Invue | EMM-150-MP-***-4S* | Horizontal | Pulse-start - magnetic | 150 | 150 |  | True | Ballast Efficiency | 81 | Exception 3 Met |  |  |  |  | Non Federally-Regulated | 08/26/2013 |  | 02/12/2020
Eaton (formerly Cooper Industries) | Invue | SDMX1-200-MP* | Horizontal | Pulse-start - magnetic | 200 | 200 |  | True | Relamping Rated Wattage | 88 |  |  |  | 200-215 watts |  | Non Federally-Regulated | 08/26/2013 |  | 02/12/2020
Eaton (formerly Cooper Industries) | Invue | AEM-400-MP-*-CEC-* | Horizontal | Pulse-start - magnetic | 400 | 400 |  | True | Ballast Efficiency | 92 | [5 empty] | Non Federally-Regulated | 08/26/2013 |  | 02/12/2020
Eaton (formerly Cooper Industries) | Lumark | MPSG-****-**-200-* | Vertical - Base Up | Pulse-start - magnetic | 200 | 200 |  | False | Relamping Rated Wattage | 88 |  |  |  | 200-215 watts |  | Non Federally-Regulated | 08/26/2013 |  | 02/12/2020
Eaton (formerly Cooper Industries) | Ametrix | V*-LO-*1-P-320*-CEC* | Horizontal | Pulse-start - magnetic | 320 | 320 |  | True | Ballast Efficiency | 92 | [5 empty] | Non Federally-Regulated | 08/26/2013 |  | 02/12/2020
Eaton (formerly Cooper Industries) | Streetworks | CEL40P**4S*CEC-* | Horizontal | Pulse-start - magnetic | 400 | 400 |  | True | Ballast Efficiency | 92 | [5 empty] | Non Federally-Regulated | 08/26/2013 |  | 02/12/2020
Eaton (formerly Cooper Industries) | McGraw | TLM-150-MP-***-SL* | Horizontal | Pulse-start - magnetic | 150 | 150 |  | True | Ballast Efficiency | 81 | Exception 3 Met |  |  |  |  | Non Federally-Regulated | 08/26/2013 |  | 02/12/2020
Eaton (formerly Cooper Industries) | McGraw | GS*-***-400-MP-***-FT*CEC-* | Horizontal | Pulse-start - magnetic | 400 | 400 |  | True | Ballast Efficiency | 92 | [5 empty] | Non Federally-Regulated | 08/26/2013 |  | 02/12/2020
Eaton (formerly Cooper Industries) | McGraw | TLM-400-MP-***-AS-CEC-* | Vertical - Base Up | Pulse-start - magnetic | 400 | 400 |  | True | Ballast Efficiency | 92 | [5 empty] | Non Federally-Regulated | 08/26/2013 |  | 02/12/2020
Eaton (formerly Cooper Industries) | Streetworks | OVD17P****-CEC-* | Horizontal | Pulse-start - magnetic | 175 | 175 |  | True | Ballast Efficiency | 90 | [5 empty] | Non Federally-Regulated | 08/26/2013 |  | 02/12/2020
Eaton (formerly Cooper Industries) | Streetworks | ACN15P**3C* | Vertical - Base Down | Pulse-start - magnetic | 150 | 150 |  | True | Ballast Efficiency | 81 | Exception 3 Met |  |  |  |  | Non Federally-Regulated | 08/26/2013 |  | 02/12/2020
Eaton (formerly Cooper Industries) | Invue | EML-150-MP-***-MA* | Vertical - Base Up | Pulse-start - magnetic | 150 | 150 |  | True | Ballast Efficiency | 81 | Exception 3 Met |  |  |  |  | Non Federally-Regulated | 08/26/2013 |  | 02/12/2020
Eaton (formerly Cooper Industries) | Streetworks | CEM17P**5F*CEC-* | Horizontal | Pulse-start - magnetic | 175 | 175 |  | True | Ballast Efficiency | 90 | [5 empty] | Non Federally-Regulated | 08/26/2013 |  | 02/12/2020
Eaton (formerly Cooper Industries) | McGraw | TLL-320-MP-***-3V* | Vertical - Base Up | Pulse-start - magnetic | 320 | 320 |  | True | Relamping Rated Wattage | 88 |  |  |  | 290-335 watts |  | Non Federally-Regulated | 08/26/2013 |  | 02/12/2020
Eaton (formerly Cooper Industries) | Streetworks | ACS32P**3C*CEC-* | Vertical - Base Down | Pulse-start - magnetic | 320 | 320 |  | True | Relamping Rated Wattage | 88 |  |  |  | 290-335 watts |  | Non Federally-Regulated | 08/26/2013 |  | 02/12/2020
Eaton (formerly Cooper Industries) | Streetworks | GM*17P**FT*CEC* | Horizontal | Pulse-start - magnetic | 250 | 250 |  | True | Ballast Efficiency | 90 | [5 empty] | Non Federally-Regulated | 08/26/2013 |  | 02/12/2020
Eaton (formerly Cooper Industries) | Streetworks | ZSD32P** | Horizontal | Pulse-start - magnetic | 320 | 320 |  | True | Relamping Rated Wattage | 88 |  |  |  | 290-335 watts |  | Non Federally-Regulated | 08/26/2013 |  | 02/12/2020
Eaton (formerly Cooper Industries) | Streetworks | TMU40P**2S*CEC-* | Horizontal | Pulse-start - magnetic | 400 | 400 |  | True | Ballast Efficiency | 92 | [5 empty] | Non Federally-Regulated | 08/26/2013 |  | 02/12/2020
Eaton (formerly Cooper Industries) | McGraw | TLM-250-MP-***-3S-CEC-* | Horizontal | Pulse-start - magnetic | 250 | 250 |  | True | Ballast Efficiency | 90 | [5 empty] | Non Federally-Regulated | 08/26/2013 |  | 02/12/2020
Eaton (formerly Cooper Industries) | Streetworks | GR*25P**AS*CEC* | Vertical - Base Up | Pulse-start - magnetic | 250 | 250 |  | True | Ballast Efficiency | 90 | [5 empty] | Non Federally-Regulated | 08/26/2013 |  | 02/12/2020
Eaton (formerly Cooper Industries) | McGraw | TLM-320-MP-***-4V* | Vertical - Base Up | Pulse-start - magnetic | 320 | 320 |  | True | Relamping Rated Wattage | 88 |  |  |  | 290-335 watts |  | Non Federally-Regulated | 08/26/2013 |  | 02/12/2020
Eaton (formerly Cooper Industries) | Lumark | WP40*CEC* | Horizontal | Pulse-start - magnetic | 400 | 400 |  | True | Ballast Efficiency | 92 | [5 empty] | Non Federally-Regulated | 08/26/2013 |  | 02/12/2020
Eaton (formerly Cooper Industries) | Invue | EML-250-MP-***-2S*CEC-* | Horizontal | Pulse-start - magnetic | 250 | 250 |  | True | Ballast Efficiency | 90 | [5 empty] | Non Federally-Regulated | 08/26/2013 |  | 02/12/2020
Eaton (formerly Cooper Industries) | McGraw | TLM-150-MP-***-2S | Horizontal | Pulse-start - magnetic | 150 | 150 |  | True | Ballast Efficiency | 81 | Exception 3 Met |  |  |  |  | Non Federally-Regulated | 08/26/2013 |  | 02/12/2020
Eaton (formerly Cooper Industries) | Lumark | MPQD-GO/GAS***-250*-CEC* | Horizontal | Pulse-start - magnetic | 250 | 250 |  | False | Ballast Efficiency | 90 | [5 empty] | Non Federally-Regulated | 08/26/2013 |  | 02/12/2020
Eaton (formerly Cooper Industries) | Streetworks | ANE17P**55*CEC* | Vertical - Base Down | Pulse-start - magnetic | 175 | 175 |  | True | Ballast Efficiency | 90 | [5 empty] | Non Federally-Regulated | 08/26/2013 |  | 02/12/2020
Eaton (formerly Cooper Industries) | Streetworks | TMU40P**AF*CEC-* | Horizontal | Pulse-start - magnetic | 400 | 400 |  | True | Ballast Efficiency | 92 | [5 empty] | Non Federally-Regulated | 08/26/2013 |  | 02/12/2020
Eaton (formerly Cooper Industries) | McGraw | GS*-***-150-MP-***-SL* | Horizontal | Pulse-start - magnetic | 150 | 150 |  | True | Ballast Efficiency | 81 | Exception 3 Met |  |  |  |  | Non Federally-Regulated | 08/26/2013 |  | 02/12/2020
Eaton (formerly Cooper Industries) | Invue | STM-320-MP-* | Horizontal | Pulse-start - magnetic | 320 | 320 |  | True | Relamping Rated Wattage | 88 |  |  |  | 290-335 watts |  | Non Federally-Regulated | 08/26/2013 |  | 02/12/2020
Eaton (formerly Cooper Industries) | Invue | AEM-175-MP-*-CEC-* | Horizontal | Pulse-start - magnetic | 175 | 175 |  | True | Ballast Efficiency | 90 | [5 empty] | Non Federally-Regulated | 08/26/2013 |  | 02/12/2020
Eaton (formerly Cooper Industries) | McGraw | WTM-150-MP* | Vertical - Base Down | Pulse-start - magnetic | 150 | 150 |  | True | Ballast Efficiency | 81 | Exception 3 Met |  |  |  |  | Non Federally-Regulated | 08/26/2013 |  | 02/12/2020
Eaton (formerly Cooper Industries) | Streetworks | TMU15P**4V* | Vertical - Base Up | Pulse-start - magnetic | 150 | 150 |  | True | Ballast Efficiency | 81 | Exception 3 Met |  |  |  |  | Non Federally-Regulated | 08/26/2013 |  | 02/12/2020
Eaton (formerly Cooper Industries) | Streetworks | MEL17P**4F*CEC-* | Horizontal | Pulse-start - magnetic | 175 | 175 |  | True | Ballast Efficiency | 90 | [5 empty] | Non Federally-Regulated | 08/26/2013 |  | 02/12/2020
Eaton (formerly Cooper Industries) | Streetworks | UTR20P* | Vertical - Base Down | Pulse-start - magnetic | 200 | 200 |  | True | Relamping Rated Wattage | 88 |  |  |  | 200-215 watts |  | Non Federally-Regulated | 08/26/2013 |  | 02/12/2020
Eaton (formerly Cooper Industries) | Streetworks | ACN40PW*55-*CEC-* | Vertical - Base Down | Pulse-start - magnetic | 400 | 400 |  | True | Ballast Efficiency | 92 | [5 empty] | Non Federally-Regulated | 08/26/2013 |  | 02/12/2020
Eaton (formerly Cooper Industries) | Streetworks | MEM17P**4F*CEC-* | Horizontal | Pulse-start - magnetic | 175 | 175 |  | True | Ballast Efficiency | 90 | [5 empty] | Non Federally-Regulated | 08/26/2013 |  | 02/12/2020
Eaton (formerly Cooper Industries) | Streetworks | CEL15P**5R* | Vertical - Base Up | Pulse-start - magnetic | 150 | 150 |  | True | Ballast Efficiency | 81 | Exception 3 Met |  |  |  |  | Non Federally-Regulated | 08/26/2013 |  | 02/12/2020
Eaton (formerly Cooper Industries) | Streetworks | ARS25P**3C*CEC-* | Vertical - Base Down | Pulse-start - magnetic | 250 | 250 |  | True | Ballast Efficiency | 90 | [5 empty] | Non Federally-Regulated | 08/26/2013 |  | 02/12/2020
Eaton (formerly Cooper Industries) | Streetworks | CLB25PW*-33*CEC-* | Vertical - Base Down | Pulse-start - magnetic | 250 | 250 |  | True | Ballast Efficiency | 90 | [5 empty] | Non Federally-Regulated | 08/26/2013 |  | 02/12/2020
Eaton (formerly Cooper Industries) | Lumark | MPWP-**-250-*-CEC-* | Horizontal | Pulse-start - magnetic | 250 | 250 |  | True | Ballast Efficiency | 90 | [5 empty] | Non Federally-Regulated | 08/26/2013 |  | 02/12/2020
Eaton (formerly Cooper Industries) | Streetworks | ZSG25P****-CEC-* | Horizontal | Pulse-start - magnetic | 250 | 250 |  | True | Ballast Efficiency | 90 | [5 empty] | Non Federally-Regulated | 08/26/2013 |  | 02/12/2020
Eaton (formerly Cooper Industries) | Streetworks | CML32P**4S* | Horizontal | Pulse-start - magnetic | 320 | 320 |  | True | Relamping Rated Wattage | 88 |  |  |  | 290-335 watts |  | Non Federally-Regulated | 08/26/2013 |  | 02/12/2020
Eaton (formerly Cooper Industries) | McGraw | TLM-400-MP-***-3S-CEC-* | Horizontal | Pulse-start - magnetic | 400 | 400 |  | True | Ballast Efficiency | 92 | [5 empty] | Non Federally-Regulated | 08/26/2013 |  | 02/12/2020
Eaton (formerly Cooper Industries) | Streetworks | ATM20P** | Horizontal | Pulse-start - magnetic | 200 | 200 |  | True | Relamping Rated Wattage | 88 |  |  |  | 200-215 watts |  | Non Federally-Regulated | 08/26/2013 |  | 02/12/2020
Eaton (formerly Cooper Industries) | McGraw | TLM-400-MP-***-AF-CEC-* | Horizontal | Pulse-start - magnetic | 400 | 400 |  | True | Ballast Efficiency | 92 | [5 empty] | Non Federally-Regulated | 08/26/2013 |  | 02/12/2020
Eaton (formerly Cooper Industries) | Streetworks | ATM40P****CEC* | Horizontal | Pulse-start - magnetic | 400 | 400 |  | True | Ballast Efficiency | 92 | [5 empty] | Non Federally-Regulated | 08/26/2013 |  | 02/12/2020
Eaton (formerly Cooper Industries) | Invue | EML-400-MP-***-SL*CEC-* | Horizontal | Pulse-start - magnetic | 400 | 400 |  | True | Ballast Efficiency | 92 | [5 empty] | Non Federally-Regulated | 08/26/2013 |  | 02/12/2020
Eaton (formerly Cooper Industries) | Ametrix | S*-LI-*1-E-210* | Horizontal | Pulse-start - electronic | 210 | 210 |  | False | Ballast Efficiency | 90 | [5 empty] | Non Federally-Regulated | 08/26/2013 |  | 02/12/2020
Eaton (formerly Cooper Industries) | Ametrix | V*-LI-*1-P-250*-CEC* | Horizontal | Pulse-start - magnetic | 250 | 250 |  | False | Ballast Efficiency | 90 | [5 empty] | Non Federally-Regulated | 08/26/2013 |  | 02/12/2020
Eaton (formerly Cooper Industries) | Lumark | MPHB-****-*-250-*-CEC-* | Vertical - Base Up | Pulse-start - magnetic | 250 | 250 |  | False | Ballast Efficiency | 90 | [5 empty] | Non Federally-Regulated | 08/26/2013 |  | 02/12/2020
Eaton (formerly Cooper Industries) | Streetworks | CFB32P* | Horizontal | Pulse-start - magnetic | 320 | 320 |  | True | Relamping Rated Wattage | 88 |  |  |  | 290-335 watts |  | Non Federally-Regulated | 08/26/2013 |  | 02/12/2020
Eaton (formerly Cooper Industries) | McGraw | GAT-320-MP-*3C* | Vertical - Base Down | Pulse-start - magnetic | 320 | 320 |  | True | Relamping Rated Wattage | 88 |  |  |  | 290-335 watts |  | Non Federally-Regulated | 08/26/2013 |  | 02/12/2020
Eaton (formerly Cooper Industries) | Streetworks | CEL32P**4F* | Horizontal | Pulse-start - magnetic | 320 | 320 |  | True | Relamping Rated Wattage | 88 |  |  |  | 290-335 watts |  | Non Federally-Regulated | 08/26/2013 |  | 02/12/2020
Eaton (formerly Cooper Industries) | Streetworks | GPF15P***44* | Vertical - Base Down | Pulse-start - magnetic | 150 | 150 |  | True | Ballast Efficiency | 81 | Exception 3 Met |  |  |  |  | Non Federally-Regulated | 08/26/2013 |  | 02/12/2020
Eaton (formerly Cooper Industries) | Streetworks | CEM17P**MA*CEC-* | Vertical - Base Up | Pulse-start - magnetic | 175 | 175 |  | True | Ballast Efficiency | 90 | [5 empty] | Non Federally-Regulated | 08/26/2013 |  | 02/12/2020
Eaton (formerly Cooper Industries) | Lumark | MPQP-*******-320-* | Horizontal | Pulse-start - magnetic | 320 | 320 |  | False | Relamping Rated Wattage | 88 |  |  |  | 290-335 watts |  | Non Federally-Regulated | 08/26/2013 |  | 02/12/2020
Eaton (formerly Cooper Industries) | McGraw | TLL-400-MP-***-4S-CEC-* | Horizontal | Pulse-start - magnetic | 400 | 400 |  | True | Ballast Efficiency | 92 | [5 empty] | Non Federally-Regulated | 08/26/2013 |  | 02/12/2020
Eaton (formerly Cooper Industries) | Streetworks | MEM15P**3S* | Horizontal | Pulse-start - magnetic | 150 | 150 |  | True | Ballast Efficiency | 81 | Exception 3 Met |  |  |  |  | Non Federally-Regulated | 08/26/2013 |  | 02/12/2020
Eaton (formerly Cooper Industries) | McGraw | GAR-250-MP-*5C*CEC* | Vertical - Base Down | Pulse-start - magnetic | 250 | 250 |  | True | Ballast Efficiency | 90 | [5 empty] | Non Federally-Regulated | 08/26/2013 |  | 02/12/2020
Eaton (formerly Cooper Industries) | Ametrix | V*-LO-*1-P-400*-CEC* | Horizontal | Pulse-start - magnetic | 400 | 400 |  | True | Ballast Efficiency | 92 | [5 empty] | Non Federally-Regulated | 08/26/2013 |  | 02/12/2020
Eaton (formerly Cooper Industries) | Streetworks | GS*15P**2S*CEC-* | Horizontal | Pulse-start - magnetic | 150 | 150 |  | True | Ballast Efficiency | 81 | Exception 3 Met |  |  |  |  | Non Federally-Regulated | 08/26/2013 |  | 02/12/2020
Eaton (formerly Cooper Industries) | Invue | ECL-400-MP-***-SL*CEC-* | Horizontal | Pulse-start - magnetic | 400 | 400 |  | True | Ballast Efficiency | 92 | [5 empty] | Non Federally-Regulated | 08/26/2013 |  | 02/12/2020
Eaton (formerly Cooper Industries) | McGraw | GS*-***-320-MP-***-FT* | Horizontal | Pulse-start - magnetic | 320 | 320 |  | True | Relamping Rated Wattage | 88 |  |  |  | 290-335 watts |  | Non Federally-Regulated | 08/26/2013 |  | 02/12/2020
Eaton (formerly Cooper Industries) | Streetworks | GM*32P**AS* | Vertical - Base Up | Pulse-start - magnetic | 320 | 320 |  | True | Relamping Rated Wattage | 88 |  |  |  | 290-335 watts |  | Non Federally-Regulated | 08/26/2013 |  | 02/12/2020
Eaton (formerly Cooper Industries) | Streetworks | GR*15P**3D*CEC* | Horizontal | Pulse-start - magnetic | 150 | 150 |  | True | Ballast Efficiency | 81 | Exception 3 Met |  |  |  |  | Non Federally-Regulated | 08/26/2013 |  | 02/12/2020
Eaton (formerly Cooper Industries) | McGraw | CIL**-400-MP-*CEC-* | Horizontal | Pulse-start - magnetic | 400 | 400 |  | True | Ballast Efficiency | 92 | [5 empty] | Non Federally-Regulated | 08/26/2013 |  | 02/12/2020
Eaton (formerly Cooper Industries) | McGraw | TLM-175-MP-***-3S-CEC-* | Horizontal | Pulse-start - magnetic | 175 | 175 |  | True | Ballast Efficiency | 90 | [5 empty] | Non Federally-Regulated | 08/26/2013 |  | 02/12/2020
Eaton (formerly Cooper Industries) | Streetworks | GS*15P**3V*CEC* | Vertical - Base Up | Pulse-start - magnetic | 150 | 150 |  | True | Ballast Efficiency | 81 | Exception 3 Met |  |  |  |  | Non Federally-Regulated | 08/26/2013 |  | 02/12/2020
Eaton (formerly Cooper Industries) | Streetworks | CAP15P* | Horizontal | Pulse-start - magnetic | 150 | 150 |  | True | Ballast Efficiency | 81 | Exception 3 Met |  |  |  |  | Non Federally-Regulated | 08/26/2013 |  | 02/12/2020
Eaton (formerly Cooper Industries) | McGraw | GS*-***-400-MP-***-RW*CEC-* | Vertical - Base Up | Pulse-start - magnetic | 400 | 400 |  | True | Ballast Efficiency | 92 | [5 empty] | Non Federally-Regulated | 08/26/2013 |  | 02/12/2020
Eaton (formerly Cooper Industries) | Streetworks | GR*15P**SL*CEC* | Horizontal | Pulse-start - magnetic | 150 | 150 |  | True | Ballast Efficiency | 81 | Exception 3 Met |  |  |  |  | Non Federally-Regulated | 08/26/2013 |  | 02/12/2020
Eaton (formerly Cooper Industries) | McGraw | TLM-400-MP-***-5F-CEC-* | Horizontal | Pulse-start - magnetic | 400 | 400 |  | True | Ballast Efficiency | 92 | [5 empty] | Non Federally-Regulated | 08/26/2013 |  | 02/12/2020
Eaton (formerly Cooper Industries) | McGraw | AMF-*-150-MP-*76*-CEC-* | Vertical - Base Down | Pulse-start - magnetic | 150 | 150 |  | True | Ballast Efficiency | 81 | Exception 3 Met |  |  |  |  | Non Federally-Regulated | 08/26/2013 |  | 02/12/2020
Eaton (formerly Cooper Industries) | Streetworks | ANM20P* | Horizontal | Pulse-start - magnetic | 200 | 200 |  | True | Relamping Rated Wattage | 88 |  |  |  | 200-215 watts |  | Non Federally-Regulated | 08/26/2013 |  | 02/12/2020
Eaton (formerly Cooper Industries) | McGraw | TLM-400-MP-***-3V-CEC-* | Vertical - Base Up | Pulse-start - magnetic | 400 | 400 |  | True | Ballast Efficiency | 92 | [5 empty] | Non Federally-Regulated | 08/26/2013 |  | 02/12/2020
Eaton (formerly Cooper Industries) | Streetworks | GR*25P**1D*CEC-* | Horizontal | Pulse-start - magnetic | 250 | 250 |  | True | Ballast Efficiency | 90 | [5 empty] | Non Federally-Regulated | 08/26/2013 |  | 02/12/2020
Eaton (formerly Cooper Industries) | Streetworks | GR*17P**RW*CEC* | Vertical - Base Up | Pulse-start - magnetic | 175 | 175 |  | True | Ballast Efficiency | 90 | [5 empty] | Non Federally-Regulated | 08/26/2013 |  | 02/12/2020
Eaton (formerly Cooper Industries) | Invue | EXM-200-MP* | Horizontal | Pulse-start - magnetic | 200 | 200 |  | False | Relamping Rated Wattage | 88 |  |  |  | 200-215 watts |  | Non Federally-Regulated | 08/26/2013 |  | 02/12/2020
Eaton (formerly Cooper Industries) | Streetworks | GR*32P**3V* | Vertical - Base Up | Pulse-start - magnetic | 320 | 320 |  | True | Relamping Rated Wattage | 88 |  |  |  | 290-335 watts |  | Non Federally-Regulated | 08/26/2013 |  | 02/12/2020
Eaton (formerly Cooper Industries) | Streetworks | OVY20P*** | Horizontal | Pulse-start - magnetic | 200 | 200 |  | True | Relamping Rated Wattage | 88 |  |  |  | 200-215 watts |  | Non Federally-Regulated | 08/26/2013 |  | 02/12/2020
Eaton (formerly Cooper Industries) | Streetworks | GPF25P***76*-CEC* | Vertical - Base Down | Pulse-start - magnetic | 250 | 250 |  | True | Ballast Efficiency | 90 | [5 empty] | Non Federally-Regulated | 08/26/2013 |  | 02/12/2020
Eaton (formerly Cooper Industries) | Streetworks | CEM17P**3F*CEC-* | Horizontal | Pulse-start - magnetic | 175 | 175 |  | True | Ballast Efficiency | 90 | [5 empty] | Non Federally-Regulated | 08/26/2013 |  | 02/12/2020
Eaton (formerly Cooper Industries) | Invue | STM-175-MP-***-CEC-* | Horizontal | Pulse-start - magnetic | 175 | 175 |  | True | Ballast Efficiency | 90 | [5 empty] | Non Federally-Regulated | 08/26/2013 |  | 02/12/2020
Eaton (formerly Cooper Industries) | Invue | ICM-175-MP-*CEC* | Horizontal | Pulse-start - magnetic | 175 | 175 |  | True | Ballast Efficiency | 90 | [5 empty] | Non Federally-Regulated | 08/26/2013 |  | 02/12/2020
Eaton (formerly Cooper Industries) | Lumark | MPXF32* | Vertical - Base Up | Pulse-start - magnetic | 320 | 320 |  | False | Relamping Rated Wattage | 88 |  |  |  | 290-335 watts |  | Non Federally-Regulated | 08/26/2013 |  | 02/12/2020
Eaton (formerly Cooper Industries) | Streetworks | ACS15P**3C*CEC-* | Vertical - Base Down | Pulse-start - magnetic | 150 | 150 |  | True | Ballast Efficiency | 81 | Exception 3 Met |  |  |  |  | Non Federally-Regulated | 08/26/2013 |  | 02/12/2020
Eaton (formerly Cooper Industries) | Lumark | MPCL-250-*-CEC-* | Horizontal | Pulse-start - magnetic | 250 | 250 |  | False | Ballast Efficiency | 90 | [5 empty] | Non Federally-Regulated | 08/26/2013 |  | 02/12/2020
Eaton (formerly Cooper Industries) | Streetworks | TLU40P**5S*CEC-* | Horizontal | Pulse-start - magnetic | 400 | 400 |  | True | Ballast Efficiency | 92 | [5 empty] | Non Federally-Regulated | 08/26/2013 |  | 02/12/2020
Eaton (formerly Cooper Industries) | McGraw | CLM-***-320-MP-***-1F* | Horizontal | Pulse-start - magnetic | 320 | 320 |  | True | Relamping Rated Wattage | 88 |  |  |  | 290-335 watts |  | Non Federally-Regulated | 08/26/2013 |  | 02/12/2020
Eaton (formerly Cooper Industries) | Streetworks | TMU25P**4V*CEC-* | Vertical - Base Up | Pulse-start - magnetic | 250 | 250 |  | True | Ballast Efficiency | 90 | [5 empty] | Non Federally-Regulated | 08/26/2013 |  | 02/12/2020
Eaton (formerly Cooper Industries) | Streetworks | ANM32P* | Horizontal | Pulse-start - magnetic | 320 | 320 |  | True | Relamping Rated Wattage | 88 |  |  |  | 290-335 watts |  | Non Federally-Regulated | 08/26/2013 |  | 02/12/2020
Eaton (formerly Cooper Industries) | Streetworks | CLB17P**5C*CEC-* | Vertical - Base Down | Pulse-start - magnetic | 175 | 175 |  | True | Ballast Efficiency | 90 | [5 empty] | Non Federally-Regulated | 08/26/2013 |  | 02/12/2020
Eaton (formerly Cooper Industries) | Streetworks | GPF32P***55* | Horizontal | Pulse-start - magnetic | 320 | 320 |  | True | Relamping Rated Wattage | 88 |  |  |  | 290-335 watts |  | Non Federally-Regulated | 08/26/2013 |  | 02/12/2020
Eaton (formerly Cooper Industries) | Lumark | MPWP-**-175-*-CEC-* | Horizontal | Pulse-start - magnetic | 175 | 175 |  | True | Ballast Efficiency | 90 | [5 empty] | Non Federally-Regulated | 08/26/2013 |  | 02/12/2020
Eaton (formerly Cooper Industries) | McGraw | TLM-320-MP-***-SL* | Horizontal | Pulse-start - magnetic | 320 | 320 |  | True | Relamping Rated Wattage | 88 |  |  |  | 290-335 watts |  | Non Federally-Regulated | 08/26/2013 |  | 02/12/2020
Eaton (formerly Cooper Industries) | McGraw | CAA-150-MP-*5C* | Vertical - Base Down | Pulse-start - magnetic | 150 | 150 |  | True | Ballast Efficiency | 81 | Exception 3 Met |  |  |  |  | Non Federally-Regulated | 08/26/2013 |  | 02/12/2020
Eaton (formerly Cooper Industries) | Invue | VFM-K-175-MP-***-MF*CEC-* | Vertical - Base Down | Pulse-start - magnetic | 175 | 175 |  | True | Ballast Efficiency | 90 | [5 empty] | Non Federally-Regulated | 08/26/2013 |  | 02/12/2020
Eaton (formerly Cooper Industries) | Streetworks | CML25P**2F*CEC-* | Horizontal | Pulse-start - magnetic | 250 | 250 |  | True | Ballast Efficiency | 90 | [5 empty] | Non Federally-Regulated | 08/26/2013 |  | 02/12/2020
Eaton (formerly Cooper Industries) | Ametrix | S*-LI-*1-P-175*-CEC* | Horizontal | Pulse-start - magnetic | 175 | 175 |  | False | Ballast Efficiency | 90 | [5 empty] | Non Federally-Regulated | 08/26/2013 |  | 02/12/2020
Eaton (formerly Cooper Industries) | McGraw | CAA-175-MP-*5C*CEC* | Vertical - Base Down | Pulse-start - magnetic | 175 | 175 |  | True | Ballast Efficiency | 90 | [5 empty] | Non Federally-Regulated | 08/26/2013 |  | 02/12/2020
Eaton (formerly Cooper Industries) | McGraw | TLM-175-MP-***-AR-CEC-* | Vertical - Base Up | Pulse-start - magnetic | 175 | 175 |  | True | Ballast Efficiency | 90 | [5 empty] | Non Federally-Regulated | 08/26/2013 |  | 02/12/2020
Eaton (formerly Cooper Industries) | Streetworks | CEL25P**5S*CEC-* | Horizontal | Pulse-start - magnetic | 250 | 250 |  | True | Ballast Efficiency | 90 | [5 empty] | Non Federally-Regulated | 08/26/2013 |  | 02/12/2020
Eaton (formerly Cooper Industries) | Streetworks | GM*40P**4S*CEC* | Horizontal | Pulse-start - magnetic | 400 | 400 |  | True | Ballast Efficiency | 92 | [5 empty] | Non Federally-Regulated | 08/26/2013 |  | 02/12/2020
Eaton (formerly Cooper Industries) | Invue | EML-400-MP-***-5S*CEC-* | Horizontal | Pulse-start - magnetic | 400 | 400 |  | True | Ballast Efficiency | 92 | [5 empty] | Non Federally-Regulated | 08/26/2013 |  | 02/12/2020
Eaton (formerly Cooper Industries) | Streetworks | CEL40P**4F*CEC-* | Horizontal | Pulse-start - magnetic | 400 | 400 |  | True | Ballast Efficiency | 92 | [5 empty] | Non Federally-Regulated | 08/26/2013 |  | 02/12/2020
Eaton (formerly Cooper Industries) | Streetworks | TLU25P**2F*CEC-* | Horizontal | Pulse-start - magnetic | 250 | 250 |  | True | Ballast Efficiency | 90 | [5 empty] | Non Federally-Regulated | 08/26/2013 |  | 02/12/2020
Eaton (formerly Cooper Industries) | Streetworks | TMU40P**4V*CEC-* | Vertical - Base Up | Pulse-start - magnetic | 400 | 400 |  | True | Ballast Efficiency | 92 | [5 empty] | Non Federally-Regulated | 08/26/2013 |  | 02/12/2020
Eaton (formerly Cooper Industries) | Streetworks | CEM17P**5R*CEC-* | Vertical - Base Up | Pulse-start - magnetic | 175 | 175 |  | True | Ballast Efficiency | 90 | [5 empty] | Non Federally-Regulated | 08/26/2013 |  | 02/12/2020
Eaton (formerly Cooper Industries) | Streetworks | GR*40P**3V*CEC* | Vertical - Base Up | Pulse-start - magnetic | 400 | 400 |  | True | Ballast Efficiency | 92 | [5 empty] | Non Federally-Regulated | 08/26/2013 |  | 02/12/2020
Eaton (formerly Cooper Industries) | Lumark | MPQD-GO/GAS***-320* | Horizontal | Pulse-start - magnetic | 320 | 320 |  | False | Relamping Rated Wattage | 88 |  |  |  | 290-335 watts |  | Non Federally-Regulated | 08/26/2013 |  | 02/12/2020
Eaton (formerly Cooper Industries) | McGraw | CLM-***-250-MP-***-CA*CEC-* | Horizontal | Pulse-start - magnetic | 250 | 250 |  | True | Ballast Efficiency | 90 | [5 empty] | Non Federally-Regulated | 08/26/2013 |  | 02/12/2020
Eaton (formerly Cooper Industries) | Lumark | MPGB-****-320-* | Vertical - Base Up | Pulse-start - magnetic | 320 | 320 |  | False | Relamping Rated Wattage | 88 |  |  |  | 290-335 watts |  | Non Federally-Regulated | 08/26/2013 |  | 02/12/2020
Eaton (formerly Cooper Industries) | Streetworks | CML40P**3V*CEC* | Vertical - Base Up | Pulse-start - magnetic | 400 | 400 |  | True | Ballast Efficiency | 92 | [5 empty] | Non Federally-Regulated | 08/26/2013 |  | 02/12/2020
Eaton (formerly Cooper Industries) | Streetworks | TLU40P**5F*CEC-* | Horizontal | Pulse-start - magnetic | 400 | 400 |  | True | Ballast Efficiency | 92 | [5 empty] | Non Federally-Regulated | 08/26/2013 |  | 02/12/2020
Eaton (formerly Cooper Industries) | McGraw | CLM-***-250-MP-***-3S*CEC-* | Horizontal | Pulse-start - magnetic | 250 | 250 |  | True | Ballast Efficiency | 90 | [5 empty] | Non Federally-Regulated | 08/26/2013 |  | 02/12/2020
Eaton (formerly Cooper Industries) | Invue | VFM-K-250-MP-***-HS*CEC-* | Horizontal | Pulse-start - magnetic | 250 | 250 |  | True | Ballast Efficiency | 90 | [5 empty] | Non Federally-Regulated | 08/26/2013 |  | 02/12/2020
Eaton (formerly Cooper Industries) | Lumark | MPRY-**-*-320-*-CEC-* | Horizontal | Pulse-start - magnetic | 320 | 320 |  | True | Relamping Rated Wattage | 88 |  |  |  | 290-335 watts |  | Non Federally-Regulated | 08/26/2013 |  | 02/12/2020
Eaton (formerly Cooper Industries) | Lumark | MPWR-***-150-*- | Horizontal | Pulse-start - magnetic | 150 | 150 |  | True | Ballast Efficiency | 81 | Exception 3 Met |  |  |  |  | Non Federally-Regulated | 08/26/2013 |  | 02/12/2020
Eaton (formerly Cooper Industries) | Streetworks | ARC40PW*33-*CEC-* | Vertical - Base Down | Pulse-start - magnetic | 400 | 400 |  | True | Ballast Efficiency | 92 | [5 empty] | Non Federally-Regulated | 08/26/2013 |  | 02/12/2020
Eaton (formerly Cooper Industries) | McGraw | ISS-150-MP* | Horizontal | Pulse-start - magnetic | 150 | 150 |  | True | Ballast Efficiency | 81 | Exception 3 Met |  |  |  |  | Non Federally-Regulated | 08/26/2013 |  | 02/12/2020
Eaton (formerly Cooper Industries) | Streetworks | CEL32P**5S* | Horizontal | Pulse-start - magnetic | 320 | 320 |  | True | Relamping Rated Wattage | 88 |  |  |  | 290-335 watts |  | Non Federally-Regulated | 08/26/2013 |  | 02/12/2020
Eaton (formerly Cooper Industries) | McGraw | TLL-320-MP-***-AR* | Vertical - Base Up | Pulse-start - magnetic | 320 | 320 |  | True | Relamping Rated Wattage | 88 |  |  |  | 290-335 watts |  | Non Federally-Regulated | 08/26/2013 |  | 02/12/2020
Eaton (formerly Cooper Industries) | McGraw | AMF-*-200-MP-*62* | Horizontal | Pulse-start - magnetic | 200 | 200 |  | True | Relamping Rated Wattage | 88 |  |  |  | 200-215 watts |  | Non Federally-Regulated | 08/26/2013 |  | 02/12/2020
Eaton (formerly Cooper Industries) | McGraw | CIG**175-MP-*CEC-* | Horizontal | Pulse-start - magnetic | 175 | 175 |  | True | Ballast Efficiency | 90 | [5 empty] | Non Federally-Regulated | 08/26/2013 |  | 02/12/2020
Eaton (formerly Cooper Industries) | McGraw | CIM-**200-MP* | Horizontal | Pulse-start - magnetic | 200 | 200 |  | True | Relamping Rated Wattage | 88 |  |  |  | 200-215 watts |  | Non Federally-Regulated | 08/26/2013 |  | 02/12/2020
Eaton (formerly Cooper Industries) | Streetworks | GPF15P***23* | Vertical - Base Down | Pulse-start - magnetic | 150 | 150 |  | True | Ballast Efficiency | 81 | Exception 3 Met |  |  |  |  | Non Federally-Regulated | 08/26/2013 |  | 02/12/2020
Eaton (formerly Cooper Industries) | Streetworks | TMU17P**4S*CEC-* | Horizontal | Pulse-start - magnetic | 175 | 175 |  | True | Ballast Efficiency | 90 | [5 empty] | Non Federally-Regulated | 08/26/2013 |  | 02/12/2020
Eaton (formerly Cooper Industries) | Streetworks | ACN20PW*33* | Vertical - Base Down | Pulse-start - magnetic | 200 | 200 |  | True | Relamping Rated Wattage | 88 |  |  |  | 200-215 watts |  | Non Federally-Regulated | 08/26/2013 |  | 02/12/2020
Eaton (formerly Cooper Industries) | Streetworks | GS*15P**3S*CEC* | Horizontal | Pulse-start - magnetic | 150 | 150 |  | True | Ballast Efficiency | 81 | Exception 3 Met |  |  |  |  | Non Federally-Regulated | 08/26/2013 |  | 02/12/2020
Eaton (formerly Cooper Industries) | Lumark | MPSE-****-**-400-*-CEC-* | Vertical - Base Up | Pulse-start - magnetic | 400 | 400 |  | False | Ballast Efficiency | 92 | [5 empty] | Non Federally-Regulated | 08/26/2013 |  | 02/12/2020
Eaton (formerly Cooper Industries) | Streetworks | ZYD15P** | Horizontal | Pulse-start - magnetic | 150 | 150 |  | True | Ballast Efficiency | 81 | Exception 3 Met |  |  |  |  | Non Federally-Regulated | 08/26/2013 |  | 02/12/2020
Eaton (formerly Cooper Industries) | McGraw | GS*-***-150-MP-***-FT* | Horizontal | Pulse-start - magnetic | 150 | 150 |  | True | Ballast Efficiency | 81 | Exception 3 Met |  |  |  |  | Non Federally-Regulated | 08/26/2013 |  | 02/12/2020
Eaton (formerly Cooper Industries) | McGraw | TLM-400-MP-***-4F-CEC-* | Horizontal | Pulse-start - magnetic | 400 | 400 |  | True | Ballast Efficiency | 92 | [5 empty] | Non Federally-Regulated | 08/26/2013 |  | 02/12/2020
Eaton (formerly Cooper Industries) | McGraw | ZDS-**-150-MP-* | Horizontal | Pulse-start - magnetic | 150 | 150 |  | True | Ballast Efficiency | 81 | Exception 3 Met |  |  |  |  | Non Federally-Regulated | 08/26/2013 |  | 02/12/2020
Eaton (formerly Cooper Industries) | Streetworks | TMU17P**AF*CEC-* | Vertical - Base Up | Pulse-start - magnetic | 175 | 175 |  | True | Ballast Efficiency | 90 | [5 empty] | Non Federally-Regulated | 08/26/2013 |  | 02/12/2020
Eaton (formerly Cooper Industries) | Invue | EMM-150-MP-***-5S* | Horizontal | Pulse-start - magnetic | 150 | 150 |  | True | Ballast Efficiency | 81 | Exception 3 Met |  |  |  |  | Non Federally-Regulated | 08/26/2013 |  | 02/12/2020
Eaton (formerly Cooper Industries) | Invue | VFM-K-150-MP-***-NF*CEC-* | Vertical - Base Down | Pulse-start - magnetic | 150 | 150 |  | True | Ballast Efficiency | 81 | Exception 3 Met |  |  |  |  | Non Federally-Regulated | 08/26/2013 |  | 02/12/2020
Eaton (formerly Cooper Industries) | Streetworks | GR*25P**3V*CEC* | Vertical - Base Up | Pulse-start - magnetic | 250 | 250 |  | True | Ballast Efficiency | 90 | [5 empty] | Non Federally-Regulated | 08/26/2013 |  | 02/12/2020
Eaton (formerly Cooper Industries) | Streetworks | TMU20P**4F* | Horizontal | Pulse-start - magnetic | 200 | 200 |  | True | Relamping Rated Wattage | 88 |  |  |  | 200-215 watts |  | Non Federally-Regulated | 08/26/2013 |  | 02/12/2020
Eaton (formerly Cooper Industries) | Invue | ECM-150-MP-***-3S* | Horizontal | Pulse-start - magnetic | 150 | 150 |  | True | Ballast Efficiency | 81 | Exception 3 Met |  |  |  |  | Non Federally-Regulated | 08/26/2013 |  | 02/12/2020
Eaton (formerly Cooper Industries) | Streetworks | CEL32P**SL* | Horizontal | Pulse-start - magnetic | 320 | 320 |  | True | Relamping Rated Wattage | 88 |  |  |  | 290-335 watts |  | Non Federally-Regulated | 08/26/2013 |  | 02/12/2020
Eaton (formerly Cooper Industries) | Ametrix | R*-LO-*1-P-400*-CEC* | Horizontal | Pulse-start - magnetic | 400 | 400 |  | True | Ballast Efficiency | 92 | [5 empty] | Non Federally-Regulated | 08/26/2013 |  | 02/12/2020
Eaton (formerly Cooper Industries) | Streetworks | MEL15P**5S* | Horizontal | Pulse-start - magnetic | 150 | 150 |  | True | Ballast Efficiency | 81 | Exception 3 Met |  |  |  |  | Non Federally-Regulated | 08/26/2013 |  | 02/12/2020
Eaton (formerly Cooper Industries) | McGraw | GAR-400-MP-*3C*CEC* | Vertical - Base Down | Pulse-start - magnetic | 400 | 400 |  | True | Ballast Efficiency | 92 | [5 empty] | Non Federally-Regulated | 08/26/2013 |  | 02/12/2020
Eaton (formerly Cooper Industries) | Streetworks | ANE15P**33* | Vertical - Base Down | Pulse-start - magnetic | 150 | 150 |  | True | Ballast Efficiency | 81 | Exception 3 Met |  |  |  |  | Non Federally-Regulated | 08/26/2013 |  | 02/12/2020
Eaton (formerly Cooper Industries) | Streetworks | TMU20P**5S* | Horizontal | Pulse-start - magnetic | 200 | 200 |  | True | Relamping Rated Wattage | 88 |  |  |  | 200-215 watts |  | Non Federally-Regulated | 08/26/2013 |  | 02/12/2020
Eaton (formerly Cooper Industries) | Streetworks | TLU40P**AS*CEC-* | Vertical - Base Up | Pulse-start - magnetic | 400 | 400 |  | True | Ballast Efficiency | 92 | [5 empty] | Non Federally-Regulated | 08/26/2013 |  | 02/12/2020
Eaton (formerly Cooper Industries) | Streetworks | MEL32P**SL* | Horizontal | Pulse-start - magnetic | 320 | 320 |  | True | Relamping Rated Wattage | 88 |  |  |  | 290-335 watts |  | Non Federally-Regulated | 08/26/2013 |  | 02/12/2020
Eaton (formerly Cooper Industries) | Invue | VFS-150-MP-***-MF | Horizontal | Pulse-start - magnetic | 150 | 150 |  | True | Ballast Efficiency | 81 | Exception 3 Met |  |  |  |  | Non Federally-Regulated | 08/26/2013 |  | 02/12/2020
Eaton (formerly Cooper Industries) | Streetworks | CML25P**3S*CEC* | Horizontal | Pulse-start - magnetic | 250 | 250 |  | True | Ballast Efficiency | 90 | [5 empty] | Non Federally-Regulated | 08/26/2013 |  | 02/12/2020
Eaton (formerly Cooper Industries) | Streetworks | GM*17P**3S*CEC* | Horizontal | Pulse-start - magnetic | 250 | 250 |  | True | Ballast Efficiency | 90 | [5 empty] | Non Federally-Regulated | 08/26/2013 |  | 02/12/2020
Eaton (formerly Cooper Industries) | Streetworks | ARC32PW*3C*CEC-* | Vertical - Base Down | Pulse-start - magnetic | 320 | 320 |  | True | Relamping Rated Wattage | 88 |  |  |  | 290-335 watts |  | Non Federally-Regulated | 08/26/2013 |  | 02/12/2020
Eaton (formerly Cooper Industries) | McGraw | ZDS-**-175-MP-*****-CEC-* | Horizontal | Pulse-start - magnetic | 175 | 175 |  | True | Ballast Efficiency | 90 | [5 empty] | Non Federally-Regulated | 08/26/2013 |  | 02/12/2020
Eaton (formerly Cooper Industries) | McGraw | TLM-175-MP-***-3V-CEC-* | Vertical - Base Up | Pulse-start - magnetic | 175 | 175 |  | True | Ballast Efficiency | 90 | [5 empty] | Non Federally-Regulated | 08/26/2013 |  | 02/12/2020
Eaton (formerly Cooper Industries) | McGraw | TLM-400-MP-***-SL-CEC-* | Horizontal | Pulse-start - magnetic | 400 | 400 |  | True | Ballast Efficiency | 92 | [5 empty] | Non Federally-Regulated | 08/26/2013 |  | 02/12/2020
Eaton (formerly Cooper Industries) | McGraw | ARN-250-MP-*55*CEC* | Vertical - Base Down | Pulse-start - magnetic | 250 | 250 |  | True | Ballast Efficiency | 90 | [5 empty] | Non Federally-Regulated | 08/26/2013 |  | 02/12/2020
Eaton (formerly Cooper Industries) | Invue | ECL-175-MP-***-MA*CEC-* | Vertical - Base Up | Pulse-start - magnetic | 175 | 175 |  | True | Ballast Efficiency | 90 | [5 empty] | Non Federally-Regulated | 08/26/2013 |  | 02/12/2020
Eaton (formerly Cooper Industries) | Streetworks | ZSG17P****-CEC-* | Horizontal | Pulse-start - magnetic | 175 | 175 |  | True | Ballast Efficiency | 90 | [5 empty] | Non Federally-Regulated | 08/26/2013 |  | 02/12/2020
Eaton (formerly Cooper Industries) | Streetworks | TLU25P**4S*CEC-* | Horizontal | Pulse-start - magnetic | 250 | 250 |  | True | Ballast Efficiency | 90 | [5 empty] | Non Federally-Regulated | 08/26/2013 |  | 02/12/2020
Eaton (formerly Cooper Industries) | Streetworks | TMU32P**4V* | Vertical - Base Up | Pulse-start - magnetic | 320 | 320 |  | True | Relamping Rated Wattage | 88 |  |  |  | 290-335 watts |  | Non Federally-Regulated | 08/26/2013 |  | 02/12/2020
Eaton (formerly Cooper Industries) | Streetworks | TMU15P**SL* | Horizontal | Pulse-start - magnetic | 150 | 150 |  | True | Ballast Efficiency | 81 | Exception 3 Met |  |  |  |  | Non Federally-Regulated | 08/26/2013 |  | 02/12/2020
Eaton (formerly Cooper Industries) | Streetworks | CEL40P**2F*CEC-* | Horizontal | Pulse-start - magnetic | 400 | 400 |  | True | Ballast Efficiency | 92 | [5 empty] | Non Federally-Regulated | 08/26/2013 |  | 02/12/2020
Eaton (formerly Cooper Industries) | Streetworks | ZSD40P****-CEC-* | Horizontal | Pulse-start - magnetic | 400 | 400 |  | True | Ballast Efficiency | 92 | [5 empty] | Non Federally-Regulated | 08/26/2013 |  | 02/12/2020
Eaton (formerly Cooper Industries) | Streetworks | ACN17P**55*CEC-* | Vertical - Base Down | Pulse-start - magnetic | 175 | 175 |  | True | Ballast Efficiency | 90 | [5 empty] | Non Federally-Regulated | 08/26/2013 |  | 02/12/2020
Eaton (formerly Cooper Industries) | Streetworks | TLU25P**4F*CEC-* | Horizontal | Pulse-start - magnetic | 250 | 250 |  | True | Ballast Efficiency | 90 | [5 empty] | Non Federally-Regulated | 08/26/2013 |  | 02/12/2020
Eaton (formerly Cooper Industries) | McGraw | TLL-320-MP-***-2S | Horizontal | Pulse-start - magnetic | 320 | 320 |  | True | Relamping Rated Wattage | 88 |  |  |  | 290-335 watts |  | Non Federally-Regulated | 08/26/2013 |  | 02/12/2020
Eaton (formerly Cooper Industries) | Lumark | IMT-400-MP-*CEC* | Horizontal | Pulse-start - magnetic | 400 | 400 |  | True | Ballast Efficiency | 92 | [5 empty] | Non Federally-Regulated | 08/26/2013 |  | 02/12/2020
Eaton (formerly Cooper Industries) | Lumark | MPQF-********-400-*-CEC-* | Horizontal | Pulse-start - magnetic | 400 | 400 |  | False | Ballast Efficiency | 92 | [5 empty] | Non Federally-Regulated | 08/26/2013 |  | 02/12/2020
Eaton (formerly Cooper Industries) | McGraw | TLL-400-MP-***-5F-CEC-* | Horizontal | Pulse-start - magnetic | 400 | 400 |  | True | Ballast Efficiency | 92 | [5 empty] | Non Federally-Regulated | 08/26/2013 |  | 02/12/2020
Eaton (formerly Cooper Industries) | Streetworks | GM*32P**-1F* | Horizontal | Pulse-start - magnetic | 320 | 320 |  | True | Relamping Rated Wattage | 88 |  |  |  | 290-335 watts |  | Non Federally-Regulated | 08/26/2013 |  | 02/12/2020
Eaton (formerly Cooper Industries) | McGraw | TLM-175-MP-***-2F-CEC-* | Horizontal | Pulse-start - magnetic | 175 | 175 |  | True | Ballast Efficiency | 90 | [5 empty] | Non Federally-Regulated | 08/26/2013 |  | 02/12/2020
Eaton (formerly Cooper Industries) | McGraw | CIG-**150-MP* | Horizontal | Pulse-start - magnetic | 150 | 150 |  | True | Ballast Efficiency | 81 | Exception 3 Met |  |  |  |  | Non Federally-Regulated | 08/26/2013 |  | 02/12/2020
Eaton (formerly Cooper Industries) | Lumark | MPBE-**-250-*-CEC-* | Vertical - Base Up | Pulse-start - magnetic | 250 | 250 |  | False | Ballast Efficiency | 90 | [5 empty] | Non Federally-Regulated | 08/26/2013 |  | 02/12/2020
Eaton (formerly Cooper Industries) | Invue | MSA-400-MP-****-CEC-* | Horizontal | Pulse-start - magnetic | 400 | 400 |  | True | Ballast Efficiency | 92 | [5 empty] | Non Federally-Regulated | 08/26/2013 |  | 02/12/2020
Eaton (formerly Cooper Industries) | Streetworks | ANE17P**33*CEC* | Vertical - Base Down | Pulse-start - magnetic | 175 | 175 |  | True | Ballast Efficiency | 90 | [5 empty] | Non Federally-Regulated | 08/26/2013 |  | 02/12/2020
Eaton (formerly Cooper Industries) | McGraw | TLL-320-MP-***-2F | Horizontal | Pulse-start - magnetic | 320 | 320 |  | True | Relamping Rated Wattage | 88 |  |  |  | 290-335 watts |  | Non Federally-Regulated | 08/26/2013 |  | 02/12/2020
Eaton (formerly Cooper Industries) | Invue | ECL-400-MP-***-4S*CEC-* | Horizontal | Pulse-start - magnetic | 400 | 400 |  | True | Ballast Efficiency | 92 | [5 empty] | Non Federally-Regulated | 08/26/2013 |  | 02/12/2020
Eaton (formerly Cooper Industries) | Streetworks | GPF32P***76* | Vertical - Base Down | Pulse-start - magnetic | 320 | 320 |  | True | Relamping Rated Wattage | 88 |  |  |  | 290-335 watts |  | Non Federally-Regulated | 08/26/2013 |  | 02/12/2020
Eaton (formerly Cooper Industries) | Streetworks | OVH15P*** | Horizontal | Pulse-start - magnetic | 150 | 150 |  | True | Ballast Efficiency | 81 | Exception 3 Met |  |  |  |  | Non Federally-Regulated | 08/26/2013 |  | 02/12/2020
Eaton (formerly Cooper Industries) | Streetworks | OVG25P****-CEC-* | Horizontal | Pulse-start - magnetic | 250 | 250 |  | True | Ballast Efficiency | 90 | [5 empty] | Non Federally-Regulated | 08/26/2013 |  | 02/12/2020
Eaton (formerly Cooper Industries) | McGraw | GLC-400-MP-*55*CEC* | Vertical - Base Down | Pulse-start - magnetic | 400 | 400 |  | True | Ballast Efficiency | 92 | [5 empty] | Non Federally-Regulated | 08/26/2013 |  | 02/12/2020
Eaton (formerly Cooper Industries) | Streetworks | GR*25P**AR*CEC* | Vertical - Base Up | Pulse-start - magnetic | 250 | 250 |  | True | Ballast Efficiency | 90 | [5 empty] | Non Federally-Regulated | 08/26/2013 |  | 02/12/2020
Eaton (formerly Cooper Industries) | Streetworks | TRU32P** | Horizontal | Pulse-start - magnetic | 320 | 320 |  | True | Relamping Rated Wattage | 88 |  |  |  | 290-335 watts |  | Non Federally-Regulated | 08/26/2013 |  | 02/12/2020
Eaton (formerly Cooper Industries) | Invue | ECL-175-MP-***-3S*CEC-* | Horizontal | Pulse-start - magnetic | 175 | 175 |  | True | Ballast Efficiency | 90 | [5 empty] | Non Federally-Regulated | 08/26/2013 |  | 02/12/2020
Eaton (formerly Cooper Industries) | Lumark | MPMM-K-*-HF-250-*-CEC-* | Horizontal | Pulse-start - magnetic | 250 | 250 |  | True | Ballast Efficiency | 90 | [5 empty] | Non Federally-Regulated | 08/26/2013 |  | 02/12/2020
Eaton (formerly Cooper Industries) | Invue | ICM-400-MP-*-CEC* | Horizontal | Pulse-start - magnetic | 400 | 400 |  | True | Ballast Efficiency | 92 | [5 empty] | Non Federally-Regulated | 08/26/2013 |  | 02/12/2020
Eaton (formerly Cooper Industries) | Streetworks | MEL17P**MA*CEC-* | Vertical - Base Up | Pulse-start - magnetic | 175 | 175 |  | True | Ballast Efficiency | 90 | [5 empty] | Non Federally-Regulated | 08/26/2013 |  | 02/12/2020
Eaton (formerly Cooper Industries) | Streetworks | GPF40P***65*-CEC* | Horizontal | Pulse-start - magnetic | 400 | 400 |  | True | Ballast Efficiency | 92 | [5 empty] | Non Federally-Regulated | 08/26/2013 |  | 02/12/2020
Eaton (formerly Cooper Industries) | Streetworks | ARC15P**3C* | Vertical - Base Down | Pulse-start - magnetic | 150 | 150 |  | True | Ballast Efficiency | 81 | Exception 3 Met |  |  |  |  | Non Federally-Regulated | 08/26/2013 |  | 02/12/2020
Eaton (formerly Cooper Industries) | Invue | ECL-320-MP-***-3S* | Horizontal | Pulse-start - magnetic | 320 | 320 |  | True | Relamping Rated Wattage | 88 |  |  |  | 290-335 watts |  | Non Federally-Regulated | 08/26/2013 |  | 02/12/2020
Eaton (formerly Cooper Industries) | McGraw | AMF-*-150-MP-*12*-CEC-* | Vertical - Base Down | Pulse-start - magnetic | 150 | 150 |  | True | Ballast Efficiency | 81 | Exception 3 Met |  |  |  |  | Non Federally-Regulated | 08/26/2013 |  | 02/12/2020
Eaton (formerly Cooper Industries) | Lumark | MPCL-320-*-CEC-* | Horizontal | Pulse-start - magnetic | 320 | 320 |  | False | Relamping Rated Wattage | 88 |  |  |  | 290-335 watts |  | Non Federally-Regulated | 08/26/2013 |  | 02/12/2020
Eaton (formerly Cooper Industries) | Invue | VFM-K-250-MP-***-MF*CEC-* | Vertical - Base Down | Pulse-start - magnetic | 250 | 250 |  | True | Ballast Efficiency | 90 | [5 empty] | Non Federally-Regulated | 08/26/2013 |  | 02/12/2020
Eaton (formerly Cooper Industries) | Streetworks | TLU32P**AF*CEC-* | Vertical - Base Up | Pulse-start - magnetic | 320 | 320 |  | True | Relamping Rated Wattage | 88 |  |  |  | 290-335 watts |  | Non Federally-Regulated | 08/26/2013 |  | 02/12/2020
Eaton (formerly Cooper Industries) | Streetworks | TLU25P**AF*CEC-* | Vertical - Base Up | Pulse-start - magnetic | 250 | 250 |  | True | Ballast Efficiency | 90 | [5 empty] | Non Federally-Regulated | 08/26/2013 |  | 02/12/2020
Eaton (formerly Cooper Industries) | Invue | EXM-320-MP* | Horizontal | Pulse-start - magnetic | 320 | 320 |  | True | Relamping Rated Wattage | 88 |  |  |  | 290-335 watts |  | Non Federally-Regulated | 08/26/2013 |  | 02/12/2020
Eaton (formerly Cooper Industries) | McGraw | CIS-**150-MP* | Horizontal | Pulse-start - magnetic | 150 | 150 |  | True | Ballast Efficiency | 81 | Exception 3 Met |  |  |  |  | Non Federally-Regulated | 08/26/2013 |  | 02/12/2020
Eaton (formerly Cooper Industries) | Streetworks | OVF40P****-CEC-* | Horizontal | Pulse-start - magnetic | 400 | 400 |  | True | Ballast Efficiency | 92 | [5 empty] | Non Federally-Regulated | 08/26/2013 |  | 02/12/2020
Eaton (formerly Cooper Industries) | Streetworks | ACN17P**5C*CEC-* | Vertical - Base Down | Pulse-start - magnetic | 175 | 175 |  | True | Ballast Efficiency | 90 | [5 empty] | Non Federally-Regulated | 08/26/2013 |  | 02/12/2020
Eaton (formerly Cooper Industries) | Streetworks | ANM40P****CEC* | Horizontal | Pulse-start - magnetic | 400 | 400 |  | True | Ballast Efficiency | 92 | [5 empty] | Non Federally-Regulated | 08/26/2013 |  | 02/12/2020
Eaton (formerly Cooper Industries) | McGraw | CLM-***-250-MP-***-AS*CEC-* | Vertical - Base Up | Pulse-start - magnetic | 250 | 250 |  | True | Ballast Efficiency | 90 | [5 empty] | Non Federally-Regulated | 08/26/2013 |  | 02/12/2020
Eaton (formerly Cooper Industries) | Streetworks | OVX25P****-CEC-* | Horizontal | Pulse-start - magnetic | 250 | 250 |  | True | Ballast Efficiency | 90 | [5 empty] | Non Federally-Regulated | 08/26/2013 |  | 02/12/2020
Eaton (formerly Cooper Industries) | Lumark | MPGB-****-400-*-CEC-* | Vertical - Base Up | Pulse-start - magnetic | 400 | 400 |  | False | Ballast Efficiency | 92 | [5 empty] | Non Federally-Regulated | 08/26/2013 |  | 02/12/2020
Eaton (formerly Cooper Industries) | McGraw | IMT-400-MP-***-CEC* | Horizontal | Pulse-start - magnetic | 400 | 400 |  | True | Ballast Efficiency | 92 | [5 empty] | Non Federally-Regulated | 08/26/2013 |  | 02/12/2020
Eaton (formerly Cooper Industries) | Streetworks | GPF*-200-MP-*62* | Horizontal | Pulse-start - magnetic | 200 | 200 |  | True | Relamping Rated Wattage | 88 |  |  |  | 200-215 watts |  | Non Federally-Regulated | 08/26/2013 |  | 02/12/2020
Eaton (formerly Cooper Industries) | Streetworks | CEL15P**SL* | Horizontal | Pulse-start - magnetic | 150 | 150 |  | True | Ballast Efficiency | 81 | Exception 3 Met |  |  |  |  | Non Federally-Regulated | 08/26/2013 |  | 02/12/2020
Eaton (formerly Cooper Industries) | Lumark | MPRL-**-*-150-* | Horizontal | Pulse-start - magnetic | 150 | 150 |  | True | Ballast Efficiency | 81 | Exception 3 Met |  |  |  |  | Non Federally-Regulated | 08/26/2013 |  | 02/12/2020
Eaton (formerly Cooper Industries) | Streetworks | CEL32P**2S* | Horizontal | Pulse-start - magnetic | 320 | 320 |  | True | Relamping Rated Wattage | 88 |  |  |  | 290-335 watts |  | Non Federally-Regulated | 08/26/2013 |  | 02/12/2020
Eaton (formerly Cooper Industries) | Streetworks | GR*17P**FT*CEC* | Horizontal | Pulse-start - magnetic | 175 | 175 |  | True | Ballast Efficiency | 90 | [5 empty] | Non Federally-Regulated | 08/26/2013 |  | 02/12/2020
Eaton (formerly Cooper Industries) | Ametrix | V*-LI-*1-P-400*-CEC* | Horizontal | Pulse-start - magnetic | 400 | 400 |  | False | Ballast Efficiency | 92 | [5 empty] | Non Federally-Regulated | 08/26/2013 |  | 02/12/2020
Eaton (formerly Cooper Industries) | McGraw | TLM-400-MP-***-3F-CEC-* | Horizontal | Pulse-start - magnetic | 400 | 400 |  | True | Ballast Efficiency | 92 | [5 empty] | Non Federally-Regulated | 08/26/2013 |  | 02/12/2020
Eaton (formerly Cooper Industries) | Streetworks | GM*40P**FT*CEC* | Horizontal | Pulse-start - magnetic | 400 | 400 |  | True | Ballast Efficiency | 92 | [5 empty] | Non Federally-Regulated | 08/26/2013 |  | 02/12/2020
Eaton (formerly Cooper Industries) | McGraw | AMF-*-150-MP-*43*-CEC-* | Vertical - Base Down | Pulse-start - magnetic | 150 | 150 |  | True | Ballast Efficiency | 81 | Exception 3 Met |  |  |  |  | Non Federally-Regulated | 08/26/2013 |  | 02/12/2020
Eaton (formerly Cooper Industries) | Streetworks | CML40P**AS*CEC* | Vertical - Base Up | Pulse-start - magnetic | 400 | 400 |  | True | Ballast Efficiency | 92 | [5 empty] | Non Federally-Regulated | 08/26/2013 |  | 02/12/2020
Eaton (formerly Cooper Industries) | Invue | VFM-K-250-MP-***-WF*CEC-* | Vertical - Base Down | Pulse-start - magnetic | 250 | 250 |  | True | Ballast Efficiency | 90 | [5 empty] | Non Federally-Regulated | 08/26/2013 |  | 02/12/2020
Eaton (formerly Cooper Industries) | McGraw | GS*-***-150-MP-***-3F* | Horizontal | Pulse-start - magnetic | 150 | 150 |  | True | Ballast Efficiency | 81 | Exception 3 Met |  |  |  |  | Non Federally-Regulated | 08/26/2013 |  | 02/12/2020
Eaton (formerly Cooper Industries) | Streetworks | CLB20PW*3C* | Vertical - Base Down | Pulse-start - magnetic | 200 | 200 |  | True | Relamping Rated Wattage | 88 |  |  |  | 200-215 watts |  | Non Federally-Regulated | 08/26/2013 |  | 02/12/2020
Eaton (formerly Cooper Industries) | McGraw | ARN-150-MP-*33* | Vertical - Base Down | Pulse-start - magnetic | 150 | 150 |  | True | Ballast Efficiency | 81 | Exception 3 Met |  |  |  |  | Non Federally-Regulated | 08/26/2013 |  | 02/12/2020
Eaton (formerly Cooper Industries) | Streetworks | MEL17P**5F*CEC-* | Horizontal | Pulse-start - magnetic | 175 | 175 |  | True | Ballast Efficiency | 90 | [5 empty] | Non Federally-Regulated | 08/26/2013 |  | 02/12/2020
Eaton (formerly Cooper Industries) | Invue | ECL-150-MP-***-SL* | Horizontal | Pulse-start - magnetic | 150 | 150 |  | True | Ballast Efficiency | 81 | Exception 3 Met |  |  |  |  | Non Federally-Regulated | 08/26/2013 |  | 02/12/2020
Eaton (formerly Cooper Industries) | Streetworks | TLU40P**SL*CEC-* | Horizontal | Pulse-start - magnetic | 400 | 400 |  | True | Ballast Efficiency | 92 | [5 empty] | Non Federally-Regulated | 08/26/2013 |  | 02/12/2020
Eaton (formerly Cooper Industries) | Streetworks | GM*17P**3V*CEC* | Vertical - Base Up | Pulse-start - magnetic | 250 | 250 |  | True | Ballast Efficiency | 90 | [5 empty] | Non Federally-Regulated | 08/26/2013 |  | 02/12/2020
Eaton (formerly Cooper Industries) | Streetworks | GPF25P***65*-CEC* | Horizontal | Pulse-start - magnetic | 250 | 250 |  | True | Ballast Efficiency | 90 | [5 empty] | Non Federally-Regulated | 08/26/2013 |  | 02/12/2020
Eaton (formerly Cooper Industries) | McGraw | AMF-*-250-MP-*55*-CEC-* | Horizontal | Pulse-start - magnetic | 250 | 250 |  | True | Ballast Efficiency | 90 | [5 empty] | Non Federally-Regulated | 08/26/2013 |  | 02/12/2020
Eaton (formerly Cooper Industries) | Streetworks | TMU32P**5F* | Horizontal | Pulse-start - magnetic | 320 | 320 |  | True | Relamping Rated Wattage | 88 |  |  |  | 290-335 watts |  | Non Federally-Regulated | 08/26/2013 |  | 02/12/2020
Eaton (formerly Cooper Industries) | McGraw | CIG-**200-MP* | Horizontal | Pulse-start - magnetic | 200 | 200 |  | True | Relamping Rated Wattage | 88 |  |  |  | 200-215 watts |  | Non Federally-Regulated | 08/26/2013 |  | 02/12/2020
Eaton (formerly Cooper Industries) | McGraw | GAT-150-MP-*55* | Vertical - Base Down | Pulse-start - magnetic | 150 | 150 |  | True | Ballast Efficiency | 81 | Exception 3 Met |  |  |  |  | Non Federally-Regulated | 08/26/2013 |  | 02/12/2020
Eaton (formerly Cooper Industries) | Lumark | MPMM-K-*-VF-320-* | Vertical - Base Down | Pulse-start - magnetic | 320 | 320 |  | True | Relamping Rated Wattage | 88 |  |  |  | 290-335 watts |  | Non Federally-Regulated | 08/26/2013 |  | 02/12/2020
Eaton (formerly Cooper Industries) | Streetworks | CAP32P* | Horizontal | Pulse-start - magnetic | 320 | 320 |  | True | Relamping Rated Wattage | 88 |  |  |  | 290-335 watts |  | Non Federally-Regulated | 08/26/2013 |  | 02/12/2020
Eaton (formerly Cooper Industries) | Lumark | MPTR-**-400-*-CEC-* | Horizontal | Pulse-start - magnetic | 400 | 400 |  | True | Ballast Efficiency | 92 | [5 empty] | Non Federally-Regulated | 08/26/2013 |  | 02/12/2020
Eaton (formerly Cooper Industries) | Streetworks | MEL25P**SL*CEC-* | Horizontal | Pulse-start - magnetic | 250 | 250 |  | True | Ballast Efficiency | 90 | [5 empty] | Non Federally-Regulated | 08/26/2013 |  | 02/12/2020
Eaton (formerly Cooper Industries) | Streetworks | TMU17P**3V*CEC-* | Vertical - Base Up | Pulse-start - magnetic | 175 | 175 |  | True | Ballast Efficiency | 90 | [5 empty] | Non Federally-Regulated | 08/26/2013 |  | 02/12/2020
Eaton (formerly Cooper Industries) | McGraw | CLM-***-250-MP-***-AR*CEC-* | Vertical - Base Up | Pulse-start - magnetic | 250 | 250 |  | True | Ballast Efficiency | 90 | [5 empty] | Non Federally-Regulated | 08/26/2013 |  | 02/12/2020
Eaton (formerly Cooper Industries) | McGraw | CLM-***-400-MP-***-3F*CEC-* | Horizontal | Pulse-start - magnetic | 400 | 400 |  | True | Ballast Efficiency | 92 | [5 empty] | Non Federally-Regulated | 08/26/2013 |  | 02/12/2020
Eaton (formerly Cooper Industries) | Streetworks | GM*32P**3F* | Horizontal | Pulse-start - magnetic | 320 | 320 |  | True | Relamping Rated Wattage | 88 |  |  |  | 290-335 watts |  | Non Federally-Regulated | 08/26/2013 |  | 02/12/2020
Eaton (formerly Cooper Industries) | McGraw | GS*-***-320-MP-***-3S* | Horizontal | Pulse-start - magnetic | 320 | 320 |  | True | Relamping Rated Wattage | 88 |  |  |  | 290-335 watts |  | Non Federally-Regulated | 08/26/2013 |  | 02/12/2020
Eaton (formerly Cooper Industries) | Lumark | MPXB-****-200-* | Vertical - Base Up | Pulse-start - magnetic | 200 | 200 |  | False | Relamping Rated Wattage | 88 |  |  |  | 200-215 watts |  | Non Federally-Regulated | 08/26/2013 |  | 02/12/2020
Eaton (formerly Cooper Industries) | Streetworks | GR*15P**-1D*CEC-* | Horizontal | Pulse-start - magnetic | 150 | 150 |  | True | Ballast Efficiency | 81 | Exception 3 Met |  |  |  |  | Non Federally-Regulated | 08/26/2013 |  | 02/12/2020
Eaton (formerly Cooper Industries) | Lumark | MPBE-**200* | Vertical - Base Up | Pulse-start - magnetic | 200 | 200 |  | False | Relamping Rated Wattage | 88 |  |  |  | 200-215 watts |  | Non Federally-Regulated | 08/26/2013 |  | 02/12/2020
Eaton (formerly Cooper Industries) | McGraw | TLM-400-MP-***-AR-CEC-* | Vertical - Base Up | Pulse-start - magnetic | 400 | 400 |  | True | Ballast Efficiency | 92 | [5 empty] | Non Federally-Regulated | 08/26/2013 |  | 02/12/2020
Eaton (formerly Cooper Industries) | Streetworks | TLU32P**SL*CEC-* | Horizontal | Pulse-start - magnetic | 320 | 320 |  | True | Relamping Rated Wattage | 88 |  |  |  | 290-335 watts |  | Non Federally-Regulated | 08/26/2013 |  | 02/12/2020
Eaton (formerly Cooper Industries) | Streetworks | TMU20P**5F* | Horizontal | Pulse-start - magnetic | 200 | 200 |  | True | Relamping Rated Wattage | 88 |  |  |  | 200-215 watts |  | Non Federally-Regulated | 08/26/2013 |  | 02/12/2020
Eaton (formerly Cooper Industries) | Invue | AEM-200-MP-* | Horizontal | Pulse-start - magnetic | 200 | 200 |  | True | Relamping Rated Wattage | 88 |  |  |  | 200-215 watts |  | Non Federally-Regulated | 08/26/2013 |  | 02/12/2020
Eaton (formerly Cooper Industries) | Invue | SDMX1-175-MP-***-CEC-* | Horizontal | Pulse-start - magnetic | 175 | 175 |  | True | Ballast Efficiency | 90 | [5 empty] | Non Federally-Regulated | 08/26/2013 |  | 02/12/2020
Eaton (formerly Cooper Industries) | McGraw | ZDS-**-200-MP-* | Horizontal | Pulse-start - magnetic | 200 | 200 |  | True | Relamping Rated Wattage | 88 |  |  |  | 200-215 watts |  | Non Federally-Regulated | 08/26/2013 |  | 02/12/2020
Eaton (formerly Cooper Industries) | Streetworks | CAS15P* | Horizontal | Pulse-start - magnetic | 150 | 150 |  | True | Ballast Efficiency | 81 | Exception 3 Met |  |  |  |  | Non Federally-Regulated | 08/26/2013 |  | 02/12/2020
Eaton (formerly Cooper Industries) | McGraw | GS*-***-250-MP-***-SL*CEC-* | Horizontal | Pulse-start - magnetic | 250 | 250 |  | True | Ballast Efficiency | 90 | [5 empty] | Non Federally-Regulated | 08/26/2013 |  | 02/12/2020
Eaton (formerly Cooper Industries) | Invue | ECL-320-MP-***-4S* | Horizontal | Pulse-start - magnetic | 320 | 320 |  | True | Relamping Rated Wattage | 88 |  |  |  | 290-335 watts |  | Non Federally-Regulated | 08/26/2013 |  | 02/12/2020
Eaton (formerly Cooper Industries) | Streetworks | LXT15P* | Vertical - Base Up | Pulse-start - magnetic | 150 | 150 |  | True | Ballast Efficiency | 81 | Exception 3 Met |  |  |  |  | Non Federally-Regulated | 08/26/2013 |  | 02/12/2020
Eaton (formerly Cooper Industries) | Streetworks | GR*40P**2D*CEC-* | Horizontal | Pulse-start - magnetic | 400 | 400 |  | True | Ballast Efficiency | 92 | [5 empty] | Non Federally-Regulated | 08/26/2013 |  | 02/12/2020
Eaton (formerly Cooper Industries) | Lumark | MPTR-**-320-* | Horizontal | Pulse-start - magnetic | 320 | 320 |  | True | Relamping Rated Wattage | 88 |  |  |  | 290-335 watts |  | Non Federally-Regulated | 08/26/2013 |  | 02/12/2020
Eaton (formerly Cooper Industries) | Streetworks | CLB32PW*3C*CEC-* | Vertical - Base Down | Pulse-start - magnetic | 320 | 320 |  | True | Relamping Rated Wattage | 88 |  |  |  | 290-335 watts |  | Non Federally-Regulated | 08/26/2013 |  | 02/12/2020
Eaton (formerly Cooper Industries) | McGraw | GAT-150-MP-*3C* | Vertical - Base Down | Pulse-start - magnetic | 150 | 150 |  | True | Ballast Efficiency | 81 | Exception 3 Met |  |  |  |  | Non Federally-Regulated | 08/26/2013 |  | 02/12/2020
Eaton (formerly Cooper Industries) | Streetworks | ACN15P**5C* | Vertical - Base Down | Pulse-start - magnetic | 150 | 150 |  | True | Ballast Efficiency | 81 | Exception 3 Met |  |  |  |  | Non Federally-Regulated | 08/26/2013 |  | 02/12/2020
Eaton (formerly Cooper Industries) | Streetworks | TLU25P**AS*CEC-* | Vertical - Base Up | Pulse-start - magnetic | 250 | 250 |  | True | Ballast Efficiency | 90 | [5 empty] | Non Federally-Regulated | 08/26/2013 |  | 02/12/2020
Eaton (formerly Cooper Industries) | McGraw | TLM-320-MP-***-AS* | Vertical - Base Up | Pulse-start - magnetic | 320 | 320 |  | True | Relamping Rated Wattage | 88 |  |  |  | 290-335 watts |  | Non Federally-Regulated | 08/26/2013 |  | 02/12/2020
Eaton (formerly Cooper Industries) | Streetworks | MEL40P**3R*CEC-* | Vertical - Base Up | Pulse-start - magnetic | 400 | 400 |  | True | Ballast Efficiency | 92 | [5 empty] | Non Federally-Regulated | 08/26/2013 |  | 02/12/2020
Eaton (formerly Cooper Industries) | Streetworks | ARC17P**5C*CEC-* | Vertical - Base Down | Pulse-start - magnetic | 175 | 175 |  | True | Ballast Efficiency | 90 | [5 empty] | Non Federally-Regulated | 08/26/2013 |  | 02/12/2020
Eaton (formerly Cooper Industries) | McGraw | GS*-***-400-MP-***-3V*CEC-* | Vertical - Base Up | Pulse-start - magnetic | 400 | 400 |  | True | Ballast Efficiency | 92 | [5 empty] | Non Federally-Regulated | 08/26/2013 |  | 02/12/2020
Eaton (formerly Cooper Industries) | Ametrix | S*-LI-*1-P-320*-CEC* | Horizontal | Pulse-start - magnetic | 320 | 320 |  | False | Ballast Efficiency | 92 | [5 empty] | Non Federally-Regulated | 08/26/2013 |  | 02/12/2020
Eaton (formerly Cooper Industries) | Invue | EXM-400-MP* | Horizontal | Pulse-start - magnetic | 400 | 400 |  | True | Ballast Efficiency | 92 | [5 empty] | Non Federally-Regulated | 08/26/2013 |  | 02/12/2020
Eaton (formerly Cooper Industries) | McGraw | TLL-250-MP-***-2F-CEC-* | Horizontal | Pulse-start - magnetic | 250 | 250 |  | True | Ballast Efficiency | 90 | [5 empty] | Non Federally-Regulated | 08/26/2013 |  | 02/12/2020
Eaton (formerly Cooper Industries) | Invue | VFM-K-200-MP-XX-NS* | Vertical - Base Down | Pulse-start - magnetic | 200 | 200 |  | True | Relamping Rated Wattage | 88 |  |  |  | 200-215 watts |  | Non Federally-Regulated | 08/26/2013 |  | 02/12/2020
Eaton (formerly Cooper Industries) | McGraw | TLM-250-MP-***-SL-CEC-* | Horizontal | Pulse-start - magnetic | 250 | 250 |  | True | Ballast Efficiency | 90 | [5 empty] | Non Federally-Regulated | 08/26/2013 |  | 02/12/2020
Eaton (formerly Cooper Industries) | Streetworks | CEL25P**3F*CEC-* | Horizontal | Pulse-start - magnetic | 250 | 250 |  | True | Ballast Efficiency | 90 | [5 empty] | Non Federally-Regulated | 08/26/2013 |  | 02/12/2020
Eaton (formerly Cooper Industries) | Streetworks | ZSG32P** | Horizontal | Pulse-start - magnetic | 320 | 320 |  | True | Relamping Rated Wattage | 88 |  |  |  | 290-335 watts |  | Non Federally-Regulated | 08/26/2013 |  | 02/12/2020
Eaton (formerly Cooper Industries) | Streetworks | GS*15P**5F*CEC* | Horizontal | Pulse-start - magnetic | 150 | 150 |  | True | Ballast Efficiency | 81 | Exception 3 Met |  |  |  |  | Non Federally-Regulated | 08/26/2013 |  | 02/12/2020
Eaton (formerly Cooper Industries) | Ametrix | V*-LO-*1-E-150* | Horizontal | Pulse-start - electronic | 150 | 150 |  | True | Ballast Efficiency | 90 | [5 empty] | Non Federally-Regulated | 08/26/2013 |  | 02/12/2020
Eaton (formerly Cooper Industries) | Streetworks | GM*17P**AR*CEC* | Vertical - Base Up | Pulse-start - magnetic | 250 | 250 |  | True | Ballast Efficiency | 90 | [5 empty] | Non Federally-Regulated | 08/26/2013 |  | 02/12/2020
Eaton (formerly Cooper Industries) | McGraw | TLM-175-MP-***-2S-CEC-* | Horizontal | Pulse-start - magnetic | 175 | 175 |  | True | Ballast Efficiency | 90 | [5 empty] | Non Federally-Regulated | 08/26/2013 |  | 02/12/2020
Eaton (formerly Cooper Industries) | Invue | ECL-320-MP-***-MA* | Vertical - Base Up | Pulse-start - magnetic | 320 | 320 |  | True | Relamping Rated Wattage | 88 |  |  |  | 290-335 watts |  | Non Federally-Regulated | 08/26/2013 |  | 02/12/2020
Eaton (formerly Cooper Industries) | Ametrix | R*-LI-*1-P-400*-CEC* | Horizontal | Pulse-start - magnetic | 400 | 400 |  | False | Ballast Efficiency | 92 | [5 empty] | Non Federally-Regulated | 08/26/2013 |  | 02/12/2020
Eaton (formerly Cooper Industries) | McGraw | IMT-200-MP* | Horizontal | Pulse-start - magnetic | 200 | 200 |  | True | Relamping Rated Wattage | 88 |  |  |  | 200-215 watts |  | Non Federally-Regulated | 08/26/2013 |  | 02/12/2020
Eaton (formerly Cooper Industries) | Invue | VFS-150-MP-***-HS | Horizontal | Pulse-start - magnetic | 150 | 150 |  | True | Ballast Efficiency | 81 | Exception 3 Met |  |  |  |  | Non Federally-Regulated | 08/26/2013 |  | 02/12/2020
Eaton (formerly Cooper Industries) | Streetworks | TMU25P**AS*CEC-* | Vertical - Base Up | Pulse-start - magnetic | 250 | 250 |  | True | Ballast Efficiency | 90 | [5 empty] | Non Federally-Regulated | 08/26/2013 |  | 02/12/2020
Eaton (formerly Cooper Industries) | Invue | VFM-K-250-MP-***-NF*CEC-* | Vertical - Base Down | Pulse-start - magnetic | 250 | 250 |  | True | Ballast Efficiency | 90 | [5 empty] | Non Federally-Regulated | 08/26/2013 |  | 02/12/2020
Eaton (formerly Cooper Industries) | Streetworks | ACN15P**33* | Vertical - Base Down | Pulse-start - magnetic | 150 | 150 |  | True | Ballast Efficiency | 81 | Exception 3 Met |  |  |  |  | Non Federally-Regulated | 08/26/2013 |  | 02/12/2020
Eaton (formerly Cooper Industries) | McGraw | TLL-250-MP-***-4F-CEC-* | Horizontal | Pulse-start - magnetic | 250 | 250 |  | True | Ballast Efficiency | 90 | [5 empty] | Non Federally-Regulated | 08/26/2013 |  | 02/12/2020
Eaton (formerly Cooper Industries) | Streetworks | GM*17P**3F*CEC* | Horizontal | Pulse-start - magnetic | 250 | 250 |  | True | Ballast Efficiency | 90 | [5 empty] | Non Federally-Regulated | 08/26/2013 |  | 02/12/2020
Eaton (formerly Cooper Industries) | Streetworks | CML32P**3S* | Horizontal | Pulse-start - magnetic | 320 | 320 |  | True | Relamping Rated Wattage | 88 |  |  |  | 290-335 watts |  | Non Federally-Regulated | 08/26/2013 |  | 02/12/2020
Eaton (formerly Cooper Industries) | McGraw | GS*-***-150-MP-***-2S* | Horizontal | Pulse-start - magnetic | 150 | 150 |  | True | Ballast Efficiency | 81 | Exception 3 Met |  |  |  |  | Non Federally-Regulated | 08/26/2013 |  | 02/12/2020
Eaton (formerly Cooper Industries) | Invue | EML-200-MP-***-5S* | Horizontal | Pulse-start - magnetic | 200 | 200 |  | True | Relamping Rated Wattage | 88 |  |  |  | 200-215 watts |  | Non Federally-Regulated | 08/26/2013 |  | 02/12/2020
Eaton (formerly Cooper Industries) | Streetworks | CEL32P**5F* | Horizontal | Pulse-start - magnetic | 320 | 320 |  | True | Relamping Rated Wattage | 88 |  |  |  | 290-335 watts |  | Non Federally-Regulated | 08/26/2013 |  | 02/12/2020
Eaton (formerly Cooper Industries) | Ametrix | S*-SI-*1-E-150* | Horizontal | Pulse-start - electronic | 150 | 150 |  | False | Ballast Efficiency | 90 | [5 empty] | Non Federally-Regulated | 08/26/2013 |  | 02/12/2020
Eaton (formerly Cooper Industries) | Streetworks | CML32P**2S* | Horizontal | Pulse-start - magnetic | 320 | 320 |  | True | Relamping Rated Wattage | 88 |  |  |  | 290-335 watts |  | Non Federally-Regulated | 08/26/2013 |  | 02/12/2020
Eaton (formerly Cooper Industries) | McGraw | GLC-175-MP-*3C*CEC* | Vertical - Base Down | Pulse-start - magnetic | 175 | 175 |  | True | Ballast Efficiency | 90 | [5 empty] | Non Federally-Regulated | 08/26/2013 |  | 02/12/2020
Eaton (formerly Cooper Industries) | Streetworks | GM*40P**RW*CEC* | Vertical - Base Up | Pulse-start - magnetic | 400 | 400 |  | True | Ballast Efficiency | 92 | [5 empty] | Non Federally-Regulated | 08/26/2013 |  | 02/12/2020
Eaton (formerly Cooper Industries) | Invue | EML-150-MP-***-4S* | Horizontal | Pulse-start - magnetic | 150 | 150 |  | True | Ballast Efficiency | 81 | Exception 3 Met |  |  |  |  | Non Federally-Regulated | 08/26/2013 |  | 02/12/2020
Eaton (formerly Cooper Industries) | Streetworks | MEL32P**5F* | Horizontal | Pulse-start - magnetic | 320 | 320 |  | True | Relamping Rated Wattage | 88 |  |  |  | 290-335 watts |  | Non Federally-Regulated | 08/26/2013 |  | 02/12/2020
Eaton (formerly Cooper Industries) | Streetworks | GPF15P***65* | Horizontal | Pulse-start - magnetic | 150 | 150 |  | True | Ballast Efficiency | 81 | Exception 3 Met |  |  |  |  | Non Federally-Regulated | 08/26/2013 |  | 02/12/2020
Eaton (formerly Cooper Industries) | Streetworks | CLB20PW*33* | Vertical - Base Down | Pulse-start - magnetic | 200 | 200 |  | True | Relamping Rated Wattage | 88 |  |  |  | 200-215 watts |  | Non Federally-Regulated | 08/26/2013 |  | 02/12/2020
Eaton (formerly Cooper Industries) | Streetworks | ZYD17P****-CEC-* | Horizontal | Pulse-start - magnetic | 175 | 175 |  | True | Ballast Efficiency | 90 | [5 empty] | Non Federally-Regulated | 08/26/2013 |  | 02/12/2020
Eaton (formerly Cooper Industries) | Streetworks | GPF25P***43*-CEC-* | Vertical - Base Down | Pulse-start - magnetic | 250 | 250 |  | True | Ballast Efficiency | 90 | [5 empty] | Non Federally-Regulated | 08/26/2013 |  | 02/12/2020
Eaton (formerly Cooper Industries) | Lumark | MPQF-*******-250-*-CEC-* | Horizontal | Pulse-start - magnetic | 250 | 250 |  | False | Ballast Efficiency | 90 | [5 empty] | Non Federally-Regulated | 08/26/2013 |  | 02/12/2020
Eaton (formerly Cooper Industries) | Streetworks | GPF40P***43*-CEC* | Vertical - Base Down | Pulse-start - magnetic | 400 | 400 |  | True | Ballast Efficiency | 92 | [5 empty] | Non Federally-Regulated | 08/26/2013 |  | 02/12/2020
Eaton (formerly Cooper Industries) | Ametrix | S*-LO-*1-E-150* | Horizontal | Pulse-start - electronic | 150 | 150 |  | True | Ballast Efficiency | 90 | [5 empty] | Non Federally-Regulated | 08/26/2013 |  | 02/12/2020
Eaton (formerly Cooper Industries) | Lumark | MPCS-150-*-CEC-* | Horizontal | Pulse-start - magnetic | 150 | 150 |  | True | Ballast Efficiency | 81 | Exception 3 Met |  |  |  |  | Non Federally-Regulated | 08/26/2013 |  | 02/12/2020
Eaton (formerly Cooper Industries) | Lumark | MPRB-****-200-* | Vertical - Base Up | Pulse-start - magnetic | 200 | 200 |  | False | Relamping Rated Wattage | 88 |  |  |  | 200-215 watts |  | Non Federally-Regulated | 08/26/2013 |  | 02/12/2020
Eaton (formerly Cooper Industries) | Invue | EML-200-MP-***-3S* | Horizontal | Pulse-start - magnetic | 200 | 200 |  | True | Relamping Rated Wattage | 88 |  |  |  | 200-215 watts |  | Non Federally-Regulated | 08/26/2013 |  | 02/12/2020
Eaton (formerly Cooper Industries) | Lumark | MPRC-**-*-150-* | Horizontal | Pulse-start - magnetic | 150 | 150 |  | True | Ballast Efficiency | 81 | Exception 3 Met |  |  |  |  | Non Federally-Regulated | 08/26/2013 |  | 02/12/2020
Eaton (formerly Cooper Industries) | Failsafe | MPFP-****-320* | Vertical - Base Up | Pulse-start - magnetic | 320 | 320 |  | False | Relamping Rated Wattage | 88 |  |  |  | 290-335 watts |  | Non Federally-Regulated | 08/26/2013 |  | 02/12/2020
Eaton (formerly Cooper Industries) | McGraw | TLM-150-MP-***-AS* | Vertical - Base Up | Pulse-start - magnetic | 150 | 150 |  | True | Ballast Efficiency | 81 | Exception 3 Met |  |  |  |  | Non Federally-Regulated | 08/26/2013 |  | 02/12/2020
Eaton (formerly Cooper Industries) | Streetworks | GPF15P***55* | Horizontal | Pulse-start - magnetic | 150 | 150 |  | True | Ballast Efficiency | 81 | Exception 3 Met |  |  |  |  | Non Federally-Regulated | 08/26/2013 |  | 02/12/2020
Eaton (formerly Cooper Industries) | Lumark | MPNK-*76-175-*CEC* | Vertical - Base Down | Pulse-start - magnetic | 175 | 175 |  | True | Ballast Efficiency | 90 | [5 empty] | Non Federally-Regulated | 08/26/2013 |  | 02/12/2020
Eaton (formerly Cooper Industries) | Lumark | XP40*-CEC | Horizontal | Pulse-start - magnetic | 400 | 400 |  | True | Ballast Efficiency | 92 | [5 empty] | Non Federally-Regulated | 08/26/2013 |  | 02/12/2020
Eaton (formerly Cooper Industries) | Lumark | MPVF-200* | Vertical - Base Up | Pulse-start - magnetic | 200 | 200 |  | False | Relamping Rated Wattage | 88 |  |  |  | 200-215 watts |  | Non Federally-Regulated | 08/26/2013 |  | 02/12/2020
Eaton (formerly Cooper Industries) | Ametrix | R*-LI-*1-E-315* | Horizontal | Pulse-start - electronic | 315 | 315 |  | False | Ballast Efficiency | 92 | [5 empty] | Non Federally-Regulated | 08/26/2013 |  | 02/12/2020
Eaton (formerly Cooper Industries) | McGraw | CLM-***-400-MP-***-3V*CEC-* | Vertical - Base Up | Pulse-start - magnetic | 400 | 400 |  | True | Ballast Efficiency | 92 | [5 empty] | Non Federally-Regulated | 08/26/2013 |  | 02/12/2020
Eaton (formerly Cooper Industries) | Lumark | MPSE-****-**-320-* | Vertical - Base Up | Pulse-start - magnetic | 320 | 320 |  | False | Relamping Rated Wattage | 88 |  |  |  | 290-335 watts |  | Non Federally-Regulated | 08/26/2013 |  | 02/12/2020
Eaton (formerly Cooper Industries) | Invue | VFM-K-400-MP-***-MF*CEC-* | Vertical - Base Down | Pulse-start - magnetic | 400 | 400 |  | True | Ballast Efficiency | 92 | [5 empty] | Non Federally-Regulated | 08/26/2013 |  | 02/12/2020
Eaton (formerly Cooper Industries) | Streetworks | WST15P** | Vertical - Base Down | Pulse-start - magnetic | 150 | 150 |  | True | Ballast Efficiency | 81 | Exception 3 Met |  |  |  |  | Non Federally-Regulated | 08/26/2013 |  | 02/12/2020
Eaton (formerly Cooper Industries) | Streetworks | GS*15P**4S*CEC* | Horizontal | Pulse-start - magnetic | 150 | 150 |  | True | Ballast Efficiency | 81 | Exception 3 Met |  |  |  |  | Non Federally-Regulated | 08/26/2013 |  | 02/12/2020
Eaton (formerly Cooper Industries) | Streetworks | TLU25P**3S*CEC-* | Horizontal | Pulse-start - magnetic | 250 | 250 |  | True | Ballast Efficiency | 90 | [5 empty] | Non Federally-Regulated | 08/26/2013 |  | 02/12/2020
Eaton (formerly Cooper Industries) | Streetworks | TMU40P**5F*CEC-* | Horizontal | Pulse-start - magnetic | 400 | 400 |  | True | Ballast Efficiency | 92 | [5 empty] | Non Federally-Regulated | 08/26/2013 |  | 02/12/2020
Eaton (formerly Cooper Industries) | Streetworks | MEL32P**5R* | Vertical - Base Up | Pulse-start - magnetic | 320 | 320 |  | True | Relamping Rated Wattage | 88 |  |  |  | 290-335 watts |  | Non Federally-Regulated | 08/26/2013 |  | 02/12/2020
Eaton (formerly Cooper Industries) | Ametrix | R*-XI-*-P-320-*-CEC* | Horizontal | Pulse-start - magnetic | 320 | 320 |  | False | Ballast Efficiency | 92 | [5 empty] | Non Federally-Regulated | 08/26/2013 |  | 02/12/2020
Eaton (formerly Cooper Industries) | Ametrix | S*-LI-*1-P-200* | Horizontal | Pulse-start - magnetic | 200 | 200 |  | False | Relamping Rated Wattage | 88 |  |  |  | 200-215 watts |  | Non Federally-Regulated | 08/26/2013 |  | 02/12/2020
Eaton (formerly Cooper Industries) | Streetworks | CEM15P**5R* | Vertical - Base Up | Pulse-start - magnetic | 150 | 150 |  | True | Ballast Efficiency | 81 | Exception 3 Met |  |  |  |  | Non Federally-Regulated | 08/26/2013 |  | 02/12/2020
Eaton (formerly Cooper Industries) | McGraw | CAA-320-MP-*5C* | Vertical - Base Down | Pulse-start - magnetic | 320 | 320 |  | True | Relamping Rated Wattage | 88 |  |  |  | 290-335 watts |  | Non Federally-Regulated | 08/26/2013 |  | 02/12/2020
Eaton (formerly Cooper Industries) | McGraw | TLL-400-MP-***-2S-CEC-* | Horizontal | Pulse-start - magnetic | 400 | 400 |  | True | Ballast Efficiency | 92 | [5 empty] | Non Federally-Regulated | 08/26/2013 |  | 02/12/2020
Eaton (formerly Cooper Industries) | McGraw | TLL-400-MP-***-3V-CEC-* | Vertical - Base Up | Pulse-start - magnetic | 400 | 400 |  | True | Ballast Efficiency | 92 | [5 empty] | Non Federally-Regulated | 08/26/2013 |  | 02/12/2020
Eaton (formerly Cooper Industries) | McGraw | MNC-150-MP** | Vertical - Base Down | Pulse-start - magnetic | 150 | 150 |  | True | Ballast Efficiency | 81 | Exception 3 Met |  |  |  |  | Non Federally-Regulated | 08/26/2013 |  | 02/12/2020
Eaton (formerly Cooper Industries) | Streetworks | TMU25P**4S*CEC-* | Horizontal | Pulse-start - magnetic | 250 | 250 |  | True | Ballast Efficiency | 90 | [5 empty] | Non Federally-Regulated | 08/26/2013 |  | 02/12/2020
Eaton (formerly Cooper Industries) | McGraw | AMF-*-400-MP-*76*-CEC-* | Vertical - Base Down | Pulse-start - magnetic | 400 | 400 |  | True | Ballast Efficiency | 92 | [5 empty] | Non Federally-Regulated | 08/26/2013 |  | 02/12/2020
Eaton (formerly Cooper Industries) | Streetworks | GM*40P**3V*CEC* | Vertical - Base Up | Pulse-start - magnetic | 400 | 400 |  | True | Ballast Efficiency | 92 | [5 empty] | Non Federally-Regulated | 08/26/2013 |  | 02/12/2020
Eaton (formerly Cooper Industries) | McGraw | GAR-320-MP-*55* | Vertical - Base Down | Pulse-start - magnetic | 320 | 320 |  | True | Relamping Rated Wattage | 88 |  |  |  | 290-335 watts |  | Non Federally-Regulated | 08/26/2013 |  | 02/12/2020
Eaton (formerly Cooper Industries) | Lumark | MPRY-**-*-400-*-CEC-* | Horizontal | Pulse-start - magnetic | 400 | 400 |  | True | Ballast Efficiency | 92 | [5 empty] | Non Federally-Regulated | 08/26/2013 |  | 02/12/2020
Eaton (formerly Cooper Industries) | Streetworks | CBS15P**5C* | Vertical - Base Down | Pulse-start - magnetic | 150 | 150 |  | True | Ballast Efficiency | 81 | Exception 3 Met |  |  |  |  | Non Federally-Regulated | 08/26/2013 |  | 02/12/2020
Eaton (formerly Cooper Industries) | McGraw | GAT-175-MP-*5C*CEC* | Vertical - Base Down | Pulse-start - magnetic | 175 | 175 |  | True | Ballast Efficiency | 90 | [5 empty] | Non Federally-Regulated | 08/26/2013 |  | 02/12/2020
Eaton (formerly Cooper Industries) | Streetworks | ACS17P**3C*CEC-* | Vertical - Base Down | Pulse-start - magnetic | 175 | 175 |  | True | Ballast Efficiency | 90 | [5 empty] | Non Federally-Regulated | 08/26/2013 |  | 02/12/2020
Eaton (formerly Cooper Industries) | Streetworks | GM*40P**5F*CEC* | Horizontal | Pulse-start - magnetic | 400 | 400 |  | True | Ballast Efficiency | 92 | [5 empty] | Non Federally-Regulated | 08/26/2013 |  | 02/12/2020
Eaton (formerly Cooper Industries) | McGraw | GLC-400-MP-*33*CEC* | Vertical - Base Down | Pulse-start - magnetic | 400 | 400 |  | True | Ballast Efficiency | 92 | [5 empty] | Non Federally-Regulated | 08/26/2013 |  | 02/12/2020
Eaton (formerly Cooper Industries) | Streetworks | GM*32P**3S* | Horizontal | Pulse-start - magnetic | 320 | 320 |  | True | Relamping Rated Wattage | 88 |  |  |  | 290-335 watts |  | Non Federally-Regulated | 08/26/2013 |  | 02/12/2020
Eaton (formerly Cooper Industries) | McGraw | GS*-***-150-MP-***-4S* | Horizontal | Pulse-start - magnetic | 150 | 150 |  | True | Ballast Efficiency | 81 | Exception 3 Met |  |  |  |  | Non Federally-Regulated | 08/26/2013 |  | 02/12/2020
Eaton (formerly Cooper Industries) | McGraw | CIL-**200-MP* | Horizontal | Pulse-start - magnetic | 200 | 200 |  | True | Relamping Rated Wattage | 88 |  |  |  | 200-215 watts |  | Non Federally-Regulated | 08/26/2013 |  | 02/12/2020
Eaton (formerly Cooper Industries) | Streetworks | ANE15P**55* | Vertical - Base Down | Pulse-start - magnetic | 150 | 150 |  | True | Ballast Efficiency | 81 | Exception 3 Met |  |  |  |  | Non Federally-Regulated | 08/26/2013 |  | 02/12/2020
Eaton (formerly Cooper Industries) | McGraw | GS*-***-250-MP-***-5F*CEC-* | Horizontal | Pulse-start - magnetic | 250 | 250 |  | True | Ballast Efficiency | 90 | [5 empty] | Non Federally-Regulated | 08/26/2013 |  | 02/12/2020
Eaton (formerly Cooper Industries) | Streetworks | CLB15P**55* | Vertical - Base Down | Pulse-start - magnetic | 150 | 150 |  | True | Ballast Efficiency | 81 | Exception 3 Met |  |  |  |  | Non Federally-Regulated | 08/26/2013 |  | 02/12/2020
Eaton (formerly Cooper Industries) | McGraw | CLM-***-400-MP-***-FT*CEC-* | Horizontal | Pulse-start - magnetic | 400 | 400 |  | True | Ballast Efficiency | 92 | [5 empty] | Non Federally-Regulated | 08/26/2013 |  | 02/12/2020
Eaton (formerly Cooper Industries) | McGraw | IMT-250-MP-***-CEC* | Horizontal | Pulse-start - magnetic | 250 | 250 |  | True | Ballast Efficiency | 90 | [5 empty] | Non Federally-Regulated | 08/26/2013 |  | 02/12/2020
Eaton (formerly Cooper Industries) | Invue | STM-150-MP-* | Horizontal | Pulse-start - magnetic | 150 | 150 |  | True | Ballast Efficiency | 81 | Exception 3 Met |  |  |  |  | Non Federally-Regulated | 08/26/2013 |  | 02/12/2020
Eaton (formerly Cooper Industries) | Streetworks | GM*32P**FT* | Horizontal | Pulse-start - magnetic | 320 | 320 |  | True | Relamping Rated Wattage | 88 |  |  |  | 290-335 watts |  | Non Federally-Regulated | 08/26/2013 |  | 02/12/2020
Eaton (formerly Cooper Industries) | Lumark | MPXB-****-400-*-CEC-* | Vertical - Base Up | Pulse-start - magnetic | 400 | 400 |  | False | Ballast Efficiency | 92 | [5 empty] | Non Federally-Regulated | 08/26/2013 |  | 02/12/2020
Eaton (formerly Cooper Industries) | Streetworks | CML25P**2S*CEC-* | Horizontal | Pulse-start - magnetic | 250 | 250 |  | True | Ballast Efficiency | 90 | [5 empty] | Non Federally-Regulated | 08/26/2013 |  | 02/12/2020
Eaton (formerly Cooper Industries) | Ametrix | R*-XI-*-P-400-*-CEC* | Horizontal | Pulse-start - magnetic | 400 | 400 |  | False | Ballast Efficiency | 92 | [5 empty] | Non Federally-Regulated | 08/26/2013 |  | 02/12/2020
Eaton (formerly Cooper Industries) | Streetworks | TLU25P**5S*CEC-* | Horizontal | Pulse-start - magnetic | 250 | 250 |  | True | Ballast Efficiency | 90 | [5 empty] | Non Federally-Regulated | 08/26/2013 |  | 02/12/2020
Eaton (formerly Cooper Industries) | Streetworks | TRU20P** | Horizontal | Pulse-start - magnetic | 200 | 200 |  | True | Relamping Rated Wattage | 88 |  |  |  | 200-215 watts |  | Non Federally-Regulated | 08/26/2013 |  | 02/12/2020
Eaton (formerly Cooper Industries) | Lumark | MPMM-*-VF*-400-*-CEC-* | Vertical - Base Down | Pulse-start - magnetic | 400 | 400 |  | True | Ballast Efficiency | 92 | [5 empty] | Non Federally-Regulated | 08/26/2013 |  | 02/12/2020
Eaton (formerly Cooper Industries) | Lumark | MPSG-****-**-400-*-CEC-* | Vertical - Base Up | Pulse-start - magnetic | 400 | 400 |  | False | Ballast Efficiency | 92 | [5 empty] | Non Federally-Regulated | 08/26/2013 |  | 02/12/2020
Eaton (formerly Cooper Industries) | McGraw | GAR-320-MP-*5C* | Vertical - Base Down | Pulse-start - magnetic | 320 | 320 |  | True | Relamping Rated Wattage | 88 |  |  |  | 290-335 watts |  | Non Federally-Regulated | 08/26/2013 |  | 02/12/2020
Eaton (formerly Cooper Industries) | McGraw | TLL-400-MP-***-4V-CEC-* | Vertical - Base Up | Pulse-start - magnetic | 400 | 400 |  | True | Ballast Efficiency | 92 | [5 empty] | Non Federally-Regulated | 08/26/2013 |  | 02/12/2020
Eaton (formerly Cooper Industries) | Invue | ICM-150-MP-* | Horizontal | Pulse-start - magnetic | 150 | 150 |  | True | Ballast Efficiency | 81 | Exception 3 Met |  |  |  |  | Non Federally-Regulated | 08/26/2013 |  | 02/12/2020
Eaton (formerly Cooper Industries) | McGraw | IMC-175-MP-***-CEC* | Horizontal | Pulse-start - magnetic | 175 | 175 |  | True | Ballast Efficiency | 90 | [5 empty] | Non Federally-Regulated | 08/26/2013 |  | 02/12/2020
Eaton (formerly Cooper Industries) | McGraw | CSP-**150-MP* | Horizontal | Pulse-start - magnetic | 150 | 150 |  | True | Ballast Efficiency | 81 | Exception 3 Met |  |  |  |  | Non Federally-Regulated | 08/26/2013 |  | 02/12/2020
Eaton (formerly Cooper Industries) | Streetworks | TMU15P**AS* | Vertical - Base Up | Pulse-start - magnetic | 150 | 150 |  | True | Ballast Efficiency | 81 | Exception 3 Met |  |  |  |  | Non Federally-Regulated | 08/26/2013 |  | 02/12/2020
Eaton (formerly Cooper Industries) | Streetworks | TMU20P**SL* | Horizontal | Pulse-start - magnetic | 200 | 200 |  | True | Relamping Rated Wattage | 88 |  |  |  | 200-215 watts |  | Non Federally-Regulated | 08/26/2013 |  | 02/12/2020
Eaton (formerly Cooper Industries) | Streetworks | CLB40PW*55-*CEC-* | Vertical - Base Down | Pulse-start - magnetic | 400 | 400 |  | True | Ballast Efficiency | 92 | [5 empty] | Non Federally-Regulated | 08/26/2013 |  | 02/12/2020
Eaton (formerly Cooper Industries) | McGraw | AMF-*-200-MP-*44* | Vertical - Base Down | Pulse-start - magnetic | 200 | 200 |  | True | Relamping Rated Wattage | 88 |  |  |  | 200-215 watts |  | Non Federally-Regulated | 08/26/2013 |  | 02/12/2020
Eaton (formerly Cooper Industries) | Streetworks | GPF20P***12* | Vertical - Base Down | Pulse-start - magnetic | 200 | 200 |  | True | Relamping Rated Wattage | 88 |  |  |  | 200-215 watts |  | Non Federally-Regulated | 08/26/2013 |  | 02/12/2020
Eaton (formerly Cooper Industries) | Streetworks | CEL40P**3R*CEC-* | Vertical - Base Up | Pulse-start - magnetic | 400 | 400 |  | True | Ballast Efficiency | 92 | [5 empty] | Non Federally-Regulated | 08/26/2013 |  | 02/12/2020
Eaton (formerly Cooper Industries) | McGraw | TLL-250-MP-***-5F-CEC-* | Horizontal | Pulse-start - magnetic | 250 | 250 |  | True | Ballast Efficiency | 90 | [5 empty] | Non Federally-Regulated | 08/26/2013 |  | 02/12/2020
Eaton (formerly Cooper Industries) | McGraw | CLM-***-320-MP-***-SL* | Horizontal | Pulse-start - magnetic | 320 | 320 |  | True | Relamping Rated Wattage | 88 |  |  |  | 290-335 watts |  | Non Federally-Regulated | 08/26/2013 |  | 02/12/2020
Eaton (formerly Cooper Industries) | Invue | VFM-K-400-MP-***-NF*CEC-* | Vertical - Base Down | Pulse-start - magnetic | 400 | 400 |  | True | Ballast Efficiency | 92 | [5 empty] | Non Federally-Regulated | 08/26/2013 |  | 02/12/2020
Eaton (formerly Cooper Industries) | Streetworks | ACN40PW*3C-*CEC-* | Vertical - Base Down | Pulse-start - magnetic | 400 | 400 |  | True | Ballast Efficiency | 92 | [5 empty] | Non Federally-Regulated | 08/26/2013 |  | 02/12/2020
Eaton (formerly Cooper Industries) | McGraw | TLM-150-MP-***-4F* | Horizontal | Pulse-start - magnetic | 150 | 150 |  | True | Ballast Efficiency | 81 | Exception 3 Met |  |  |  |  | Non Federally-Regulated | 08/26/2013 |  | 02/12/2020
Eaton (formerly Cooper Industries) | Invue | VFM-K-320-MP-***-WF*CEC-* | Vertical - Base Down | Pulse-start - magnetic | 320 | 320 |  | True | Relamping Rated Wattage | 88 |  |  |  | 290-335 watts |  | Non Federally-Regulated | 08/26/2013 |  | 02/12/2020
Eaton (formerly Cooper Industries) | Invue | VFM-K-320-MP-***-MF*CEC-* | Vertical - Base Down | Pulse-start - magnetic | 320 | 320 |  | True | Relamping Rated Wattage | 88 |  |  |  | 290-335 watts |  | Non Federally-Regulated | 08/26/2013 |  | 02/12/2020
Eaton (formerly Cooper Industries) | Streetworks | UTD15P* | Horizontal | Pulse-start - magnetic | 150 | 150 |  | True | Ballast Efficiency | 81 | Exception 3 Met |  |  |  |  | Non Federally-Regulated | 08/26/2013 |  | 02/12/2020
Eaton (formerly Cooper Industries) | Streetworks | TMU32P**SL* | Horizontal | Pulse-start - magnetic | 320 | 320 |  | True | Relamping Rated Wattage | 88 |  |  |  | 290-335 watts |  | Non Federally-Regulated | 08/26/2013 |  | 02/12/2020
Eaton (formerly Cooper Industries) | Streetworks | MEL15P**MA* | Vertical - Base Up | Pulse-start - magnetic | 150 | 150 |  | True | Ballast Efficiency | 81 | Exception 3 Met |  |  |  |  | Non Federally-Regulated | 08/26/2013 |  | 02/12/2020
Eaton (formerly Cooper Industries) | Invue | VFM-K-200-MP-XX-MF* | Vertical - Base Down | Pulse-start - magnetic | 200 | 200 |  | True | Relamping Rated Wattage | 88 |  |  |  | 200-215 watts |  | Non Federally-Regulated | 08/26/2013 |  | 02/12/2020
Eaton (formerly Cooper Industries) | Streetworks | ZAG15P** | Horizontal | Pulse-start - magnetic | 150 | 150 |  | True | Ballast Efficiency | 81 | Exception 3 Met |  |  |  |  | Non Federally-Regulated | 08/26/2013 |  | 02/12/2020
Eaton (formerly Cooper Industries) | McGraw | ZDL-**-250-MP-*****-CEC-* | Horizontal | Pulse-start - magnetic | 250 | 250 |  | True | Ballast Efficiency | 90 | [5 empty] | Non Federally-Regulated | 08/26/2013 |  | 02/12/2020
Eaton (formerly Cooper Industries) | McGraw | GAT-175-MP-*55*CEC* | Vertical - Base Down | Pulse-start - magnetic | 175 | 175 |  | True | Ballast Efficiency | 90 | [5 empty] | Non Federally-Regulated | 08/26/2013 |  | 02/12/2020
Eaton (formerly Cooper Industries) | Ametrix | R*-LO-*1-P-175*-CEC* | Horizontal | Pulse-start - magnetic | 175 | 175 |  | True | Ballast Efficiency | 90 | [5 empty] | Non Federally-Regulated | 08/26/2013 |  | 02/12/2020
Eaton (formerly Cooper Industries) | Streetworks | CML32P**3F* | Horizontal | Pulse-start - magnetic | 320 | 320 |  | True | Relamping Rated Wattage | 88 |  |  |  | 290-335 watts |  | Non Federally-Regulated | 08/26/2013 |  | 02/12/2020
Eaton (formerly Cooper Industries) | Streetworks | WST25P****-*-CEC-* | Vertical - Base Down | Pulse-start - magnetic | 250 | 250 |  | True | Ballast Efficiency | 90 | [5 empty] | Non Federally-Regulated | 08/26/2013 |  | 02/12/2020
Eaton (formerly Cooper Industries) | Streetworks | GM*17P**SL*CEC* | Horizontal | Pulse-start - magnetic | 250 | 250 |  | True | Ballast Efficiency | 90 | [5 empty] | Non Federally-Regulated | 08/26/2013 |  | 02/12/2020
Eaton (formerly Cooper Industries) | Streetworks | TMU32P**3S* | Horizontal | Pulse-start - magnetic | 320 | 320 |  | True | Relamping Rated Wattage | 88 |  |  |  | 290-335 watts |  | Non Federally-Regulated | 08/26/2013 |  | 02/12/2020
Eaton (formerly Cooper Industries) | Streetworks | GPF20P***43* | Vertical - Base Down | Pulse-start - magnetic | 200 | 200 |  | True | Relamping Rated Wattage | 88 |  |  |  | 200-215 watts |  | Non Federally-Regulated | 08/26/2013 |  | 02/12/2020
Eaton (formerly Cooper Industries) | Streetworks | TMU32P**AR* | Vertical - Base Up | Pulse-start - magnetic | 320 | 320 |  | True | Relamping Rated Wattage | 88 |  |  |  | 290-335 watts |  | Non Federally-Regulated | 08/26/2013 |  | 02/12/2020
Eaton (formerly Cooper Industries) | Streetworks | GPF32P***44* | Vertical - Base Down | Pulse-start - magnetic | 320 | 320 |  | True | Relamping Rated Wattage | 88 |  |  |  | 290-335 watts |  | Non Federally-Regulated | 08/26/2013 |  | 02/12/2020
Eaton (formerly Cooper Industries) | Streetworks | ZAD40P****-CEC-* | Horizontal | Pulse-start - magnetic | 400 | 400 |  | True | Ballast Efficiency | 92 | [5 empty] | Non Federally-Regulated | 08/26/2013 |  | 02/12/2020
Eaton (formerly Cooper Industries) | Streetworks | MEL15P**3R* | Vertical - Base Up | Pulse-start - magnetic | 150 | 150 |  | True | Ballast Efficiency | 81 | Exception 3 Met |  |  |  |  | Non Federally-Regulated | 08/26/2013 |  | 02/12/2020
Eaton (formerly Cooper Industries) | Streetworks | TLU25P**SL*CEC-* | Horizontal | Pulse-start - magnetic | 250 | 250 |  | True | Ballast Efficiency | 90 | [5 empty] | Non Federally-Regulated | 08/26/2013 |  | 02/12/2020
Eaton (formerly Cooper Industries) | Lumark | MPEB-****-**-*-250-*-CEC-* | Vertical - Base Up | Pulse-start - magnetic | 250 | 250 |  | False | Ballast Efficiency | 90 | [5 empty] | Non Federally-Regulated | 08/26/2013 |  | 02/12/2020
Eaton (formerly Cooper Industries) | Streetworks | MEM15P**2S* | Horizontal | Pulse-start - magnetic | 150 | 150 |  | True | Ballast Efficiency | 81 | Exception 3 Met |  |  |  |  | Non Federally-Regulated | 08/26/2013 |  | 02/12/2020
Eaton (formerly Cooper Industries) | McGraw | GAR-175-MP-*33*CEC* | Vertical - Base Down | Pulse-start - magnetic | 175 | 175 |  | True | Ballast Efficiency | 90 | [5 empty] | Non Federally-Regulated | 08/26/2013 |  | 02/12/2020
Eaton (formerly Cooper Industries) | Streetworks | GR*32P**AS* | Vertical - Base Up | Pulse-start - magnetic | 320 | 320 |  | True | Relamping Rated Wattage | 88 |  |  |  | 290-335 watts |  | Non Federally-Regulated | 08/26/2013 |  | 02/12/2020
Eaton (formerly Cooper Industries) | Streetworks | CBS32P*3C* | Vertical - Base Down | Pulse-start - magnetic | 320 | 320 |  | True | Relamping Rated Wattage | 88 |  |  |  | 290-335 watts |  | Non Federally-Regulated | 08/26/2013 |  | 02/12/2020
Eaton (formerly Cooper Industries) | McGraw | BKG-150-MP** | Vertical - Base Down | Pulse-start - magnetic | 150 | 150 |  | True | Ballast Efficiency | 81 | Exception 3 Met |  |  |  |  | Non Federally-Regulated | 08/26/2013 |  | 02/12/2020
Eaton (formerly Cooper Industries) | Invue | VFM-K-175-MP-***-NS*CEC-* | Vertical - Base Down | Pulse-start - magnetic | 175 | 175 |  | True | Ballast Efficiency | 90 | [5 empty] | Non Federally-Regulated | 08/26/2013 |  | 02/12/2020
Eaton (formerly Cooper Industries) | McGraw | CAR-175-MP-*3C*CEC* | Vertical - Base Down | Pulse-start - magnetic | 175 | 175 |  | True | Ballast Efficiency | 90 | [5 empty] | Non Federally-Regulated | 08/26/2013 |  | 02/12/2020
Eaton (formerly Cooper Industries) | Streetworks | GPF32P***43* | Vertical - Base Down | Pulse-start - magnetic | 320 | 320 |  | True | Relamping Rated Wattage | 88 |  |  |  | 290-335 watts |  | Non Federally-Regulated | 08/26/2013 |  | 02/12/2020
Eaton (formerly Cooper Industries) | McGraw | TRD-175-MP***CEC* | Horizontal | Pulse-start - magnetic | 175 | 175 |  | True | Ballast Efficiency | 90 | [5 empty] | Non Federally-Regulated | 08/26/2013 |  | 02/12/2020
Eaton (formerly Cooper Industries) | Ametrix | R*-LI-*1-P-250*-CEC* | Horizontal | Pulse-start - magnetic | 250 | 250 |  | False | Ballast Efficiency | 90 | [5 empty] | Non Federally-Regulated | 08/26/2013 |  | 02/12/2020
Eaton (formerly Cooper Industries) | Streetworks | GR*40P**FT*CEC* | Horizontal | Pulse-start - magnetic | 400 | 400 |  | True | Ballast Efficiency | 92 | [5 empty] | Non Federally-Regulated | 08/26/2013 |  | 02/12/2020
Eaton (formerly Cooper Industries) | Lumark | MPMX-400-*-CEC-* | Vertical - Base Up | Pulse-start - magnetic | 400 | 400 |  | True | Ballast Efficiency | 92 | [5 empty] | Non Federally-Regulated | 08/26/2013 |  | 02/12/2020
Eaton (formerly Cooper Industries) | Lumark | MPRY-**-*-200-*-CEC-* | Horizontal | Pulse-start - magnetic | 200 | 200 |  | True | Relamping Rated Wattage | 88 |  |  |  | 200-215 watts |  | Non Federally-Regulated | 08/26/2013 |  | 02/12/2020
Eaton (formerly Cooper Industries) | Invue | VXM-200-MP-* | Horizontal | Pulse-start - magnetic | 200 | 200 |  | True | Relamping Rated Wattage | 88 |  |  |  | 200-215 watts |  | Non Federally-Regulated | 08/26/2013 |  | 02/12/2020
Eaton (formerly Cooper Industries) | McGraw | GS*-***-320-MP-***-AS* | Vertical - Base Up | Pulse-start - magnetic | 320 | 320 |  | True | Relamping Rated Wattage | 88 |  |  |  | 290-335 watts |  | Non Federally-Regulated | 08/26/2013 |  | 02/12/2020
Eaton (formerly Cooper Industries) | McGraw | IMT-175-MP-***-CEC* | Horizontal | Pulse-start - magnetic | 175 | 175 |  | True | Ballast Efficiency | 90 | [5 empty] | Non Federally-Regulated | 08/26/2013 |  | 02/12/2020
Eaton (formerly Cooper Industries) | Streetworks | ADM232P** | Horizontal | Pulse-start - magnetic | 320 | 320 |  | True | Relamping Rated Wattage | 88 |  |  |  | 290-335 watts |  | Non Federally-Regulated | 08/26/2013 |  | 02/12/2020
Eaton (formerly Cooper Industries) | McGraw | GS*-***-400-MP-***-2F*CEC-* | Horizontal | Pulse-start - magnetic | 400 | 400 |  | True | Ballast Efficiency | 92 | [5 empty] | Non Federally-Regulated | 08/26/2013 |  | 02/12/2020
Eaton (formerly Cooper Industries) | Lumark | MPTR-**-200-* | Horizontal | Pulse-start - magnetic | 200 | 200 |  | True | Relamping Rated Wattage | 88 |  |  |  | 200-215 watts |  | Non Federally-Regulated | 08/26/2013 |  | 02/12/2020
Quality Sourcing Services, Inc. | Quality Sourcing Services, Inc. | HB11P400QC22OL | Vertical - Base Up | Pulse-start - magnetic | 400 | 400 |  | True | Relamping Rated Wattage | 88 |  |  |  | 336-500 watts | True | Non Federally-Regulated | 12/11/2012 |  | 04/22/2020
Quality Sourcing Services, Inc. | Quality Sourcing Services, Inc. | HB11P320QC16OL | Vertical - Base Up | Pulse-start - magnetic | 320 | 320 |  | True | Relamping Rated Wattage | 88 |  |  |  | 336-500 watts | True | Non Federally-Regulated | 12/11/2012 |  | 04/22/2020
Quality Sourcing Services, Inc. | Quality Sourcing Services, Inc. | FL70P250QLSF | Vertical - Base Down | Pulse-start - magnetic | 250 | 250 |  | True | Relamping Rated Wattage | 88 |  |  |  | 336-500 watts | True | Non Federally-Regulated | 12/11/2012 |  | 04/22/2020
Quality Sourcing Services, Inc. | Quality Sourcing Services, Inc. | LB40OP250ELC22 | Vertical - Base Up | Pulse-start - magnetic | 250 | 250 |  | True | Relamping Rated Wattage | 88 |  |  |  | 336-500 watts | True | Non Federally-Regulated | 12/11/2012 |  | 04/22/2020
Quality Sourcing Services, Inc. | Quality Sourcing Services, Inc. | FL705P400QLEM6R | Vertical - Base Down | Pulse-start - magnetic | 400 | 400 |  | True | Relamping Rated Wattage | 88 |  |  |  | 336-500 watts | True | Non Federally-Regulated | 12/11/2012 |  | 04/22/2020
Quality Sourcing Services, Inc. | Quality Sourcing Services, Inc. | FL65P320QL | Horizontal | Pulse-start - magnetic | 320 | 320 |  | True | Relamping Rated Wattage | 88 |  |  |  | 336-500 watts | True | Non Federally-Regulated | 12/11/2012 |  | 04/22/2020
Quality Sourcing Services, Inc. | Quality Sourcing Services, Inc. | LB20P250QC22DL | Vertical - Base Up | Pulse-start - magnetic | 250 | 250 |  | True | Relamping Rated Wattage | 88 |  |  |  | 336-500 watts | True | Non Federally-Regulated | 12/11/2012 |  | 04/22/2020
Quality Sourcing Services, Inc. | Quality Sourcing Services, Inc. | WP25P400480L | Horizontal | Pulse-start - magnetic | 400 | 400 |  | True | Relamping Rated Wattage | 88 |  |  |  | 336-500 watts | True | Non Federally-Regulated | 12/11/2012 |  | 04/22/2020
Quality Sourcing Services, Inc. | Quality Sourcing Services, Inc. | FL70P320QLBR | Vertical - Base Down | Pulse-start - magnetic | 320 | 320 |  | True | Relamping Rated Wattage | 88 |  |  |  | 336-500 watts | True | Non Federally-Regulated | 12/11/2012 |  | 04/22/2020
Quality Sourcing Services, Inc. | Quality Sourcing Services, Inc. | AL70CP400QL | Horizontal | Pulse-start - magnetic | 400 | 400 |  | True | Relamping Rated Wattage | 88 |  |  |  | 336-500 watts | True | Non Federally-Regulated | 12/11/2012 |  | 04/22/2020
Quality Sourcing Services, Inc. | Quality Sourcing Services, Inc. | LB20P250QC16OL | Vertical - Base Up | Pulse-start - magnetic | 250 | 250 |  | True | Relamping Rated Wattage | 88 |  |  |  | 336-500 watts | True | Non Federally-Regulated | 12/11/2012 |  | 04/22/2020
Quality Sourcing Services, Inc. | Quality Sourcing Services, Inc. | EB21P400QR22DL | Vertical - Base Up | Pulse-start - magnetic | 400 | 400 |  | True | Relamping Rated Wattage | 88 |  |  |  | 336-500 watts | True | Non Federally-Regulated | 12/11/2012 |  | 04/22/2020
Quality Sourcing Services, Inc. | Quality Sourcing Services, Inc. | FA203P250QL | Vertical - Base Down | Pulse-start - magnetic | 250 | 250 |  | True | Relamping Rated Wattage | 88 |  |  |  | 336-500 watts | True | Non Federally-Regulated | 12/11/2012 |  | 04/22/2020
Quality Sourcing Services, Inc. | Quality Sourcing Services, Inc. | FL90P400QLSF | Vertical - Base Down | Pulse-start - magnetic | 400 | 400 |  | True | Relamping Rated Wattage | 88 |  |  |  | 336-500 watts | True | Non Federally-Regulated | 12/11/2012 |  | 04/22/2020
Quality Sourcing Services, Inc. | Quality Sourcing Services, Inc. | LB20P400QR22DLW | Vertical - Base Up | Pulse-start - magnetic | 400 | 400 |  | True | Relamping Rated Wattage | 88 |  |  |  | 336-500 watts | True | Non Federally-Regulated | 12/11/2012 |  | 04/22/2020
Quality Sourcing Services, Inc. | Quality Sourcing Services, Inc. | EH22P250QLM16GL | Vertical - Base Up | Pulse-start - magnetic | 250 | 250 |  | True | Relamping Rated Wattage | 88 |  |  |  | 336-500 watts | True | Non Federally-Regulated | 12/11/2012 |  | 04/22/2020
Quality Sourcing Services, Inc. | Quality Sourcing Services, Inc. | LB20P250QR16OL | Vertical - Base Up | Pulse-start - magnetic | 250 | 250 |  | True | Relamping Rated Wattage | 88 |  |  |  | 336-500 watts | True | Non Federally-Regulated | 12/11/2012 |  | 04/22/2020
Quality Sourcing Services, Inc. | Quality Sourcing Services, Inc. | EB21P400QOLWG1U | Vertical - Base Up | Pulse-start - magnetic | 400 | 400 |  | True | Relamping Rated Wattage | 88 |  |  |  | 336-500 watts | True | Non Federally-Regulated | 12/11/2012 |  | 04/22/2020
Quality Sourcing Services, Inc. | Quality Sourcing Services, Inc. | EB21P250QR22DL | Vertical - Base Up | Pulse-start - magnetic | 250 | 250 |  | True | Relamping Rated Wattage | 88 |  |  |  | 336-500 watts | True | Non Federally-Regulated | 12/11/2012 |  | 04/22/2020
Quality Sourcing Services, Inc. | Quality Sourcing Services, Inc. | HB11P250QC22OL | Vertical - Base Up | Pulse-start - magnetic | 250 | 250 |  | True | Relamping Rated Wattage | 88 |  |  |  | 336-500 watts | True | Non Federally-Regulated | 12/11/2012 |  | 04/22/2020
Quality Sourcing Services, Inc. | Quality Sourcing Services, Inc. | EB21P400QR22GL | Vertical - Base Up | Pulse-start - magnetic | 400 | 400 |  | True | Relamping Rated Wattage | 88 |  |  |  | 336-500 watts | True | Non Federally-Regulated | 12/11/2012 |  | 04/22/2020
Quality Sourcing Services, Inc. | Quality Sourcing Services, Inc. | FL70P250QLBR | Vertical - Base Down | Pulse-start - magnetic | 250 | 250 |  | True | Relamping Rated Wattage | 88 |  |  |  | 336-500 watts | True | Non Federally-Regulated | 12/11/2012 |  | 04/22/2020
Quality Sourcing Services, Inc. | Quality Sourcing Services, Inc. | WPC25P320QL | Horizontal | Pulse-start - magnetic | 320 | 320 |  | True | Relamping Rated Wattage | 88 |  |  |  | 336-500 watts | True | Non Federally-Regulated | 12/11/2012 |  | 04/22/2020
Quality Sourcing Services, Inc. | Quality Sourcing Services, Inc. | HB51P450480F22 | Vertical - Base Up | Pulse-start - magnetic | 450 | 450 |  | True | Relamping Rated Wattage | 88 |  |  |  | 336-500 watts | True | Non Federally-Regulated | 12/11/2012 |  | 04/22/2020
Quality Sourcing Services, Inc. | Quality Sourcing Services, Inc. | FL90P400QL | Vertical - Base Down | Pulse-start - magnetic | 400 | 400 |  | True | Relamping Rated Wattage | 88 |  |  |  | 336-500 watts | True | Non Federally-Regulated | 12/11/2012 |  | 04/22/2020
Quality Sourcing Services, Inc. | Quality Sourcing Services, Inc. | PF50P250QMGL | Vertical - Base Down | Pulse-start - magnetic | 250 | 250 |  | True | Relamping Rated Wattage | 88 |  |  |  | 336-500 watts | True | Non Federally-Regulated | 12/11/2012 |  | 04/22/2020
Quality Sourcing Services, Inc. | Quality Sourcing Services, Inc. | EB21P400QR220L | Vertical - Base Up | Pulse-start - magnetic | 400 | 400 |  | True | Relamping Rated Wattage | 88 |  |  |  | 336-500 watts | True | Non Federally-Regulated | 12/11/2012 |  | 04/22/2020
Quality Sourcing Services, Inc. | Quality Sourcing Services, Inc. | WP20P250QLB | Horizontal | Pulse-start - magnetic | 250 | 250 |  | True | Relamping Rated Wattage | 88 |  |  |  | 336-500 watts | True | Non Federally-Regulated | 12/11/2012 |  | 04/22/2020
Quality Sourcing Services, Inc. | Quality Sourcing Services, Inc. | FL70P400QLBR | Vertical - Base Down | Pulse-start - magnetic | 400 | 400 |  | True | Relamping Rated Wattage | 88 |  |  |  | 336-500 watts | True | Non Federally-Regulated | 12/11/2012 |  | 04/22/2020
Quality Sourcing Services, Inc. | Quality Sourcing Services, Inc. | HB11P400Q | Vertical - Base Up | Pulse-start - magnetic | 400 | 400 |  | True | Relamping Rated Wattage | 88 |  |  |  | 336-500 watts | True | Non Federally-Regulated | 12/11/2012 |  | 04/22/2020
Quality Sourcing Services, Inc. | Quality Sourcing Services, Inc. | EB21P250QC22OL | Vertical - Base Up | Pulse-start - magnetic | 250 | 250 |  | True | Relamping Rated Wattage | 88 |  |  |  | 336-500 watts | True | Non Federally-Regulated | 12/11/2012 |  | 04/22/2020
Quality Sourcing Services, Inc. | Quality Sourcing Services, Inc. | FL70P350QLEM10 | Vertical - Base Down | Pulse-start - magnetic | 350 | 350 |  | True | Relamping Rated Wattage | 88 |  |  |  | 336-500 watts | True | Non Federally-Regulated | 12/11/2012 |  | 04/22/2020
Quality Sourcing Services, Inc. | Quality Sourcing Services, Inc. | WH20P250QL | Horizontal | Pulse-start - magnetic | 250 | 250 |  | True | Relamping Rated Wattage | 88 |  |  |  | 336-500 watts | True | Non Federally-Regulated | 12/11/2012 |  | 04/22/2020
Quality Sourcing Services, Inc. | Quality Sourcing Services, Inc. | HB11P400QC22DL | Vertical - Base Up | Pulse-start - magnetic | 400 | 400 |  | True | Relamping Rated Wattage | 88 |  |  |  | 336-500 watts | True | Non Federally-Regulated | 12/11/2012 |  | 04/22/2020
Quality Sourcing Services, Inc. | Quality Sourcing Services, Inc. | FL70FP250QLAM | Vertical - Base Down | Pulse-start - magnetic | 250 | 250 |  | True | Relamping Rated Wattage | 88 |  |  |  | 336-500 watts | True | Non Federally-Regulated | 12/11/2012 |  | 04/22/2020
Quality Sourcing Services, Inc. | Quality Sourcing Services, Inc. | FL70WP320QLEM6 | Vertical - Base Down | Pulse-start - magnetic | 320 | 320 |  | True | Relamping Rated Wattage | 88 |  |  |  | 336-500 watts | True | Non Federally-Regulated | 12/11/2012 |  | 04/22/2020
Quality Sourcing Services, Inc. | Quality Sourcing Services, Inc. | FL65P250QLLY | Horizontal | Pulse-start - magnetic | 250 | 250 |  | True | Relamping Rated Wattage | 88 |  |  |  | 336-500 watts | True | Non Federally-Regulated | 12/11/2012 |  | 04/22/2020
Quality Sourcing Services, Inc. | Quality Sourcing Services, Inc. | WP20P250QL | Horizontal | Pulse-start - magnetic | 250 | 250 |  | True | Relamping Rated Wattage | 88 |  |  |  | 336-500 watts | True | Non Federally-Regulated | 12/11/2012 |  | 04/22/2020
Quality Sourcing Services, Inc. | Quality Sourcing Services, Inc. | WPS40P400QL | Horizontal | Pulse-start - magnetic | 400 | 400 |  | True | Relamping Rated Wattage | 88 |  |  |  | 336-500 watts | True | Non Federally-Regulated | 12/11/2012 |  | 04/22/2020
Quality Sourcing Services, Inc. | Quality Sourcing Services, Inc. | EB31P400QO | Vertical - Base Up | Pulse-start - magnetic | 400 | 400 |  | True | Relamping Rated Wattage | 88 |  |  |  | 336-500 watts | True | Non Federally-Regulated | 12/11/2012 |  | 04/22/2020
Quality Sourcing Services, Inc. | Quality Sourcing Services, Inc. | HB11P400QL | Vertical - Base Up | Pulse-start - magnetic | 400 | 400 |  | True | Relamping Rated Wattage | 88 |  |  |  | 336-500 watts | True | Non Federally-Regulated | 12/11/2012 |  | 04/22/2020
Quality Sourcing Services, Inc. | Quality Sourcing Services, Inc. | WP25P250QLB | Horizontal | Pulse-start - magnetic | 250 | 250 |  | True | Relamping Rated Wattage | 88 |  |  |  | 336-500 watts | True | Non Federally-Regulated | 12/11/2012 |  | 04/22/2020
Quality Sourcing Services, Inc. | Quality Sourcing Services, Inc. | FL70P400480LLY | Vertical - Base Down | Pulse-start - magnetic | 400 | 400 |  | True | Relamping Rated Wattage | 88 |  |  |  | 336-500 watts | True | Non Federally-Regulated | 12/11/2012 |  | 04/22/2020
Quality Sourcing Services, Inc. | Quality Sourcing Services, Inc. | EB21P250QR22OL | Vertical - Base Up | Pulse-start - magnetic | 250 | 250 |  | True | Relamping Rated Wattage | 88 |  |  |  | 336-500 watts | True | Non Federally-Regulated | 12/11/2012 |  | 04/22/2020
Quality Sourcing Services, Inc. | Quality Sourcing Services, Inc. | FL70P250480LEM1 | Vertical - Base Down | Pulse-start - magnetic | 250 | 250 |  | True | Relamping Rated Wattage | 88 |  |  |  | 336-500 watts | True | Non Federally-Regulated | 12/11/2012 |  | 04/22/2020
Quality Sourcing Services, Inc. | Quality Sourcing Services, Inc. | EB31P400480LWG | Vertical - Base Up | Pulse-start - magnetic | 400 | 400 |  | True | Relamping Rated Wattage | 88 |  |  |  | 336-500 watts | True | Non Federally-Regulated | 12/11/2012 |  | 04/22/2020
Quality Sourcing Services, Inc. | Quality Sourcing Services, Inc. | LB20P250QLAC16 | Vertical - Base Up | Pulse-start - magnetic | 250 | 250 |  | True | Relamping Rated Wattage | 88 |  |  |  | 336-500 watts | True | Non Federally-Regulated | 12/11/2012 |  | 04/22/2020
Quality Sourcing Services, Inc. | Quality Sourcing Services, Inc. | FL70FP400QLBR | Vertical - Base Down | Pulse-start - magnetic | 400 | 400 |  | True | Relamping Rated Wattage | 88 |  |  |  | 336-500 watts | True | Non Federally-Regulated | 12/11/2012 |  | 04/22/2020
Quality Sourcing Services, Inc. | Quality Sourcing Services, Inc. | FL705P250QLSFB | Vertical - Base Down | Pulse-start - magnetic | 250 | 250 |  | True | Relamping Rated Wattage | 88 |  |  |  | 336-500 watts | True | Non Federally-Regulated | 12/11/2012 |  | 04/22/2020
Quality Sourcing Services, Inc. | Quality Sourcing Services, Inc. | FA203P250QLA6 | Vertical - Base Down | Pulse-start - magnetic | 250 | 250 |  | True | Relamping Rated Wattage | 88 |  |  |  | 336-500 watts | True | Non Federally-Regulated | 12/11/2012 |  | 04/22/2020
Quality Sourcing Services, Inc. | Quality Sourcing Services, Inc. | FL90P400480L | Vertical - Base Down | Pulse-start - magnetic | 400 | 400 |  | True | Relamping Rated Wattage | 88 |  |  |  | 336-500 watts | True | Non Federally-Regulated | 12/11/2012 |  | 04/22/2020
Quality Sourcing Services, Inc. | Quality Sourcing Services, Inc. | FL90P400ELBR | Vertical - Base Down | Pulse-start - magnetic | 400 | 400 |  | True | Relamping Rated Wattage | 88 |  |  |  | 336-500 watts | True | Non Federally-Regulated | 12/11/2012 |  | 04/22/2020
Quality Sourcing Services, Inc. | Quality Sourcing Services, Inc. | FL65P400QSY | Horizontal | Pulse-start - magnetic | 400 | 400 |  | True | Relamping Rated Wattage | 88 |  |  |  | 336-500 watts | True | Non Federally-Regulated | 12/11/2012 |  | 04/22/2020
Quality Sourcing Services, Inc. | Quality Sourcing Services, Inc. | FA302P400QL | Vertical - Base Down | Pulse-start - magnetic | 400 | 400 |  | True | Relamping Rated Wattage | 88 |  |  |  | 336-500 watts | True | Non Federally-Regulated | 12/11/2012 |  | 04/22/2020
Quality Sourcing Services, Inc. | Quality Sourcing Services, Inc. | CP80P320QL | Horizontal | Pulse-start - magnetic | 320 | 320 |  | True | Relamping Rated Wattage | 88 |  |  |  | 336-500 watts | True | Non Federally-Regulated | 12/11/2012 |  | 04/22/2020
Quality Sourcing Services, Inc. | Quality Sourcing Services, Inc. | FL90P250480LSF | Vertical - Base Down | Pulse-start - magnetic | 250 | 250 |  | True | Relamping Rated Wattage | 88 |  |  |  | 336-500 watts | True | Non Federally-Regulated | 12/11/2012 |  | 04/22/2020
Quality Sourcing Services, Inc. | Quality Sourcing Services, Inc. | FL90P400QLEM6 | Vertical - Base Down | Pulse-start - magnetic | 400 | 400 |  | True | Relamping Rated Wattage | 88 |  |  |  | 336-500 watts | True | Non Federally-Regulated | 12/11/2012 |  | 04/22/2020
Quality Sourcing Services, Inc. | Quality Sourcing Services, Inc. | FL70P400QLSFB | Vertical - Base Down | Pulse-start - magnetic | 400 | 400 |  | True | Relamping Rated Wattage | 88 |  |  |  | 336-500 watts | True | Non Federally-Regulated | 12/11/2012 |  | 04/22/2020
Quality Sourcing Services, Inc. | Quality Sourcing Services, Inc. | FL70P400QLSFW | Vertical - Base Down | Pulse-start - magnetic | 400 | 400 |  | True | Relamping Rated Wattage | 88 |  |  |  | 336-500 watts | True | Non Federally-Regulated | 12/11/2012 |  | 04/22/2020
Quality Sourcing Services, Inc. | Quality Sourcing Services, Inc. | FL70P350QLBR | Vertical - Base Down | Pulse-start - magnetic | 350 | 350 |  | True | Relamping Rated Wattage | 88 |  |  |  | 336-500 watts | True | Non Federally-Regulated | 12/11/2012 |  | 04/22/2020
Quality Sourcing Services, Inc. | Quality Sourcing Services, Inc. | FL70FP400QL | Vertical - Base Down | Pulse-start - magnetic | 400 | 400 |  | True | Relamping Rated Wattage | 88 |  |  |  | 336-500 watts | True | Non Federally-Regulated | 12/11/2012 |  | 04/22/2020
Quality Sourcing Services, Inc. | Quality Sourcing Services, Inc. | CP80P250QL | Horizontal | Pulse-start - magnetic | 250 | 250 |  | True | Relamping Rated Wattage | 88 |  |  |  | 336-500 watts | True | Non Federally-Regulated | 12/11/2012 |  | 04/22/2020
Quality Sourcing Services, Inc. | Quality Sourcing Services, Inc. | HB11P250QC22DL | Vertical - Base Up | Pulse-start - magnetic | 250 | 250 |  | True | Relamping Rated Wattage | 88 |  |  |  | 336-500 watts | True | Non Federally-Regulated | 12/11/2012 |  | 04/22/2020
Quality Sourcing Services, Inc. | Quality Sourcing Services, Inc. | FL70WP400480LSF | Vertical - Base Down | Pulse-start - magnetic | 400 | 400 |  | True | Relamping Rated Wattage | 88 |  |  |  | 336-500 watts | True | Non Federally-Regulated | 12/11/2012 |  | 04/22/2020
Quality Sourcing Services, Inc. | Quality Sourcing Services, Inc. | HB11P320QC22OL | Vertical - Base Up | Pulse-start - magnetic | 320 | 320 |  | True | Relamping Rated Wattage | 88 |  |  |  | 336-500 watts | True | Non Federally-Regulated | 12/11/2012 |  | 04/22/2020
Quality Sourcing Services, Inc. | Quality Sourcing Services, Inc. | LB20P32048R22DL | Vertical - Base Up | Pulse-start - magnetic | 320 | 320 |  | True | Relamping Rated Wattage | 88 |  |  |  | 336-500 watts | True | Non Federally-Regulated | 12/11/2012 |  | 04/22/2020
Quality Sourcing Services, Inc. | Quality Sourcing Services, Inc. | FL70P250QLSFB | Vertical - Base Down | Pulse-start - magnetic | 250 | 250 |  | True | Relamping Rated Wattage | 88 |  |  |  | 336-500 watts | True | Non Federally-Regulated | 12/11/2012 |  | 04/22/2020
Quality Sourcing Services, Inc. | Quality Sourcing Services, Inc. | AL73P400QLEM10 | Horizontal | Pulse-start - magnetic | 400 | 400 |  | True | Relamping Rated Wattage | 88 |  |  |  | 336-500 watts | True | Non Federally-Regulated | 12/11/2012 |  | 04/22/2020
Quality Sourcing Services, Inc. | Quality Sourcing Services, Inc. | HB11P250Q | Vertical - Base Up | Pulse-start - magnetic | 250 | 250 |  | True | Relamping Rated Wattage | 88 |  |  |  | 336-500 watts | True | Non Federally-Regulated | 12/11/2012 |  | 04/22/2020
Quality Sourcing Services, Inc. | Quality Sourcing Services, Inc. | FA30S4P400QLA10 | Vertical - Base Down | Pulse-start - magnetic | 400 | 400 |  | True | Relamping Rated Wattage | 88 |  |  |  | 336-500 watts | True | Non Federally-Regulated | 12/11/2012 |  | 04/22/2020
Quality Sourcing Services, Inc. | Quality Sourcing Services, Inc. | HB11P320480L | Vertical - Base Up | Pulse-start - magnetic | 320 | 320 |  | True | Relamping Rated Wattage | 88 |  |  |  | 336-500 watts | True | Non Federally-Regulated | 12/11/2012 |  | 04/22/2020
Quality Sourcing Services, Inc. | Quality Sourcing Services, Inc. | WP25P320QL | Horizontal | Pulse-start - magnetic | 320 | 320 |  | True | Relamping Rated Wattage | 88 |  |  |  | 336-500 watts | True | Non Federally-Regulated | 12/11/2012 |  | 04/22/2020
Quality Sourcing Services, Inc. | Quality Sourcing Services, Inc. | FL65P400QLSFX | Horizontal | Pulse-start - magnetic | 400 | 400 |  | True | Relamping Rated Wattage | 88 |  |  |  | 336-500 watts | True | Non Federally-Regulated | 12/11/2012 |  | 04/22/2020
Quality Sourcing Services, Inc. | Quality Sourcing Services, Inc. | HB11P250QR16GL | Vertical - Base Up | Pulse-start - magnetic | 250 | 250 |  | True | Relamping Rated Wattage | 88 |  |  |  | 336-500 watts | True | Non Federally-Regulated | 12/11/2012 |  | 04/22/2020
Quality Sourcing Services, Inc. | Quality Sourcing Services, Inc. | WP25P250QLW | Horizontal | Pulse-start - magnetic | 250 | 250 |  | True | Relamping Rated Wattage | 88 |  |  |  | 336-500 watts | True | Non Federally-Regulated | 12/11/2012 |  | 04/22/2020
Quality Sourcing Services, Inc. | Quality Sourcing Services, Inc. | HB11P400QC22CL | Vertical - Base Up | Pulse-start - magnetic | 400 | 400 |  | True | Relamping Rated Wattage | 88 |  |  |  | 336-500 watts | True | Non Federally-Regulated | 12/11/2012 |  | 04/22/2020
Quality Sourcing Services, Inc. | Quality Sourcing Services, Inc. | AD40CP320Q | Horizontal | Pulse-start - magnetic | 320 | 320 |  | True | Relamping Rated Wattage | 88 |  |  |  | 336-500 watts | True | Non Federally-Regulated | 12/11/2012 |  | 04/22/2020
Quality Sourcing Services, Inc. | Quality Sourcing Services, Inc. | FL70P320480LBR | Vertical - Base Down | Pulse-start - magnetic | 320 | 320 |  | True | Relamping Rated Wattage | 88 |  |  |  | 336-500 watts | True | Non Federally-Regulated | 12/11/2012 |  | 04/22/2020
Quality Sourcing Services, Inc. | Quality Sourcing Services, Inc. | EB31P320QR22L | Vertical - Base Up | Pulse-start - magnetic | 320 | 320 |  | True | Relamping Rated Wattage | 88 |  |  |  | 336-500 watts | True | Non Federally-Regulated | 12/11/2012 |  | 04/22/2020
Quality Sourcing Services, Inc. | Quality Sourcing Services, Inc. | EB21P400QC22L | Vertical - Base Up | Pulse-start - magnetic | 400 | 400 |  | True | Relamping Rated Wattage | 88 |  |  |  | 336-500 watts | True | Non Federally-Regulated | 12/11/2012 |  | 04/22/2020
Quality Sourcing Services, Inc. | Quality Sourcing Services, Inc. | WP25P400QLW | Horizontal | Pulse-start - magnetic | 400 | 400 |  | True | Relamping Rated Wattage | 88 |  |  |  | 336-500 watts | True | Non Federally-Regulated | 12/11/2012 |  | 04/22/2020
Quality Sourcing Services, Inc. | Quality Sourcing Services, Inc. | FL65P320QLSF | Horizontal | Pulse-start - magnetic | 320 | 320 |  | True | Relamping Rated Wattage | 88 |  |  |  | 336-500 watts | True | Non Federally-Regulated | 12/11/2012 |  | 04/22/2020
Quality Sourcing Services, Inc. | Quality Sourcing Services, Inc. | WPS40P400480L | Horizontal | Pulse-start - magnetic | 400 | 400 |  | True | Relamping Rated Wattage | 88 |  |  |  | 336-500 watts | True | Non Federally-Regulated | 12/11/2012 |  | 04/22/2020
Quality Sourcing Services, Inc. | Quality Sourcing Services, Inc. | HB11P400QR22OL | Vertical - Base Up | Pulse-start - magnetic | 400 | 400 |  | True | Relamping Rated Wattage | 88 |  |  |  | 336-500 watts | True | Non Federally-Regulated | 12/11/2012 |  | 04/22/2020
Quality Sourcing Services, Inc. | Quality Sourcing Services, Inc. | EB21P250QR16OL | Vertical - Base Up | Pulse-start - magnetic | 250 | 250 |  | True | Relamping Rated Wattage | 88 |  |  |  | 336-500 watts | True | Non Federally-Regulated | 12/11/2012 |  | 04/22/2020
Quality Sourcing Services, Inc. | Quality Sourcing Services, Inc. | FL70WP250QLBR | Vertical - Base Down | Pulse-start - magnetic | 250 | 250 |  | True | Relamping Rated Wattage | 88 |  |  |  | 336-500 watts | True | Non Federally-Regulated | 12/11/2012 |  | 04/22/2020
Quality Sourcing Services, Inc. | Quality Sourcing Services, Inc. | FL70P400480LSFB | Vertical - Base Down | Pulse-start - magnetic | 400 | 400 |  | True | Relamping Rated Wattage | 88 |  |  |  | 336-500 watts | True | Non Federally-Regulated | 12/11/2012 |  | 04/22/2020
Quality Sourcing Services, Inc. | Quality Sourcing Services, Inc. | AD405P400QL | Horizontal | Pulse-start - magnetic | 400 | 400 |  | True | Relamping Rated Wattage | 88 |  |  |  | 336-500 watts | True | Non Federally-Regulated | 12/11/2012 |  | 04/22/2020
Quality Sourcing Services, Inc. | Quality Sourcing Services, Inc. | FL70P250QLEM10 | Vertical - Base Down | Pulse-start - magnetic | 250 | 250 |  | True | Relamping Rated Wattage | 88 |  |  |  | 336-500 watts | True | Non Federally-Regulated | 12/11/2012 |  | 04/22/2020
Quality Sourcing Services, Inc. | LumaPro | 4GWH1 | Horizontal | Pulse-start - magnetic | 250 | 250 |  | True | Relamping Rated Wattage | 88 |  |  |  | 336-500 watts | True | Non Federally-Regulated | 12/11/2012 |  | 04/22/2020
Quality Sourcing Services, Inc. | Quality Sourcing Services, Inc. | FL70P250QLSFW | Vertical - Base Down | Pulse-start - magnetic | 250 | 250 |  | True | Relamping Rated Wattage | 88 |  |  |  | 336-500 watts | True | Non Federally-Regulated | 12/11/2012 |  | 04/22/2020
Quality Sourcing Services, Inc. | Quality Sourcing Services, Inc. | LB20P250QR22DL | Vertical - Base Up | Pulse-start - magnetic | 250 | 250 |  | True | Relamping Rated Wattage | 88 |  |  |  | 336-500 watts | True | Non Federally-Regulated | 12/11/2012 |  | 04/22/2020
Quality Sourcing Services, Inc. | Quality Sourcing Services, Inc. | FL70P400QLSF | Vertical - Base Down | Pulse-start - magnetic | 400 | 400 |  | True | Relamping Rated Wattage | 88 |  |  |  | 336-500 watts | True | Non Federally-Regulated | 12/11/2012 |  | 04/22/2020
Quality Sourcing Services, Inc. | Quality Sourcing Services, Inc. | FL65P400QLLY | Horizontal | Pulse-start - magnetic | 400 | 400 |  | True | Relamping Rated Wattage | 88 |  |  |  | 336-500 watts | True | Non Federally-Regulated | 12/11/2012 |  | 04/22/2020
Quality Sourcing Services, Inc. | Quality Sourcing Services, Inc. | AD40WP350QL | Horizontal | Pulse-start - magnetic | 350 | 350 |  | True | Relamping Rated Wattage | 88 |  |  |  | 336-500 watts | True | Non Federally-Regulated | 12/11/2012 |  | 04/22/2020
Quality Sourcing Services, Inc. | Quality Sourcing Services, Inc. | EB21P250QR16L | Vertical - Base Up | Pulse-start - magnetic | 250 | 250 |  | True | Relamping Rated Wattage | 88 |  |  |  | 336-500 watts | True | Non Federally-Regulated | 12/11/2012 |  | 04/22/2020
Quality Sourcing Services, Inc. | Quality Sourcing Services, Inc. | FL705P400QLEM6 | Vertical - Base Down | Pulse-start - magnetic | 400 | 400 |  | True | Relamping Rated Wattage | 88 |  |  |  | 336-500 watts | True | Non Federally-Regulated | 12/11/2012 |  | 04/22/2020
Quality Sourcing Services, Inc. | Quality Sourcing Services, Inc. | HB11P40048R16OL | Vertical - Base Up | Pulse-start - magnetic | 400 | 400 |  | True | Relamping Rated Wattage | 88 |  |  |  | 336-500 watts | True | Non Federally-Regulated | 12/11/2012 |  | 04/22/2020
Quality Sourcing Services, Inc. | Quality Sourcing Services, Inc. | WPA25P400QLWH | Horizontal | Pulse-start - magnetic | 400 | 400 |  | True | Relamping Rated Wattage | 88 |  |  |  | 336-500 watts | True | Non Federally-Regulated | 12/11/2012 |  | 04/22/2020
Quality Sourcing Services, Inc. | Quality Sourcing Services, Inc. | GB4P400Q | Horizontal | Pulse-start - magnetic | 400 | 400 |  | True | Relamping Rated Wattage | 88 |  |  |  | 336-500 watts | True | Non Federally-Regulated | 12/11/2012 |  | 04/22/2020
Quality Sourcing Services, Inc. | Quality Sourcing Services, Inc. | WPC25P400QLW | Horizontal | Pulse-start - magnetic | 400 | 400 |  | True | Relamping Rated Wattage | 88 |  |  |  | 336-500 watts | True | Non Federally-Regulated | 12/11/2012 |  | 04/22/2020
Quality Sourcing Services, Inc. | Quality Sourcing Services, Inc. | HB11P400QR16OL | Vertical - Base Up | Pulse-start - magnetic | 400 | 400 |  | True | Relamping Rated Wattage | 88 |  |  |  | 336-500 watts | True | Non Federally-Regulated | 12/11/2012 |  | 04/22/2020
Quality Sourcing Services, Inc. | Quality Sourcing Services, Inc. | KH40P400QL | Horizontal | Pulse-start - magnetic | 400 | 400 |  | True | Relamping Rated Wattage | 88 |  |  |  | 336-500 watts | True | Non Federally-Regulated | 12/11/2012 |  | 04/22/2020
Quality Sourcing Services, Inc. | Quality Sourcing Services, Inc. | WH25P250QL | Horizontal | Pulse-start - magnetic | 250 | 250 |  | True | Relamping Rated Wattage | 88 |  |  |  | 336-500 watts | True | Non Federally-Regulated | 12/11/2012 |  | 04/22/2020
Quality Sourcing Services, Inc. | Quality Sourcing Services, Inc. | AL74P250QLEM6 | Vertical - Base Down | Pulse-start - magnetic | 250 | 250 |  | True | Relamping Rated Wattage | 88 |  |  |  | 336-500 watts | True | Non Federally-Regulated | 12/11/2012 |  | 04/22/2020
Quality Sourcing Services, Inc. | Quality Sourcing Services, Inc. | FL70P400QLBRW | Vertical - Base Down | Pulse-start - magnetic | 400 | 400 |  | True | Relamping Rated Wattage | 88 |  |  |  | 336-500 watts | True | Non Federally-Regulated | 12/11/2012 |  | 04/22/2020
Quality Sourcing Services, Inc. | Quality Sourcing Services, Inc. | AL73P400QL | Horizontal | Pulse-start - magnetic | 400 | 400 |  | True | Relamping Rated Wattage | 88 |  |  |  | 336-500 watts | True | Non Federally-Regulated | 12/11/2012 |  | 04/22/2020
Quality Sourcing Services, Inc. | Quality Sourcing Services, Inc. | EB21P400QR16DL | Vertical - Base Up | Pulse-start - magnetic | 400 | 400 |  | True | Relamping Rated Wattage | 88 |  |  |  | 336-500 watts | True | Non Federally-Regulated | 12/11/2012 |  | 04/22/2020
Quality Sourcing Services, Inc. | Quality Sourcing Services, Inc. | FL65P400480LSY | Horizontal | Pulse-start - magnetic | 400 | 400 |  | True | Relamping Rated Wattage | 88 |  |  |  | 336-500 watts | True | Non Federally-Regulated | 12/11/2012 |  | 04/22/2020
Quality Sourcing Services, Inc. | Quality Sourcing Services, Inc. | FL65P350QL | Horizontal | Pulse-start - magnetic | 350 | 350 |  | True | Relamping Rated Wattage | 88 |  |  |  | 336-500 watts | True | Non Federally-Regulated | 12/11/2012 |  | 04/22/2020
Quality Sourcing Services, Inc. | Quality Sourcing Services, Inc. | FA20N3P250QLA6 | Vertical - Base Down | Pulse-start - magnetic | 250 | 250 |  | True | Relamping Rated Wattage | 88 |  |  |  | 336-500 watts | True | Non Federally-Regulated | 12/11/2012 |  | 04/22/2020
Quality Sourcing Services, Inc. | Quality Sourcing Services, Inc. | EB21P400QR16L | Vertical - Base Up | Pulse-start - magnetic | 400 | 400 |  | True | Relamping Rated Wattage | 88 |  |  |  | 336-500 watts | True | Non Federally-Regulated | 12/11/2012 |  | 04/22/2020
Quality Sourcing Services, Inc. | Quality Sourcing Services, Inc. | LB20P250QWR16CL | Vertical - Base Up | Pulse-start - magnetic | 250 | 250 |  | True | Relamping Rated Wattage | 88 |  |  |  | 336-500 watts | True | Non Federally-Regulated | 12/11/2012 |  | 04/22/2020
Quality Sourcing Services, Inc. | Quality Sourcing Services, Inc. | FL70P250QLBRB | Vertical - Base Down | Pulse-start - magnetic | 250 | 250 |  | True | Relamping Rated Wattage | 88 |  |  |  | 336-500 watts | True | Non Federally-Regulated | 12/11/2012 |  | 04/22/2020
Quality Sourcing Services, Inc. | Quality Sourcing Services, Inc. | LB20P320480L | Vertical - Base Up | Pulse-start - magnetic | 320 | 320 |  | True | Relamping Rated Wattage | 88 |  |  |  | 336-500 watts | True | Non Federally-Regulated | 12/11/2012 |  | 04/22/2020
Quality Sourcing Services, Inc. | Quality Sourcing Services, Inc. | FL70P250ELBR | Vertical - Base Down | Pulse-start - magnetic | 250 | 250 |  | True | Relamping Rated Wattage | 88 |  |  |  | 336-500 watts | True | Non Federally-Regulated | 12/11/2012 |  | 04/22/2020
Quality Sourcing Services, Inc. | Quality Sourcing Services, Inc. | HB11P250QR22DL | Vertical - Base Up | Pulse-start - magnetic | 250 | 250 |  | True | Relamping Rated Wattage | 88 |  |  |  | 336-500 watts | True | Non Federally-Regulated | 12/11/2012 |  | 04/22/2020
Quality Sourcing Services, Inc. | Quality Sourcing Services, Inc. | LB20P25048R16DL | Vertical - Base Up | Pulse-start - magnetic | 250 | 250 |  | True | Relamping Rated Wattage | 88 |  |  |  | 336-500 watts | True | Non Federally-Regulated | 12/11/2012 |  | 04/22/2020
Quality Sourcing Services, Inc. | Quality Sourcing Services, Inc. | EB21P400QC16DL | Vertical - Base Up | Pulse-start - magnetic | 400 | 400 |  | True | Relamping Rated Wattage | 88 |  |  |  | 336-500 watts | True | Non Federally-Regulated | 12/11/2012 |  | 04/22/2020
Quality Sourcing Services, Inc. | Quality Sourcing Services, Inc. | SP50P400QLAR19 | Horizontal | Pulse-start - magnetic | 400 | 400 |  | True | Relamping Rated Wattage | 88 |  |  |  | 336-500 watts | True | Non Federally-Regulated | 12/11/2012 |  | 04/22/2020
Quality Sourcing Services, Inc. | Quality Sourcing Services, Inc. | FL70P400480LSFP | Vertical - Base Down | Pulse-start - magnetic | 400 | 400 |  | True | Relamping Rated Wattage | 88 |  |  |  | 336-500 watts | True | Non Federally-Regulated | 12/11/2012 |  | 04/22/2020
Quality Sourcing Services, Inc. | Quality Sourcing Services, Inc. | WPC25P400QLB | Horizontal | Pulse-start - magnetic | 400 | 400 |  | True | Relamping Rated Wattage | 88 |  |  |  | 336-500 watts | True | Non Federally-Regulated | 12/11/2012 |  | 04/22/2020
Quality Sourcing Services, Inc. | Quality Sourcing Services, Inc. | EB21P400QR16OL | Vertical - Base Up | Pulse-start - magnetic | 400 | 400 |  | True | Relamping Rated Wattage | 88 |  |  |  | 336-500 watts | True | Non Federally-Regulated | 12/11/2012 |  | 04/22/2020
Quality Sourcing Services, Inc. | Quality Sourcing Services, Inc. | SP50P400QLAR45 | Horizontal | Pulse-start - magnetic | 400 | 400 |  | True | Relamping Rated Wattage | 88 |  |  |  | 336-500 watts | True | Non Federally-Regulated | 12/11/2012 |  | 04/22/2020
Quality Sourcing Services, Inc. | Quality Sourcing Services, Inc. | EB21P400QC16OL | Vertical - Base Up | Pulse-start - magnetic | 400 | 400 |  | True | Relamping Rated Wattage | 88 |  |  |  | 336-500 watts | True | Non Federally-Regulated | 12/11/2012 |  | 04/22/2020
Quality Sourcing Services, Inc. | Quality Sourcing Services, Inc. | FA20FP400QLA10 | Vertical - Base Down | Pulse-start - magnetic | 400 | 400 |  | True | Relamping Rated Wattage | 88 |  |  |  | 336-500 watts | True | Non Federally-Regulated | 12/11/2012 |  | 04/22/2020
Quality Sourcing Services, Inc. | Quality Sourcing Services, Inc. | LB20P250QC22CL | Vertical - Base Up | Pulse-start - magnetic | 250 | 250 |  | True | Relamping Rated Wattage | 88 |  |  |  | 336-500 watts | True | Non Federally-Regulated | 12/11/2012 |  | 04/22/2020
Quality Sourcing Services, Inc. | Quality Sourcing Services, Inc. | HB11P250QL | Vertical - Base Up | Pulse-start - magnetic | 250 | 250 |  | True | Relamping Rated Wattage | 88 |  |  |  | 336-500 watts | True | Non Federally-Regulated | 12/11/2012 |  | 04/22/2020
Quality Sourcing Services, Inc. | Quality Sourcing Services, Inc. | FL90FP450QL | Horizontal | Pulse-start - magnetic | 450 | 450 |  | True | Relamping Rated Wattage | 88 |  |  |  | 336-500 watts | True | Non Federally-Regulated | 12/11/2012 |  | 04/22/2020
Quality Sourcing Services, Inc. | Quality Sourcing Services, Inc. | AD40WP320QL | Horizontal | Pulse-start - magnetic | 320 | 320 |  | True | Relamping Rated Wattage | 88 |  |  |  | 336-500 watts | True | Non Federally-Regulated | 12/11/2012 |  | 04/22/2020
Quality Sourcing Services, Inc. | Quality Sourcing Services, Inc. | CP80P400QL | Horizontal | Pulse-start - magnetic | 400 | 400 |  | True | Relamping Rated Wattage | 88 |  |  |  | 336-500 watts | True | Non Federally-Regulated | 12/11/2012 |  | 04/22/2020
Quality Sourcing Services, Inc. | Quality Sourcing Services, Inc. | FL70P350QLSF | Vertical - Base Down | Pulse-start - magnetic | 350 | 350 |  | True | Relamping Rated Wattage | 88 |  |  |  | 336-500 watts | True | Non Federally-Regulated | 12/11/2012 |  | 04/22/2020
Quality Sourcing Services, Inc. | Quality Sourcing Services, Inc. | FL70WP250QLSF | Vertical - Base Down | Pulse-start - magnetic | 250 | 250 |  | True | Relamping Rated Wattage | 88 |  |  |  | 336-500 watts | True | Non Federally-Regulated | 12/11/2012 |  | 04/22/2020
Quality Sourcing Services, Inc. | Quality Sourcing Services, Inc. | WP20P200QL | Horizontal | Pulse-start - magnetic | 200 | 200 |  | True | Relamping Rated Wattage | 88 |  |  |  | 336-500 watts | True | Non Federally-Regulated | 12/11/2012 |  | 04/22/2020
Quality Sourcing Services, Inc. | Quality Sourcing Services, Inc. | WP25P400QL | Horizontal | Pulse-start - magnetic | 400 | 400 |  | True | Relamping Rated Wattage | 88 |  |  |  | 336-500 watts | True | Non Federally-Regulated | 12/20/2012 |  | 04/22/2020
Quality Sourcing Services, Inc. | Quality Sourcing Services, Inc. | EB21P400QC22DL | Vertical - Base Up | Pulse-start - magnetic | 400 | 400 |  | True | Relamping Rated Wattage | 88 |  |  |  | 336-500 watts | True | Non Federally-Regulated | 12/11/2012 |  | 04/22/2020
Quality Sourcing Services, Inc. | Quality Sourcing Services, Inc. | EB21P400QO | Vertical - Base Up | Pulse-start - magnetic | 400 | 400 |  | True | Relamping Rated Wattage | 88 |  |  |  | 336-500 watts | True | Non Federally-Regulated | 12/11/2012 |  | 04/22/2020
Quality Sourcing Services, Inc. | Quality Sourcing Services, Inc. | LB20P400QR22DL | Vertical - Base Up | Pulse-start - magnetic | 400 | 400 |  | True | Relamping Rated Wattage | 88 |  |  |  | 336-500 watts | True | Non Federally-Regulated | 12/11/2012 |  | 04/22/2020
Quality Sourcing Services, Inc. | Quality Sourcing Services, Inc. | WPC25P400QL | Horizontal | Pulse-start - magnetic | 400 | 400 |  | True | Relamping Rated Wattage | 88 |  |  |  | 336-500 watts | True | Non Federally-Regulated | 12/11/2012 |  | 04/22/2020
Quality Sourcing Services, Inc. | Quality Sourcing Services, Inc. | AL70CP250QLEM6 | Horizontal | Pulse-start - magnetic | 250 | 250 |  | True | Relamping Rated Wattage | 88 |  |  |  | 336-500 watts | True | Non Federally-Regulated | 12/11/2012 |  | 04/22/2020
Quality Sourcing Services, Inc. | Quality Sourcing Services, Inc. | AD40WP250QL | Horizontal | Pulse-start - magnetic | 250 | 250 |  | True | Relamping Rated Wattage | 88 |  |  |  | 336-500 watts | True | Non Federally-Regulated | 12/11/2012 |  | 04/22/2020
Quality Sourcing Services, Inc. | Quality Sourcing Services, Inc. | WPS40P250QL | Horizontal | Pulse-start - magnetic | 250 | 250 |  | True | Relamping Rated Wattage | 88 |  |  |  | 336-500 watts | True | Non Federally-Regulated | 12/11/2012 |  | 04/22/2020
Quality Sourcing Services, Inc. | Quality Sourcing Services, Inc. | WP20P250QLW | Horizontal | Pulse-start - magnetic | 250 | 250 |  | True | Relamping Rated Wattage | 88 |  |  |  | 336-500 watts | True | Non Federally-Regulated | 12/11/2012 |  | 04/22/2020
Quality Sourcing Services, Inc. | Quality Sourcing Services, Inc. | WPA25P250EL | Horizontal | Pulse-start - magnetic | 250 | 250 |  | True | Relamping Rated Wattage | 88 |  |  |  | 336-500 watts | True | Non Federally-Regulated | 12/11/2012 |  | 04/22/2020
Quality Sourcing Services, Inc. | Quality Sourcing Services, Inc. | WPC25P250QLB | Horizontal | Pulse-start - magnetic | 250 | 250 |  | True | Relamping Rated Wattage | 88 |  |  |  | 336-500 watts | True | Non Federally-Regulated | 12/11/2012 |  | 04/22/2020
Quality Sourcing Services, Inc. | Quality Sourcing Services, Inc. | HB11P400QR16CL | Vertical - Base Up | Pulse-start - magnetic | 400 | 400 |  | True | Relamping Rated Wattage | 88 |  |  |  | 336-500 watts | True | Non Federally-Regulated | 12/11/2012 |  | 04/22/2020
Quality Sourcing Services, Inc. | Quality Sourcing Services, Inc. | WP25P250480L | Horizontal | Pulse-start - magnetic | 250 | 250 |  | True | Relamping Rated Wattage | 88 |  |  |  | 336-500 watts | True | Non Federally-Regulated | 12/11/2012 |  | 04/22/2020
Quality Sourcing Services, Inc. | Quality Sourcing Services, Inc. | FL70P320480LSF | Vertical - Base Down | Pulse-start - magnetic | 320 | 320 |  | True | Relamping Rated Wattage | 88 |  |  |  | 336-500 watts | True | Non Federally-Regulated | 12/11/2012 |  | 04/22/2020
Quality Sourcing Services, Inc. | Quality Sourcing Services, Inc. | HB41OP450ELF22 | Vertical - Base Up | Pulse-start - magnetic | 450 | 450 |  | True | Relamping Rated Wattage | 88 |  |  |  | 336-500 watts | True | Non Federally-Regulated | 12/11/2012 |  | 04/22/2020
Quality Sourcing Services, Inc. | Quality Sourcing Services, Inc. | FL70P320QLSF | Vertical - Base Down | Pulse-start - magnetic | 320 | 320 |  | True | Relamping Rated Wattage | 88 |  |  |  | 336-500 watts | True | Non Federally-Regulated | 12/11/2012 |  | 04/22/2020
Quality Sourcing Services, Inc. | Quality Sourcing Services, Inc. | HB11P250QR16OL | Vertical - Base Up | Pulse-start - magnetic | 250 | 250 |  | True | Relamping Rated Wattage | 88 |  |  |  | 336-500 watts | True | Non Federally-Regulated | 12/11/2012 |  | 04/22/2020
Quality Sourcing Services, Inc. | Quality Sourcing Services, Inc. | FL70WP400QLEM6 | Vertical - Base Down | Pulse-start - magnetic | 400 | 400 |  | True | Relamping Rated Wattage | 88 |  |  |  | 336-500 watts | True | Non Federally-Regulated | 12/11/2012 |  | 04/22/2020
Quality Sourcing Services, Inc. | Quality Sourcing Services, Inc. | FL65P40048LSF | Horizontal | Pulse-start - magnetic | 400 | 400 |  | True | Relamping Rated Wattage | 88 |  |  |  | 336-500 watts | True | Non Federally-Regulated | 12/11/2012 |  | 04/22/2020
Quality Sourcing Services, Inc. | Quality Sourcing Services, Inc. | FL90P400QLFLAM | Vertical - Base Down | Pulse-start - magnetic | 400 | 400 |  | True | Relamping Rated Wattage | 88 |  |  |  | 336-500 watts | True | Non Federally-Regulated | 12/11/2012 |  | 04/22/2020
Quality Sourcing Services, Inc. | Quality Sourcing Services, Inc. | FL70P320ELSF | Vertical - Base Down | Pulse-start - magnetic | 320 | 320 |  | True | Relamping Rated Wattage | 88 |  |  |  | 336-500 watts | True | Non Federally-Regulated | 12/11/2012 |  | 04/22/2020
Quality Sourcing Services, Inc. | Quality Sourcing Services, Inc. | LB20P400QC16OL | Vertical - Base Up | Pulse-start - magnetic | 400 | 400 |  | True | Relamping Rated Wattage | 88 |  |  |  | 336-500 watts | True | Non Federally-Regulated | 12/11/2012 |  | 04/22/2020
Quality Sourcing Services, Inc. | Quality Sourcing Services, Inc. | EB21P250QC16DL | Vertical - Base Up | Pulse-start - magnetic | 250 | 250 |  | True | Relamping Rated Wattage | 88 |  |  |  | 336-500 watts | True | Non Federally-Regulated | 12/11/2012 |  | 04/22/2020
Quality Sourcing Services, Inc. | Quality Sourcing Services, Inc. | FL90P400ELSF | Vertical - Base Down | Pulse-start - magnetic | 400 | 400 |  | True | Relamping Rated Wattage | 88 |  |  |  | 336-500 watts | True | Non Federally-Regulated | 12/11/2012 |  | 04/22/2020
Quality Sourcing Services, Inc. | Quality Sourcing Services, Inc. | HB11P400QR16DL | Vertical - Base Up | Pulse-start - magnetic | 400 | 400 |  | True | Relamping Rated Wattage | 88 |  |  |  | 336-500 watts | True | Non Federally-Regulated | 12/11/2012 |  | 04/22/2020
Quality Sourcing Services, Inc. | Quality Sourcing Services, Inc. | WPC25P400480L | Horizontal | Pulse-start - magnetic | 400 | 400 |  | True | Relamping Rated Wattage | 88 |  |  |  | 336-500 watts | True | Non Federally-Regulated | 12/11/2012 |  | 04/22/2020
Quality Sourcing Services, Inc. | Quality Sourcing Services, Inc. | FL70FP320QLEM6 | Vertical - Base Down | Pulse-start - magnetic | 320 | 320 |  | True | Relamping Rated Wattage | 88 |  |  |  | 336-500 watts | True | Non Federally-Regulated | 12/11/2012 |  | 04/22/2020
Quality Sourcing Services, Inc. | LumaPro | 4GWH2 | Horizontal | Pulse-start - magnetic | 400 | 400 |  | True | Relamping Rated Wattage | 88 |  |  |  | 336-500 watts | True | Non Federally-Regulated | 12/11/2012 |  | 04/22/2020
Quality Sourcing Services, Inc. | Quality Sourcing Services, Inc. | EB31P400QR16OL | Vertical - Base Up | Pulse-start - magnetic | 400 | 400 |  | True | Relamping Rated Wattage | 88 |  |  |  | 336-500 watts | True | Non Federally-Regulated | 12/11/2012 |  | 04/22/2020
Quality Sourcing Services, Inc. | Quality Sourcing Services, Inc. | WP25P250QL | Horizontal | Pulse-start - magnetic | 250 | 250 |  | True | Relamping Rated Wattage | 88 |  |  |  | 336-500 watts | True | Non Federally-Regulated | 12/11/2012 |  | 04/22/2020
Quality Sourcing Services, Inc. | Quality Sourcing Services, Inc. | AL73P400QLSF | Horizontal | Pulse-start - magnetic | 400 | 400 |  | True | Relamping Rated Wattage | 88 |  |  |  | 336-500 watts | True | Non Federally-Regulated | 12/11/2012 |  | 04/22/2020
Quality Sourcing Services, Inc. | Quality Sourcing Services, Inc. | WPC25P250QB | Horizontal | Pulse-start - magnetic | 250 | 250 |  | True | Relamping Rated Wattage | 88 |  |  |  | 336-500 watts | True | Non Federally-Regulated | 12/11/2012 |  | 04/22/2020
Quality Sourcing Services, Inc. | Quality Sourcing Services, Inc. | WPA25P250QLB | Horizontal | Pulse-start - magnetic | 250 | 250 |  | True | Relamping Rated Wattage | 88 |  |  |  | 336-500 watts | True | Non Federally-Regulated | 12/11/2012 |  | 04/22/2020
Quality Sourcing Services, Inc. | Quality Sourcing Services, Inc. | HB11P250QC16OL | Vertical - Base Up | Pulse-start - magnetic | 250 | 250 |  | True | Relamping Rated Wattage | 88 |  |  |  | 336-500 watts | True | Non Federally-Regulated | 12/11/2012 |  | 04/22/2020
Quality Sourcing Services, Inc. | Quality Sourcing Services, Inc. | FL70P320QLSFW | Vertical - Base Down | Pulse-start - magnetic | 320 | 320 |  | True | Relamping Rated Wattage | 88 |  |  |  | 336-500 watts | True | Non Federally-Regulated | 12/11/2012 |  | 04/22/2020
Quality Sourcing Services, Inc. | Quality Sourcing Services, Inc. | FL70P35048LEM10 | Vertical - Base Down | Pulse-start - magnetic | 350 | 350 |  | True | Relamping Rated Wattage | 88 |  |  |  | 336-500 watts | True | Non Federally-Regulated | 12/11/2012 |  | 04/22/2020
Quality Sourcing Services, Inc. | Quality Sourcing Services, Inc. | FL70P400480LSF | Vertical - Base Down | Pulse-start - magnetic | 400 | 400 |  | True | Relamping Rated Wattage | 88 |  |  |  | 336-500 watts | True | Non Federally-Regulated | 12/11/2012 |  | 04/22/2020
Quality Sourcing Services, Inc. | Quality Sourcing Services, Inc. | FL70FP400QLSF | Vertical - Base Down | Pulse-start - magnetic | 250 | 250 |  | True | Relamping Rated Wattage | 88 |  |  |  | 336-500 watts | True | Non Federally-Regulated | 12/11/2012 |  | 04/22/2020
Quality Sourcing Services, Inc. | Quality Sourcing Services, Inc. | FL70P250QL | Vertical - Base Down | Pulse-start - magnetic | 250 | 250 |  | True | Relamping Rated Wattage | 88 |  |  |  | 336-500 watts | True | Non Federally-Regulated | 12/11/2012 |  | 04/22/2020
Quality Sourcing Services, Inc. | Quality Sourcing Services, Inc. | LB20P400QR22GL | Vertical - Base Up | Pulse-start - magnetic | 400 | 400 |  | True | Relamping Rated Wattage | 88 |  |  |  | 336-500 watts | True | Non Federally-Regulated | 12/11/2012 |  | 04/22/2020
Quality Sourcing Services, Inc. | Quality Sourcing Services, Inc. | KH40P250QL | Horizontal | Pulse-start - magnetic | 250 | 250 |  | True | Relamping Rated Wattage | 88 |  |  |  | 336-500 watts | True | Non Federally-Regulated | 12/11/2012 |  | 04/22/2020
Quality Sourcing Services, Inc. | Quality Sourcing Services, Inc. | WP25P320QLW | Horizontal | Pulse-start - magnetic | 320 | 320 |  | True | Relamping Rated Wattage | 88 |  |  |  | 336-500 watts | True | Non Federally-Regulated | 12/11/2012 |  | 04/22/2020
Quality Sourcing Services, Inc. | Quality Sourcing Services, Inc. | FL70P400QBR | Vertical - Base Down | Pulse-start - magnetic | 400 | 400 |  | True | Relamping Rated Wattage | 88 |  |  |  | 336-500 watts | True | Non Federally-Regulated | 12/11/2012 |  | 04/22/2020
Quality Sourcing Services, Inc. | Quality Sourcing Services, Inc. | FL70FP400QLEM6 | Vertical - Base Down | Pulse-start - magnetic | 400 | 400 |  | True | Relamping Rated Wattage | 88 |  |  |  | 336-500 watts | True | Non Federally-Regulated | 12/11/2012 |  | 04/22/2020
Quality Sourcing Services, Inc. | Quality Sourcing Services, Inc. | FL70P400QL | Vertical - Base Down | Pulse-start - magnetic | 400 | 400 |  | True | Relamping Rated Wattage | 88 |  |  |  | 336-500 watts | True | Non Federally-Regulated | 12/11/2012 |  | 04/22/2020
Quality Sourcing Services, Inc. | Quality Sourcing Services, Inc. | HB41OP450ELC22 | Vertical - Base Up | Pulse-start - magnetic | 450 | 450 |  | True | Relamping Rated Wattage | 88 |  |  |  | 336-500 watts | True | Non Federally-Regulated | 12/11/2012 |  | 04/22/2020
Quality Sourcing Services, Inc. | Quality Sourcing Services, Inc. | HB41OP320EF22 | Vertical - Base Up | Pulse-start - magnetic | 320 | 320 |  | True | Relamping Rated Wattage | 88 |  |  |  | 336-500 watts | True | Non Federally-Regulated | 12/11/2012 |  | 04/22/2020
Quality Sourcing Services, Inc. | Quality Sourcing Services, Inc. | KH40P320480L | Horizontal | Pulse-start - magnetic | 320 | 320 |  | True | Relamping Rated Wattage | 88 |  |  |  | 336-500 watts | True | Non Federally-Regulated | 12/11/2012 |  | 04/22/2020
Quality Sourcing Services, Inc. | Quality Sourcing Services, Inc. | FL70P400480LSFW | Vertical - Base Down | Pulse-start - magnetic | 400 | 400 |  | True | Relamping Rated Wattage | 88 |  |  |  | 336-500 watts | True | Non Federally-Regulated | 12/11/2012 |  | 04/22/2020
Quality Sourcing Services, Inc. | Quality Sourcing Services, Inc. | LB40OP250ELC16 | Vertical - Base Up | Pulse-start - magnetic | 250 | 250 |  | True | Relamping Rated Wattage | 88 |  |  |  | 336-500 watts | True | Non Federally-Regulated | 12/11/2012 |  | 04/22/2020
Quality Sourcing Services, Inc. | Quality Sourcing Services, Inc. | FL65P400480LLY | Horizontal | Pulse-start - magnetic | 400 | 400 |  | True | Relamping Rated Wattage | 88 |  |  |  | 336-500 watts | True | Non Federally-Regulated | 12/11/2012 |  | 04/22/2020
Quality Sourcing Services, Inc. | Quality Sourcing Services, Inc. | FL65P400QLSY | Horizontal | Pulse-start - magnetic | 400 | 400 |  | True | Relamping Rated Wattage | 88 |  |  |  | 336-500 watts | True | Non Federally-Regulated | 12/11/2012 |  | 04/22/2020
Quality Sourcing Services, Inc. | Quality Sourcing Services, Inc. | WPC25P250QLW | Horizontal | Pulse-start - magnetic | 250 | 250 |  | True | Relamping Rated Wattage | 88 |  |  |  | 336-500 watts | True | Non Federally-Regulated | 12/11/2012 |  | 04/22/2020
Quality Sourcing Services, Inc. | Quality Sourcing Services, Inc. | WP25P400Q | Horizontal | Pulse-start - magnetic | 400 | 400 |  | True | Relamping Rated Wattage | 88 |  |  |  | 336-500 watts | True | Non Federally-Regulated | 12/11/2012 |  | 04/22/2020
Quality Sourcing Services, Inc. | Quality Sourcing Services, Inc. | FL90P400QLBR | Vertical - Base Down | Pulse-start - magnetic | 400 | 400 |  | True | Relamping Rated Wattage | 88 |  |  |  | 336-500 watts | True | Non Federally-Regulated | 12/11/2012 |  | 04/22/2020
Quality Sourcing Services, Inc. | Quality Sourcing Services, Inc. | FL65P320QLSY | Horizontal | Pulse-start - magnetic | 320 | 320 |  | True | Relamping Rated Wattage | 88 |  |  |  | 336-500 watts | True | Non Federally-Regulated | 12/11/2012 |  | 04/22/2020
Quality Sourcing Services, Inc. | Quality Sourcing Services, Inc. | SP50P400Q | Horizontal | Pulse-start - magnetic | 400 | 400 |  | True | Relamping Rated Wattage | 88 |  |  |  | 336-500 watts | True | Non Federally-Regulated | 12/11/2012 |  | 04/22/2020
Quality Sourcing Services, Inc. | Quality Sourcing Services, Inc. | HB41OP250ELC22 | Vertical - Base Up | Pulse-start - magnetic | 250 | 250 |  | True | Relamping Rated Wattage | 88 |  |  |  | 336-500 watts | True | Non Federally-Regulated | 12/11/2012 |  | 04/22/2020
Quality Sourcing Services, Inc. | Quality Sourcing Services, Inc. | FL65P400QL | Horizontal | Pulse-start - magnetic | 400 | 400 |  | True | Relamping Rated Wattage | 88 |  |  |  | 336-500 watts | True | Non Federally-Regulated | 12/11/2012 |  | 04/22/2020
Quality Sourcing Services, Inc. | Quality Sourcing Services, Inc. | FL70P400QLEM6 | Vertical - Base Down | Pulse-start - magnetic | 400 | 400 |  | True | Relamping Rated Wattage | 88 |  |  |  | 336-500 watts | True | Non Federally-Regulated | 12/11/2012 |  | 04/22/2020
Quality Sourcing Services, Inc. | Quality Sourcing Services, Inc. | WP25P250Q | Horizontal | Pulse-start - magnetic | 250 | 250 |  | True | Relamping Rated Wattage | 88 |  |  |  | 336-500 watts | True | Non Federally-Regulated | 12/11/2012 |  | 04/22/2020
Quality Sourcing Services, Inc. | Quality Sourcing Services, Inc. | SP50P40048QLR3Y | Horizontal | Pulse-start - magnetic | 400 | 400 |  | True | Relamping Rated Wattage | 88 |  |  |  | 336-500 watts | True | Non Federally-Regulated | 12/11/2012 |  | 04/22/2020
Quality Sourcing Services, Inc. | Quality Sourcing Services, Inc. | FL70P320QLSFB | Vertical - Base Down | Pulse-start - magnetic | 320 | 320 |  | True | Relamping Rated Wattage | 88 |  |  |  | 336-500 watts | True | Non Federally-Regulated | 12/11/2012 |  | 04/22/2020
Quality Sourcing Services, Inc. | Quality Sourcing Services, Inc. | EB21P250Q | Vertical - Base Up | Pulse-start - magnetic | 250 | 250 |  | True | Relamping Rated Wattage | 88 |  |  |  | 336-500 watts | True | Non Federally-Regulated | 12/11/2012 |  | 04/22/2020
Quality Sourcing Services, Inc. | Quality Sourcing Services, Inc. | EB31P250QR16L | Vertical - Base Up | Pulse-start - magnetic | 250 | 250 |  | True | Relamping Rated Wattage | 88 |  |  |  | 336-500 watts | True | Non Federally-Regulated | 12/11/2012 |  | 04/22/2020
Quality Sourcing Services, Inc. | Quality Sourcing Services, Inc. | FL90FP40048LM6 | Horizontal | Pulse-start - magnetic | 400 | 400 |  | True | Relamping Rated Wattage | 88 |  |  |  | 336-500 watts | True | Non Federally-Regulated | 12/11/2012 |  | 04/22/2020
Quality Sourcing Services, Inc. | Quality Sourcing Services, Inc. | EB21P400QR16GL | Vertical - Base Up | Pulse-start - magnetic | 400 | 400 |  | True | Relamping Rated Wattage | 88 |  |  |  | 336-500 watts | True | Non Federally-Regulated | 12/11/2012 |  | 04/22/2020
Quality Sourcing Services, Inc. | Quality Sourcing Services, Inc. | EB31P400QR22OL | Vertical - Base Up | Pulse-start - magnetic | 400 | 400 |  | True | Relamping Rated Wattage | 88 |  |  |  | 336-500 watts | True | Non Federally-Regulated | 12/11/2012 |  | 04/22/2020
Quality Sourcing Services, Inc. | Quality Sourcing Services, Inc. | HB42P250ELF22 | Vertical - Base Up | Pulse-start - magnetic | 250 | 250 |  | True | Relamping Rated Wattage | 88 |  |  |  | 336-500 watts | True | Non Federally-Regulated | 12/11/2012 |  | 04/22/2020
Quality Sourcing Services, Inc. | Quality Sourcing Services, Inc. | WPA25P250QL | Horizontal | Pulse-start - magnetic | 250 | 250 |  | True | Relamping Rated Wattage | 88 |  |  |  | 336-500 watts | True | Non Federally-Regulated | 12/11/2012 |  | 04/22/2020
Quality Sourcing Services, Inc. | Quality Sourcing Services, Inc. | LB20P400QR16OL | Vertical - Base Up | Pulse-start - magnetic | 400 | 400 |  | True | Relamping Rated Wattage | 88 |  |  |  | 336-500 watts | True | Non Federally-Regulated | 12/11/2012 |  | 04/22/2020
Quality Sourcing Services, Inc. | Quality Sourcing Services, Inc. | AL73P400QLEM6R | Horizontal | Pulse-start - magnetic | 400 | 400 |  | True | Relamping Rated Wattage | 88 |  |  |  | 336-500 watts | True | Non Federally-Regulated | 12/11/2012 |  | 04/22/2020
Quality Sourcing Services, Inc. | Quality Sourcing Services, Inc. | FL70P400QLLY | Vertical - Base Down | Pulse-start - magnetic | 400 | 400 |  | True | Relamping Rated Wattage | 88 |  |  |  | 336-500 watts | True | Non Federally-Regulated | 12/11/2012 |  | 04/22/2020
Quality Sourcing Services, Inc. | Quality Sourcing Services, Inc. | LB20P250QR16CL | Vertical - Base Up | Pulse-start - magnetic | 250 | 250 |  | True | Relamping Rated Wattage | 88 |  |  |  | 336-500 watts | True | Non Federally-Regulated | 12/11/2012 |  | 04/22/2020
Quality Sourcing Services, Inc. | Quality Sourcing Services, Inc. | FL70P250QLEM6 | Vertical - Base Down | Pulse-start - magnetic | 250 | 250 |  | True | Relamping Rated Wattage | 88 |  |  |  | 336-500 watts | True | Non Federally-Regulated | 12/11/2012 |  | 04/22/2020
Quality Sourcing Services, Inc. | Quality Sourcing Services, Inc. | PF50P200QMGL | Vertical - Base Down | Pulse-start - magnetic | 200 | 200 |  | True | Relamping Rated Wattage | 88 |  |  |  | 336-500 watts | True | Non Federally-Regulated | 12/11/2012 |  | 04/22/2020
Quality Sourcing Services, Inc. | Quality Sourcing Services, Inc. | FL70WP250QLEM6 | Vertical - Base Down | Pulse-start - magnetic | 250 | 250 |  | True | Relamping Rated Wattage | 88 |  |  |  | 336-500 watts | True | Non Federally-Regulated | 12/11/2012 |  | 04/22/2020
Quality Sourcing Services, Inc. | Quality Sourcing Services, Inc. | WPA25P400QL | Horizontal | Pulse-start - magnetic | 400 | 400 |  | True | Relamping Rated Wattage | 88 |  |  |  | 336-500 watts | True | Non Federally-Regulated | 12/11/2012 |  | 04/22/2020
Quality Sourcing Services, Inc. | Quality Sourcing Services, Inc. | SP50P400QLAR6 | Horizontal | Pulse-start - magnetic | 400 | 400 |  | True | Relamping Rated Wattage | 88 |  |  |  | 336-500 watts | True | Non Federally-Regulated | 12/11/2012 |  | 04/22/2020
Quality Sourcing Services, Inc. | Quality Sourcing Services, Inc. | HB11P400QC16DL | Vertical - Base Up | Pulse-start - magnetic | 400 | 400 |  | True | Relamping Rated Wattage | 88 |  |  |  | 336-500 watts | True | Non Federally-Regulated | 12/11/2012 |  | 04/22/2020
Quality Sourcing Services, Inc. | Quality Sourcing Services, Inc. | HB11P400QC16OL | Vertical - Base Up | Pulse-start - magnetic | 400 | 400 |  | True | Relamping Rated Wattage | 88 |  |  |  | 336-500 watts | True | Non Federally-Regulated | 12/11/2012 |  | 04/22/2020
Quality Sourcing Services, Inc. | Quality Sourcing Services, Inc. | EB21P250QR22GL | Vertical - Base Up | Pulse-start - magnetic | 250 | 250 |  | True | Relamping Rated Wattage | 88 |  |  |  | 336-500 watts | True | Non Federally-Regulated | 12/11/2012 |  | 04/22/2020
Quality Sourcing Services, Inc. | Quality Sourcing Services, Inc. | LB20P400QR16DL | Vertical - Base Up | Pulse-start - magnetic | 400 | 400 |  | True | Relamping Rated Wattage | 88 |  |  |  | 336-500 watts | True | Non Federally-Regulated | 12/11/2012 |  | 04/22/2020
Quality Sourcing Services, Inc. | Quality Sourcing Services, Inc. | AL73P400QLEM6 | Horizontal | Pulse-start - magnetic | 400 | 400 |  | True | Relamping Rated Wattage | 88 |  |  |  | 336-500 watts | True | Non Federally-Regulated | 12/11/2012 |  | 04/22/2020
Quality Sourcing Services, Inc. | Quality Sourcing Services, Inc. | HB11P400QR22GL | Vertical - Base Up | Pulse-start - magnetic | 400 | 400 |  | True | Relamping Rated Wattage | 88 |  |  |  | 336-500 watts | True | Non Federally-Regulated | 12/11/2012 |  | 04/22/2020
Quality Sourcing Services, Inc. | Quality Sourcing Services, Inc. | WPC25P250QL | Horizontal | Pulse-start - magnetic | 250 | 250 |  | True | Relamping Rated Wattage | 88 |  |  |  | 336-500 watts | True | Non Federally-Regulated | 12/11/2012 |  | 04/22/2020
Quality Sourcing Services, Inc. | Quality Sourcing Services, Inc. | EB21P250QR16O | Vertical - Base Up | Pulse-start - magnetic | 250 | 250 |  | True | Relamping Rated Wattage | 88 |  |  |  | 336-500 watts | True | Non Federally-Regulated | 12/11/2012 |  | 04/22/2020
Quality Sourcing Services, Inc. | Quality Sourcing Services, Inc. | FL70P320QLEM6 | Vertical - Base Down | Pulse-start - magnetic | 320 | 320 |  | True | Relamping Rated Wattage | 88 |  |  |  | 336-500 watts | True | Non Federally-Regulated | 12/11/2012 |  | 04/22/2020
Quality Sourcing Services, Inc. | Quality Sourcing Services, Inc. | WPC20P250QL | Horizontal | Pulse-start - magnetic | 250 | 250 |  | True | Relamping Rated Wattage | 88 |  |  |  | 336-500 watts | True | Non Federally-Regulated | 12/11/2012 |  | 04/22/2020
Quality Sourcing Services, Inc. | Quality Sourcing Services, Inc. | FL65P250QLSY | Horizontal | Pulse-start - magnetic | 250 | 250 |  | True | Relamping Rated Wattage | 88 |  |  |  | 336-500 watts | True | Non Federally-Regulated | 12/11/2012 |  | 04/22/2020
Quality Sourcing Services, Inc. | Quality Sourcing Services, Inc. | AL73P250QLEM6 | Horizontal | Pulse-start - magnetic | 250 | 250 |  | True | Relamping Rated Wattage | 88 |  |  |  | 336-500 watts | True | Non Federally-Regulated | 12/11/2012 |  | 04/22/2020
Quality Sourcing Services, Inc. | Quality Sourcing Services, Inc. | AD405P250QL | Horizontal | Pulse-start - magnetic | 250 | 250 |  | True | Relamping Rated Wattage | 88 |  |  |  | 336-500 watts | True | Non Federally-Regulated | 12/11/2012 |  | 04/22/2020
Quality Sourcing Services, Inc. | Quality Sourcing Services, Inc. | FL70WP250QLEM10 | Vertical - Base Down | Pulse-start - magnetic | 250 | 250 |  | True | Relamping Rated Wattage | 88 |  |  |  | 336-500 watts | True | Non Federally-Regulated | 12/11/2012 |  | 04/22/2020
Quality Sourcing Services, Inc. | Quality Sourcing Services, Inc. | FL70FP250QLEM6 | Vertical - Base Down | Pulse-start - magnetic | 250 | 250 |  | True | Relamping Rated Wattage | 88 |  |  |  | 336-500 watts | True | Non Federally-Regulated | 12/11/2012 |  | 04/22/2020
Quality Sourcing Services, Inc. | Quality Sourcing Services, Inc. | FL70WP400QLSF | Vertical - Base Down | Pulse-start - magnetic | 400 | 400 |  | True | Relamping Rated Wattage | 88 |  |  |  | 336-500 watts | True | Non Federally-Regulated | 12/11/2012 |  | 04/22/2020
Quality Sourcing Services, Inc. | Quality Sourcing Services, Inc. | FL65P350QLEM6 | Horizontal | Pulse-start - magnetic | 350 | 350 |  | True | Relamping Rated Wattage | 88 |  |  |  | 336-500 watts | True | Non Federally-Regulated | 12/11/2012 |  | 04/22/2020
Quality Sourcing Services, Inc. | Quality Sourcing Services, Inc. | HB11P400QR16GL | Vertical - Base Up | Pulse-start - magnetic | 400 | 400 |  | True | Relamping Rated Wattage | 88 |  |  |  | 336-500 watts | True | Non Federally-Regulated | 12/11/2012 |  | 04/22/2020
Quality Sourcing Services, Inc. | Quality Sourcing Services, Inc. | LB20P400QC22DL | Vertical - Base Up | Pulse-start - magnetic | 400 | 400 |  | True | Relamping Rated Wattage | 88 |  |  |  | 336-500 watts | True | Non Federally-Regulated | 12/11/2012 |  | 04/22/2020
Quality Sourcing Services, Inc. | Quality Sourcing Services, Inc. | FL70P400QLAM | Vertical - Base Down | Pulse-start - magnetic | 400 | 400 |  | True | Relamping Rated Wattage | 88 |  |  |  | 336-500 watts | True | Non Federally-Regulated | 12/11/2012 |  | 04/22/2020
Quality Sourcing Services, Inc. | Quality Sourcing Services, Inc. | LB20P200QR22DLW | Vertical - Base Up | Pulse-start - magnetic | 200 | 200 |  | True | Relamping Rated Wattage | 88 |  |  |  | 336-500 watts | True | Non Federally-Regulated | 12/11/2012 |  | 04/22/2020
Quality Sourcing Services, Inc. | Quality Sourcing Services, Inc. | LB20P250QR16DL | Vertical - Base Up | Pulse-start - magnetic | 250 | 250 |  | True | Relamping Rated Wattage | 88 |  |  |  | 336-500 watts | True | Non Federally-Regulated | 12/11/2012 |  | 04/22/2020
Quality Sourcing Services, Inc. | Quality Sourcing Services, Inc. | FL65P250QLSFX | Horizontal | Pulse-start - magnetic | 250 | 250 |  | True | Relamping Rated Wattage | 88 |  |  |  | 336-500 watts | True | Non Federally-Regulated | 12/11/2012 |  | 04/22/2020
Quality Sourcing Services, Inc. | Quality Sourcing Services, Inc. | FL70FP250QL | Vertical - Base Down | Pulse-start - magnetic | 250 | 250 |  | True | Relamping Rated Wattage | 88 |  |  |  | 336-500 watts | True | Non Federally-Regulated | 12/11/2012 |  | 04/22/2020
Quality Sourcing Services, Inc. | Quality Sourcing Services, Inc. | EB21P400QOLWG | Vertical - Base Up | Pulse-start - magnetic | 400 | 400 |  | True | Relamping Rated Wattage | 88 |  |  |  | 336-500 watts | True | Non Federally-Regulated | 12/11/2012 |  | 04/22/2020
Quality Sourcing Services, Inc. | Quality Sourcing Services, Inc. | FL70P400480LBR | Vertical - Base Down | Pulse-start - magnetic | 400 | 400 |  | True | Relamping Rated Wattage | 88 |  |  |  | 336-500 watts | True | Non Federally-Regulated | 12/11/2012 |  | 04/22/2020
Quality Sourcing Services, Inc. | Quality Sourcing Services, Inc. | FL70P400QLSFP | Vertical - Base Down | Pulse-start - magnetic | 400 | 400 |  | True | Relamping Rated Wattage | 88 |  |  |  | 336-500 watts | True | Non Federally-Regulated | 12/11/2012 |  | 04/22/2020
Juno Lighting, Inc. | Juno | TM246-150-** | Vertical - Base Up | Pulse-start - electronic | 150 | 150 | 120 V | False |  | 90 | [5 empty] | Federally-Regulated Consumer Product | 05/04/2017 |  | 07/27/2021
Juno Lighting, Inc. | Juno | TEKM246150** | Vertical - Base Up | Pulse-start - electronic | 150 | 150 | 120 V | False |  | 90 | [5 empty] | Federally-Regulated Consumer Product | 05/04/2017 |  | 07/27/2021
Juno Lighting, Inc. | Juno | TM256-150-** | Horizontal | Pulse-start - electronic | 150 | 150 | 120 V | False |  | 90 | [5 empty] | Federally-Regulated Consumer Product | 05/04/2017 |  | 07/27/2021
Juno Lighting, Inc. | Juno | TEKM256150** | Horizontal | Pulse-start - electronic | 150 | 150 | 120 V | False |  | 90 | [5 empty] | Federally-Regulated Consumer Product | 05/04/2017 |  | 07/27/2021
Juno Lighting, Inc. | Juno | TM120** + TMM54150E-S-120-** | Horizontal | Pulse-start - electronic | 150 | 150 | 120 V | False |  | 90 | [5 empty] | Federally-Regulated Consumer Product | 05/04/2017 |  | 07/27/2021
Juno Lighting, Inc. | Juno | TM120** + TMM54150E-S-277-** | Horizontal | Pulse-start - electronic | 150 | 150 | 277 V | False |  | 90 | [5 empty] | Federally-Regulated Consumer Product | 05/04/2017 |  | 07/27/2021
Juno Lighting, Inc. | Juno | TM109** + TMM54150E-S-120-** | Vertical - Base Up | Pulse-start - electronic | 150 | 150 | 120 V | False |  | 90 | [5 empty] | Federally-Regulated Consumer Product | 05/04/2017 |  | 07/27/2021
Juno Lighting, Inc. | Juno | TM109** + TMM54150E-S-277-** | Vertical - Base Up | Pulse-start - electronic | 150 | 150 | 277 V | False |  | 90 | [5 empty] | Federally-Regulated Consumer Product | 05/04/2017 |  | 07/27/2021
Juno Lighting, Inc. | Indy | 45SQ41-150E1-******* | Horizontal | Pulse-start - electronic | 150 | 150 | 277 V | False |  | 88 | [5 empty] | Federally-Regulated Consumer Product | 05/04/2017 |  | 07/27/2021
Juno Lighting, Inc. | Indy | 45SQ41-150E2-******* | Horizontal | Pulse-start - electronic | 150 | 150 | 277 V | False |  | 88 | [5 empty] | Federally-Regulated Consumer Product | 05/04/2017 |  | 07/27/2021
Juno Lighting, Inc. | Indy | HA56-150E1-******* | Vertical - Base Up | Pulse-start - electronic | 150 | 150 | 277 V | False |  | 88 | [5 empty] | Federally-Regulated Consumer Product | 05/04/2017 |  | 07/27/2021
Juno Lighting, Inc. | Indy | HA56-150E2-******* | Vertical - Base Up | Pulse-start - electronic | 150 | 150 | 277 V | False |  | 88 | [5 empty] | Federally-Regulated Consumer Product | 05/04/2017 |  | 07/27/2021
Juno Lighting, Inc. | Indy | HA58-150E1-******* | Vertical - Base Up | Pulse-start - electronic | 150 | 150 | 277 V | False |  | 88 | [5 empty] | Federally-Regulated Consumer Product | 05/04/2017 |  | 07/27/2021
Juno Lighting, Inc. | Indy | HA58-150E2-******* | Vertical - Base Up | Pulse-start - electronic | 150 | 150 | 277 V | False |  | 88 | [5 empty] | Federally-Regulated Consumer Product | 05/04/2017 |  | 07/27/2021
Juno Lighting, Inc. | Indy | HAB6-150E1-******* | Vertical - Base Up | Pulse-start - electronic | 150 | 150 | 277 V | False |  | 88 | [5 empty] | Federally-Regulated Consumer Product | 05/04/2017 |  | 07/27/2021
Juno Lighting, Inc. | Indy | HAB6-150E2-******* | Vertical - Base Up | Pulse-start - electronic | 150 | 150 | 277 V | False |  | 88 | [5 empty] | Federally-Regulated Consumer Product | 05/04/2017 |  | 07/27/2021
Juno Lighting, Inc. | Indy | HAB8-150E1-******* | Vertical - Base Up | Pulse-start - electronic | 150 | 150 | 277 V | False |  | 88 | [5 empty] | Federally-Regulated Consumer Product | 05/04/2017 |  | 07/27/2021
Juno Lighting, Inc. | Indy | HAB8-150E2-******* | Vertical - Base Up | Pulse-start - electronic | 150 | 150 | 277 V | False |  | 88 | [5 empty] | Federally-Regulated Consumer Product | 05/04/2017 |  | 07/27/2021
Juno Lighting, Inc. | Indy | HASQ56-150E1-******* | Vertical - Base Up | Pulse-start - electronic | 150 | 150 | 277 V | False |  | 88 | [5 empty] | Federally-Regulated Consumer Product | 05/04/2017 |  | 07/27/2021
Juno Lighting, Inc. | Indy | HASQ56-150E2-******* | Vertical - Base Up | Pulse-start - electronic | 150 | 150 | 277 V | False |  | 88 | [5 empty] | Federally-Regulated Consumer Product | 05/04/2017 |  | 07/27/2021
Juno Lighting, Inc. | Indy | HASQB6-150E1-******* | Vertical - Base Up | Pulse-start - electronic | 150 | 150 | 277 V | False |  | 88 | [5 empty] | Federally-Regulated Consumer Product | 05/04/2017 |  | 07/27/2021
Juno Lighting, Inc. | Indy | HASQB6-150E2-******* | Vertical - Base Up | Pulse-start - electronic | 150 | 150 | 277 V | False |  | 88 | [5 empty] | Federally-Regulated Consumer Product | 05/04/2017 |  | 07/27/2021
Juno Lighting, Inc. | Indy | HD56-150E1-******* | Vertical - Base Up | Pulse-start - electronic | 150 | 150 | 277 V | False |  | 88 | [5 empty] | Federally-Regulated Consumer Product | 05/04/2017 |  | 07/27/2021
Juno Lighting, Inc. | Indy | HD56-150E2-******* | Vertical - Base Up | Pulse-start - electronic | 150 | 150 | 277 V | False |  | 88 | [5 empty] | Federally-Regulated Consumer Product | 05/04/2017 |  | 07/27/2021
Juno Lighting, Inc. | Indy | HD58-150E1-******* | Vertical - Base Up | Pulse-start - electronic | 150 | 150 | 277 V | False |  | 88 | [5 empty] | Federally-Regulated Consumer Product | 05/04/2017 |  | 07/27/2021
Juno Lighting, Inc. | Indy | HD58-150E2-******* | Vertical - Base Up | Pulse-start - electronic | 150 | 150 | 277 V | False |  | 88 | [5 empty] | Federally-Regulated Consumer Product | 05/04/2017 |  | 07/27/2021
Juno Lighting, Inc. | Indy | HDB6-150E1-******* | Vertical - Base Up | Pulse-start - electronic | 150 | 150 | 277 V | False |  | 88 | [5 empty] | Federally-Regulated Consumer Product | 05/04/2017 |  | 07/27/2021
Juno Lighting, Inc. | Indy | HDB6-150E2-******* | Vertical - Base Up | Pulse-start - electronic | 150 | 150 | 277 V | False |  | 88 | [5 empty] | Federally-Regulated Consumer Product | 05/04/2017 |  | 07/27/2021
Juno Lighting, Inc. | Indy | HDB8-150E1-******* | Vertical - Base Up | Pulse-start - electronic | 150 | 150 | 277 V | False |  | 88 | [5 empty] | Federally-Regulated Consumer Product | 05/04/2017 |  | 07/27/2021
Juno Lighting, Inc. | Indy | HDB8-150E2-******* | Vertical - Base Up | Pulse-start - electronic | 150 | 150 | 277 V | False |  | 88 | [5 empty] | Federally-Regulated Consumer Product | 05/04/2017 |  | 07/27/2021
Juno Lighting, Inc. | Indy | HDSQ56-150E1-******* | Vertical - Base Up | Pulse-start - electronic | 150 | 150 | 277 V | False |  | 88 | [5 empty] | Federally-Regulated Consumer Product | 05/04/2017 |  | 07/27/2021
Juno Lighting, Inc. | Indy | HDSQ56-150E2-******* | Vertical - Base Up | Pulse-start - electronic | 150 | 150 | 277 V | False |  | 88 | [5 empty] | Federally-Regulated Consumer Product | 05/04/2017 |  | 07/27/2021
Juno Lighting, Inc. | Indy | HDSQB6-150E1-******* | Vertical - Base Up | Pulse-start - electronic | 150 | 150 | 277 V | False |  | 88 | [5 empty] | Federally-Regulated Consumer Product | 05/04/2017 |  | 07/27/2021
Juno Lighting, Inc. | Indy | HDSQB6-150E2-******* | Vertical - Base Up | Pulse-start - electronic | 150 | 150 | 277 V | False |  | 88 | [5 empty] | Federally-Regulated Consumer Product | 05/04/2017 |  | 07/27/2021
Juno Lighting, Inc. | Indy | HWSQ56-150E1-******* | Vertical - Base Up | Pulse-start - electronic | 150 | 150 | 277 V | False |  | 88 | [5 empty] | Federally-Regulated Consumer Product | 05/04/2017 |  | 07/27/2021
Juno Lighting, Inc. | Indy | HWSQ56-150E2-******* | Vertical - Base Up | Pulse-start - electronic | 150 | 150 | 277 V | False |  | 88 | [5 empty] | Federally-Regulated Consumer Product | 05/04/2017 |  | 07/27/2021
Juno Lighting, Inc. | Indy | M10-ED-150E120-******* | Vertical - Base Up | Pulse-start - electronic | 150 | 150 | 277 V | False |  | 88 | [5 empty] | Federally-Regulated Consumer Product | 05/04/2017 |  | 07/27/2021
Juno Lighting, Inc. | Indy | M10-ED-150E277-******* | Vertical - Base Up | Pulse-start - electronic | 150 | 150 | 277 V | False |  | 88 | [5 empty] | Federally-Regulated Consumer Product | 05/04/2017 |  | 07/27/2021
Juno Lighting, Inc. | Indy | M10-EDS-150E120-******* | Vertical - Base Up | Pulse-start - electronic | 150 | 150 | 277 V | False |  | 88 | [5 empty] | Federally-Regulated Consumer Product | 05/04/2017 |  | 07/27/2021
Juno Lighting, Inc. | Indy | M10-EDS-150E277-******* | Vertical - Base Up | Pulse-start - electronic | 150 | 150 | 277 V | False |  | 88 | [5 empty] | Federally-Regulated Consumer Product | 05/04/2017 |  | 07/27/2021
Juno Lighting, Inc. | Indy | M6A-P38-150E120-******* | Vertical - Base Up | Pulse-start - electronic | 150 | 150 | 277 V | False |  | 88 | [5 empty] | Federally-Regulated Consumer Product | 05/04/2017 |  | 07/27/2021
Juno Lighting, Inc. | Indy | M6A-P38-150E277-******* | Vertical - Base Up | Pulse-start - electronic | 150 | 150 | 277 V | False |  | 88 | [5 empty] | Federally-Regulated Consumer Product | 05/04/2017 |  | 07/27/2021
Juno Lighting, Inc. | Indy | M6A-T6-150E1-******* | Vertical - Base Up | Pulse-start - electronic | 150 | 150 | 277 V | False |  | 88 | [5 empty] | Federally-Regulated Consumer Product | 05/04/2017 |  | 07/27/2021
Juno Lighting, Inc. | Indy | M6A-T6-150E2-******* | Vertical - Base Up | Pulse-start - electronic | 150 | 150 | 277 V | False |  | 88 | [5 empty] | Federally-Regulated Consumer Product | 05/04/2017 |  | 07/27/2021
Juno Lighting, Inc. | Indy | M6AW-P38-150E120-******* | Vertical - Base Up | Pulse-start - electronic | 150 | 150 | 277 V | False |  | 88 | [5 empty] | Federally-Regulated Consumer Product | 05/04/2017 |  | 07/27/2021
Juno Lighting, Inc. | Indy | M6AW-P38-150E277-******* | Vertical - Base Up | Pulse-start - electronic | 150 | 150 | 277 V | False |  | 88 | [5 empty] | Federally-Regulated Consumer Product | 05/04/2017 |  | 07/27/2021
Juno Lighting, Inc. | Indy | M6AW-T6-150E1-******* | Vertical - Base Up | Pulse-start - electronic | 150 | 150 | 277 V | False |  | 88 | [5 empty] | Federally-Regulated Consumer Product | 05/04/2017 |  | 07/27/2021
Juno Lighting, Inc. | Indy | M6AW-T6-150E2-******* | Vertical - Base Up | Pulse-start - electronic | 150 | 150 | 277 V | False |  | 88 | [5 empty] | Federally-Regulated Consumer Product | 05/04/2017 |  | 07/27/2021
Juno Lighting, Inc. | Indy | M6-T6-150E1-******* | Vertical - Base Up | Pulse-start - electronic | 150 | 150 | 277 V | False |  | 88 | [5 empty] | Federally-Regulated Consumer Product | 05/04/2017 |  | 07/27/2021
Juno Lighting, Inc. | Indy | M6-T6-150E2-******* | Vertical - Base Up | Pulse-start - electronic | 150 | 150 | 277 V | False |  | 88 | [5 empty] | Federally-Regulated Consumer Product | 05/04/2017 |  | 07/27/2021
Juno Lighting, Inc. | Indy | M8A-P38-150E120-******* | Vertical - Base Up | Pulse-start - electronic | 150 | 150 | 277 V | False |  | 88 | [5 empty] | Federally-Regulated Consumer Product | 05/04/2017 |  | 07/27/2021
Juno Lighting, Inc. | Indy | M8A-P38-150E277-******* | Vertical - Base Up | Pulse-start - electronic | 150 | 150 | 277 V | False |  | 88 | [5 empty] | Federally-Regulated Consumer Product | 05/04/2017 |  | 07/27/2021
Juno Lighting, Inc. | Indy | M8A-T6-150E1-******* | Vertical - Base Up | Pulse-start - electronic | 150 | 150 | 277 V | False |  | 88 | [5 empty] | Federally-Regulated Consumer Product | 05/04/2017 |  | 07/27/2021
Juno Lighting, Inc. | Indy | M8A-T6-150E2-******* | Vertical - Base Up | Pulse-start - electronic | 150 | 150 | 277 V | False |  | 88 | [5 empty] | Federally-Regulated Consumer Product | 05/04/2017 |  | 07/27/2021
Juno Lighting, Inc. | Indy | M8AW-P38-150E120-******* | Vertical - Base Up | Pulse-start - electronic | 150 | 150 | 277 V | False |  | 88 | [5 empty] | Federally-Regulated Consumer Product | 05/04/2017 |  | 07/27/2021
Juno Lighting, Inc. | Indy | M8AW-P38-150E277-******* | Vertical - Base Up | Pulse-start - electronic | 150 | 150 | 277 V | False |  | 88 | [5 empty] | Federally-Regulated Consumer Product | 05/04/2017 |  | 07/27/2021
Juno Lighting, Inc. | Indy | M8AW-T6-150E1-******* | Vertical - Base Up | Pulse-start - electronic | 150 | 150 | 277 V | False |  | 88 | [5 empty] | Federally-Regulated Consumer Product | 05/04/2017 |  | 07/27/2021
Juno Lighting, Inc. | Indy | M8AW-T6-150E2-******* | Vertical - Base Up | Pulse-start - electronic | 150 | 150 | 277 V | False |  | 88 | [5 empty] | Federally-Regulated Consumer Product | 05/04/2017 |  | 07/27/2021
Juno Lighting, Inc. | Indy | M8-ED-150E120-******* | Vertical - Base Up | Pulse-start - electronic | 150 | 150 | 277 V | False |  | 88 | [5 empty] | Federally-Regulated Consumer Product | 05/04/2017 |  | 07/27/2021
Juno Lighting, Inc. | Indy | M8-ED-150E277-******* | Vertical - Base Up | Pulse-start - electronic | 150 | 150 | 277 V | False |  | 88 | [5 empty] | Federally-Regulated Consumer Product | 05/04/2017 |  | 07/27/2021
Juno Lighting, Inc. | Indy | M8-EDS-150E120-******* | Vertical - Base Up | Pulse-start - electronic | 150 | 150 | 277 V | False |  | 88 | [5 empty] | Federally-Regulated Consumer Product | 05/04/2017 |  | 07/27/2021
Juno Lighting, Inc. | Indy | M8-EDS-150E277-******* | Vertical - Base Up | Pulse-start - electronic | 150 | 150 | 277 V | False |  | 88 | [5 empty] | Federally-Regulated Consumer Product | 05/04/2017 |  | 07/27/2021
Juno Lighting, Inc. | Indy | M8HD-T6-150E1-******* | Vertical - Base Up | Pulse-start - electronic | 150 | 150 | 277 V | False |  | 88 | [5 empty] | Federally-Regulated Consumer Product | 05/04/2017 |  | 07/27/2021
Juno Lighting, Inc. | Indy | M8HD-T6-150E2-******* | Vertical - Base Up | Pulse-start - electronic | 150 | 150 | 277 V | False |  | 88 | [5 empty] | Federally-Regulated Consumer Product | 05/04/2017 |  | 07/27/2021
Juno Lighting, Inc. | Indy | M8PD-ED-150E120-******* | Vertical - Base Up | Pulse-start - electronic | 150 | 150 | 277 V | False |  | 88 | [5 empty] | Federally-Regulated Consumer Product | 05/04/2017 |  | 07/27/2021
Juno Lighting, Inc. | Indy | M8PD-ED-150E277-******* | Vertical - Base Up | Pulse-start - electronic | 150 | 150 | 277 V | False |  | 88 | [5 empty] | Federally-Regulated Consumer Product | 05/04/2017 |  | 07/27/2021
Juno Lighting, Inc. | Indy | M8PD-EDS-150E120-******* | Vertical - Base Up | Pulse-start - electronic | 150 | 150 | 277 V | False |  | 88 | [5 empty] | Federally-Regulated Consumer Product | 05/04/2017 |  | 07/27/2021
Juno Lighting, Inc. | Indy | M8PD-EDS-150E277-******* | Vertical - Base Up | Pulse-start - electronic | 150 | 150 | 277 V | False |  | 88 | [5 empty] | Federally-Regulated Consumer Product | 05/04/2017 |  | 07/27/2021
Juno Lighting, Inc. | Indy | M8PD-P38-150E120-******* | Vertical - Base Up | Pulse-start - electronic | 150 | 150 | 277 V | False |  | 88 | [5 empty] | Federally-Regulated Consumer Product | 05/04/2017 |  | 07/27/2021
Juno Lighting, Inc. | Indy | M8PD-P38-150E277-******* | Vertical - Base Up | Pulse-start - electronic | 150 | 150 | 277 V | False |  | 88 | [5 empty] | Federally-Regulated Consumer Product | 05/04/2017 |  | 07/27/2021
Juno Lighting, Inc. | Indy | M8SR-P38-150E120-******* | Vertical - Base Up | Pulse-start - electronic | 150 | 150 | 277 V | False |  | 88 | [5 empty] | Federally-Regulated Consumer Product | 05/04/2017 |  | 07/27/2021
Juno Lighting, Inc. | Indy | M8SR-P38-150E277-******* | Vertical - Base Up | Pulse-start - electronic | 150 | 150 | 277 V | False |  | 88 | [5 empty] | Federally-Regulated Consumer Product | 05/04/2017 |  | 07/27/2021
Juno Lighting, Inc. | Indy | M8-T6-150E1-******* | Vertical - Base Up | Pulse-start - electronic | 150 | 150 | 277 V | False |  | 88 | [5 empty] | Federally-Regulated Consumer Product | 05/04/2017 |  | 07/27/2021
Juno Lighting, Inc. | Indy | M8-T6-150E2-******* | Vertical - Base Up | Pulse-start - electronic | 150 | 150 | 277 V | False |  | 88 | [5 empty] | Federally-Regulated Consumer Product | 05/04/2017 |  | 07/27/2021
Juno Lighting, Inc. | Indy | M8W-ED-150E120-******* | Vertical - Base Up | Pulse-start - electronic | 150 | 150 | 277 V | False |  | 88 | [5 empty] | Federally-Regulated Consumer Product | 05/04/2017 |  | 07/27/2021
Juno Lighting, Inc. | Indy | M8W-ED-150E277-******* | Vertical - Base Up | Pulse-start - electronic | 150 | 150 | 277 V | False |  | 88 | [5 empty] | Federally-Regulated Consumer Product | 05/04/2017 |  | 07/27/2021
Juno Lighting, Inc. | Indy | M9-ED-150E120-******* | Vertical - Base Up | Pulse-start - electronic | 150 | 150 | 277 V | False |  | 88 | [5 empty] | Federally-Regulated Consumer Product | 05/04/2017 |  | 07/27/2021
Juno Lighting, Inc. | Indy | M9-ED-150E277-******* | Vertical - Base Up | Pulse-start - electronic | 150 | 150 | 277 V | False |  | 88 | [5 empty] | Federally-Regulated Consumer Product | 05/04/2017 |  | 07/27/2021
Juno Lighting, Inc. | Indy | M9HD-EDS-150E120-******* | Vertical - Base Up | Pulse-start - electronic | 150 | 150 | 277 V | False |  | 88 | [5 empty] | Federally-Regulated Consumer Product | 05/04/2017 |  | 07/27/2021
Juno Lighting, Inc. | Indy | MD8-P38-150E120-******* | Vertical - Base Up | Pulse-start - electronic | 150 | 150 | 277 V | False |  | 88 | [5 empty] | Federally-Regulated Consumer Product | 05/04/2017 |  | 07/27/2021
Juno Lighting, Inc. | Indy | MD8-P38-150E277-******* | Vertical - Base Up | Pulse-start - electronic | 150 | 150 | 277 V | False |  | 88 | [5 empty] | Federally-Regulated Consumer Product | 05/04/2017 |  | 07/27/2021
Juno Lighting, Inc. | Indy | MS122-150H1-******* | Horizontal | Pulse-start - electronic | 150 | 150 | 277 V | False |  | 88 | [5 empty] | Federally-Regulated Consumer Product | 05/04/2017 |  | 07/27/2021
Juno Lighting, Inc. | Indy | MS122-150H2-******* | Horizontal | Pulse-start - electronic | 150 | 150 | 277 V | False |  | 88 | [5 empty] | Federally-Regulated Consumer Product | 05/04/2017 |  | 07/27/2021
Juno Lighting, Inc. | Indy | MS256-150H1-******* | Horizontal | Pulse-start - electronic | 150 | 150 | 277 V | False |  | 88 | [5 empty] | Federally-Regulated Consumer Product | 05/04/2017 |  | 07/27/2021
Juno Lighting, Inc. | Indy | MS256-150H2-******* | Horizontal | Pulse-start - electronic | 150 | 150 | 277 V | False |  | 88 | [5 empty] | Federally-Regulated Consumer Product | 05/04/2017 |  | 07/27/2021
Acuity Brands Lighting | Holophane, an Acuity Brands Co. | PF 320PM ** **** | Universal | Pulse-start - magnetic | 320 | 320 |  | True | Relamping Rated Wattage | 89.8 |  |  |  | 290-335 watts |  | Non Federally-Regulated | 09/28/2010 |  | 08/02/2021
Gardco Lighting | Gardco | MPGL1811**150MH************** | Horizontal | Pulse-start - magnetic | 150 |  |  |  |  | 80 | Vertical - Base Up |  |  |  |  | Non Federally-Regulated | 12/24/2007 |  | 02/06/2008
Gardco Lighting | Gardco | CWG1811**150MH************** | Horizontal | Pulse-start - magnetic | 150 |  |  |  |  | 80 | Vertical - Base Up |  |  |  |  | Non Federally-Regulated | 12/24/2007 |  | 02/06/2008
Advance A Division, Philips Electronics NA | Advance A Division, Philips Electronics NA | 71A5842TAEE | Vertical - Base Up | Pulse-start - magnetic | 320 |  |  |  |  | 88.1 | No Exceptions Met |  |  |  |  | Non Federally-Regulated | 08/25/2008 |  | 06/22/2009
Gardco Lighting | Emco | DECWA141FH**200MH************** | Horizontal | Pulse-start - magnetic | 200 |  |  |  |  | 88 | No Exceptions Met |  |  |  |  | Non Federally-Regulated | 12/24/2007 |  | 02/06/2008
Gardco Lighting | Gardco | MW1711**150MH************** | Horizontal | Pulse-start - magnetic | 150 |  |  |  |  | 80 | Vertical - Base Up |  |  |  |  | Non Federally-Regulated | 12/24/2007 |  | 02/06/2008
Gardco Lighting | Gardco | MA2214X**400PSMH************** | Horizontal | Pulse-start - magnetic | 400 |  |  |  |  | 88 | No Exceptions Met |  |  |  |  | Non Federally-Regulated | 12/24/2007 |  | 02/06/2008
Gardco Lighting | Gardco | CPG181Q**200MH************** | Horizontal | Pulse-start - magnetic | 200 |  |  |  |  | 88 | No Exceptions Met |  |  |  |  | Non Federally-Regulated | 12/24/2007 |  | 02/06/2008
Gardco Lighting | Gardco | CA2213**400PSMH************** | Horizontal | Pulse-start - magnetic | 400 |  |  |  |  | 88 | No Exceptions Met |  |  |  |  | Non Federally-Regulated | 12/24/2007 |  | 02/06/2008
Lumec | Lumec | L30 | Vertical - Base Up | Pulse-start - magnetic | 250 |  |  |  |  | 88 | No Exceptions Met |  |  |  |  | Non Federally-Regulated | 01/23/2008 |  | 01/24/2008
Gardco Lighting | Gardco | CTP2114XL**350PSMH************** | Horizontal | Pulse-start - magnetic | 350 |  |  |  |  | 88 | No Exceptions Met |  |  |  |  | Non Federally-Regulated | 12/24/2007 |  | 02/06/2008
Gardco Lighting | Emco | DECP181QH**250PSMH************** | Horizontal | Pulse-start - magnetic | 250 |  |  |  |  | 88 | No Exceptions Met |  |  |  |  | Non Federally-Regulated | 12/24/2007 |  | 02/06/2008
Gardco Lighting | Gardco | A1914X**400PSMH************** | Horizontal | Pulse-start - magnetic | 400 |  |  |  |  | 88 | No Exceptions Met |  |  |  |  | Non Federally-Regulated | 12/24/2007 |  | 02/06/2008
Gardco Lighting | Emco | ERP2513V**200MH************** | Vertical - Base Up | Pulse-start - magnetic | 200 |  |  |  |  | 88 | No Exceptions Met |  |  |  |  | Non Federally-Regulated | 12/24/2007 |  | 02/06/2008
Gardco Lighting | Gardco | 141WT**320PSMH************** | Horizontal | Pulse-start - magnetic | 320 |  |  |  |  | 88 | No Exceptions Met |  |  |  |  | Non Federally-Regulated | 12/24/2007 |  | 02/06/2008
Lumec | Lumec | L26SP | Horizontal | Pulse-start - magnetic | 250 |  |  |  |  | 88 | No Exceptions Met |  |  |  |  | Non Federally-Regulated | 01/23/2008 |  | 01/24/2008
Gardco Lighting | Emco | ECWA141FH**150MH************** | Horizontal | Pulse-start - magnetic | 150 |  |  |  |  | 80 | Vertical - Base Up |  |  |  |  | Non Federally-Regulated | 12/24/2007 |  | 02/06/2008
Lumec | Lumec | OT20 | Vertical - Base Up | Pulse-start - magnetic | 400 |  |  |  |  | 88 | No Exceptions Met |  |  |  |  | Non Federally-Regulated | 01/23/2008 |  | 01/24/2008
Gardco Lighting | Gardco | A1413**150MH************** | Horizontal | Pulse-start - magnetic | 150 |  |  |  |  | 80 | Vertical - Base Up |  |  |  |  | Non Federally-Regulated | 12/24/2007 |  | 02/06/2008
Gardco Lighting | Emco | AVA-1-3/F**320PSMH************** | Horizontal | Pulse-start - magnetic | 320 |  |  |  |  | 88 | No Exceptions Met |  |  |  |  | Non Federally-Regulated | 12/24/2007 |  | 02/06/2008
Gardco Lighting | Gardco | GS02-(ST/OT)-13XL**150CMHE*12************* | Horizontal | Pulse-start - electronic | 150 |  |  |  |  | 88 | No Exceptions Met |  |  |  |  | Non Federally-Regulated | 12/24/2007 |  | 02/06/2008
Gardco Lighting | Gardco | G181Q**150MH************** | Horizontal | Pulse-start - magnetic | 150 |  |  |  |  | 80 | Vertical - Base Up |  |  |  |  | Non Federally-Regulated | 12/24/2007 |  | 02/06/2008
Gardco Lighting | Gardco | BE1911**250PSMH************** | Horizontal | Pulse-start - magnetic | 250 |  |  |  |  | 88 | No Exceptions Met |  |  |  |  | Non Federally-Regulated | 12/24/2007 |  | 02/06/2008
Gardco Lighting | Gardco | SCA14S1**150MH************** | Horizontal | Pulse-start - magnetic | 150 |  |  |  |  | 80 | Vertical - Base Up |  |  |  |  | Non Federally-Regulated | 12/24/2007 |  | 02/06/2008
Gardco Lighting | Gardco | H141Q**200MH************** | Horizontal | Pulse-start - magnetic | 200 |  |  |  |  | 88 | No Exceptions Met |  |  |  |  | Non Federally-Regulated | 12/24/2007 |  | 02/06/2008
Gardco Lighting | Gardco | CW1711**200MH************** | Horizontal | Pulse-start - magnetic | 200 |  |  |  |  | 88 | No Exceptions Met |  |  |  |  | Non Federally-Regulated | 12/24/2007 |  | 02/06/2008
Gardco Lighting | Emco | ECW1413V**150MH************** | Vertical - Base Up | Pulse-start - magnetic | 150 |  |  |  |  | 80 | Vertical - Base Up |  |  |  |  | Non Federally-Regulated | 12/24/2007 |  | 02/06/2008
Gardco Lighting | Emco | ERP2513H**250PSMH************** | Horizontal | Pulse-start - magnetic | 250 |  |  |  |  | 88 | No Exceptions Met |  |  |  |  | Non Federally-Regulated | 12/24/2007 |  | 02/06/2008
Gardco Lighting | Gardco | WH191FM**350PSMH************** | Horizontal | Pulse-start - magnetic | 350 |  |  |  |  | 88 | No Exceptions Met |  |  |  |  | Non Federally-Regulated | 12/24/2007 |  | 02/06/2008
Gardco Lighting | Gardco | MP1711**150MH************** | Horizontal | Pulse-start - magnetic | 150 |  |  |  |  | 80 | Vertical - Base Up |  |  |  |  | Non Federally-Regulated | 12/24/2007 |  | 02/06/2008
Gardco Lighting | Gardco | CR2515V**250PSMH************** | Horizontal | Pulse-start - magnetic | 250 |  |  |  |  | 88 | No Exceptions Met |  |  |  |  | Non Federally-Regulated | 12/24/2007 |  | 02/06/2008
Gardco Lighting | Gardco | A1421**150MH************** | Horizontal | Pulse-start - magnetic | 150 |  |  |  |  | 80 | Vertical - Base Up |  |  |  |  | Non Federally-Regulated | 12/24/2007 |  | 02/06/2008
Gardco Lighting | Gardco | JEH1913**400PSMH************** | Horizontal | Pulse-start - magnetic | 400 |  |  |  |  | 88 | No Exceptions Met |  |  |  |  | Non Federally-Regulated | 12/24/2007 |  | 02/06/2008
Gardco Lighting | Emco | DECA2313VFC**400PSMH************** | Vertical - Base Up | Pulse-start - magnetic | 400 |  |  |  |  | 88 | No Exceptions Met |  |  |  |  | Non Federally-Regulated | 12/24/2007 |  | 02/06/2008
Advance A Division, Philips Electronics NA | Advance A Division, Philips Electronics NA | 71A5737B | Vertical - Base Up | Pulse-start - magnetic | 250 |  |  |  |  | 94 | No Exceptions Met |  |  |  |  | Non Federally-Regulated | 04/07/2008 |  | 06/22/2009
Gardco Lighting | Emco | ECA141QV**175PSMH************** | Vertical - Base Up | Pulse-start - magnetic | 175 |  |  |  |  | 88 | No Exceptions Met |  |  |  |  | Non Federally-Regulated | 12/24/2007 |  | 02/06/2008
Gardco Lighting | Gardco | MWGL183**150MH************** | Horizontal | Pulse-start - magnetic | 150 |  |  |  |  | 80 | Vertical - Base Up |  |  |  |  | Non Federally-Regulated | 12/24/2007 |  | 02/06/2008
Gardco Lighting | Gardco | LU610ML*150MH*50HPS*120************* | Horizontal | Pulse-start - magnetic | 150 |  |  |  |  | 80 | Vertical - Base Up |  |  |  |  | Non Federally-Regulated | 12/24/2007 |  | 02/06/2008
Lumec | Lumec | L26N | Vertical - Base Up | Pulse-start - magnetic | 250 |  |  |  |  | 88 | No Exceptions Met |  |  |  |  | Non Federally-Regulated | 01/23/2008 |  | 01/24/2008
Signify North America Corporation | Philips Lighting Electronics North America | 71A6393 | Vertical - Base Up | Pulse-start - magnetic | 450 |  |  |  |  | 89 | No Exceptions Met |  |  |  |  | Non Federally-Regulated | 06/22/2009 |  | 11/17/2011
Gardco Lighting | Emco | ECWA181FH**250PSMH************** | Horizontal | Pulse-start - magnetic | 250 |  |  |  |  | 88 | No Exceptions Met |  |  |  |  | Non Federally-Regulated | 12/24/2007 |  | 02/06/2008
Gardco Lighting | Gardco | CTA2111**400PSMH************** | Horizontal | Pulse-start - magnetic | 400 |  |  |  |  | 88 | No Exceptions Met |  |  |  |  | Non Federally-Regulated | 12/24/2007 |  | 02/06/2008
Gardco Lighting | Gardco | BR160Q**150MH************** | Horizontal | Pulse-start - magnetic | 150 |  |  |  |  | 80 | Vertical - Base Up |  |  |  |  | Non Federally-Regulated | 12/24/2007 |  | 02/06/2008
Gardco Lighting | Gardco | EH191VS**400PSMH************** | Vertical - Base Up | Pulse-start - magnetic | 400 |  |  |  |  | 88 | No Exceptions Met |  |  |  |  | Non Federally-Regulated | 12/24/2007 |  | 02/06/2008
Gardco Lighting | Gardco | SCBEH191FM**350PSMH************** | Horizontal | Pulse-start - magnetic | 350 |  |  |  |  | 88 | No Exceptions Met |  |  |  |  | Non Federally-Regulated | 12/24/2007 |  | 02/06/2008
Gardco Lighting | Gardco | CW171FM**200MH************** | Horizontal | Pulse-start - magnetic | 200 |  |  |  |  | 88 | No Exceptions Met |  |  |  |  | Non Federally-Regulated | 12/24/2007 |  | 02/06/2008
Gardco Lighting | Emco | DECWA1413H**150MH************** | Horizontal | Pulse-start - magnetic | 150 |  |  |  |  | 80 | Vertical - Base Up |  |  |  |  | Non Federally-Regulated | 12/24/2007 |  | 02/06/2008
Gardco Lighting | Gardco | CR2514XLV**250PSMH************** | Horizontal | Pulse-start - magnetic | 250 |  |  |  |  | 88 | No Exceptions Met |  |  |  |  | Non Federally-Regulated | 12/24/2007 |  | 02/06/2008
Gardco Lighting | Gardco | G18(W,WS)3XL**320PSMH************** | Horizontal | Pulse-start - magnetic | 320 |  |  |  |  | 88 | No Exceptions Met |  |  |  |  | Non Federally-Regulated | 12/24/2007 |  | 02/06/2008
Gardco Lighting | Gardco | MP221Q**320PSMH************** | Horizontal | Pulse-start - magnetic | 320 |  |  |  |  | 88 | No Exceptions Met |  |  |  |  | Non Federally-Regulated | 12/24/2007 |  | 02/06/2008
Gardco Lighting | Emco | DECWA181FH**320PSMH************** | Horizontal | Pulse-start - magnetic | 320 |  |  |  |  | 88 | No Exceptions Met |  |  |  |  | Non Federally-Regulated | 12/24/2007 |  | 02/06/2008
Gardco Lighting | Emco | ERA251QH**350PSMH************** | Horizontal | Pulse-start - magnetic | 350 |  |  |  |  | 88 | No Exceptions Met |  |  |  |  | Non Federally-Regulated | 12/24/2007 |  | 02/06/2008
Signify North America Corporation | Philips Lighting Electronics North America | 71A5937BP | Vertical - Base Up | Pulse-start - magnetic | 350 |  |  |  |  | 94 | No Exceptions Met |  |  |  |  | Non Federally-Regulated | 06/22/2009 |  | 11/17/2011
Lumec | Lumec | L20* | Horizontal | Pulse-start - magnetic | 250 |  |  |  |  | 88 | No Exceptions Met |  |  |  |  | Non Federally-Regulated | 01/23/2008 |  | 01/24/2008
Gardco Lighting | Emco | ERP201FH**150MH************** | Horizontal | Pulse-start - magnetic | 150 |  |  |  |  | 80 | Vertical - Base Up |  |  |  |  | Non Federally-Regulated | 12/24/2007 |  | 02/06/2008
Gardco Lighting | Gardco | CR2512XLV**450PSMH************** | Horizontal | Pulse-start - magnetic | 450 |  |  |  |  | 88 | No Exceptions Met |  |  |  |  | Non Federally-Regulated | 12/24/2007 |  | 02/06/2008
Gardco Lighting | Gardco | JEH191FM**400PSMH************** | Horizontal | Pulse-start - magnetic | 400 |  |  |  |  | 88 | No Exceptions Met |  |  |  |  | Non Federally-Regulated | 12/24/2007 |  | 02/06/2008
Gardco Lighting | Gardco | GS01-(ST/OT)-14XL**150CMHE*12************* | Horizontal | Pulse-start - electronic | 150 |  |  |  |  | 88 | No Exceptions Met |  |  |  |  | Non Federally-Regulated | 12/24/2007 |  | 02/06/2008
Gardco Lighting | Gardco | JEH191FM**350PSMH************** | Horizontal | Pulse-start - magnetic | 350 |  |  |  |  | 88 | No Exceptions Met |  |  |  |  | Non Federally-Regulated | 12/24/2007 |  | 02/06/2008
Gardco Lighting | Gardco | H1914X**250PSMH************** | Horizontal | Pulse-start - magnetic | 250 |  |  |  |  | 88 | No Exceptions Met |  |  |  |  | Non Federally-Regulated | 12/24/2007 |  | 02/06/2008
Gardco Lighting | Gardco | A191VS**400PSMH************** | Vertical - Base Up | Pulse-start - magnetic | 400 |  |  |  |  | 88 | No Exceptions Met |  |  |  |  | Non Federally-Regulated | 12/24/2007 |  | 02/06/2008
Gardco Lighting | Gardco | CA221Q**250PSMH************** | Horizontal | Pulse-start - magnetic | 250 |  |  |  |  | 88 | No Exceptions Met |  |  |  |  | Non Federally-Regulated | 12/24/2007 |  | 02/06/2008
Gardco Lighting | Gardco | BR162Q**150MH************** | Horizontal | Pulse-start - magnetic | 150 |  |  |  |  | 80 | Vertical - Base Up |  |  |  |  | Non Federally-Regulated | 12/24/2007 |  | 02/06/2008
Gardco Lighting | Gardco | 109WT**150MH************** | Horizontal | Pulse-start - magnetic | 150 |  |  |  |  | 80 | Vertical - Base Up |  |  |  |  | Non Federally-Regulated | 12/24/2007 |  | 02/06/2008
Gardco Lighting | Gardco | CR2015V**175PSMH************** | Horizontal | Pulse-start - magnetic | 175 |  |  |  |  | 88 | No Exceptions Met |  |  |  |  | Non Federally-Regulated | 12/24/2007 |  | 02/06/2008
Lumec | Lumec | XL20 | Vertical - Base Up | Pulse-start - magnetic | 400 |  |  |  |  | 88 | No Exceptions Met |  |  |  |  | Non Federally-Regulated | 01/23/2008 |  | 01/24/2008
Gardco Lighting | Gardco | A1944X**250PSMH************** | Horizontal | Pulse-start - magnetic | 250 |  |  |  |  | 88 | No Exceptions Met |  |  |  |  | Non Federally-Regulated | 12/24/2007 |  | 02/06/2008
Gardco Lighting | Emco | DECA181QH**350PSMH************** | Horizontal | Pulse-start - magnetic | 350 |  |  |  |  | 88 | No Exceptions Met |  |  |  |  | Non Federally-Regulated | 12/24/2007 |  | 02/06/2008
Gardco Lighting | Gardco | A191VS**450PSMH************** | Vertical - Base Up | Pulse-start - magnetic | 450 |  |  |  |  | 88 | No Exceptions Met |  |  |  |  | Non Federally-Regulated | 12/24/2007 |  | 02/06/2008
Gardco Lighting | Emco | DECW1413V**150MH************** | Vertical - Base Up | Pulse-start - magnetic | 150 |  |  |  |  | 80 | Vertical - Base Up |  |  |  |  | Non Federally-Regulated | 12/24/2007 |  | 02/06/2008
Gardco Lighting | Gardco | BE1411**200MH************** | Horizontal | Pulse-start - magnetic | 200 |  |  |  |  | 88 | No Exceptions Met |  |  |  |  | Non Federally-Regulated | 12/24/2007 |  | 02/06/2008
Gardco Lighting | Emco | DECP1813V**250PSMH************** | Vertical - Base Up | Pulse-start - magnetic | 250 |  |  |  |  | 88 | No Exceptions Met |  |  |  |  | Non Federally-Regulated | 12/24/2007 |  | 02/06/2008
Gardco Lighting | Gardco | JH191VS**350PSMH************** | Vertical - Base Up | Pulse-start - magnetic | 350 |  |  |  |  | 88 | No Exceptions Met |  |  |  |  | Non Federally-Regulated | 12/24/2007 |  | 02/06/2008
Gardco Lighting | Emco | ERA2513V**350PSMH************** | Vertical - Base Up | Pulse-start - magnetic | 350 |  |  |  |  | 88 | No Exceptions Met |  |  |  |  | Non Federally-Regulated | 12/24/2007 |  | 02/06/2008
Advance A Division, Philips Electronics NA | Advance A Division, Philips Electronics NA | IMH175CLF | Vertical - Base Up | Pulse-start - electronic | 175 |  |  |  |  | 91.2 | No Exceptions Met |  |  |  |  | Non Federally-Regulated | 08/25/2008 |  | 06/22/2009
Gardco Lighting | Gardco | DF12NSP**400PSMH************** | Horizontal | Pulse-start - magnetic | 400 |  |  |  |  | 88 | No Exceptions Met |  |  |  |  | Non Federally-Regulated | 12/24/2007 |  | 02/06/2008
Gardco Lighting | Emco | ERA201FH**150MH************** | Horizontal | Pulse-start - magnetic | 150 |  |  |  |  | 80 | Vertical - Base Up |  |  |  |  | Non Federally-Regulated | 12/24/2007 |  | 02/06/2008
Gardco Lighting | Emco | ERW251FH**400PSMH************** | Horizontal | Pulse-start - magnetic | 400 |  |  |  |  | 88 | No Exceptions Met |  |  |  |  | Non Federally-Regulated | 12/24/2007 |  | 02/06/2008
Gardco Lighting | Gardco | CR25(W,WS)2XL**250PSMH************** | Horizontal | Pulse-start - magnetic | 250 |  |  |  |  | 88 | No Exceptions Met |  |  |  |  | Non Federally-Regulated | 12/24/2007 |  | 02/06/2008
Gardco Lighting | Emco | DECW1813H**400PSMH************** | Horizontal | Pulse-start - magnetic | 400 |  |  |  |  | 88 | No Exceptions Met |  |  |  |  | Non Federally-Regulated | 12/24/2007 |  | 02/06/2008
Gardco Lighting | Emco | ECP181FV**250PSMH************** | Vertical - Base Up | Pulse-start - magnetic | 250 |  |  |  |  | 88 | No Exceptions Met |  |  |  |  | Non Federally-Regulated | 12/24/2007 |  | 02/06/2008
Lumec | Lumec | DMS60 | Vertical - Base Up | Pulse-start - magnetic | 400 |  |  |  |  | 88 | No Exceptions Met |  |  |  |  | Non Federally-Regulated | 01/23/2008 |  | 01/24/2008
Gardco Lighting | Gardco | CTB2113XL**400PSMH************** | Horizontal | Pulse-start - magnetic | 400 |  |  |  |  | 88 | No Exceptions Met |  |  |  |  | Non Federally-Regulated | 12/24/2007 |  | 02/06/2008
Gardco Lighting | Gardco | MPGL1813**200MH************** | Horizontal | Pulse-start - magnetic | 200 |  |  |  |  | 88 | No Exceptions Met |  |  |  |  | Non Federally-Regulated | 12/24/2007 |  | 02/06/2008
Gardco Lighting | Emco | ERA2512H**350PSMH************** | Horizontal | Pulse-start - magnetic | 350 |  |  |  |  | 88 | No Exceptions Met |  |  |  |  | Non Federally-Regulated | 12/24/2007 |  | 02/06/2008
Gardco Lighting | Gardco | MAG1813**150MH************** | Horizontal | Pulse-start - magnetic | 150 |  |  |  |  | 80 | Vertical - Base Up |  |  |  |  | Non Federally-Regulated | 12/24/2007 |  | 02/06/2008
Lumec | Lumec | AT40 | Vertical - Base Up | Pulse-start - magnetic | 400 |  |  |  |  | 88 | No Exceptions Met |  |  |  |  | Non Federally-Regulated | 01/23/2008 |  | 01/24/2008
Gardco Lighting | Gardco | LU610ML1*150MH*70MH*144************* | Horizontal | Pulse-start - magnetic | 150 |  |  |  |  | 80 | Vertical - Base Up |  |  |  |  | Non Federally-Regulated | 12/24/2007 |  | 02/06/2008
Gardco Lighting | Gardco | BE191FM**320PSMH************** | Horizontal | Pulse-start - magnetic | 320 |  |  |  |  | 88 | No Exceptions Met |  |  |  |  | Non Federally-Regulated | 12/24/2007 |  | 02/06/2008
Gardco Lighting | Gardco | A192VS**250PSMH************** | Vertical - Base Up | Pulse-start - magnetic | 250 |  |  |  |  | 88 | No Exceptions Met |  |  |  |  | Non Federally-Regulated | 12/24/2007 |  | 02/06/2008
Gardco Lighting | Gardco | BE1911**350PSMH************** | Horizontal | Pulse-start - magnetic | 350 |  |  |  |  | 88 | No Exceptions Met |  |  |  |  | Non Federally-Regulated | 12/24/2007 |  | 02/06/2008
Gardco Lighting | Gardco | CP2211**350PSMH************** | Horizontal | Pulse-start - magnetic | 350 |  |  |  |  | 88 | No Exceptions Met |  |  |  |  | Non Federally-Regulated | 12/24/2007 |  | 02/06/2008
Gardco Lighting | Gardco | MW2214X**350PSMH************** | Horizontal | Pulse-start - magnetic | 350 |  |  |  |  | 88 | No Exceptions Met |  |  |  |  | Non Federally-Regulated | 12/24/2007 |  | 02/06/2008
Gardco Lighting | Gardco | MW2211**320PSMH************** | Horizontal | Pulse-start - magnetic | 320 |  |  |  |  | 88 | No Exceptions Met |  |  |  |  | Non Federally-Regulated | 12/24/2007 |  | 02/06/2008
Gardco Lighting | Emco | ERW251FH**320PSMH************** | Horizontal | Pulse-start - magnetic | 320 |  |  |  |  | 88 | No Exceptions Met |  |  |  |  | Non Federally-Regulated | 12/24/2007 |  | 02/06/2008
Gardco Lighting | Emco | DECW141FH**200MH************** | Horizontal | Pulse-start - magnetic | 200 |  |  |  |  | 88 | No Exceptions Met |  |  |  |  | Non Federally-Regulated | 12/24/2007 |  | 02/06/2008
Gardco Lighting | Gardco | JH141FM**200MH************** | Horizontal | Pulse-start - magnetic | 200 |  |  |  |  | 88 | No Exceptions Met |  |  |  |  | Non Federally-Regulated | 12/24/2007 |  | 02/06/2008
Signify North America Corporation | Philips Lighting Electronics North America | IZTEMH4003PSXC | Vertical - Base Up | Pulse-start - electronic | 400 |  |  |  |  | 93.3 | No Exceptions Met |  |  |  |  | Non Federally-Regulated | 06/22/2009 |  | 11/17/2011
Gardco Lighting | Emco | ECWA1813V**320PSMH************** | Vertical - Base Up | Pulse-start - magnetic | 320 |  |  |  |  | 88 | No Exceptions Met |  |  |  |  | Non Federally-Regulated | 12/24/2007 |  | 02/06/2008
Gardco Lighting | Emco | ERW251FV**350PSMH************** | Vertical - Base Up | Pulse-start - magnetic | 350 |  |  |  |  | 88 | No Exceptions Met |  |  |  |  | Non Federally-Regulated | 12/24/2007 |  | 02/06/2008
Gardco Lighting | Emco | DECWA1813V**250PSMH************** | Vertical - Base Up | Pulse-start - magnetic | 250 |  |  |  |  | 88 | No Exceptions Met |  |  |  |  | Non Federally-Regulated | 12/24/2007 |  | 02/06/2008
Gardco Lighting | Gardco | H141FM**200MH************** | Horizontal | Pulse-start - magnetic | 200 |  |  |  |  | 88 | No Exceptions Met |  |  |  |  | Non Federally-Regulated | 12/24/2007 |  | 02/06/2008
Gardco Lighting | Emco | ERP201QV**175PSMH************** | Vertical - Base Up | Pulse-start - magnetic | 175 |  |  |  |  | 88 | No Exceptions Met |  |  |  |  | Non Federally-Regulated | 12/24/2007 |  | 02/06/2008
Lumec | Lumec | DMS30 | Horizontal | Pulse-start - magnetic | 400 |  |  |  |  | 88 | No Exceptions Met |  |  |  |  | Non Federally-Regulated | 01/23/2008 |  | 01/24/2008
Gardco Lighting | Emco | ECW1812H**250PSMH************** | Horizontal | Pulse-start - magnetic | 250 |  |  |  |  | 88 | No Exceptions Met |  |  |  |  | Non Federally-Regulated | 12/24/2007 |  | 02/06/2008
Advance A Division, Philips Electronics NA | Advance A Division, Philips Electronics NA | 71A5842TA | Vertical - Base Up | Pulse-start - magnetic | 320 |  |  |  |  | 88.1 | No Exceptions Met |  |  |  |  | Non Federally-Regulated | 12/17/2007 |  | 06/22/2009
Gardco Lighting | Gardco | BH1911**350PSMH************** | Horizontal | Pulse-start - magnetic | 350 |  |  |  |  | 88 | No Exceptions Met |  |  |  |  | Non Federally-Regulated | 12/24/2007 |  | 02/06/2008
Lumec | Lumec | DMSL30 | Vertical - Base Up | Pulse-start - magnetic | 400 |  |  |  |  | 88 | No Exceptions Met |  |  |  |  | Non Federally-Regulated | 01/23/2008 |  | 01/24/2008
Gardco Lighting | Gardco | G18(W,WS)2XL**320PSMH************** | Horizontal | Pulse-start - magnetic | 320 |  |  |  |  | 88 | No Exceptions Met |  |  |  |  | Non Federally-Regulated | 12/24/2007 |  | 02/06/2008
Gardco Lighting | Gardco | MWG1813**150MH************** | Horizontal | Pulse-start - magnetic | 150 |  |  |  |  | 80 | Vertical - Base Up |  |  |  |  | Non Federally-Regulated | 12/24/2007 |  | 02/06/2008
Gardco Lighting | Gardco | JH191FM**250PSMH************** | Horizontal | Pulse-start - magnetic | 250 |  |  |  |  | 88 | No Exceptions Met |  |  |  |  | Non Federally-Regulated | 12/24/2007 |  | 02/06/2008
Gardco Lighting | Gardco | 220C-P**150CMHE************** | Horizontal | Pulse-start - electronic | 150 |  |  |  |  | 88 | No Exceptions Met |  |  |  |  | Non Federally-Regulated | 12/24/2007 |  | 02/06/2008
Gardco Lighting | Emco | DECA1813H**320PSMH************** | Horizontal | Pulse-start - magnetic | 320 |  |  |  |  | 88 | No Exceptions Met |  |  |  |  | Non Federally-Regulated | 12/24/2007 |  | 02/06/2008
Gardco Lighting | Emco | DECWA1413V**175PSMH************** | Vertical - Base Up | Pulse-start - magnetic | 175 |  |  |  |  | 88 | No Exceptions Met |  |  |  |  | Non Federally-Regulated | 12/24/2007 |  | 02/06/2008
Gardco Lighting | Emco | EV13-U-F/WT**150CMHE************** | Horizontal | Pulse-start - electronic | 150 |  |  |  |  | 88 | No Exceptions Met |  |  |  |  | Non Federally-Regulated | 12/24/2007 |  | 02/06/2008
Gardco Lighting | Gardco | GS02-(ST/OT)-14XL**150CMHE*12************* | Horizontal | Pulse-start - electronic | 150 |  |  |  |  | 88 | No Exceptions Met |  |  |  |  | Non Federally-Regulated | 12/24/2007 |  | 02/06/2008
Gardco Lighting | Gardco | CTA2114XL**250PSMH************** | Horizontal | Pulse-start - magnetic | 250 |  |  |  |  | 88 | No Exceptions Met |  |  |  |  | Non Federally-Regulated | 12/24/2007 |  | 02/06/2008
Gardco Lighting | Emco | ERW2012H**150MH************** | Horizontal | Pulse-start - magnetic | 150 |  |  |  |  | 80 | Vertical - Base Up |  |  |  |  | Non Federally-Regulated | 12/24/2007 |  | 02/06/2008
Gardco Lighting | Emco | ERA251QH**400PSMH************** | Horizontal | Pulse-start - magnetic | 400 |  |  |  |  | 88 | No Exceptions Met |  |  |  |  | Non Federally-Regulated | 12/24/2007 |  | 02/06/2008
Gardco Lighting | Gardco | JEH1913**250PSMH************** | Horizontal | Pulse-start - magnetic | 250 |  |  |  |  | 88 | No Exceptions Met |  |  |  |  | Non Federally-Regulated | 12/24/2007 |  | 02/06/2008
Advance A Division, Philips Electronics NA | Advance A Division, Philips Electronics NA | IZTEMH4003PS | Vertical - Base Up | Pulse-start - electronic | 320 |  |  |  |  | 93 | No Exceptions Met |  |  |  |  | Non Federally-Regulated | 08/25/2008 |  | 06/22/2009
Gardco Lighting | Gardco | 109MT**150MH************** | Horizontal | Pulse-start - magnetic | 150 |  |  |  |  | 80 | Vertical - Base Up |  |  |  |  | Non Federally-Regulated | 12/24/2007 |  | 02/06/2008
Gardco Lighting | Gardco | CR20(W,WS)3XL**150MH************** | Horizontal | Pulse-start - magnetic | 150 |  |  |  |  | 80 | Vertical - Base Up |  |  |  |  | Non Federally-Regulated | 12/24/2007 |  | 02/06/2008
Gardco Lighting | Gardco | MP221VS**250PSMH************** | Vertical - Base Up | Pulse-start - magnetic | 250 |  |  |  |  | 88 | No Exceptions Met |  |  |  |  | Non Federally-Regulated | 12/24/2007 |  | 02/06/2008
Gardco Lighting | Gardco | MW2211**350PSMH************** | Horizontal | Pulse-start - magnetic | 350 |  |  |  |  | 88 | No Exceptions Met |  |  |  |  | Non Federally-Regulated | 12/24/2007 |  | 02/06/2008
Gardco Lighting | Gardco | JEH191VS**250PSMH************** | Vertical - Base Up | Pulse-start - magnetic | 250 |  |  |  |  | 88 | No Exceptions Met |  |  |  |  | Non Federally-Regulated | 12/24/2007 |  | 02/06/2008
Gardco Lighting | Emco | ECWA1813H**320PSMH************** | Horizontal | Pulse-start - magnetic | 320 |  |  |  |  | 88 | No Exceptions Met |  |  |  |  | Non Federally-Regulated | 12/24/2007 |  | 02/06/2008
Gardco Lighting | Gardco | CTB1712XL**150MH************** | Horizontal | Pulse-start - magnetic | 150 |  |  |  |  | 80 | Vertical - Base Up |  |  |  |  | Non Federally-Regulated | 12/24/2007 |  | 02/06/2008
Gardco Lighting | Gardco | CA2213**320PSMH************** | Horizontal | Pulse-start - magnetic | 320 |  |  |  |  | 88 | No Exceptions Met |  |  |  |  | Non Federally-Regulated | 12/24/2007 |  | 02/06/2008
Gardco Lighting | Gardco | A1944X**350PSMH************** | Horizontal | Pulse-start - magnetic | 350 |  |  |  |  | 88 | No Exceptions Met |  |  |  |  | Non Federally-Regulated | 12/24/2007 |  | 02/06/2008
Gardco Lighting | Gardco | A194Q**350PSMH************** | Horizontal | Pulse-start - magnetic | 350 |  |  |  |  | 88 | No Exceptions Met |  |  |  |  | Non Federally-Regulated | 12/24/2007 |  | 02/06/2008
Gardco Lighting | Gardco | WE1914X**320PSMH************** | Horizontal | Pulse-start - magnetic | 320 |  |  |  |  | 88 | No Exceptions Met |  |  |  |  | Non Federally-Regulated | 12/24/2007 |  | 02/06/2008
Gardco Lighting | Emco | ERA251FH**350PSMH************** | Horizontal | Pulse-start - magnetic | 350 |  |  |  |  | 88 | No Exceptions Met |  |  |  |  | Non Federally-Regulated | 12/24/2007 |  | 02/06/2008
Gardco Lighting | Gardco | MPGL181FM**150MH************** | Horizontal | Pulse-start - magnetic | 150 |  |  |  |  | 80 | Vertical - Base Up |  |  |  |  | Non Federally-Regulated | 12/24/2007 |  | 02/06/2008
Gardco Lighting | Gardco | SCA14SV1**200MH************** | Horizontal | Pulse-start - magnetic | 200 |  |  |  |  | 88 | No Exceptions Met |  |  |  |  | Non Federally-Regulated | 12/24/2007 |  | 02/06/2008
Gardco Lighting | Emco | PAEM-2H**350PSMH************** | Horizontal | Pulse-start - magnetic | 350 |  |  |  |  | 88 | No Exceptions Met |  |  |  |  | Non Federally-Regulated | 12/24/2007 |  | 02/06/2008
Gardco Lighting | Gardco | LU610ML1*150MH*70HPS*78************* | Horizontal | Pulse-start - magnetic | 150 |  |  |  |  | 80 | Vertical - Base Up |  |  |  |  | Non Federally-Regulated | 12/24/2007 |  | 02/06/2008
Gardco Lighting | Gardco | STLEH1911**400PSMH************** | Horizontal | Pulse-start - magnetic | 400 |  |  |  |  | 88 | No Exceptions Met |  |  |  |  | Non Federally-Regulated | 12/24/2007 |  | 02/06/2008
Advance A Division, Philips Electronics NA | Advance A Division, Philips Electronics NA | 71A5692 | Vertical - Base Up | Pulse-start - magnetic | 200 |  |  |  |  | 88.2 | No Exceptions Met |  |  |  |  | Non Federally-Regulated | 04/07/2008 |  | 06/22/2009
Gardco Lighting | Emco | DECP181QV**320PSMH************** | Vertical - Base Up | Pulse-start - magnetic | 320 |  |  |  |  | 88 | No Exceptions Met |  |  |  |  | Non Federally-Regulated | 12/24/2007 |  | 02/06/2008
Gardco Lighting | Gardco | CTB2111**200MH************** | Horizontal | Pulse-start - magnetic | 200 |  |  |  |  | 88 | No Exceptions Met |  |  |  |  | Non Federally-Regulated | 12/24/2007 |  | 02/06/2008
Gardco Lighting | Emco | ECP2313VFC**400PSMH************** | Vertical - Base Up | Pulse-start - magnetic | 400 |  |  |  |  | 88 | No Exceptions Met |  |  |  |  | Non Federally-Regulated | 12/24/2007 |  | 02/06/2008
Advance A Division, Philips Electronics NA | Advance A Division, Philips Electronics NA | 71A5943TA | Vertical - Base Up | Pulse-start - magnetic | 350 |  |  |  |  | 88.2 | No Exceptions Met |  |  |  |  | Non Federally-Regulated | 12/17/2007 |  | 06/22/2009
Lumec | Lumec | L70* | Vertical - Base Up | Pulse-start - magnetic | 250 |  |  |  |  | 88 | No Exceptions Met |  |  |  |  | Non Federally-Regulated | 01/23/2008 |  | 01/24/2008
GE Lighting, a Savant company | General Electric | M2RR25E*A******** | Horizontal | Pulse-start - magnetic | 250 | 250 |  | True | Ballast Efficiency | 90 |  |  |  | 150-160 watts | True | Non Federally-Regulated | 12/27/2012 |  | 09/03/2015
Gardco Lighting | Gardco | CR2513XL**350PSMH************** | Horizontal | Pulse-start - magnetic | 350 |  |  |  |  | 88 | No Exceptions Met |  |  |  |  | Non Federally-Regulated | 12/24/2007 |  | 02/06/2008
Gardco Lighting | Gardco | LU610ML*150MH*100HPS*120************* | Horizontal | Pulse-start - magnetic | 150 |  |  |  |  | 80 | Vertical - Base Up |  |  |  |  | Non Federally-Regulated | 12/24/2007 |  | 02/06/2008
Gardco Lighting | Gardco | 104FT**150MH************** | Horizontal | Pulse-start - magnetic | 150 |  |  |  |  | 80 | Vertical - Base Up |  |  |  |  | Non Federally-Regulated | 12/24/2007 |  | 02/06/2008
Gardco Lighting | Gardco | BR163BFM**150MH************** | Horizontal | Pulse-start - magnetic | 150 |  |  |  |  | 80 | Vertical - Base Up |  |  |  |  | Non Federally-Regulated | 12/24/2007 |  | 02/06/2008
Gardco Lighting | Gardco | 103MT-U**150MH************** | Horizontal | Pulse-start - magnetic | 150 |  |  |  |  | 80 | Vertical - Base Up |  |  |  |  | Non Federally-Regulated | 12/24/2007 |  | 02/06/2008
Gardco Lighting | Emco | ECWA181FH**400PSMH************** | Horizontal | Pulse-start - magnetic | 400 |  |  |  |  | 88 | No Exceptions Met |  |  |  |  | Non Federally-Regulated | 12/24/2007 |  | 02/06/2008
Gardco Lighting | Emco | ECW1812H**350PSMH************** | Horizontal | Pulse-start - magnetic | 350 |  |  |  |  | 88 | No Exceptions Met |  |  |  |  | Non Federally-Regulated | 12/24/2007 |  | 02/06/2008
Gardco Lighting | Gardco | 141WT**350PSMH************** | Horizontal | Pulse-start - magnetic | 350 |  |  |  |  | 88 | No Exceptions Met |  |  |  |  | Non Federally-Regulated | 12/24/2007 |  | 02/06/2008
Gardco Lighting | Gardco | CTP2111**400PSMH************** | Horizontal | Pulse-start - magnetic | 400 |  |  |  |  | 88 | No Exceptions Met |  |  |  |  | Non Federally-Regulated | 12/24/2007 |  | 02/06/2008
Gardco Lighting | Emco | DECA181FV**250PSMH************** | Vertical - Base Up | Pulse-start - magnetic | 250 |  |  |  |  | 88 | No Exceptions Met |  |  |  |  | Non Federally-Regulated | 12/24/2007 |  | 02/06/2008
Gardco Lighting | Emco | DECA1813V**250PSMH************** | Vertical - Base Up | Pulse-start - magnetic | 250 |  |  |  |  | 88 | No Exceptions Met |  |  |  |  | Non Federally-Regulated | 12/24/2007 |  | 02/06/2008
Gardco Lighting | Emco | ERA2013V**175PSMH************** | Vertical - Base Up | Pulse-start - magnetic | 175 |  |  |  |  | 88 | No Exceptions Met |  |  |  |  | Non Federally-Regulated | 12/24/2007 |  | 02/06/2008
Gardco Lighting | Gardco | A1943**400PSMH************** | Horizontal | Pulse-start - magnetic | 400 |  |  |  |  | 88 | No Exceptions Met |  |  |  |  | Non Federally-Regulated | 12/24/2007 |  | 02/06/2008
Gardco Lighting | Gardco | CR20(W,WS)3XLV**175PSMH************** | Horizontal | Pulse-start - magnetic | 175 |  |  |  |  | 88 | No Exceptions Met |  |  |  |  | Non Federally-Regulated | 12/24/2007 |  | 02/06/2008
Gardco Lighting | Gardco | SCBEH191FM**400PSMH************** | Horizontal | Pulse-start - magnetic | 400 |  |  |  |  | 88 | No Exceptions Met |  |  |  |  | Non Federally-Regulated | 12/24/2007 |  | 02/06/2008
Gardco Lighting | Gardco | A1914X**250PSMH************** | Horizontal | Pulse-start - magnetic | 250 |  |  |  |  | 88 | No Exceptions Met |  |  |  |  | Non Federally-Regulated | 12/24/2007 |  | 02/06/2008
Gardco Lighting | Emco | DECW141FV**175PSMH************** | Vertical - Base Up | Pulse-start - magnetic | 175 |  |  |  |  | 88 | No Exceptions Met |  |  |  |  | Non Federally-Regulated | 12/24/2007 |  | 02/06/2008
Gardco Lighting | Gardco | BE1913**400PSMH************** | Horizontal | Pulse-start - magnetic | 400 |  |  |  |  | 88 | No Exceptions Met |  |  |  |  | Non Federally-Regulated | 12/24/2007 |  | 02/06/2008
Gardco Lighting | Emco | DECWA141FV**175PSMH************** | Vertical - Base Up | Pulse-start - magnetic | 175 |  |  |  |  | 88 | No Exceptions Met |  |  |  |  | Non Federally-Regulated | 12/24/2007 |  | 02/06/2008
Gardco Lighting | Gardco | H141Q**150MH************** | Horizontal | Pulse-start - magnetic | 150 |  |  |  |  | 80 | Vertical - Base Up |  |  |  |  | Non Federally-Regulated | 12/24/2007 |  | 02/06/2008
Lumec | Lumec | L28* | Horizontal | Pulse-start - magnetic | 250 |  |  |  |  | 88 | No Exceptions Met |  |  |  |  | Non Federally-Regulated | 01/23/2008 |  | 01/24/2008
Lumec | Lumec | VLM | Horizontal | Pulse-start - magnetic | 400 |  |  |  |  | 88 | No Exceptions Met |  |  |  |  | Non Federally-Regulated | 01/23/2008 |  | 01/24/2008
Gardco Lighting | Emco | DECWA181FV**250PSMH************** | Vertical - Base Up | Pulse-start - magnetic | 250 |  |  |  |  | 88 | No Exceptions Met |  |  |  |  | Non Federally-Regulated | 12/24/2007 |  | 02/06/2008
Gardco Lighting | Gardco | BH1914X**400PSMH************** | Horizontal | Pulse-start - magnetic | 400 |  |  |  |  | 88 | No Exceptions Met |  |  |  |  | Non Federally-Regulated | 12/24/2007 |  | 02/06/2008
Gardco Lighting | Emco | DECA181FV**350PSMH************** | Vertical - Base Up | Pulse-start - magnetic | 350 |  |  |  |  | 88 | No Exceptions Met |  |  |  |  | Non Federally-Regulated | 12/24/2007 |  | 02/06/2008
Gardco Lighting | Gardco | STLEH1911**350PSMH************** | Horizontal | Pulse-start - magnetic | 350 |  |  |  |  | 88 | No Exceptions Met |  |  |  |  | Non Federally-Regulated | 12/24/2007 |  | 02/06/2008
Gardco Lighting | Gardco | BE1413**200MH************** | Horizontal | Pulse-start - magnetic | 200 |  |  |  |  | 88 | No Exceptions Met |  |  |  |  | Non Federally-Regulated | 12/24/2007 |  | 02/06/2008
Gardco Lighting | Gardco | CR25(W,WS)3XL**400PSMH************** | Horizontal | Pulse-start - magnetic | 400 |  |  |  |  | 88 | No Exceptions Met |  |  |  |  | Non Federally-Regulated | 12/24/2007 |  | 02/06/2008
Gardco Lighting | Emco | ERW2513H**350PSMH************** | Horizontal | Pulse-start - magnetic | 350 |  |  |  |  | 88 | No Exceptions Met |  |  |  |  | Non Federally-Regulated | 12/24/2007 |  | 02/06/2008
Gardco Lighting | Gardco | GS02-(ST/OT)-14XL**150CMHE*8************* | Horizontal | Pulse-start - electronic | 150 |  |  |  |  | 88 | No Exceptions Met |  |  |  |  | Non Federally-Regulated | 12/24/2007 |  | 02/06/2008
Gardco Lighting | Gardco | CR25(W,WS)2XLV**450PSMH************** | Horizontal | Pulse-start - magnetic | 450 |  |  |  |  | 88 | No Exceptions Met |  |  |  |  | Non Federally-Regulated | 12/24/2007 |  | 02/06/2008
Gardco Lighting | Gardco | JH1914X**350PSMH************** | Horizontal | Pulse-start - magnetic | 350 |  |  |  |  | 88 | No Exceptions Met |  |  |  |  | Non Federally-Regulated | 12/24/2007 |  | 02/06/2008
Gardco Lighting | Gardco | SCBEH191Q**320PSMH************** | Horizontal | Pulse-start - magnetic | 320 |  |  |  |  | 88 | No Exceptions Met |  |  |  |  | Non Federally-Regulated | 12/24/2007 |  | 02/06/2008
Gardco Lighting | Gardco | G18(W,WS)2XL**150MH************** | Horizontal | Pulse-start - magnetic | 150 |  |  |  |  | 80 | Vertical - Base Up |  |  |  |  | Non Federally-Regulated | 12/24/2007 |  | 02/06/2008
Gardco Lighting | Gardco | SCBEH1911**320PSMH************** | Horizontal | Pulse-start - magnetic | 320 |  |  |  |  | 88 | No Exceptions Met |  |  |  |  | Non Federally-Regulated | 12/24/2007 |  | 02/06/2008
Lumec | Lumec | RN20 | Vertical - Base Up | Pulse-start - magnetic | 400 |  |  |  |  | 88 | No Exceptions Met |  |  |  |  | Non Federally-Regulated | 01/23/2008 |  | 01/24/2008
Gardco Lighting | Gardco | DF12HFL**350PSMH************** | Horizontal | Pulse-start - magnetic | 350 |  |  |  |  | 88 | No Exceptions Met |  |  |  |  | Non Federally-Regulated | 12/24/2007 |  | 02/06/2008
Gardco Lighting | Gardco | JH1911**320PSMH************** | Horizontal | Pulse-start - magnetic | 320 |  |  |  |  | 88 | No Exceptions Met |  |  |  |  | Non Federally-Regulated | 12/24/2007 |  | 02/06/2008
Gardco Lighting | Gardco | CW221FM**350PSMH************** | Horizontal | Pulse-start - magnetic | 350 |  |  |  |  | 88 | No Exceptions Met |  |  |  |  | Non Federally-Regulated | 12/24/2007 |  | 02/06/2008
Gardco Lighting | Emco | ERP2013V**200MH************** | Vertical - Base Up | Pulse-start - magnetic | 200 |  |  |  |  | 88 | No Exceptions Met |  |  |  |  | Non Federally-Regulated | 12/24/2007 |  | 02/06/2008
Gardco Lighting | Gardco | CTA211Q**250PSMH************** | Horizontal | Pulse-start - magnetic | 250 |  |  |  |  | 88 | No Exceptions Met |  |  |  |  | Non Federally-Regulated | 12/24/2007 |  | 02/06/2008
Gardco Lighting | Gardco | H191FM**250PSMH************** | Horizontal | Pulse-start - magnetic | 250 |  |  |  |  | 88 | No Exceptions Met |  |  |  |  | Non Federally-Regulated | 12/24/2007 |  | 02/06/2008
Gardco Lighting | Gardco | A194VS**450PSMH************** | Vertical - Base Up | Pulse-start - magnetic | 450 |  |  |  |  | 88 | No Exceptions Met |  |  |  |  | Non Federally-Regulated | 12/24/2007 |  | 02/06/2008
Gardco Lighting | Gardco | H141VS**175PSMH************** | Vertical - Base Up | Pulse-start - magnetic | 175 |  |  |  |  | 88 | No Exceptions Met |  |  |  |  | Non Federally-Regulated | 12/24/2007 |  | 02/06/2008
Gardco Lighting | Gardco | 107MT**150MH************** | Horizontal | Pulse-start - magnetic | 150 |  |  |  |  | 80 | Vertical - Base Up |  |  |  |  | Non Federally-Regulated | 12/24/2007 |  | 02/06/2008
Gardco Lighting | Gardco | CAG1811**200MH************** | Horizontal | Pulse-start - magnetic | 200 |  |  |  |  | 88 | No Exceptions Met |  |  |  |  | Non Federally-Regulated | 12/24/2007 |  | 02/06/2008
Gardco Lighting | Gardco | CA221VS**250PSMH************** | Vertical - Base Up | Pulse-start - magnetic | 250 |  |  |  |  | 88 | No Exceptions Met |  |  |  |  | Non Federally-Regulated | 12/24/2007 |  | 02/06/2008
Gardco Lighting | Emco | ECW181FH**400PSMH************** | Horizontal | Pulse-start - magnetic | 400 |  |  |  |  | 88 | No Exceptions Met |  |  |  |  | Non Federally-Regulated | 12/24/2007 |  | 02/06/2008
Gardco Lighting | Emco | DECW1813V**350PSMH************** | Vertical - Base Up | Pulse-start - magnetic | 350 |  |  |  |  | 88 | No Exceptions Met |  |  |  |  | Non Federally-Regulated | 12/24/2007 |  | 02/06/2008
Lumec | Lumec | DMS55 | Horizontal | Pulse-start - magnetic | 400 |  |  |  |  | 88 | No Exceptions Met |  |  |  |  | Non Federally-Regulated | 01/23/2008 |  | 01/24/2008
Gardco Lighting | Emco | ERP251FV**400PSMH************** | Vertical - Base Up | Pulse-start - magnetic | 400 |  |  |  |  | 88 | No Exceptions Met |  |  |  |  | Non Federally-Regulated | 12/24/2007 |  | 02/06/2008
Gardco Lighting | Gardco | STSEH1911**350PSMH************** | Horizontal | Pulse-start - magnetic | 350 |  |  |  |  | 88 | No Exceptions Met |  |  |  |  | Non Federally-Regulated | 12/24/2007 |  | 02/06/2008
Gardco Lighting | Gardco | BR163FM**150MH************** | Horizontal | Pulse-start - magnetic | 150 |  |  |  |  | 80 | Vertical - Base Up |  |  |  |  | Non Federally-Regulated | 12/24/2007 |  | 02/06/2008
Gardco Lighting | Emco | ECP181FV**350PSMH************** | Vertical - Base Up | Pulse-start - magnetic | 350 |  |  |  |  | 88 | No Exceptions Met |  |  |  |  | Non Federally-Regulated | 12/24/2007 |  | 02/06/2008
Gardco Lighting | Emco | ECA1813H**350PSMH************** | Horizontal | Pulse-start - magnetic | 350 |  |  |  |  | 88 | No Exceptions Met |  |  |  |  | Non Federally-Regulated | 12/24/2007 |  | 02/06/2008
Gardco Lighting | Gardco | WE1911**400PSMH************** | Horizontal | Pulse-start - magnetic | 400 |  |  |  |  | 88 | No Exceptions Met |  |  |  |  | Non Federally-Regulated | 12/24/2007 |  | 02/06/2008
Gardco Lighting | Gardco | 106MT**150MH************** | Horizontal | Pulse-start - magnetic | 150 |  |  |  |  | 80 | Vertical - Base Up |  |  |  |  | Non Federally-Regulated | 12/24/2007 |  | 02/06/2008
Gardco Lighting | Emco | DECP181QV**250PSMH************** | Vertical - Base Up | Pulse-start - magnetic | 250 |  |  |  |  | 88 | No Exceptions Met |  |  |  |  | Non Federally-Regulated | 12/24/2007 |  | 02/06/2008
Gardco Lighting | Gardco | JEH191Q**250PSMH************** | Horizontal | Pulse-start - magnetic | 250 |  |  |  |  | 88 | No Exceptions Met |  |  |  |  | Non Federally-Regulated | 12/24/2007 |  | 02/06/2008
Gardco Lighting | Gardco | A141VS**150MH************** | Vertical - Base Up | Pulse-start - magnetic | 150 |  |  |  |  | 80 | Vertical - Base Up |  |  |  |  | Non Federally-Regulated | 12/24/2007 |  | 02/06/2008
Gardco Lighting | Gardco | CW1713**200MH************** | Horizontal | Pulse-start - magnetic | 200 |  |  |  |  | 88 | No Exceptions Met |  |  |  |  | Non Federally-Regulated | 12/24/2007 |  | 02/06/2008
Gardco Lighting | Emco | DECWA1813H**320PSMH************** | Horizontal | Pulse-start - magnetic | 320 |  |  |  |  | 88 | No Exceptions Met |  |  |  |  | Non Federally-Regulated | 12/24/2007 |  | 02/06/2008
Gardco Lighting | Gardco | MA221FM**250PSMH************** | Horizontal | Pulse-start - magnetic | 250 |  |  |  |  | 88 | No Exceptions Met |  |  |  |  | Non Federally-Regulated | 12/24/2007 |  | 02/06/2008
Gardco Lighting | Gardco | JEH141VS**150MH************** | Vertical - Base Up | Pulse-start - magnetic | 150 |  |  |  |  | 80 | Vertical - Base Up |  |  |  |  | Non Federally-Regulated | 12/24/2007 |  | 02/06/2008
Gardco Lighting | Gardco | CTA2111**200MH************** | Horizontal | Pulse-start - magnetic | 200 |  |  |  |  | 88 | No Exceptions Met |  |  |  |  | Non Federally-Regulated | 12/24/2007 |  | 02/06/2008
Gardco Lighting | Emco | DECWA181FH**400PSMH************** | Horizontal | Pulse-start - magnetic | 400 |  |  |  |  | 88 | No Exceptions Met |  |  |  |  | Non Federally-Regulated | 12/24/2007 |  | 02/06/2008
Gardco Lighting | Gardco | G1314XL**150MH************** | Horizontal | Pulse-start - magnetic | 150 |  |  |  |  | 80 | Vertical - Base Up |  |  |  |  | Non Federally-Regulated | 12/24/2007 |  | 02/06/2008
Gardco Lighting | Emco | ERP2013V**175PSMH************** | Vertical - Base Up | Pulse-start - magnetic | 175 |  |  |  |  | 88 | No Exceptions Met |  |  |  |  | Non Federally-Regulated | 12/24/2007 |  | 02/06/2008
Gardco Lighting | Emco | PAEM-3H-WA**320PSMH************** | Horizontal | Pulse-start - magnetic | 320 |  |  |  |  | 88 | No Exceptions Met |  |  |  |  | Non Federally-Regulated | 12/24/2007 |  | 02/06/2008
Gardco Lighting | Emco | PAEM-FH**320PSMH************** | Horizontal | Pulse-start - magnetic | 320 |  |  |  |  | 88 | No Exceptions Met |  |  |  |  | Non Federally-Regulated | 12/24/2007 |  | 02/06/2008
Lumec | Lumec | DMS20 | Horizontal | Pulse-start - magnetic | 400 |  |  |  |  | 88 | No Exceptions Met |  |  |  |  | Non Federally-Regulated | 01/23/2008 |  | 01/24/2008
Signify North America Corporation | Philips Lighting Electronics North America | 71A5993AEE | Vertical - Base Up | Pulse-start - magnetic | 350 |  |  |  |  | 88.4 | No Exceptions Met |  |  |  |  | Non Federally-Regulated | 06/22/2009 |  | 11/17/2011
Advance Transformer Co. S.A. de C.V. | Advance Transformer | 71A6092EE | Vertical - Base Up | Pulse-start - magnetic | 400 |  |  |  |  | 88.4 | No Exceptions Met |  |  |  |  | Non Federally-Regulated | 02/19/2009 |  | 09/18/2012
Gardco Lighting | Gardco | CTB2111**350PSMH************** | Horizontal | Pulse-start - magnetic | 350 |  |  |  |  | 88 | No Exceptions Met |  |  |  |  | Non Federally-Regulated | 12/24/2007 |  | 02/06/2008
Lumec | Lumec | L71 | Horizontal | Pulse-start - magnetic | 250 |  |  |  |  | 88 | No Exceptions Met |  |  |  |  | Non Federally-Regulated | 01/23/2008 |  | 01/24/2008
Gardco Lighting | Gardco | G18(W,WS)3XL**250PSMH************** | Horizontal | Pulse-start - magnetic | 250 |  |  |  |  | 88 | No Exceptions Met |  |  |  |  | Non Federally-Regulated | 12/24/2007 |  | 02/06/2008
Gardco Lighting | Gardco | SCA14JVS**200MH************** | Vertical - Base Up | Pulse-start - magnetic | 200 |  |  |  |  | 88 | No Exceptions Met |  |  |  |  | Non Federally-Regulated | 12/24/2007 |  | 02/06/2008
Gardco Lighting | Gardco | GS02-(ST/OT)-12XL**150CMHE*12************* | Horizontal | Pulse-start - electronic | 150 |  |  |  |  | 88 | No Exceptions Met |  |  |  |  | Non Federally-Regulated | 12/24/2007 |  | 02/06/2008
Gardco Lighting | Emco | ERA2513H**350PSMH************** | Horizontal | Pulse-start - magnetic | 350 |  |  |  |  | 88 | No Exceptions Met |  |  |  |  | Non Federally-Regulated | 12/24/2007 |  | 02/06/2008
Gardco Lighting | Gardco | CR25(W,WS)4XLV**450PSMH************** | Horizontal | Pulse-start - magnetic | 450 |  |  |  |  | 88 | No Exceptions Met |  |  |  |  | Non Federally-Regulated | 12/24/2007 |  | 02/06/2008
Gardco Lighting | Gardco | CTB211Q**250PSMH************** | Horizontal | Pulse-start - magnetic | 250 |  |  |  |  | 88 | No Exceptions Met |  |  |  |  | Non Federally-Regulated | 12/24/2007 |  | 02/06/2008
Gardco Lighting | Emco | DECWA181FV**350PSMH************** | Vertical - Base Up | Pulse-start - magnetic | 350 |  |  |  |  | 88 | No Exceptions Met |  |  |  |  | Non Federally-Regulated | 12/24/2007 |  | 02/06/2008
Gardco Lighting | Emco | DECWA1412H**150MH************** | Horizontal | Pulse-start - magnetic | 150 |  |  |  |  | 80 | Vertical - Base Up |  |  |  |  | Non Federally-Regulated | 12/24/2007 |  | 02/06/2008
Gardco Lighting | Gardco | CWG181FM**150MH************** | Horizontal | Pulse-start - magnetic | 150 |  |  |  |  | 80 | Vertical - Base Up |  |  |  |  | Non Federally-Regulated | 12/24/2007 |  | 02/06/2008
Gardco Lighting | Gardco | MA2213**320PSMH************** | Horizontal | Pulse-start - magnetic | 320 |  |  |  |  | 88 | No Exceptions Met |  |  |  |  | Non Federally-Regulated | 12/24/2007 |  | 02/06/2008
Gardco Lighting | Emco | ECP1813H**320PSMH************** | Horizontal | Pulse-start - magnetic | 320 |  |  |  |  | 88 | No Exceptions Met |  |  |  |  | Non Federally-Regulated | 12/24/2007 |  | 02/06/2008
Gardco Lighting | Gardco | CTA211Q**320PSMH************** | Horizontal | Pulse-start - magnetic | 320 |  |  |  |  | 88 | No Exceptions Met |  |  |  |  | Non Federally-Regulated | 12/24/2007 |  | 02/06/2008
Gardco Lighting | Emco | PAEM-3H**400PSMH************** | Horizontal | Pulse-start - magnetic | 400 |  |  |  |  | 88 | No Exceptions Met |  |  |  |  | Non Federally-Regulated | 12/24/2007 |  | 02/06/2008
Lumec | Lumec | AT20 | Horizontal | Pulse-start - magnetic | 400 |  |  |  |  | 88 | No Exceptions Met |  |  |  |  | Non Federally-Regulated | 01/23/2008 |  | 01/24/2008
Gardco Lighting | Gardco | STLEH191FM**400PSMH************** | Horizontal | Pulse-start - magnetic | 400 |  |  |  |  | 88 | No Exceptions Met |  |  |  |  | Non Federally-Regulated | 12/24/2007 |  | 02/06/2008
Gardco Lighting | Gardco | CP171VS**200MH************** | Vertical - Base Up | Pulse-start - magnetic | 200 |  |  |  |  | 88 | No Exceptions Met |  |  |  |  | Non Federally-Regulated | 12/24/2007 |  | 02/06/2008
Gardco Lighting | Gardco | EH1914X**350PSMH************** | Horizontal | Pulse-start - magnetic | 350 |  |  |  |  | 88 | No Exceptions Met |  |  |  |  | Non Federally-Regulated | 12/24/2007 |  | 02/06/2008
Gardco Lighting | Emco | DECP1812H**320PSMH************** | Horizontal | Pulse-start - magnetic | 320 |  |  |  |  | 88 | No Exceptions Met |  |  |  |  | Non Federally-Regulated | 12/24/2007 |  | 02/06/2008
Lumec | Lumec | TR10 | Horizontal | Pulse-start - magnetic | 400 |  |  |  |  | 88 | No Exceptions Met |  |  |  |  | Non Federally-Regulated | 01/23/2008 |  | 01/24/2008
Gardco Lighting | Gardco | MAG1813**200MH************** | Horizontal | Pulse-start - magnetic | 200 |  |  |  |  | 88 | No Exceptions Met |  |  |  |  | Non Federally-Regulated | 12/24/2007 |  | 02/06/2008
Advance A Division, Philips Electronics NA | Advance A Division, Philips Electronics NA | 71A6092AEE | Vertical - Base Up | Pulse-start - magnetic | 400 |  |  |  |  | 88.3 | No Exceptions Met |  |  |  |  | Non Federally-Regulated | 08/25/2008 |  | 06/22/2009
Gardco Lighting | Gardco | CR2012XL**150MH************** | Horizontal | Pulse-start - magnetic | 150 |  |  |  |  | 80 | Vertical - Base Up |  |  |  |  | Non Federally-Regulated | 12/24/2007 |  | 02/06/2008
Gardco Lighting | Gardco | A1944X**320PSMH************** | Horizontal | Pulse-start - magnetic | 320 |  |  |  |  | 88 | No Exceptions Met |  |  |  |  | Non Federally-Regulated | 12/24/2007 |  | 02/06/2008
Gardco Lighting | Gardco | LU610ML1*150MH*100MH*102************* | Horizontal | Pulse-start - magnetic | 150 |  |  |  |  | 80 | Vertical - Base Up |  |  |  |  | Non Federally-Regulated | 12/24/2007 |  | 02/06/2008
Gardco Lighting | Emco | DECA141QH**200MH************** | Horizontal | Pulse-start - magnetic | 200 |  |  |  |  | 88 | No Exceptions Met |  |  |  |  | Non Federally-Regulated | 12/24/2007 |  | 02/06/2008
Gardco Lighting | Gardco | CA171VS**175PSMH************** | Vertical - Base Up | Pulse-start - magnetic | 175 |  |  |  |  | 88 | No Exceptions Met |  |  |  |  | Non Federally-Regulated | 12/24/2007 |  | 02/06/2008
Gardco Lighting | Gardco | A1923**250PSMH************** | Horizontal | Pulse-start - magnetic | 250 |  |  |  |  | 88 | No Exceptions Met |  |  |  |  | Non Federally-Regulated | 12/24/2007 |  | 02/06/2008
Gardco Lighting | Gardco | CPG1813**200MH************** | Horizontal | Pulse-start - magnetic | 200 |  |  |  |  | 88 | No Exceptions Met |  |  |  |  | Non Federally-Regulated | 12/24/2007 |  | 02/06/2008
Gardco Lighting | Emco | DECA141FV**150MH************** | Vertical - Base Up | Pulse-start - magnetic | 150 |  |  |  |  | 80 | Vertical - Base Up |  |  |  |  | Non Federally-Regulated | 12/24/2007 |  | 02/06/2008
Gardco Lighting | Emco | DECWA1812H**400PSMH************** | Horizontal | Pulse-start - magnetic | 400 |  |  |  |  | 88 | No Exceptions Met |  |  |  |  | Non Federally-Regulated | 12/24/2007 |  | 02/06/2008
Gardco Lighting | Emco | PAEM-QH**350PSMH************** | Horizontal | Pulse-start - magnetic | 350 |  |  |  |  | 88 | No Exceptions Met |  |  |  |  | Non Federally-Regulated | 12/24/2007 |  | 02/06/2008
Gardco Lighting | Gardco | LU610ML*150MH*50MH*144************* | Horizontal | Pulse-start - magnetic | 150 |  |  |  |  | 80 | Vertical - Base Up |  |  |  |  | Non Federally-Regulated | 12/24/2007 |  | 02/06/2008
Gardco Lighting | Gardco | 105FT-U**150MH************** | Horizontal | Pulse-start - magnetic | 150 |  |  |  |  | 80 | Vertical - Base Up |  |  |  |  | Non Federally-Regulated | 12/24/2007 |  | 02/06/2008
Gardco Lighting | Emco | DECA141QV**150MH************** | Vertical - Base Up | Pulse-start - magnetic | 150 |  |  |  |  | 80 | Vertical - Base Up |  |  |  |  | Non Federally-Regulated | 12/24/2007 |  | 02/06/2008
Gardco Lighting | Gardco | SCA14LVS**200MH************** | Vertical - Base Up | Pulse-start - magnetic | 200 |  |  |  |  | 88 | No Exceptions Met |  |  |  |  | Non Federally-Regulated | 12/24/2007 |  | 02/06/2008
Gardco Lighting | Gardco | CTP211Q**200MH************** | Horizontal | Pulse-start - magnetic | 200 |  |  |  |  | 88 | No Exceptions Met |  |  |  |  | Non Federally-Regulated | 12/24/2007 |  | 02/06/2008
Gardco Lighting | Gardco | MW2213**400PSMH************** | Horizontal | Pulse-start - magnetic | 400 |  |  |  |  | 88 | No Exceptions Met |  |  |  |  | Non Federally-Regulated | 12/24/2007 |  | 02/06/2008
Gardco Lighting | Emco | DECA1413V**175PSMH************** | Vertical - Base Up | Pulse-start - magnetic | 175 |  |  |  |  | 88 | No Exceptions Met |  |  |  |  | Non Federally-Regulated | 12/24/2007 |  | 02/06/2008
Gardco Lighting | Emco | DECA1412H**150MH************** | Horizontal | Pulse-start - magnetic | 150 |  |  |  |  | 80 | Vertical - Base Up |  |  |  |  | Non Federally-Regulated | 12/24/2007 |  | 02/06/2008
Gardco Lighting | Gardco | A191Q**350PSMH************** | Horizontal | Pulse-start - magnetic | 350 |  |  |  |  | 88 | No Exceptions Met |  |  |  |  | Non Federally-Regulated | 12/24/2007 |  | 02/06/2008
Lumec | Lumec | L72 | Vertical - Base Up | Pulse-start - magnetic | 250 |  |  |  |  | 88 | No Exceptions Met |  |  |  |  | Non Federally-Regulated | 01/23/2008 |  | 01/24/2008
Gardco Lighting | Gardco | EH1914X**250PSMH************** | Horizontal | Pulse-start - magnetic | 250 |  |  |  |  | 88 | No Exceptions Met |  |  |  |  | Non Federally-Regulated | 12/24/2007 |  | 02/06/2008
Gardco Lighting | Gardco | LD600**150MH*144************* | Horizontal | Pulse-start - magnetic | 150 |  |  |  |  | 80 | Vertical - Base Up |  |  |  |  | Non Federally-Regulated | 12/24/2007 |  | 02/06/2008
Gardco Lighting | Gardco | JH1911**350PSMH************** | Horizontal | Pulse-start - magnetic | 350 |  |  |  |  | 88 | No Exceptions Met |  |  |  |  | Non Federally-Regulated | 12/24/2007 |  | 02/06/2008
Gardco Lighting | Emco | ECA1813H**250PSMH************** | Horizontal | Pulse-start - magnetic | 250 |  |  |  |  | 88 | No Exceptions Met |  |  |  |  | Non Federally-Regulated | 12/24/2007 |  | 02/06/2008
Gardco Lighting | Gardco | CTB2112XL**200MH************** | Horizontal | Pulse-start - magnetic | 200 |  |  |  |  | 88 | No Exceptions Met |  |  |  |  | Non Federally-Regulated | 12/24/2007 |  | 02/06/2008
Gardco Lighting | Gardco | JEH141VS**200MH************** | Vertical - Base Up | Pulse-start - magnetic | 200 |  |  |  |  | 88 | No Exceptions Met |  |  |  |  | Non Federally-Regulated | 12/24/2007 |  | 02/06/2008
Gardco Lighting | Emco | ECP1812H**400PSMH************** | Horizontal | Pulse-start - magnetic | 400 |  |  |  |  | 88 | No Exceptions Met |  |  |  |  | Non Federally-Regulated | 12/24/2007 |  | 02/06/2008
Gardco Lighting | Gardco | A192FM**400PSMH************** | Horizontal | Pulse-start - magnetic | 400 |  |  |  |  | 88 | No Exceptions Met |  |  |  |  | Non Federally-Regulated | 12/24/2007 |  | 02/06/2008
GE Lighting, a Savant company | General Electric | GH5G40E*A****** | Vertical - Base Up | Pulse-start - magnetic | 400 | 400 |  | False | Relamping Rated Wattage | 88 |  |  |  | 336-500 watts | True | Non Federally-Regulated | 08/12/2013 |  | 09/03/2015
Gardco Lighting | Emco | ECWA1413H**150MH************** | Horizontal | Pulse-start - magnetic | 150 |  |  |  |  | 80 | Vertical - Base Up |  |  |  |  | Non Federally-Regulated | 12/24/2007 |  | 02/06/2008
Gardco Lighting | Emco | ERP251FH**200MH************** | Horizontal | Pulse-start - magnetic | 200 |  |  |  |  | 88 | No Exceptions Met |  |  |  |  | Non Federally-Regulated | 12/24/2007 |  | 02/06/2008
Lumec | Lumec | L32 | Vertical - Base Up | Pulse-start - magnetic | 250 |  |  |  |  | 88 | No Exceptions Met |  |  |  |  | Non Federally-Regulated | 01/23/2008 |  | 01/24/2008
Gardco Lighting | Emco | PAEM-FH**350PSMH************** | Horizontal | Pulse-start - magnetic | 350 |  |  |  |  | 88 | No Exceptions Met |  |  |  |  | Non Federally-Regulated | 12/24/2007 |  | 02/06/2008
Gardco Lighting | Gardco | 104MT**150MH************** | Horizontal | Pulse-start - magnetic | 150 |  |  |  |  | 80 | Vertical - Base Up |  |  |  |  | Non Federally-Regulated | 12/24/2007 |  | 02/06/2008
Gardco Lighting | Gardco | BR163Q**150MH************** | Horizontal | Pulse-start - magnetic | 150 |  |  |  |  | 80 | Vertical - Base Up |  |  |  |  | Non Federally-Regulated | 12/24/2007 |  | 02/06/2008
Gardco Lighting | Gardco | CR2513XLV**450PSMH************** | Horizontal | Pulse-start - magnetic | 450 |  |  |  |  | 88 | No Exceptions Met |  |  |  |  | Non Federally-Regulated | 12/24/2007 |  | 02/06/2008
Lumec | Lumec | L24* | Horizontal | Pulse-start - magnetic | 250 |  |  |  |  | 88 | No Exceptions Met |  |  |  |  | Non Federally-Regulated | 01/23/2008 |  | 01/24/2008
Gardco Lighting | Emco | ECW141FV**200MH************** | Vertical - Base Up | Pulse-start - magnetic | 200 |  |  |  |  | 88 | No Exceptions Met |  |  |  |  | Non Federally-Regulated | 12/24/2007 |  | 02/06/2008
Gardco Lighting | Emco | ECP181FV**400PSMH************** | Vertical - Base Up | Pulse-start - magnetic | 400 |  |  |  |  | 88 | No Exceptions Met |  |  |  |  | Non Federally-Regulated | 12/24/2007 |  | 02/06/2008
Gardco Lighting | Gardco | LU610ML1*150MH*70HPS*120************* | Horizontal | Pulse-start - magnetic | 150 |  |  |  |  | 80 | Vertical - Base Up |  |  |  |  | Non Federally-Regulated | 12/24/2007 |  | 02/06/2008
Gardco Lighting | Gardco | STLEH191Q**250PSMH************** | Horizontal | Pulse-start - magnetic | 250 |  |  |  |  | 88 | No Exceptions Met |  |  |  |  | Non Federally-Regulated | 12/24/2007 |  | 02/06/2008
Lumec | Lumec | L26SA | Horizontal | Pulse-start - magnetic | 250 |  |  |  |  | 88 | No Exceptions Met |  |  |  |  | Non Federally-Regulated | 01/23/2008 |  | 01/24/2008
Gardco Lighting | Gardco | CAG181Q**150MH************** | Horizontal | Pulse-start - magnetic | 150 |  |  |  |  | 80 | Vertical - Base Up |  |  |  |  | Non Federally-Regulated | 12/24/2007 |  | 02/06/2008
Gardco Lighting | Gardco | 141WT**250PSMH************** | Horizontal | Pulse-start - magnetic | 250 |  |  |  |  | 88 | No Exceptions Met |  |  |  |  | Non Federally-Regulated | 12/24/2007 |  | 02/06/2008
Gardco Lighting | Emco | ECP1813H**250PSMH************** | Horizontal | Pulse-start - magnetic | 250 |  |  |  |  | 88 | No Exceptions Met |  |  |  |  | Non Federally-Regulated | 12/24/2007 |  | 02/06/2008
Gardco Lighting | Gardco | SCBEH191Q**350PSMH************** | Horizontal | Pulse-start - magnetic | 350 |  |  |  |  | 88 | No Exceptions Met |  |  |  |  | Non Federally-Regulated | 12/24/2007 |  | 02/06/2008
Gardco Lighting | Emco | ECWA1413V**175PSMH************** | Vertical - Base Up | Pulse-start - magnetic | 175 |  |  |  |  | 88 | No Exceptions Met |  |  |  |  | Non Federally-Regulated | 12/24/2007 |  | 02/06/2008
Gardco Lighting | Gardco | G1814XL**350PSMH************** | Horizontal | Pulse-start - magnetic | 350 |  |  |  |  | 88 | No Exceptions Met |  |  |  |  | Non Federally-Regulated | 12/24/2007 |  | 02/06/2008
Gardco Lighting | Gardco | G181Q**320PSMH************** | Horizontal | Pulse-start - magnetic | 320 |  |  |  |  | 88 | No Exceptions Met |  |  |  |  | Non Federally-Regulated | 12/24/2007 |  | 02/06/2008
Gardco Lighting | Emco | DECW181FH**250PSMH************** | Horizontal | Pulse-start - magnetic | 250 |  |  |  |  | 88 | No Exceptions Met |  |  |  |  | Non Federally-Regulated | 12/24/2007 |  | 02/06/2008
Gardco Lighting | Emco | ERP2513V**400PSMH************** | Vertical - Base Up | Pulse-start - magnetic | 400 |  |  |  |  | 88 | No Exceptions Met |  |  |  |  | Non Federally-Regulated | 12/24/2007 |  | 02/06/2008
Gardco Lighting | Gardco | LU610ML*150MH*70MH*144************* | Horizontal | Pulse-start - magnetic | 150 |  |  |  |  | 80 | Vertical - Base Up |  |  |  |  | Non Federally-Regulated | 12/24/2007 |  | 02/06/2008
Gardco Lighting | Gardco | JH191VS**250PSMH************** | Vertical - Base Up | Pulse-start - magnetic | 250 |  |  |  |  | 88 | No Exceptions Met |  |  |  |  | Non Federally-Regulated | 12/24/2007 |  | 02/06/2008
Gardco Lighting | Gardco | BH141FM**200MH************** | Horizontal | Pulse-start - magnetic | 200 |  |  |  |  | 88 | No Exceptions Met |  |  |  |  | Non Federally-Regulated | 12/24/2007 |  | 02/06/2008
Gardco Lighting | Gardco | CTP2112XL**320PSMH************** | Horizontal | Pulse-start - magnetic | 320 |  |  |  |  | 88 | No Exceptions Met |  |  |  |  | Non Federally-Regulated | 12/24/2007 |  | 02/06/2008
Gardco Lighting | Emco | ECA181QH**350PSMH************** | Horizontal | Pulse-start - magnetic | 350 |  |  |  |  | 88 | No Exceptions Met |  |  |  |  | Non Federally-Regulated | 12/24/2007 |  | 02/06/2008
Gardco Lighting | Gardco | LU610ML1*150MH*70HPS*102************* | Horizontal | Pulse-start - magnetic | 150 |  |  |  |  | 80 | Vertical - Base Up |  |  |  |  | Non Federally-Regulated | 12/24/2007 |  | 02/06/2008
Gardco Lighting | Gardco | GS03-P4-15ID**T150CMHE************** | Horizontal | Pulse-start - electronic | 150 |  |  |  |  | 88 | No Exceptions Met |  |  |  |  | Non Federally-Regulated | 12/24/2007 |  | 02/06/2008
Gardco Lighting | Emco | DECW1413V**175PSMH************** | Vertical - Base Up | Pulse-start - magnetic | 175 |  |  |  |  | 88 | No Exceptions Met |  |  |  |  | Non Federally-Regulated | 12/24/2007 |  | 02/06/2008
Gardco Lighting | Emco | DECA141FV**175PSMH************** | Vertical - Base Up | Pulse-start - magnetic | 175 |  |  |  |  | 88 | No Exceptions Met |  |  |  |  | Non Federally-Regulated | 12/24/2007 |  | 02/06/2008
GE Lighting, a Savant company | General Electric | M2RR25E0A1GMS3496 | Horizontal | Pulse-start - magnetic | 250 | 250 |  | True | Ballast Efficiency | 90 | [5 empty] | Non Federally-Regulated | 03/28/2012 |  | 09/03/2015
Gardco Lighting | Gardco | BH1913**400PSMH************** | Horizontal | Pulse-start - magnetic | 400 |  |  |  |  | 88 | No Exceptions Met |  |  |  |  | Non Federally-Regulated | 12/24/2007 |  | 02/06/2008
Signify North America Corporation | Philips Lighting Electronics North America | IMH-150-H-BLS | Vertical - Base Up | Pulse-start - electronic | 150 |  |  |  |  | 91.9 | No Exceptions Met |  |  |  |  | Non Federally-Regulated | 12/28/2009 |  | 11/17/2011
Gardco Lighting | Gardco | LU610ML1*150MH*50MH*84************* | Horizontal | Pulse-start - magnetic | 150 |  |  |  |  | 80 | Vertical - Base Up |  |  |  |  | Non Federally-Regulated | 12/24/2007 |  | 02/06/2008
Lumec | Lumec | L80* | Horizontal | Pulse-start - magnetic | 250 |  |  |  |  | 88 | No Exceptions Met |  |  |  |  | Non Federally-Regulated | 01/23/2008 |  | 01/24/2008
Gardco Lighting | Gardco | CP2213**350PSMH************** | Horizontal | Pulse-start - magnetic | 350 |  |  |  |  | 88 | No Exceptions Met |  |  |  |  | Non Federally-Regulated | 12/24/2007 |  | 02/06/2008
Gardco Lighting | Gardco | CTB211Q**320PSMH************** | Horizontal | Pulse-start - magnetic | 320 |  |  |  |  | 88 | No Exceptions Met |  |  |  |  | Non Federally-Regulated | 12/24/2007 |  | 02/06/2008
Gardco Lighting | Emco | ERA2513H**250PSMH************** | Horizontal | Pulse-start - magnetic | 250 |  |  |  |  | 88 | No Exceptions Met |  |  |  |  | Non Federally-Regulated | 12/24/2007 |  | 02/06/2008
Gardco Lighting | Emco | ECP181FH**250PSMH************** | Horizontal | Pulse-start - magnetic | 250 |  |  |  |  | 88 | No Exceptions Met |  |  |  |  | Non Federally-Regulated | 12/24/2007 |  | 02/06/2008
Lumec | Lumec | L60S* | Horizontal | Pulse-start - magnetic | 250 |  |  |  |  | 88 | No Exceptions Met |  |  |  |  | Non Federally-Regulated | 01/23/2008 |  | 01/24/2008
Gardco Lighting | Emco | DECTP1813V**450PSMH************** | Vertical - Base Up | Pulse-start - magnetic | 450 |  |  |  |  | 88 | No Exceptions Met |  |  |  |  | Non Federally-Regulated | 12/24/2007 |  | 02/06/2008
Gardco Lighting | Gardco | LU610**150MH*120************* | Horizontal | Pulse-start - magnetic | 150 |  |  |  |  | 80 | Vertical - Base Up |  |  |  |  | Non Federally-Regulated | 12/24/2007 |  | 02/06/2008
Gardco Lighting | Gardco | JH141Q**200MH************** | Horizontal | Pulse-start - magnetic | 200 |  |  |  |  | 88 | No Exceptions Met |  |  |  |  | Non Federally-Regulated | 12/24/2007 |  | 02/06/2008
Gardco Lighting | Emco | ERP2513H**320PSMH************** | Horizontal | Pulse-start - magnetic | 320 |  |  |  |  | 88 | No Exceptions Met |  |  |  |  | Non Federally-Regulated | 12/24/2007 |  | 02/06/2008
Gardco Lighting | Gardco | STLEH1913**350PSMH************** | Horizontal | Pulse-start - magnetic | 350 |  |  |  |  | 88 | No Exceptions Met |  |  |  |  | Non Federally-Regulated | 12/24/2007 |  | 02/06/2008
Gardco Lighting | Gardco | DF12MFL**250PSMH************** | Horizontal | Pulse-start - magnetic | 250 |  |  |  |  | 88 | No Exceptions Met |  |  |  |  | Non Federally-Regulated | 12/24/2007 |  | 02/06/2008
Gardco Lighting | Gardco | LU610ML*150MH*100HPS*144************* | Horizontal | Pulse-start - magnetic | 150 |  |  |  |  | 80 | Vertical - Base Up |  |  |  |  | Non Federally-Regulated | 12/24/2007 |  | 02/06/2008
Gardco Lighting | Gardco | SCBEH191FM**320PSMH************** | Horizontal | Pulse-start - magnetic | 320 |  |  |  |  | 88 | No Exceptions Met |  |  |  |  | Non Federally-Regulated | 12/24/2007 |  | 02/06/2008
Gardco Lighting | Emco | ERA2013V**200MH************** | Vertical - Base Up | Pulse-start - magnetic | 200 |  |  |  |  | 88 | No Exceptions Met |  |  |  |  | Non Federally-Regulated | 12/24/2007 |  | 02/06/2008
Gardco Lighting | Gardco | G1811**350PSMH************** | Horizontal | Pulse-start - magnetic | 350 |  |  |  |  | 88 | No Exceptions Met |  |  |  |  | Non Federally-Regulated | 12/24/2007 |  | 02/06/2008
Gardco Lighting | Gardco | JEH141Q**200MH************** | Horizontal | Pulse-start - magnetic | 200 |  |  |  |  | 88 | No Exceptions Met |  |  |  |  | Non Federally-Regulated | 12/24/2007 |  | 02/06/2008
Gardco Lighting | Gardco | CTP211Q**320PSMH************** | Horizontal | Pulse-start - magnetic | 320 |  |  |  |  | 88 | No Exceptions Met |  |  |  |  | Non Federally-Regulated | 12/24/2007 |  | 02/06/2008
Gardco Lighting | Gardco | SCBEH191Q**400PSMH************** | Horizontal | Pulse-start - magnetic | 400 |  |  |  |  | 88 | No Exceptions Met |  |  |  |  | Non Federally-Regulated | 12/24/2007 |  | 02/06/2008
Lumec | Lumec | AT20 | Vertical - Base Up | Pulse-start - magnetic | 400 |  |  |  |  | 88 | No Exceptions Met |  |  |  |  | Non Federally-Regulated | 01/23/2008 |  | 01/24/2008
Lumec | Lumec | OPC | Horizontal | Pulse-start - magnetic | 400 |  |  |  |  | 88 | No Exceptions Met |  |  |  |  | Non Federally-Regulated | 01/23/2008 |  | 01/24/2008
Gardco Lighting | Emco | DECP181FV**250PSMH************** | Vertical - Base Up | Pulse-start - magnetic | 250 |  |  |  |  | 88 | No Exceptions Met |  |  |  |  | Non Federally-Regulated | 12/24/2007 |  | 02/06/2008
Gardco Lighting | Gardco | WH1913**250PSMH************** | Horizontal | Pulse-start - magnetic | 250 |  |  |  |  | 88 | No Exceptions Met |  |  |  |  | Non Federally-Regulated | 12/24/2007 |  | 02/06/2008
Lumec | Lumec | XL10 | Horizontal | Pulse-start - magnetic | 400 |  |  |  |  | 88 | No Exceptions Met |  |  |  |  | Non Federally-Regulated | 01/23/2008 |  | 01/24/2008
Gardco Lighting | Gardco | G1814XL**400PSMH************** | Horizontal | Pulse-start - magnetic | 400 |  |  |  |  | 88 | No Exceptions Met |  |  |  |  | Non Federally-Regulated | 12/24/2007 |  | 02/06/2008
Gardco Lighting | Emco | DECP231QVFC**400PSMH************** | Vertical - Base Up | Pulse-start - magnetic | 400 |  |  |  |  | 88 | No Exceptions Met |  |  |  |  | Non Federally-Regulated | 12/24/2007 |  | 02/06/2008
Gardco Lighting | Gardco | LU610ML*150MH*50HPS*102************* | Horizontal | Pulse-start - magnetic | 150 |  |  |  |  | 80 | Vertical - Base Up |  |  |  |  | Non Federally-Regulated | 12/24/2007 |  | 02/06/2008
Gardco Lighting | Gardco | SCA14SVS**150MH************** | Vertical - Base Up | Pulse-start - magnetic | 150 |  |  |  |  | 80 | Vertical - Base Up |  |  |  |  | Non Federally-Regulated | 12/24/2007 |  | 02/06/2008
Gardco Lighting | Gardco | JH1913**400PSMH************** | Horizontal | Pulse-start - magnetic | 400 |  |  |  |  | 88 | No Exceptions Met |  |  |  |  | Non Federally-Regulated | 12/24/2007 |  | 02/06/2008
Gardco Lighting | Emco | ECWA141FV**200MH************** | Vertical - Base Up | Pulse-start - magnetic | 200 |  |  |  |  | 88 | No Exceptions Met |  |  |  |  | Non Federally-Regulated | 12/24/2007 |  | 02/06/2008
Gardco Lighting | Gardco | G181Q**250PSMH************** | Horizontal | Pulse-start - magnetic | 250 |  |  |  |  | 88 | No Exceptions Met |  |  |  |  | Non Federally-Regulated | 12/24/2007 |  | 02/06/2008
Gardco Lighting | Gardco | DF12VFL**250PSMH************** | Horizontal | Pulse-start - magnetic | 250 |  |  |  |  | 88 | No Exceptions Met |  |  |  |  | Non Federally-Regulated | 12/24/2007 |  | 02/06/2008
Gardco Lighting | Gardco | CR2513XLV**250PSMH************** | Horizontal | Pulse-start - magnetic | 250 |  |  |  |  | 88 | No Exceptions Met |  |  |  |  | Non Federally-Regulated | 12/24/2007 |  | 02/06/2008
Gardco Lighting | Gardco | CR2515H**350PSMH************** | Horizontal | Pulse-start - magnetic | 350 |  |  |  |  | 88 | No Exceptions Met |  |  |  |  | Non Federally-Regulated | 12/24/2007 |  | 02/06/2008
Gardco Lighting | Gardco | GP1**200MH************** | Horizontal | Pulse-start - magnetic | 200 |  |  |  |  | 88 | No Exceptions Met |  |  |  |  | Non Federally-Regulated | 12/24/2007 |  | 02/06/2008
Gardco Lighting | Gardco | SCA14LQ**150MH************** | Horizontal | Pulse-start - magnetic | 150 |  |  |  |  | 80 | Vertical - Base Up |  |  |  |  | Non Federally-Regulated | 12/24/2007 |  | 02/06/2008
Gardco Lighting | Gardco | STSEH191Q**350PSMH************** | Horizontal | Pulse-start - magnetic | 350 |  |  |  |  | 88 | No Exceptions Met |  |  |  |  | Non Federally-Regulated | 12/24/2007 |  | 02/06/2008
Gardco Lighting | Emco | ERW2013H**200MH************** | Horizontal | Pulse-start - magnetic | 200 |  |  |  |  | 88 | No Exceptions Met |  |  |  |  | Non Federally-Regulated | 12/24/2007 |  | 02/06/2008
Gardco Lighting | Gardco | EH1413**200MH************** | Horizontal | Pulse-start - magnetic | 200 |  |  |  |  | 88 | No Exceptions Met |  |  |  |  | Non Federally-Regulated | 12/24/2007 |  | 02/06/2008
Gardco Lighting | Gardco | CTA2112XL**350PSMH************** | Horizontal | Pulse-start - magnetic | 350 |  |  |  |  | 88 | No Exceptions Met |  |  |  |  | Non Federally-Regulated | 12/24/2007 |  | 02/06/2008
Gardco Lighting | Gardco | GS01A-12XL**150MH************** | Horizontal | Pulse-start - magnetic | 150 |  |  |  |  | 80 | Vertical - Base Up |  |  |  |  | Non Federally-Regulated | 12/24/2007 |  | 02/06/2008
GE Lighting, a Savant company | General Electric | MSCL25E*A********* | Horizontal | Pulse-start - magnetic | 250 | 250 |  | True | Ballast Efficiency | 90 |  |  |  | 150-160 watts | True | Non Federally-Regulated | 12/27/2012 |  | 09/03/2015
Gardco Lighting | Gardco | WE1913**400PSMH************** | Horizontal | Pulse-start - magnetic | 400 |  |  |  |  | 88 | No Exceptions Met |  |  |  |  | Non Federally-Regulated | 12/24/2007 |  | 02/06/2008
Gardco Lighting | Gardco | LU610ML*150MH*70HPS*144************* | Horizontal | Pulse-start - magnetic | 150 |  |  |  |  | 80 | Vertical - Base Up |  |  |  |  | Non Federally-Regulated | 12/24/2007 |  | 02/06/2008
Gardco Lighting | Gardco | EH1913**350PSMH************** | Horizontal | Pulse-start - magnetic | 350 |  |  |  |  | 88 | No Exceptions Met |  |  |  |  | Non Federally-Regulated | 12/24/2007 |  | 02/06/2008
Gardco Lighting | Emco | ECWA1813H**400PSMH************** | Horizontal | Pulse-start - magnetic | 400 |  |  |  |  | 88 | No Exceptions Met |  |  |  |  | Non Federally-Regulated | 12/24/2007 |  | 02/06/2008
Gardco Lighting | Gardco | A191Q**320PSMH************** | Horizontal | Pulse-start - magnetic | 320 |  |  |  |  | 88 | No Exceptions Met |  |  |  |  | Non Federally-Regulated | 12/24/2007 |  | 02/06/2008
Gardco Lighting | Gardco | CR2014XLV**175PSMH************** | Horizontal | Pulse-start - magnetic | 175 |  |  |  |  | 88 | No Exceptions Met |  |  |  |  | Non Federally-Regulated | 12/24/2007 |  | 02/06/2008
Gardco Lighting | Emco | ERA251FH**320PSMH************** | Horizontal | Pulse-start - magnetic | 320 |  |  |  |  | 88 | No Exceptions Met |  |  |  |  | Non Federally-Regulated | 12/24/2007 |  | 02/06/2008
Gardco Lighting | Gardco | JEH141FM**200MH************** | Horizontal | Pulse-start - magnetic | 200 |  |  |  |  | 88 | No Exceptions Met |  |  |  |  | Non Federally-Regulated | 12/24/2007 |  | 02/06/2008
Gardco Lighting | Gardco | MA221VS**450PSMH************** | Vertical - Base Up | Pulse-start - magnetic | 450 |  |  |  |  | 88 | No Exceptions Met |  |  |  |  | Non Federally-Regulated | 12/24/2007 |  | 02/06/2008
Gardco Lighting | Emco | ERP2512H**320PSMH************** | Horizontal | Pulse-start - magnetic | 320 |  |  |  |  | 88 | No Exceptions Met |  |  |  |  | Non Federally-Regulated | 12/24/2007 |  | 02/06/2008
Gardco Lighting | Emco | DECWA1813V**350PSMH************** | Vertical - Base Up | Pulse-start - magnetic | 350 |  |  |  |  | 88 | No Exceptions Met |  |  |  |  | Non Federally-Regulated | 12/24/2007 |  | 02/06/2008
Advance A Division, Philips Electronics NA | Advance A Division, Philips Electronics NA | IZTEMH4003PS-R | Vertical - Base Up | Pulse-start - electronic | 320 |  |  |  |  | 93 | No Exceptions Met |  |  |  |  | Non Federally-Regulated | 08/25/2008 |  | 06/22/2009
Gardco Lighting | Gardco | A1924X**400PSMH************** | Horizontal | Pulse-start - magnetic | 400 |  |  |  |  | 88 | No Exceptions Met |  |  |  |  | Non Federally-Regulated | 12/24/2007 |  | 02/06/2008
Gardco Lighting | Gardco | MW171FM**150MH************** | Horizontal | Pulse-start - magnetic | 150 |  |  |  |  | 80 | Vertical - Base Up |  |  |  |  | Non Federally-Regulated | 12/24/2007 |  | 02/06/2008
Gardco Lighting | Gardco | JH1913**250PSMH************** | Horizontal | Pulse-start - magnetic | 250 |  |  |  |  | 88 | No Exceptions Met |  |  |  |  | Non Federally-Regulated | 12/24/2007 |  | 02/06/2008
Gardco Lighting | Gardco | CTB2114XL**400PSMH************** | Horizontal | Pulse-start - magnetic | 400 |  |  |  |  | 88 | No Exceptions Met |  |  |  |  | Non Federally-Regulated | 12/24/2007 |  | 02/06/2008
Gardco Lighting | Emco | ECA181QV**320PSMH************** | Vertical - Base Up | Pulse-start - magnetic | 320 |  |  |  |  | 88 | No Exceptions Met |  |  |  |  | Non Federally-Regulated | 12/24/2007 |  | 02/06/2008
Gardco Lighting | Emco | ERW2013V**150MH************** | Vertical - Base Up | Pulse-start - magnetic | 150 |  |  |  |  | 80 | Vertical - Base Up |  |  |  |  | Non Federally-Regulated | 12/24/2007 |  | 02/06/2008
Gardco Lighting | Gardco | A1941**350PSMH************** | Horizontal | Pulse-start - magnetic | 350 |  |  |  |  | 88 | No Exceptions Met |  |  |  |  | Non Federally-Regulated | 12/24/2007 |  | 02/06/2008
Gardco Lighting | Gardco | LU610**150MH*144************* | Horizontal | Pulse-start - magnetic | 150 |  |  |  |  | 80 | Vertical - Base Up |  |  |  |  | Non Federally-Regulated | 12/24/2007 |  | 02/06/2008
Gardco Lighting | Gardco | JH1914X**320PSMH************** | Horizontal | Pulse-start - magnetic | 320 |  |  |  |  | 88 | No Exceptions Met |  |  |  |  | Non Federally-Regulated | 12/24/2007 |  | 02/06/2008
Gardco Lighting | Gardco | LU610ML*150MH*100MH*102************* | Horizontal | Pulse-start - magnetic | 150 |  |  |  |  | 80 | Vertical - Base Up |  |  |  |  | Non Federally-Regulated | 12/24/2007 |  | 02/06/2008
Gardco Lighting | Gardco | BE141FM**200MH************** | Horizontal | Pulse-start - magnetic | 200 |  |  |  |  | 88 | No Exceptions Met |  |  |  |  | Non Federally-Regulated | 12/24/2007 |  | 02/06/2008
Gardco Lighting | Emco | ERP251FH**400PSMH************** | Horizontal | Pulse-start - magnetic | 400 |  |  |  |  | 88 | No Exceptions Met |  |  |  |  | Non Federally-Regulated | 12/24/2007 |  | 02/06/2008
Gardco Lighting | Gardco | JH1911**400PSMH************** | Horizontal | Pulse-start - magnetic | 400 |  |  |  |  | 88 | No Exceptions Met |  |  |  |  | Non Federally-Regulated | 12/24/2007 |  | 02/06/2008
Lumec | Lumec | L26SN | Horizontal | Pulse-start - magnetic | 250 |  |  |  |  | 88 | No Exceptions Met |  |  |  |  | Non Federally-Regulated | 01/23/2008 |  | 01/24/2008
Gardco Lighting | Gardco | 301EL**150MH************** | Horizontal | Pulse-start - magnetic | 150 |  |  |  |  | 80 | Vertical - Base Up |  |  |  |  | Non Federally-Regulated | 12/24/2007 |  | 02/06/2008
Gardco Lighting | Emco | ECW1813H**320PSMH************** | Horizontal | Pulse-start - magnetic | 320 |  |  |  |  | 88 | No Exceptions Met |  |  |  |  | Non Federally-Regulated | 12/24/2007 |  | 02/06/2008
Gardco Lighting | Gardco | CP171FM**200MH************** | Horizontal | Pulse-start - magnetic | 200 |  |  |  |  | 88 | No Exceptions Met |  |  |  |  | Non Federally-Regulated | 12/24/2007 |  | 02/06/2008
Gardco Lighting | Gardco | BR163GFM**150MH************** | Horizontal | Pulse-start - magnetic | 150 |  |  |  |  | 80 | Vertical - Base Up |  |  |  |  | Non Federally-Regulated | 12/24/2007 |  | 02/06/2008
Gardco Lighting | Gardco | LU610ML*150MH*100MH*84************* | Horizontal | Pulse-start - magnetic | 150 |  |  |  |  | 80 | Vertical - Base Up |  |  |  |  | Non Federally-Regulated | 12/24/2007 |  | 02/06/2008
Gardco Lighting | Emco | ECP231QVFC**400PSMH************** | Vertical - Base Up | Pulse-start - magnetic | 400 |  |  |  |  | 88 | No Exceptions Met |  |  |  |  | Non Federally-Regulated | 12/24/2007 |  | 02/06/2008
Gardco Lighting | Gardco | 301OB**150MH************** | Horizontal | Pulse-start - magnetic | 150 |  |  |  |  | 80 | Vertical - Base Up |  |  |  |  | Non Federally-Regulated | 12/24/2007 |  | 02/06/2008
Gardco Lighting | Gardco | CA2211**400PSMH************** | Horizontal | Pulse-start - magnetic | 400 |  |  |  |  | 88 | No Exceptions Met |  |  |  |  | Non Federally-Regulated | 12/24/2007 |  | 02/06/2008
Gardco Lighting | Gardco | CTA2114XL**320PSMH************** | Horizontal | Pulse-start - magnetic | 320 |  |  |  |  | 88 | No Exceptions Met |  |  |  |  | Non Federally-Regulated | 12/24/2007 |  | 02/06/2008
Gardco Lighting | Gardco | CR2015V**200MH************** | Horizontal | Pulse-start - magnetic | 200 |  |  |  |  | 88 | No Exceptions Met |  |  |  |  | Non Federally-Regulated | 12/24/2007 |  | 02/06/2008
Gardco Lighting | Emco | DECP181FH**250PSMH************** | Horizontal | Pulse-start - magnetic | 250 |  |  |  |  | 88 | No Exceptions Met |  |  |  |  | Non Federally-Regulated | 12/24/2007 |  | 02/06/2008
Gardco Lighting | Gardco | A1913**350PSMH************** | Horizontal | Pulse-start - magnetic | 350 |  |  |  |  | 88 | No Exceptions Met |  |  |  |  | Non Federally-Regulated | 12/24/2007 |  | 02/06/2008
Gardco Lighting | Gardco | GS01-(ST/OT)-14XL**150CMHE*8************* | Horizontal | Pulse-start - electronic | 150 |  |  |  |  | 88 | No Exceptions Met |  |  |  |  | Non Federally-Regulated | 12/24/2007 |  | 02/06/2008
Gardco Lighting | Gardco | WH1911**250PSMH************** | Horizontal | Pulse-start - magnetic | 250 |  |  |  |  | 88 | No Exceptions Met |  |  |  |  | Non Federally-Regulated | 12/24/2007 |  | 02/06/2008
Gardco Lighting | Emco | ERP2013V**150MH************** | Vertical - Base Up | Pulse-start - magnetic | 150 |  |  |  |  | 80 | Vertical - Base Up |  |  |  |  | Non Federally-Regulated | 12/24/2007 |  | 02/06/2008
Gardco Lighting | Emco | DECP1812H**350PSMH************** | Horizontal | Pulse-start - magnetic | 350 |  |  |  |  | 88 | No Exceptions Met |  |  |  |  | Non Federally-Regulated | 12/24/2007 |  | 02/06/2008
Gardco Lighting | Gardco | LU610ML*150MH*50HPS*84************* | Horizontal | Pulse-start - magnetic | 150 |  |  |  |  | 80 | Vertical - Base Up |  |  |  |  | Non Federally-Regulated | 12/24/2007 |  | 02/06/2008
Lumec | Lumec | L26A | Horizontal | Pulse-start - magnetic | 250 |  |  |  |  | 88 | No Exceptions Met |  |  |  |  | Non Federally-Regulated | 01/23/2008 |  | 01/24/2008
Gardco Lighting | Gardco | WH1913**400PSMH************** | Horizontal | Pulse-start - magnetic | 400 |  |  |  |  | 88 | No Exceptions Met |  |  |  |  | Non Federally-Regulated | 12/24/2007 |  | 02/06/2008
Gardco Lighting | Emco | ECP1813V**400PSMH************** | Vertical - Base Up | Pulse-start - magnetic | 400 |  |  |  |  | 88 | No Exceptions Met |  |  |  |  | Non Federally-Regulated | 12/24/2007 |  | 02/06/2008
Lumec | Lumec | DMS40 | Vertical - Base Up | Pulse-start - magnetic | 400 |  |  |  |  | 88 | No Exceptions Met |  |  |  |  | Non Federally-Regulated | 01/23/2008 |  | 01/24/2008
Gardco Lighting | Gardco | BH1914X**350PSMH************** | Horizontal | Pulse-start - magnetic | 350 |  |  |  |  | 88 | No Exceptions Met |  |  |  |  | Non Federally-Regulated | 12/24/2007 |  | 02/06/2008
Gardco Lighting | Emco | DECA1812H**350PSMH************** | Horizontal | Pulse-start - magnetic | 350 |  |  |  |  | 88 | No Exceptions Met |  |  |  |  | Non Federally-Regulated | 12/24/2007 |  | 02/06/2008
Gardco Lighting | Emco | ECWA1413H**200MH************** | Horizontal | Pulse-start - magnetic | 200 |  |  |  |  | 88 | No Exceptions Met |  |  |  |  | Non Federally-Regulated | 12/24/2007 |  | 02/06/2008
Gardco Lighting | Gardco | CA221Q**350PSMH************** | Horizontal | Pulse-start - magnetic | 350 |  |  |  |  | 88 | No Exceptions Met |  |  |  |  | Non Federally-Regulated | 12/24/2007 |  | 02/06/2008
Gardco Lighting | Gardco | A1924X**350PSMH************** | Horizontal | Pulse-start - magnetic | 350 |  |  |  |  | 88 | No Exceptions Met |  |  |  |  | Non Federally-Regulated | 12/24/2007 |  | 02/06/2008
Gardco Lighting | Emco | DECA1813V**400PSMH************** | Vertical - Base Up | Pulse-start - magnetic | 400 |  |  |  |  | 88 | No Exceptions Met |  |  |  |  | Non Federally-Regulated | 12/24/2007 |  | 02/06/2008
Gardco Lighting | Emco | DECP181QV**350PSMH************** | Vertical - Base Up | Pulse-start - magnetic | 350 |  |  |  |  | 88 | No Exceptions Met |  |  |  |  | Non Federally-Regulated | 12/24/2007 |  | 02/06/2008
Gardco Lighting | Gardco | CR25(W,WS)3XL**320PSMH************** | Horizontal | Pulse-start - magnetic | 320 |  |  |  |  | 88 | No Exceptions Met |  |  |  |  | Non Federally-Regulated | 12/24/2007 |  | 02/06/2008
Gardco Lighting | Emco | DECWA181FH**250PSMH************** | Horizontal | Pulse-start - magnetic | 250 |  |  |  |  | 88 | No Exceptions Met |  |  |  |  | Non Federally-Regulated | 12/24/2007 |  | 02/06/2008
Gardco Lighting | Emco | DECW1813V**320PSMH************** | Vertical - Base Up | Pulse-start - magnetic | 320 |  |  |  |  | 88 | No Exceptions Met |  |  |  |  | Non Federally-Regulated | 12/24/2007 |  | 02/06/2008
Gardco Lighting | Gardco | CTB211Q**200MH************** | Horizontal | Pulse-start - magnetic | 200 |  |  |  |  | 88 | No Exceptions Met |  |  |  |  | Non Federally-Regulated | 12/24/2007 |  | 02/06/2008
Gardco Lighting | Gardco | CTB2112XL**250PSMH************** | Horizontal | Pulse-start - magnetic | 250 |  |  |  |  | 88 | No Exceptions Met |  |  |  |  | Non Federally-Regulated | 12/24/2007 |  | 02/06/2008
Gardco Lighting | Gardco | GS04-(ST/OT)-15ID**T150CMHE*12************* | Horizontal | Pulse-start - electronic | 150 |  |  |  |  | 88 | No Exceptions Met |  |  |  |  | Non Federally-Regulated | 12/24/2007 |  | 02/06/2008
Gardco Lighting | Gardco | 600C**150MH************** | Horizontal | Pulse-start - magnetic | 150 |  |  |  |  | 80 | Vertical - Base Up |  |  |  |  | Non Federally-Regulated | 12/24/2007 |  | 02/06/2008
Gardco Lighting | Emco | AVA-1-3/F**250PSMH************** | Horizontal | Pulse-start - magnetic | 250 |  |  |  |  | 88 | No Exceptions Met |  |  |  |  | Non Federally-Regulated | 12/24/2007 |  | 02/06/2008
Gardco Lighting | Gardco | CTB2112XL**350PSMH************** | Horizontal | Pulse-start - magnetic | 350 |  |  |  |  | 88 | No Exceptions Met |  |  |  |  | Non Federally-Regulated | 12/24/2007 |  | 02/06/2008
Gardco Lighting | Emco | DECP181FH**350PSMH************** | Horizontal | Pulse-start - magnetic | 350 |  |  |  |  | 88 | No Exceptions Met |  |  |  |  | Non Federally-Regulated | 12/24/2007 |  | 02/06/2008
Gardco Lighting | Emco | ERA251QH**320PSMH************** | Horizontal | Pulse-start - magnetic | 320 |  |  |  |  | 88 | No Exceptions Met |  |  |  |  | Non Federally-Regulated | 12/24/2007 |  | 02/06/2008
Gardco Lighting | Gardco | MW2213**320PSMH************** | Horizontal | Pulse-start - magnetic | 320 |  |  |  |  | 88 | No Exceptions Met |  |  |  |  | Non Federally-Regulated | 12/24/2007 |  | 02/06/2008
Gardco Lighting | Gardco | MA221FM**400PSMH************** | Horizontal | Pulse-start - magnetic | 400 |  |  |  |  | 88 | No Exceptions Met |  |  |  |  | Non Federally-Regulated | 12/24/2007 |  | 02/06/2008
Gardco Lighting | Emco | ERA2512H**400PSMH************** | Horizontal | Pulse-start - magnetic | 400 |  |  |  |  | 88 | No Exceptions Met |  |  |  |  | Non Federally-Regulated | 12/24/2007 |  | 02/06/2008
Gardco Lighting | Emco | AVA-1-5**350PSMH************** | Horizontal | Pulse-start - magnetic | 350 |  |  |  |  | 88 | No Exceptions Met |  |  |  |  | Non Federally-Regulated | 12/24/2007 |  | 02/06/2008
Gardco Lighting | Gardco | GS01A-13XL**150MH************** | Horizontal | Pulse-start - magnetic | 150 |  |  |  |  | 80 | Vertical - Base Up |  |  |  |  | Non Federally-Regulated | 12/24/2007 |  | 02/06/2008
Gardco Lighting | Gardco | 301DOR**150MH************** | Horizontal | Pulse-start - magnetic | 150 |  |  |  |  | 80 | Vertical - Base Up |  |  |  |  | Non Federally-Regulated | 12/24/2007 |  | 02/06/2008
Gardco Lighting | Gardco | JH141Q**150MH************** | Horizontal | Pulse-start - magnetic | 150 |  |  |  |  | 80 | Vertical - Base Up |  |  |  |  | Non Federally-Regulated | 12/24/2007 |  | 02/06/2008
Gardco Lighting | Gardco | GP1**175PSMH************** | Horizontal | Pulse-start - magnetic | 175 |  |  |  |  | 88 | No Exceptions Met |  |  |  |  | Non Federally-Regulated | 12/24/2007 |  | 02/06/2008
Gardco Lighting | Emco | ERA201FV**200MH************** | Vertical - Base Up | Pulse-start - magnetic | 200 |  |  |  |  | 88 | No Exceptions Met |  |  |  |  | Non Federally-Regulated | 12/24/2007 |  | 02/06/2008
Gardco Lighting | Emco | EV15-TW-F/WT**320PSMH************** | Horizontal | Pulse-start - magnetic | 320 |  |  |  |  | 88 | No Exceptions Met |  |  |  |  | Non Federally-Regulated | 12/24/2007 |  | 02/06/2008
Signify North America Corporation | Philips Lighting Electronics North America | IZTEMH4003PSXJF | Vertical - Base Up | Pulse-start - electronic | 400 |  |  |  |  | 93.3 | No Exceptions Met |  |  |  |  | Non Federally-Regulated | 06/22/2009 |  | 11/17/2011
Gardco Lighting | Emco | DECWA1813H**400PSMH************** | Horizontal | Pulse-start - magnetic | 400 |  |  |  |  | 88 | No Exceptions Met |  |  |  |  | Non Federally-Regulated | 12/24/2007 |  | 02/06/2008
Gardco Lighting | Gardco | CP221VS**250PSMH************** | Vertical - Base Up | Pulse-start - magnetic | 250 |  |  |  |  | 88 | No Exceptions Met |  |  |  |  | Non Federally-Regulated | 12/24/2007 |  | 02/06/2008
Gardco Lighting | Gardco | WE1911**250PSMH************** | Horizontal | Pulse-start - magnetic | 250 |  |  |  |  | 88 | No Exceptions Met |  |  |  |  | Non Federally-Regulated | 12/24/2007 |  | 02/06/2008
Lumec | Lumec | AT10 | Vertical - Base Up | Pulse-start - magnetic | 400 |  |  |  |  | 88 | No Exceptions Met |  |  |  |  | Non Federally-Regulated | 01/23/2008 |  | 01/24/2008
Gardco Lighting | Emco | ERP251FV**450PSMH************** | Vertical - Base Up | Pulse-start - magnetic | 450 |  |  |  |  | 88 | No Exceptions Met |  |  |  |  | Non Federally-Regulated | 12/24/2007 |  | 02/06/2008
Gardco Lighting | Gardco | JH1914X**400PSMH************** | Horizontal | Pulse-start - magnetic | 400 |  |  |  |  | 88 | No Exceptions Met |  |  |  |  | Non Federally-Regulated | 12/24/2007 |  | 02/06/2008
Gardco Lighting | Gardco | JEH141FM**150MH************** | Horizontal | Pulse-start - magnetic | 150 |  |  |  |  | 80 | Vertical - Base Up |  |  |  |  | Non Federally-Regulated | 12/24/2007 |  | 02/06/2008
Gardco Lighting | Gardco | CP171FM**150MH************** | Horizontal | Pulse-start - magnetic | 150 |  |  |  |  | 80 | Vertical - Base Up |  |  |  |  | Non Federally-Regulated | 12/24/2007 |  | 02/06/2008
Gardco Lighting | Emco | DECA181FH**250PSMH************** | Horizontal | Pulse-start - magnetic | 250 |  |  |  |  | 88 | No Exceptions Met |  |  |  |  | Non Federally-Regulated | 12/24/2007 |  | 02/06/2008
Gardco Lighting | Gardco | CR2512XL**400PSMH************** | Horizontal | Pulse-start - magnetic | 400 |  |  |  |  | 88 | No Exceptions Met |  |  |  |  | Non Federally-Regulated | 12/24/2007 |  | 02/06/2008
Gardco Lighting | Gardco | LU610ML1*150MH*50MH*102************* | Horizontal | Pulse-start - magnetic | 150 |  |  |  |  | 80 | Vertical - Base Up |  |  |  |  | Non Federally-Regulated | 12/24/2007 |  | 02/06/2008
Gardco Lighting | Gardco | WE1913**350PSMH************** | Horizontal | Pulse-start - magnetic | 350 |  |  |  |  | 88 | No Exceptions Met |  |  |  |  | Non Federally-Regulated | 12/24/2007 |  | 02/06/2008
Gardco Lighting | Gardco | BH1913**320PSMH************** | Horizontal | Pulse-start - magnetic | 320 |  |  |  |  | 88 | No Exceptions Met |  |  |  |  | Non Federally-Regulated | 12/24/2007 |  | 02/06/2008
Advance A Division, Philips Electronics NA | Advance A Division, Philips Electronics NA | IZTEMH4003PSXC | Vertical - Base Up | Pulse-start - electronic | 350 |  |  |  |  | 93 | No Exceptions Met |  |  |  |  | Non Federally-Regulated | 08/25/2008 |  | 06/22/2009
Gardco Lighting | Gardco | 109FT**150MH************** | Horizontal | Pulse-start - magnetic | 150 |  |  |  |  | 80 | Vertical - Base Up |  |  |  |  | Non Federally-Regulated | 12/24/2007 |  | 02/06/2008
Gardco Lighting | Emco | ECA181FH**250PSMH************** | Horizontal | Pulse-start - magnetic | 250 |  |  |  |  | 88 | No Exceptions Met |  |  |  |  | Non Federally-Regulated | 12/24/2007 |  | 02/06/2008
Gardco Lighting | Gardco | LU610ML1*150MH*100HPS*84************* | Horizontal | Pulse-start - magnetic | 150 |  |  |  |  | 80 | Vertical - Base Up |  |  |  |  | Non Federally-Regulated | 12/24/2007 |  | 02/06/2008
Gardco Lighting | Gardco | EH191FM**400PSMH************** | Horizontal | Pulse-start - magnetic | 400 |  |  |  |  | 88 | No Exceptions Met |  |  |  |  | Non Federally-Regulated | 12/24/2007 |  | 02/06/2008
Gardco Lighting | Emco | ECA141FV**175PSMH************** | Vertical - Base Up | Pulse-start - magnetic | 175 |  |  |  |  | 88 | No Exceptions Met |  |  |  |  | Non Federally-Regulated | 12/24/2007 |  | 02/06/2008
Gardco Lighting | Gardco | CTA2112XL**320PSMH************** | Horizontal | Pulse-start - magnetic | 320 |  |  |  |  | 88 | No Exceptions Met |  |  |  |  | Non Federally-Regulated | 12/24/2007 |  | 02/06/2008
Gardco Lighting | Gardco | MPGL181FM**200MH************** | Horizontal | Pulse-start - magnetic | 200 |  |  |  |  | 88 | No Exceptions Met |  |  |  |  | Non Federally-Regulated | 12/24/2007 |  | 02/06/2008
Gardco Lighting | Gardco | G1812XL**400PSMH************** | Horizontal | Pulse-start - magnetic | 400 |  |  |  |  | 88 | No Exceptions Met |  |  |  |  | Non Federally-Regulated | 12/24/2007 |  | 02/06/2008
Gardco Lighting | Emco | ERW2013V**200MH************** | Vertical - Base Up | Pulse-start - magnetic | 200 |  |  |  |  | 88 | No Exceptions Met |  |  |  |  | Non Federally-Regulated | 12/24/2007 |  | 02/06/2008
Gardco Lighting | Gardco | WE1413**150MH************** | Horizontal | Pulse-start - magnetic | 150 |  |  |  |  | 80 | Vertical - Base Up |  |  |  |  | Non Federally-Regulated | 12/24/2007 |  | 02/06/2008
Gardco Lighting | Gardco | LU610ML1*150MH*50HPS*120************* | Horizontal | Pulse-start - magnetic | 150 |  |  |  |  | 80 | Vertical - Base Up |  |  |  |  | Non Federally-Regulated | 12/24/2007 |  | 02/06/2008
Advance A Division, Philips Electronics NA | Advance A Division, Philips Electronics NA | IMH175CBLS | Vertical - Base Up | Pulse-start - electronic | 175 |  |  |  |  | 91.2 | No Exceptions Met |  |  |  |  | Non Federally-Regulated | 08/25/2008 |  | 06/22/2009
Gardco Lighting | Gardco | 102MT**150MH************** | Horizontal | Pulse-start - magnetic | 150 |  |  |  |  | 80 | Vertical - Base Up |  |  |  |  | Non Federally-Regulated | 12/24/2007 |  | 02/06/2008
Gardco Lighting | Emco | ERW2513H**400PSMH************** | Horizontal | Pulse-start - magnetic | 400 |  |  |  |  | 88 | No Exceptions Met |  |  |  |  | Non Federally-Regulated | 12/24/2007 |  | 02/06/2008
Gardco Lighting | Gardco | CA171VS**200MH************** | Vertical - Base Up | Pulse-start - magnetic | 200 |  |  |  |  | 88 | No Exceptions Met |  |  |  |  | Non Federally-Regulated | 12/24/2007 |  | 02/06/2008
Gardco Lighting | Emco | ERW251FH**350PSMH************** | Horizontal | Pulse-start - magnetic | 350 |  |  |  |  | 88 | No Exceptions Met |  |  |  |  | Non Federally-Regulated | 12/24/2007 |  | 02/06/2008
Gardco Lighting | Gardco | MA221VS**320PSMH************** | Vertical - Base Up | Pulse-start - magnetic | 320 |  |  |  |  | 88 | No Exceptions Met |  |  |  |  | Non Federally-Regulated | 12/24/2007 |  | 02/06/2008
Gardco Lighting | Emco | ECA141FV**150MH************** | Vertical - Base Up | Pulse-start - magnetic | 150 |  |  |  |  | 80 | Vertical - Base Up |  |  |  |  | Non Federally-Regulated | 12/24/2007 |  | 02/06/2008
Lumec | Lumec | L40 | Horizontal | Pulse-start - magnetic | 250 |  |  |  |  | 88 | No Exceptions Met |  |  |  |  | Non Federally-Regulated | 01/23/2008 |  | 01/24/2008
Gardco Lighting | Emco | DECW1413H**150MH************** | Horizontal | Pulse-start - magnetic | 150 |  |  |  |  | 80 | Vertical - Base Up |  |  |  |  | Non Federally-Regulated | 12/24/2007 |  | 02/06/2008
Gardco Lighting | Gardco | WE141FM**200MH************** | Horizontal | Pulse-start - magnetic | 200 |  |  |  |  | 88 | No Exceptions Met |  |  |  |  | Non Federally-Regulated | 12/24/2007 |  | 02/06/2008
Gardco Lighting | Emco | ECW1813V**400PSMH************** | Vertical - Base Up | Pulse-start - magnetic | 400 |  |  |  |  | 88 | No Exceptions Met |  |  |  |  | Non Federally-Regulated | 12/24/2007 |  | 02/06/2008
Gardco Lighting | Gardco | CW1711**150MH************** | Horizontal | Pulse-start - magnetic | 150 |  |  |  |  | 80 | Vertical - Base Up |  |  |  |  | Non Federally-Regulated | 12/24/2007 |  | 02/06/2008
Gardco Lighting | Gardco | BE1911**320PSMH************** | Horizontal | Pulse-start - magnetic | 320 |  |  |  |  | 88 | No Exceptions Met |  |  |  |  | Non Federally-Regulated | 12/24/2007 |  | 02/06/2008
Gardco Lighting | Gardco | CA2213**350PSMH************** | Horizontal | Pulse-start - magnetic | 350 |  |  |  |  | 88 | No Exceptions Met |  |  |  |  | Non Federally-Regulated | 12/24/2007 |  | 02/06/2008
Gardco Lighting | Gardco | JH191Q**320PSMH************** | Horizontal | Pulse-start - magnetic | 320 |  |  |  |  | 88 | No Exceptions Met |  |  |  |  | Non Federally-Regulated | 12/24/2007 |  | 02/06/2008
Gardco Lighting | Gardco | CW2213**400PSMH************** | Horizontal | Pulse-start - magnetic | 400 |  |  |  |  | 88 | No Exceptions Met |  |  |  |  | Non Federally-Regulated | 12/24/2007 |  | 02/06/2008
GE Lighting, a Savant company | General Electric | OG5W35E*A********* | Vertical - Base Up | Pulse-start - magnetic | 350 | 350 |  | False | Relamping Rated Wattage | 88 |  |  |  | 336-500 watts | True | Non Federally-Regulated | 12/27/2012 |  | 09/03/2015
Gardco Lighting | Gardco | CR2514XLV**350PSMH************** | Horizontal | Pulse-start - magnetic | 350 |  |  |  |  | 88 | No Exceptions Met |  |  |  |  | Non Federally-Regulated | 12/24/2007 |  | 02/06/2008
GE Lighting, a Savant company | General Electric | M2AC25E*A****** | Horizontal | Pulse-start - magnetic | 250 | 250 |  | True | Relamping Rated Wattage | 90 |  |  |  | 150-160 watts |  | Non Federally-Regulated | 04/02/2013 |  | 09/03/2015
Lumec | Lumec | L32 | Horizontal | Pulse-start - magnetic | 250 |  |  |  |  | 88 | No Exceptions Met |  |  |  |  | Non Federally-Regulated | 01/23/2008 |  | 01/24/2008
Gardco Lighting | Emco | DECP181QH**350PSMH************** | Horizontal | Pulse-start - magnetic | 350 |  |  |  |  | 88 | No Exceptions Met |  |  |  |  | Non Federally-Regulated | 12/24/2007 |  | 02/06/2008
Gardco Lighting | Gardco | 107WT**150MH************** | Horizontal | Pulse-start - magnetic | 150 |  |  |  |  | 80 | Vertical - Base Up |  |  |  |  | Non Federally-Regulated | 12/24/2007 |  | 02/06/2008
Gardco Lighting | Gardco | BH191FM**400PSMH************** | Horizontal | Pulse-start - magnetic | 400 |  |  |  |  | 88 | No Exceptions Met |  |  |  |  | Non Federally-Regulated | 12/24/2007 |  | 02/06/2008
Gardco Lighting | Emco | EV15-N-F/WT**350PSMH************** | Horizontal | Pulse-start - magnetic | 350 |  |  |  |  | 88 | No Exceptions Met |  |  |  |  | Non Federally-Regulated | 12/24/2007 |  | 02/06/2008
Gardco Lighting | Gardco | CR2015H**150MH************** | Horizontal | Pulse-start - magnetic | 150 |  |  |  |  | 80 | Vertical - Base Up |  |  |  |  | Non Federally-Regulated | 12/24/2007 |  | 02/06/2008
Gardco Lighting | Gardco | EH191FM**250PSMH************** | Horizontal | Pulse-start - magnetic | 250 |  |  |  |  | 88 | No Exceptions Met |  |  |  |  | Non Federally-Regulated | 12/24/2007 |  | 02/06/2008
Gardco Lighting | Emco | DECW1812H**350PSMH************** | Horizontal | Pulse-start - magnetic | 350 |  |  |  |  | 88 | No Exceptions Met |  |  |  |  | Non Federally-Regulated | 12/24/2007 |  | 02/06/2008
Gardco Lighting | Gardco | BR1603**150MH************** | Horizontal | Pulse-start - magnetic | 150 |  |  |  |  | 80 | Vertical - Base Up |  |  |  |  | Non Federally-Regulated | 12/24/2007 |  | 02/06/2008
Gardco Lighting | Gardco | DF12HFL**250PSMH************** | Horizontal | Pulse-start - magnetic | 250 |  |  |  |  | 88 | No Exceptions Met |  |  |  |  | Non Federally-Regulated | 12/24/2007 |  | 02/06/2008
Gardco Lighting | Gardco | DF12NSP**250PSMH************** | Horizontal | Pulse-start - magnetic | 250 |  |  |  |  | 88 | No Exceptions Met |  |  |  |  | Non Federally-Regulated | 12/24/2007 |  | 02/06/2008
Gardco Lighting | Gardco | LU610ML1*150MH*70HPS*84************* | Horizontal | Pulse-start - magnetic | 150 |  |  |  |  | 80 | Vertical - Base Up |  |  |  |  | Non Federally-Regulated | 12/24/2007 |  | 02/06/2008
Gardco Lighting | Emco | AVR-1-5**400PSMH************** | Horizontal | Pulse-start - magnetic | 400 |  |  |  |  | 88 | No Exceptions Met |  |  |  |  | Non Federally-Regulated | 12/24/2007 |  | 02/06/2008
Gardco Lighting | Gardco | JEH191VS**320PSMH************** | Vertical - Base Up | Pulse-start - magnetic | 320 |  |  |  |  | 88 | No Exceptions Met |  |  |  |  | Non Federally-Regulated | 12/24/2007 |  | 02/06/2008
Gardco Lighting | Emco | ERP251FV**350PSMH************** | Vertical - Base Up | Pulse-start - magnetic | 350 |  |  |  |  | 88 | No Exceptions Met |  |  |  |  | Non Federally-Regulated | 12/24/2007 |  | 02/06/2008
Gardco Lighting | Emco | ECW1813V**320PSMH************** | Vertical - Base Up | Pulse-start - magnetic | 320 |  |  |  |  | 88 | No Exceptions Met |  |  |  |  | Non Federally-Regulated | 12/24/2007 |  | 02/06/2008
Gardco Lighting | Gardco | CP221VS**400PSMH************** | Vertical - Base Up | Pulse-start - magnetic | 400 |  |  |  |  | 88 | No Exceptions Met |  |  |  |  | Non Federally-Regulated | 12/24/2007 |  | 02/06/2008
Gardco Lighting | Gardco | STLEH1913**400PSMH************** | Horizontal | Pulse-start - magnetic | 400 |  |  |  |  | 88 | No Exceptions Met |  |  |  |  | Non Federally-Regulated | 12/24/2007 |  | 02/06/2008
Gardco Lighting | Gardco | WE1913**320PSMH************** | Horizontal | Pulse-start - magnetic | 320 |  |  |  |  | 88 | No Exceptions Met |  |  |  |  | Non Federally-Regulated | 12/24/2007 |  | 02/06/2008
Gardco Lighting | Gardco | CR20(W,WS)3XLV**150MH************** | Horizontal | Pulse-start - magnetic | 150 |  |  |  |  | 80 | Vertical - Base Up |  |  |  |  | Non Federally-Regulated | 12/24/2007 |  | 02/06/2008
Gardco Lighting | Gardco | 221C-P**150CMHE************** | Horizontal | Pulse-start - electronic | 150 |  |  |  |  | 88 | No Exceptions Met |  |  |  |  | Non Federally-Regulated | 12/24/2007 |  | 02/06/2008
Gardco Lighting | Emco | ERP2513H**350PSMH************** | Horizontal | Pulse-start - magnetic | 350 |  |  |  |  | 88 | No Exceptions Met |  |  |  |  | Non Federally-Regulated | 12/24/2007 |  | 02/06/2008
Gardco Lighting | Gardco | MA1711**150MH************** | Horizontal | Pulse-start - magnetic | 150 |  |  |  |  | 80 | Vertical - Base Up |  |  |  |  | Non Federally-Regulated | 12/24/2007 |  | 02/06/2008
Gardco Lighting | Gardco | MAG1811**200MH************** | Horizontal | Pulse-start - magnetic | 200 |  |  |  |  | 88 | No Exceptions Met |  |  |  |  | Non Federally-Regulated | 12/24/2007 |  | 02/06/2008
Gardco Lighting | Emco | ERA2513H**400PSMH************** | Horizontal | Pulse-start - magnetic | 400 |  |  |  |  | 88 | No Exceptions Met |  |  |  |  | Non Federally-Regulated | 12/24/2007 |  | 02/06/2008
Gardco Lighting | Gardco | MAGL1813**200MH************** | Horizontal | Pulse-start - magnetic | 200 |  |  |  |  | 88 | No Exceptions Met |  |  |  |  | Non Federally-Regulated | 12/24/2007 |  | 02/06/2008
Gardco Lighting | Gardco | CP2214X**350PSMH************** | Horizontal | Pulse-start - magnetic | 350 |  |  |  |  | 88 | No Exceptions Met |  |  |  |  | Non Federally-Regulated | 12/24/2007 |  | 02/06/2008
Lumec | Lumec | AT10 | Horizontal | Pulse-start - magnetic | 400 |  |  |  |  | 88 | No Exceptions Met |  |  |  |  | Non Federally-Regulated | 01/23/2008 |  | 01/24/2008
Gardco Lighting | Gardco | JEH141Q**150MH************** | Horizontal | Pulse-start - magnetic | 150 |  |  |  |  | 80 | Vertical - Base Up |  |  |  |  | Non Federally-Regulated | 12/24/2007 |  | 02/06/2008
Gardco Lighting | Emco | ERA201QV**200MH************** | Vertical - Base Up | Pulse-start - magnetic | 200 |  |  |  |  | 88 | No Exceptions Met |  |  |  |  | Non Federally-Regulated | 12/24/2007 |  | 02/06/2008
Gardco Lighting | Emco | ECP1812H**320PSMH************** | Horizontal | Pulse-start - magnetic | 320 |  |  |  |  | 88 | No Exceptions Met |  |  |  |  | Non Federally-Regulated | 12/24/2007 |  | 02/06/2008
Gardco Lighting | Gardco | 301ESB**150MH************** | Horizontal | Pulse-start - magnetic | 150 |  |  |  |  | 80 | Vertical - Base Up |  |  |  |  | Non Federally-Regulated | 12/24/2007 |  | 02/06/2008
Gardco Lighting | Emco | ERA251QV**320PSMH************** | Vertical - Base Up | Pulse-start - magnetic | 320 |  |  |  |  | 88 | No Exceptions Met |  |  |  |  | Non Federally-Regulated | 12/24/2007 |  | 02/06/2008
Gardco Lighting | Gardco | 106FT**150MH************** | Horizontal | Pulse-start - magnetic | 150 |  |  |  |  | 80 | Vertical - Base Up |  |  |  |  | Non Federally-Regulated | 12/24/2007 |  | 02/06/2008
Gardco Lighting | Gardco | CA2214X**400PSMH************** | Horizontal | Pulse-start - magnetic | 400 |  |  |  |  | 88 | No Exceptions Met |  |  |  |  | Non Federally-Regulated | 12/24/2007 |  | 02/06/2008
Advance A Division, Philips Electronics NA | Advance A Division, Philips Electronics NA | 71A5993A | Vertical - Base Up | Pulse-start - magnetic | 350 |  |  |  |  | 88.4 | No Exceptions Met |  |  |  |  | Non Federally-Regulated | 12/17/2007 |  | 06/22/2009
Gardco Lighting | Gardco | G18(W,WS)2XL**350PSMH************** | Horizontal | Pulse-start - magnetic | 350 |  |  |  |  | 88 | No Exceptions Met |  |  |  |  | Non Federally-Regulated | 12/24/2007 |  | 02/06/2008
Gardco Lighting | Gardco | CR2512XL**320PSMH************** | Horizontal | Pulse-start - magnetic | 320 |  |  |  |  | 88 | No Exceptions Met |  |  |  |  | Non Federally-Regulated | 12/24/2007 |  | 02/06/2008
Gardco Lighting | Gardco | WH1413**200MH************** | Horizontal | Pulse-start - magnetic | 200 |  |  |  |  | 88 | No Exceptions Met |  |  |  |  | Non Federally-Regulated | 12/24/2007 |  | 02/06/2008
Gardco Lighting | Gardco | GS01-(ST/OT)-12XL**150CMHE*10************* | Horizontal | Pulse-start - electronic | 150 |  |  |  |  | 88 | No Exceptions Met |  |  |  |  | Non Federally-Regulated | 12/24/2007 |  | 02/06/2008
Gardco Lighting | Emco | ERW201FH**150MH************** | Horizontal | Pulse-start - magnetic | 150 |  |  |  |  | 80 | Vertical - Base Up |  |  |  |  | Non Federally-Regulated | 12/24/2007 |  | 02/06/2008
Gardco Lighting | Gardco | A194FM**250PSMH************** | Horizontal | Pulse-start - magnetic | 250 |  |  |  |  | 88 | No Exceptions Met |  |  |  |  | Non Federally-Regulated | 12/24/2007 |  | 02/06/2008
Gardco Lighting | Emco | ECA1813H**320PSMH************** | Horizontal | Pulse-start - magnetic | 320 |  |  |  |  | 88 | No Exceptions Met |  |  |  |  | Non Federally-Regulated | 12/24/2007 |  | 02/06/2008
Gardco Lighting | Gardco | A142Q**150MH************** | Horizontal | Pulse-start - magnetic | 150 |  |  |  |  | 80 | Vertical - Base Up |  |  |  |  | Non Federally-Regulated | 12/24/2007 |  | 02/06/2008
Gardco Lighting | Gardco | A1911**320PSMH************** | Horizontal | Pulse-start - magnetic | 320 |  |  |  |  | 88 | No Exceptions Met |  |  |  |  | Non Federally-Regulated | 12/24/2007 |  | 02/06/2008
Gardco Lighting | Gardco | CP1711**150MH************** | Horizontal | Pulse-start - magnetic | 150 |  |  |  |  | 80 | Vertical - Base Up |  |  |  |  | Non Federally-Regulated | 12/24/2007 |  | 02/06/2008
Gardco Lighting | Gardco | GS02-(ST/OT)-12XL**150CMHE*8************* | Horizontal | Pulse-start - electronic | 150 |  |  |  |  | 88 | No Exceptions Met |  |  |  |  | Non Federally-Regulated | 12/24/2007 |  | 02/06/2008
Gardco Lighting | Gardco | JEH1914X**250PSMH************** | Horizontal | Pulse-start - magnetic | 250 |  |  |  |  | 88 | No Exceptions Met |  |  |  |  | Non Federally-Regulated | 12/24/2007 |  | 02/06/2008
Lumec | Lumec | RNS20 | Horizontal | Pulse-start - magnetic | 250 |  |  |  |  | 88 | No Exceptions Met |  |  |  |  | Non Federally-Regulated | 01/23/2008 |  | 01/24/2008
Gardco Lighting | Gardco | SCBEH1911**250PSMH************** | Horizontal | Pulse-start - magnetic | 250 |  |  |  |  | 88 | No Exceptions Met |  |  |  |  | Non Federally-Regulated | 12/24/2007 |  | 02/06/2008
Gardco Lighting | Emco | DECA1412H**200MH************** | Horizontal | Pulse-start - magnetic | 200 |  |  |  |  | 88 | No Exceptions Met |  |  |  |  | Non Federally-Regulated | 12/24/2007 |  | 02/06/2008
Gardco Lighting | Emco | PAES-FH-WA**250PSMH************** | Horizontal | Pulse-start - magnetic | 250 |  |  |  |  | 88 | No Exceptions Met |  |  |  |  | Non Federally-Regulated | 12/24/2007 |  | 02/06/2008
Gardco Lighting | Gardco | LU610ML*150MH*70HPS*102************* | Horizontal | Pulse-start - magnetic | 150 |  |  |  |  | 80 | Vertical - Base Up |  |  |  |  | Non Federally-Regulated | 12/24/2007 |  | 02/06/2008
Gardco Lighting | Gardco | A141FM**150MH************** | Horizontal | Pulse-start - magnetic | 150 |  |  |  |  | 80 | Vertical - Base Up |  |  |  |  | Non Federally-Regulated | 12/24/2007 |  | 02/06/2008
Gardco Lighting | Gardco | 301ELL**150MH************** | Horizontal | Pulse-start - magnetic | 150 |  |  |  |  | 80 | Vertical - Base Up |  |  |  |  | Non Federally-Regulated | 12/24/2007 |  | 02/06/2008
Gardco Lighting | Gardco | CP221VS**350PSMH************** | Vertical - Base Up | Pulse-start - magnetic | 350 |  |  |  |  | 88 | No Exceptions Met |  |  |  |  | Non Federally-Regulated | 12/24/2007 |  | 02/06/2008
Gardco Lighting | Gardco | CP171VS**150MH************** | Vertical - Base Up | Pulse-start - magnetic | 150 |  |  |  |  | 80 | Vertical - Base Up |  |  |  |  | Non Federally-Regulated | 12/24/2007 |  | 02/06/2008
Gardco Lighting | Gardco | WH1411**200MH************** | Horizontal | Pulse-start - magnetic | 200 |  |  |  |  | 88 | No Exceptions Met |  |  |  |  | Non Federally-Regulated | 12/24/2007 |  | 02/06/2008
Lumec | Lumec | SL26* | Vertical - Base Up | Pulse-start - magnetic | 250 |  |  |  |  | 88 | No Exceptions Met |  |  |  |  | Non Federally-Regulated | 01/23/2008 |  | 01/24/2008
Gardco Lighting | Emco | ECA1813V**350PSMH************** | Vertical - Base Up | Pulse-start - magnetic | 350 |  |  |  |  | 88 | No Exceptions Met |  |  |  |  | Non Federally-Regulated | 12/24/2007 |  | 02/06/2008
Gardco Lighting | Emco | ERA2512H**250PSMH************** | Horizontal | Pulse-start - magnetic | 250 |  |  |  |  | 88 | No Exceptions Met |  |  |  |  | Non Federally-Regulated | 12/24/2007 |  | 02/06/2008
Gardco Lighting | Gardco | CP171Q**200MH************** | Horizontal | Pulse-start - magnetic | 200 |  |  |  |  | 88 | No Exceptions Met |  |  |  |  | Non Federally-Regulated | 12/24/2007 |  | 02/06/2008
Gardco Lighting | Gardco | CTA2113XL**400PSMH************** | Horizontal | Pulse-start - magnetic | 400 |  |  |  |  | 88 | No Exceptions Met |  |  |  |  | Non Federally-Regulated | 12/24/2007 |  | 02/06/2008
Gardco Lighting | Gardco | 141FT**350PSMH************** | Horizontal | Pulse-start - magnetic | 350 |  |  |  |  | 88 | No Exceptions Met |  |  |  |  | Non Federally-Regulated | 12/24/2007 |  | 02/06/2008
Gardco Lighting | Gardco | CR25(W,WS)2XLV**350PSMH************** | Horizontal | Pulse-start - magnetic | 350 |  |  |  |  | 88 | No Exceptions Met |  |  |  |  | Non Federally-Regulated | 12/24/2007 |  | 02/06/2008
Gardco Lighting | Gardco | CTA2113XL**200MH************** | Horizontal | Pulse-start - magnetic | 200 |  |  |  |  | 88 | No Exceptions Met |  |  |  |  | Non Federally-Regulated | 12/24/2007 |  | 02/06/2008
Gardco Lighting | Emco | ECWA181FH**320PSMH************** | Horizontal | Pulse-start - magnetic | 320 |  |  |  |  | 88 | No Exceptions Met |  |  |  |  | Non Federally-Regulated | 12/24/2007 |  | 02/06/2008
Lumec | Lumec | OT10 | Vertical - Base Up | Pulse-start - magnetic | 400 |  |  |  |  | 88 | No Exceptions Met |  |  |  |  | Non Federally-Regulated | 01/23/2008 |  | 01/24/2008
Gardco Lighting | Gardco | G18(W,WS)4XL**250PSMH************** | Horizontal | Pulse-start - magnetic | 250 |  |  |  |  | 88 | No Exceptions Met |  |  |  |  | Non Federally-Regulated | 12/24/2007 |  | 02/06/2008
Gardco Lighting | Gardco | JEH1911**350PSMH************** | Horizontal | Pulse-start - magnetic | 350 |  |  |  |  | 88 | No Exceptions Met |  |  |  |  | Non Federally-Regulated | 12/24/2007 |  | 02/06/2008
GE Lighting, a Savant company | General Electric | OG5*35E*A****** | Vertical - Base Up | Pulse-start - magnetic | 350 | 350 |  | False | Relamping Rated Wattage | 88 |  |  |  | 336-500 watts | True | Non Federally-Regulated | 04/02/2013 |  | 09/03/2015
Signify North America Corporation | Philips Lighting Electronics North America | IMH-175-C-BLS | Vertical - Base Up | Pulse-start - electronic | 175 |  |  |  |  | 91.2 | No Exceptions Met |  |  |  |  | Non Federally-Regulated | 12/28/2009 |  | 11/17/2011
Gardco Lighting | Gardco | MA221FM**320PSMH************** | Horizontal | Pulse-start - magnetic | 320 |  |  |  |  | 88 | No Exceptions Met |  |  |  |  | Non Federally-Regulated | 12/24/2007 |  | 02/06/2008
Lumec | Lumec | L81 | Vertical - Base Up | Pulse-start - magnetic | 250 |  |  |  |  | 88 | No Exceptions Met |  |  |  |  | Non Federally-Regulated | 01/23/2008 |  | 01/24/2008
Gardco Lighting | Gardco | MW221FM**350PSMH************** | Horizontal | Pulse-start - magnetic | 350 |  |  |  |  | 88 | No Exceptions Met |  |  |  |  | Non Federally-Regulated | 12/24/2007 |  | 02/06/2008
Gardco Lighting | Emco | DECTP181FV**450PSMH************** | Vertical - Base Up | Pulse-start - magnetic | 450 |  |  |  |  | 88 | No Exceptions Met |  |  |  |  | Non Federally-Regulated | 12/24/2007 |  | 02/06/2008
GE Lighting, a Savant company | General Electric | MSCL40E0A22GMC3523 | Horizontal | Pulse-start - magnetic | 400 | 400 |  | True | Relamping Rated Wattage | 88 |  |  |  | 336-500 watts | True | Non Federally-Regulated | 03/28/2012 |  | 09/03/2015
Gardco Lighting | Gardco | STSEH191Q**250PSMH************** | Horizontal | Pulse-start - magnetic | 250 |  |  |  |  | 88 | No Exceptions Met |  |  |  |  | Non Federally-Regulated | 12/24/2007 |  | 02/06/2008
Lumec | Lumec | L21A | Vertical - Base Up | Pulse-start - magnetic | 250 |  |  |  |  | 88 | No Exceptions Met |  |  |  |  | Non Federally-Regulated | 01/23/2008 |  | 01/24/2008
Gardco Lighting | Emco | DECA1413V**150MH************** | Vertical - Base Up | Pulse-start - magnetic | 150 |  |  |  |  | 80 | Vertical - Base Up |  |  |  |  | Non Federally-Regulated | 12/24/2007 |  | 02/06/2008
Lumec | Lumec | AT30 | Horizontal | Pulse-start - magnetic | 400 |  |  |  |  | 88 | No Exceptions Met |  |  |  |  | Non Federally-Regulated | 01/23/2008 |  | 01/24/2008
Gardco Lighting | Gardco | STLEH191FM**320PSMH************** | Horizontal | Pulse-start - magnetic | 320 |  |  |  |  | 88 | No Exceptions Met |  |  |  |  | Non Federally-Regulated | 12/24/2007 |  | 02/06/2008
Gardco Lighting | Gardco | CR20(W,WS)2XL**150MH************** | Horizontal | Pulse-start - magnetic | 150 |  |  |  |  | 80 | Vertical - Base Up |  |  |  |  | Non Federally-Regulated | 12/24/2007 |  | 02/06/2008
Gardco Lighting | Emco | ECWA141FV**175PSMH************** | Vertical - Base Up | Pulse-start - magnetic | 175 |  |  |  |  | 88 | No Exceptions Met |  |  |  |  | Non Federally-Regulated | 12/24/2007 |  | 02/06/2008
Gardco Lighting | Emco | ECA181QH**320PSMH************** | Horizontal | Pulse-start - magnetic | 320 |  |  |  |  | 88 | No Exceptions Met |  |  |  |  | Non Federally-Regulated | 12/24/2007 |  | 02/06/2008
Gardco Lighting | Gardco | MAGL1811**200MH************** | Horizontal | Pulse-start - magnetic | 200 |  |  |  |  | 88 | No Exceptions Met |  |  |  |  | Non Federally-Regulated | 12/24/2007 |  | 02/06/2008
Gardco Lighting | Gardco | WH1914X**250PSMH************** | Horizontal | Pulse-start - magnetic | 250 |  |  |  |  | 88 | No Exceptions Met |  |  |  |  | Non Federally-Regulated | 12/24/2007 |  | 02/06/2008
Gardco Lighting | Gardco | JH1913**350PSMH************** | Horizontal | Pulse-start - magnetic | 350 |  |  |  |  | 88 | No Exceptions Met |  |  |  |  | Non Federally-Regulated | 12/24/2007 |  | 02/06/2008
Gardco Lighting | Gardco | A144FM**150MH************** | Horizontal | Pulse-start - magnetic | 150 |  |  |  |  | 80 | Vertical - Base Up |  |  |  |  | Non Federally-Regulated | 12/24/2007 |  | 02/06/2008
Gardco Lighting | Emco | ECA181QH**400PSMH************** | Horizontal | Pulse-start - magnetic | 400 |  |  |  |  | 88 | No Exceptions Met |  |  |  |  | Non Federally-Regulated | 12/24/2007 |  | 02/06/2008
Gardco Lighting | Gardco | CAG1813**200MH************** | Horizontal | Pulse-start - magnetic | 200 |  |  |  |  | 88 | No Exceptions Met |  |  |  |  | Non Federally-Regulated | 12/24/2007 |  | 02/06/2008
Gardco Lighting | Gardco | CR2513XL**250PSMH************** | Horizontal | Pulse-start - magnetic | 250 |  |  |  |  | 88 | No Exceptions Met |  |  |  |  | Non Federally-Regulated | 12/24/2007 |  | 02/06/2008
Gardco Lighting | Gardco | MPGL1811**200MH************** | Horizontal | Pulse-start - magnetic | 200 |  |  |  |  | 88 | No Exceptions Met |  |  |  |  | Non Federally-Regulated | 12/24/2007 |  | 02/06/2008
Gardco Lighting | Emco | ECA141FH**150MH************** | Horizontal | Pulse-start - magnetic | 150 |  |  |  |  | 80 | Vertical - Base Up |  |  |  |  | Non Federally-Regulated | 12/24/2007 |  | 02/06/2008
Gardco Lighting | Emco | ERP2012H**200MH************** | Horizontal | Pulse-start - magnetic | 200 |  |  |  |  | 88 | No Exceptions Met |  |  |  |  | Non Federally-Regulated | 12/24/2007 |  | 02/06/2008
Gardco Lighting | Gardco | MP2213**320PSMH************** | Horizontal | Pulse-start - magnetic | 320 |  |  |  |  | 88 | No Exceptions Met |  |  |  |  | Non Federally-Regulated | 12/24/2007 |  | 02/06/2008
Gardco Lighting | Gardco | BH1411**200MH************** | Horizontal | Pulse-start - magnetic | 200 |  |  |  |  | 88 | No Exceptions Met |  |  |  |  | Non Federally-Regulated | 12/24/2007 |  | 02/06/2008
Gardco Lighting | Gardco | CTP2113XL**320PSMH************** | Horizontal | Pulse-start - magnetic | 320 |  |  |  |  | 88 | No Exceptions Met |  |  |  |  | Non Federally-Regulated | 12/24/2007 |  | 02/06/2008
Gardco Lighting | Gardco | DF12HSP**400PSMH************** | Horizontal | Pulse-start - magnetic | 400 |  |  |  |  | 88 | No Exceptions Met |  |  |  |  | Non Federally-Regulated | 12/24/2007 |  | 02/06/2008
Gardco Lighting | Gardco | LU610ML*150MH*50HPS*78************* | Horizontal | Pulse-start - magnetic | 150 |  |  |  |  | 80 | Vertical - Base Up |  |  |  |  | Non Federally-Regulated | 12/24/2007 |  | 02/06/2008
Gardco Lighting | Gardco | A191FM**400PSMH************** | Horizontal | Pulse-start - magnetic | 400 |  |  |  |  | 88 | No Exceptions Met |  |  |  |  | Non Federally-Regulated | 12/24/2007 |  | 02/06/2008
Gardco Lighting | Gardco | EH191Q**350PSMH************** | Horizontal | Pulse-start - magnetic | 350 |  |  |  |  | 88 | No Exceptions Met |  |  |  |  | Non Federally-Regulated | 12/24/2007 |  | 02/06/2008
Gardco Lighting | Gardco | CTB2114XL**200MH************** | Horizontal | Pulse-start - magnetic | 200 |  |  |  |  | 88 | No Exceptions Met |  |  |  |  | Non Federally-Regulated | 12/24/2007 |  | 02/06/2008
Gardco Lighting | Gardco | 301DEFT**T150MH************** | Horizontal | Pulse-start - magnetic | 150 |  |  |  |  | 80 | Vertical - Base Up |  |  |  |  | Non Federally-Regulated | 12/24/2007 |  | 02/06/2008
Advance A Division, Philips Electronics NA | Advance A Division, Philips Electronics NA | 71A59A3A | Vertical - Base Up | Pulse-start - magnetic | 350 |  |  |  |  | 88.5 | No Exceptions Met |  |  |  |  | Non Federally-Regulated | 12/17/2007 |  | 06/22/2009
Gardco Lighting | Emco | ECA181FV**350PSMH************** | Vertical - Base Up | Pulse-start - magnetic | 350 |  |  |  |  | 88 | No Exceptions Met |  |  |  |  | Non Federally-Regulated | 12/24/2007 |  | 02/06/2008
Gardco Lighting | Emco | ERP251FV**200MH************** | Vertical - Base Up | Pulse-start - magnetic | 200 |  |  |  |  | 88 | No Exceptions Met |  |  |  |  | Non Federally-Regulated | 12/24/2007 |  | 02/06/2008
Gardco Lighting | Emco | ECA141QH**200MH************** | Horizontal | Pulse-start - magnetic | 200 |  |  |  |  | 88 | No Exceptions Met |  |  |  |  | Non Federally-Regulated | 12/24/2007 |  | 02/06/2008
Gardco Lighting | Gardco | CR2512XL**350PSMH************** | Horizontal | Pulse-start - magnetic | 350 |  |  |  |  | 88 | No Exceptions Met |  |  |  |  | Non Federally-Regulated | 12/24/2007 |  | 02/06/2008
Gardco Lighting | Gardco | CTA2112XL**200MH************** | Horizontal | Pulse-start - magnetic | 200 |  |  |  |  | 88 | No Exceptions Met |  |  |  |  | Non Federally-Regulated | 12/24/2007 |  | 02/06/2008
Advance A Division, Philips Electronics NA | Advance A Division, Philips Electronics NA | 71A5792A | Vertical - Base Up | Pulse-start - magnetic | 250 |  |  |  |  | 88.1 | No Exceptions Met |  |  |  |  | Non Federally-Regulated | 12/17/2007 |  | 06/22/2009
Lumec | Lumec | AT50 | Horizontal | Pulse-start - magnetic | 400 |  |  |  |  | 88 | No Exceptions Met |  |  |  |  | Non Federally-Regulated | 01/23/2008 |  | 01/24/2008
Gardco Lighting | Gardco | JH191FM**350PSMH************** | Horizontal | Pulse-start - magnetic | 350 |  |  |  |  | 88 | No Exceptions Met |  |  |  |  | Non Federally-Regulated | 12/24/2007 |  | 02/06/2008
Gardco Lighting | Emco | AVR-1-5**250PSMH************** | Horizontal | Pulse-start - magnetic | 250 |  |  |  |  | 88 | No Exceptions Met |  |  |  |  | Non Federally-Regulated | 12/24/2007 |  | 02/06/2008
Gardco Lighting | Emco | ECA1813V**250PSMH************** | Vertical - Base Up | Pulse-start - magnetic | 250 |  |  |  |  | 88 | No Exceptions Met |  |  |  |  | Non Federally-Regulated | 12/24/2007 |  | 02/06/2008
Lumec | Lumec | XL20 | Horizontal | Pulse-start - magnetic | 400 |  |  |  |  | 88 | No Exceptions Met |  |  |  |  | Non Federally-Regulated | 01/23/2008 |  | 01/24/2008
Gardco Lighting | Emco | DECA1812H**320PSMH************** | Horizontal | Pulse-start - magnetic | 320 |  |  |  |  | 88 | No Exceptions Met |  |  |  |  | Non Federally-Regulated | 12/24/2007 |  | 02/06/2008
Gardco Lighting | Gardco | GS04-P4-15ID**T150CMHE************** | Horizontal | Pulse-start - electronic | 150 |  |  |  |  | 88 | No Exceptions Met |  |  |  |  | Non Federally-Regulated | 12/24/2007 |  | 02/06/2008
Gardco Lighting | Gardco | MA221Q**400PSMH************** | Horizontal | Pulse-start - magnetic | 400 |  |  |  |  | 88 | No Exceptions Met |  |  |  |  | Non Federally-Regulated | 12/24/2007 |  | 02/06/2008
Advance A Division, Philips Electronics NA | Advance A Division, Philips Electronics NA | 71A5943TAEE | Vertical - Base Up | Pulse-start - magnetic | 350 |  |  |  |  | 88.2 | No Exceptions Met |  |  |  |  | Non Federally-Regulated | 08/25/2008 |  | 06/22/2009
Gardco Lighting | Gardco | SCA14SFM**150MH************** | Horizontal | Pulse-start - magnetic | 150 |  |  |  |  | 80 | Vertical - Base Up |  |  |  |  | Non Federally-Regulated | 12/24/2007 |  | 02/06/2008
Lumec | Lumec | RN30 | Horizontal | Pulse-start - magnetic | 400 |  |  |  |  | 88 | No Exceptions Met |  |  |  |  | Non Federally-Regulated | 01/23/2008 |  | 01/24/2008
Lumec | Lumec | DMS40 | Horizontal | Pulse-start - magnetic | 400 |  |  |  |  | 88 | No Exceptions Met |  |  |  |  | Non Federally-Regulated | 01/23/2008 |  | 01/24/2008
Gardco Lighting | Emco | PAEM-3H**320PSMH************** | Horizontal | Pulse-start - magnetic | 320 |  |  |  |  | 88 | No Exceptions Met |  |  |  |  | Non Federally-Regulated | 12/24/2007 |  | 02/06/2008
Gardco Lighting | Gardco | CR2515V**400PSMH************** | Horizontal | Pulse-start - magnetic | 400 |  |  |  |  | 88 | No Exceptions Met |  |  |  |  | Non Federally-Regulated | 12/24/2007 |  | 02/06/2008
Gardco Lighting | Gardco | MWGL181**150MH************** | Horizontal | Pulse-start - magnetic | 150 |  |  |  |  | 80 | Vertical - Base Up |  |  |  |  | Non Federally-Regulated | 12/24/2007 |  | 02/06/2008
Gardco Lighting | Gardco | CR2512XLV**320PSMH************** | Horizontal | Pulse-start - magnetic | 320 |  |  |  |  | 88 | No Exceptions Met |  |  |  |  | Non Federally-Regulated | 12/24/2007 |  | 02/06/2008
Gardco Lighting | Gardco | EH1914X**400PSMH************** | Horizontal | Pulse-start - magnetic | 400 |  |  |  |  | 88 | No Exceptions Met |  |  |  |  | Non Federally-Regulated | 12/24/2007 |  | 02/06/2008
Gardco Lighting | Gardco | MA171FM**150MH************** | Horizontal | Pulse-start - magnetic | 150 |  |  |  |  | 80 | Vertical - Base Up |  |  |  |  | Non Federally-Regulated | 12/24/2007 |  | 02/06/2008
Lumec | Lumec | L90 | Horizontal | Pulse-start - magnetic | 250 |  |  |  |  | 88 | No Exceptions Met |  |  |  |  | Non Federally-Regulated | 01/23/2008 |  | 01/24/2008
Gardco Lighting | Emco | ERW2512H**350PSMH************** | Horizontal | Pulse-start - magnetic | 350 |  |  |  |  | 88 | No Exceptions Met |  |  |  |  | Non Federally-Regulated | 12/24/2007 |  | 02/06/2008
Gardco Lighting | Gardco | H1413**150MH************** | Horizontal | Pulse-start - magnetic | 150 |  |  |  |  | 80 | Vertical - Base Up |  |  |  |  | Non Federally-Regulated | 12/24/2007 |  | 02/06/2008
Gardco Lighting | Gardco | CTB2111**400PSMH************** | Horizontal | Pulse-start - magnetic | 400 |  |  |  |  | 88 | No Exceptions Met |  |  |  |  | Non Federally-Regulated | 12/24/2007 |  | 02/06/2008
Advance A Division, Philips Electronics NA | Advance A Division, Philips Electronics NA | 71A5742EE | Vertical - Base Up | Pulse-start - magnetic | 250 |  |  |  |  | 88 | No Exceptions Met |  |  |  |  | Non Federally-Regulated | 08/25/2008 |  | 06/22/2009
Gardco Lighting | Gardco | EH1913**400PSMH************** | Horizontal | Pulse-start - magnetic | 400 |  |  |  |  | 88 | No Exceptions Met |  |  |  |  | Non Federally-Regulated | 12/24/2007 |  | 02/06/2008
Gardco Lighting | Gardco | MP2214X**350PSMH************** | Horizontal | Pulse-start - magnetic | 350 |  |  |  |  | 88 | No Exceptions Met |  |  |  |  | Non Federally-Regulated | 12/24/2007 |  | 02/06/2008
Gardco Lighting | Gardco | A1443**150MH************** | Horizontal | Pulse-start - magnetic | 150 |  |  |  |  | 80 | Vertical - Base Up |  |  |  |  | Non Federally-Regulated | 12/24/2007 |  | 02/06/2008
Gardco Lighting | Gardco | MW221FM**320PSMH************** | Horizontal | Pulse-start - magnetic | 320 |  |  |  |  | 88 | No Exceptions Met |  |  |  |  | Non Federally-Regulated | 12/24/2007 |  | 02/06/2008
Gardco Lighting | Gardco | CR2013XLV**175PSMH************** | Horizontal | Pulse-start - magnetic | 175 |  |  |  |  | 88 | No Exceptions Met |  |  |  |  | Non Federally-Regulated | 12/24/2007 |  | 02/06/2008
Gardco Lighting | Gardco | CW2211**350PSMH************** | Horizontal | Pulse-start - magnetic | 350 |  |  |  |  | 88 | No Exceptions Met |  |  |  |  | Non Federally-Regulated | 12/24/2007 |  | 02/06/2008
Lumec | Lumec | L26SN | Vertical - Base Up | Pulse-start - magnetic | 250 |  |  |  |  | 88 | No Exceptions Met |  |  |  |  | Non Federally-Regulated | 01/23/2008 |  | 01/24/2008
Gardco Lighting | Gardco | CR2013XL**150MH************** | Horizontal | Pulse-start - magnetic | 150 |  |  |  |  | 80 | Vertical - Base Up |  |  |  |  | Non Federally-Regulated | 12/24/2007 |  | 02/06/2008
Gardco Lighting | Gardco | CR25(W,WS)3XLV**350PSMH************** | Horizontal | Pulse-start - magnetic | 350 |  |  |  |  | 88 | No Exceptions Met |  |  |  |  | Non Federally-Regulated | 12/24/2007 |  | 02/06/2008
Gardco Lighting | Emco | ECW181FH**320PSMH************** | Horizontal | Pulse-start - magnetic | 320 |  |  |  |  | 88 | No Exceptions Met |  |  |  |  | Non Federally-Regulated | 12/24/2007 |  | 02/06/2008
Gardco Lighting | Gardco | JEH1914X**320PSMH************** | Horizontal | Pulse-start - magnetic | 320 |  |  |  |  | 88 | No Exceptions Met |  |  |  |  | Non Federally-Regulated | 12/24/2007 |  | 02/06/2008
Gardco Lighting | Emco | ERW2512H**400PSMH************** | Horizontal | Pulse-start - magnetic | 400 |  |  |  |  | 88 | No Exceptions Met |  |  |  |  | Non Federally-Regulated | 12/24/2007 |  | 02/06/2008
Gardco Lighting | Gardco | LU610ML1*150MH*50HPS*144************* | Horizontal | Pulse-start - magnetic | 150 |  |  |  |  | 80 | Vertical - Base Up |  |  |  |  | Non Federally-Regulated | 12/24/2007 |  | 02/06/2008
Gardco Lighting | Gardco | LU610ML1*150MH*100HPS*102************* | Horizontal | Pulse-start - magnetic | 150 |  |  |  |  | 80 | Vertical - Base Up |  |  |  |  | Non Federally-Regulated | 12/24/2007 |  | 02/06/2008
Gardco Lighting | Emco | DECA141QH**150MH************** | Horizontal | Pulse-start - magnetic | 150 |  |  |  |  | 80 | Vertical - Base Up |  |  |  |  | Non Federally-Regulated | 12/24/2007 |  | 02/06/2008
Gardco Lighting | Gardco | GS01-(ST/OT)-13XL**150CMHE*10************* | Horizontal | Pulse-start - electronic | 150 |  |  |  |  | 88 | No Exceptions Met |  |  |  |  | Non Federally-Regulated | 12/24/2007 |  | 02/06/2008
Gardco Lighting | Gardco | CW2214X**250PSMH************** | Horizontal | Pulse-start - magnetic | 250 |  |  |  |  | 88 | No Exceptions Met |  |  |  |  | Non Federally-Regulated | 12/24/2007 |  | 02/06/2008
Gardco Lighting | Gardco | A1924X**320PSMH************** | Horizontal | Pulse-start - magnetic | 320 |  |  |  |  | 88 | No Exceptions Met |  |  |  |  | Non Federally-Regulated | 12/24/2007 |  | 02/06/2008
Advance A Division, Philips Electronics NA | Advance A Division, Philips Electronics NA | IZTEMH4003PS-R | Vertical - Base Up | Pulse-start - electronic | 400 |  |  |  |  | 93.3 | No Exceptions Met |  |  |  |  | Non Federally-Regulated | 08/25/2008 |  | 06/22/2009
Gardco Lighting | Gardco | 301OR**150MH************** | Horizontal | Pulse-start - magnetic | 150 |  |  |  |  | 80 | Vertical - Base Up |  |  |  |  | Non Federally-Regulated | 12/24/2007 |  | 02/06/2008
Lumec | Lumec | DMS10 | Vertical - Base Up | Pulse-start - magnetic | 400 |  |  |  |  | 88 | No Exceptions Met |  |  |  |  | Non Federally-Regulated | 01/23/2008 |  | 01/24/2008
Gardco Lighting | Gardco | CR2515H**400PSMH************** | Horizontal | Pulse-start - magnetic | 400 |  |  |  |  | 88 | No Exceptions Met |  |  |  |  | Non Federally-Regulated | 12/24/2007 |  | 02/06/2008
Gardco Lighting | Emco | DECWA181FH**350PSMH************** | Horizontal | Pulse-start - magnetic | 350 |  |  |  |  | 88 | No Exceptions Met |  |  |  |  | Non Federally-Regulated | 12/24/2007 |  | 02/06/2008
Gardco Lighting | Emco | ERP251QH**350PSMH************** | Horizontal | Pulse-start - magnetic | 350 |  |  |  |  | 88 | No Exceptions Met |  |  |  |  | Non Federally-Regulated | 12/24/2007 |  | 02/06/2008
Gardco Lighting | Emco | DECA141FV**200MH************** | Vertical - Base Up | Pulse-start - magnetic | 200 |  |  |  |  | 88 | No Exceptions Met |  |  |  |  | Non Federally-Regulated | 12/24/2007 |  | 02/06/2008
Gardco Lighting | Emco | DECA1413V**200MH************** | Vertical - Base Up | Pulse-start - magnetic | 200 |  |  |  |  | 88 | No Exceptions Met |  |  |  |  | Non Federally-Regulated | 12/24/2007 |  | 02/06/2008
Gardco Lighting | Gardco | CW2214X**320PSMH************** | Horizontal | Pulse-start - magnetic | 320 |  |  |  |  | 88 | No Exceptions Met |  |  |  |  | Non Federally-Regulated | 12/24/2007 |  | 02/06/2008
Gardco Lighting | Gardco | CTB2114XL**350PSMH************** | Horizontal | Pulse-start - magnetic | 350 |  |  |  |  | 88 | No Exceptions Met |  |  |  |  | Non Federally-Regulated | 12/24/2007 |  | 02/06/2008
Gardco Lighting | Gardco | A194FM**350PSMH************** | Horizontal | Pulse-start - magnetic | 350 |  |  |  |  | 88 | No Exceptions Met |  |  |  |  | Non Federally-Regulated | 12/24/2007 |  | 02/06/2008
Gardco Lighting | Emco | ERP251FH**320PSMH************** | Horizontal | Pulse-start - magnetic | 320 |  |  |  |  | 88 | No Exceptions Met |  |  |  |  | Non Federally-Regulated | 12/24/2007 |  | 02/06/2008
Gardco Lighting | Gardco | G1813XL**250PSMH************** | Horizontal | Pulse-start - magnetic | 250 |  |  |  |  | 88 | No Exceptions Met |  |  |  |  | Non Federally-Regulated | 12/24/2007 |  | 02/06/2008
Gardco Lighting | Gardco | SCA14SQ**150MH************** | Horizontal | Pulse-start - magnetic | 150 |  |  |  |  | 80 | Vertical - Base Up |  |  |  |  | Non Federally-Regulated | 12/24/2007 |  | 02/06/2008
Gardco Lighting | Gardco | LU610ML*150MH*50MH*120************* | Horizontal | Pulse-start - magnetic | 150 |  |  |  |  | 80 | Vertical - Base Up |  |  |  |  | Non Federally-Regulated | 12/24/2007 |  | 02/06/2008
Gardco Lighting | Emco | ECWA1813H**250PSMH************** | Horizontal | Pulse-start - magnetic | 250 |  |  |  |  | 88 | No Exceptions Met |  |  |  |  | Non Federally-Regulated | 12/24/2007 |  | 02/06/2008
Gardco Lighting | Gardco | CR2014XL**150MH************** | Horizontal | Pulse-start - magnetic | 150 |  |  |  |  | 80 | Vertical - Base Up |  |  |  |  | Non Federally-Regulated | 12/24/2007 |  | 02/06/2008
Gardco Lighting | Gardco | WH1913**350PSMH************** | Horizontal | Pulse-start - magnetic | 350 |  |  |  |  | 88 | No Exceptions Met |  |  |  |  | Non Federally-Regulated | 12/24/2007 |  | 02/06/2008
Gardco Lighting | Emco | ERW201FV**150MH************** | Vertical - Base Up | Pulse-start - magnetic | 150 |  |  |  |  | 80 | Vertical - Base Up |  |  |  |  | Non Federally-Regulated | 12/24/2007 |  | 02/06/2008
Gardco Lighting | Gardco | BE1913**350PSMH************** | Horizontal | Pulse-start - magnetic | 350 |  |  |  |  | 88 | No Exceptions Met |  |  |  |  | Non Federally-Regulated | 12/24/2007 |  | 02/06/2008
Gardco Lighting | Emco | PAES-2H**250PSMH************** | Horizontal | Pulse-start - magnetic | 250 |  |  |  |  | 88 | No Exceptions Met |  |  |  |  | Non Federally-Regulated | 12/24/2007 |  | 02/06/2008
Gardco Lighting | Gardco | CTA1713XL**150MH************** | Horizontal | Pulse-start - magnetic | 150 |  |  |  |  | 80 | Vertical - Base Up |  |  |  |  | Non Federally-Regulated | 12/24/2007 |  | 02/06/2008
Gardco Lighting | Gardco | CR2513XLV**400PSMH************** | Horizontal | Pulse-start - magnetic | 400 |  |  |  |  | 88 | No Exceptions Met |  |  |  |  | Non Federally-Regulated | 12/24/2007 |  | 02/06/2008
Gardco Lighting | Gardco | G1813XL**400PSMH************** | Horizontal | Pulse-start - magnetic | 400 |  |  |  |  | 88 | No Exceptions Met |  |  |  |  | Non Federally-Regulated | 12/24/2007 |  | 02/06/2008
GE Lighting, a Savant company | General Electric | MSRL40E0A22RMS3523 | Horizontal | Pulse-start - magnetic | 400 | 400 |  | True | Relamping Rated Wattage | 88 |  |  |  | 336-500 watts | True | Non Federally-Regulated | 03/28/2012 |  | 09/03/2015
Gardco Lighting | Emco | DECW1412H**150MH************** | Horizontal | Pulse-start - magnetic | 150 |  |  |  |  | 80 | Vertical - Base Up |  |  |  |  | Non Federally-Regulated | 12/24/2007 |  | 02/06/2008
Gardco Lighting | Gardco | JH1913**320PSMH************** | Horizontal | Pulse-start - magnetic | 320 |  |  |  |  | 88 | No Exceptions Met |  |  |  |  | Non Federally-Regulated | 12/24/2007 |  | 02/06/2008
Gardco Lighting | Gardco | CR20(W,WS)4XLV**150MH************** | Horizontal | Pulse-start - magnetic | 150 |  |  |  |  | 80 | Vertical - Base Up |  |  |  |  | Non Federally-Regulated | 12/24/2007 |  | 02/06/2008
Gardco Lighting | Gardco | G1814XL**150MH************** | Horizontal | Pulse-start - magnetic | 150 |  |  |  |  | 80 | Vertical - Base Up |  |  |  |  | Non Federally-Regulated | 12/24/2007 |  | 02/06/2008
Gardco Lighting | Emco | ERW201FV**200MH************** | Vertical - Base Up | Pulse-start - magnetic | 200 |  |  |  |  | 88 | No Exceptions Met |  |  |  |  | Non Federally-Regulated | 12/24/2007 |  | 02/06/2008
GE Lighting, a Savant company | General Electric | FP4W40P*A****** | Vertical - Base Up | Pulse-start - magnetic | 400 | 400 |  | True | Relamping Rated Wattage | 88 |  |  |  | 336-500 watts | True | Non Federally-Regulated | 06/12/2013 |  | 09/03/2015
Gardco Lighting | Emco | AVR-1-3/F**320PSMH************** | Horizontal | Pulse-start - magnetic | 320 |  |  |  |  | 88 | No Exceptions Met |  |  |  |  | Non Federally-Regulated | 12/24/2007 |  | 02/06/2008
Signify North America Corporation | Philips Lighting Electronics North America | 71A5943TAEE | Vertical - Base Up | Pulse-start - magnetic | 350 |  |  |  |  | 88.2 | No Exceptions Met |  |  |  |  | Non Federally-Regulated | 06/22/2009 |  | 11/17/2011
Gardco Lighting | Emco | ERW251FV**450PSMH************** | Vertical - Base Up | Pulse-start - magnetic | 450 |  |  |  |  | 88 | No Exceptions Met |  |  |  |  | Non Federally-Regulated | 12/24/2007 |  | 02/06/2008
Gardco Lighting | Gardco | G1813XL**350PSMH************** | Horizontal | Pulse-start - magnetic | 350 |  |  |  |  | 88 | No Exceptions Met |  |  |  |  | Non Federally-Regulated | 12/24/2007 |  | 02/06/2008
Gardco Lighting | Gardco | SCBEH191FM**250PSMH************** | Horizontal | Pulse-start - magnetic | 250 |  |  |  |  | 88 | No Exceptions Met |  |  |  |  | Non Federally-Regulated | 12/24/2007 |  | 02/06/2008
Gardco Lighting | Gardco | A191VS**320PSMH************** | Vertical - Base Up | Pulse-start - magnetic | 320 |  |  |  |  | 88 | No Exceptions Met |  |  |  |  | Non Federally-Regulated | 12/24/2007 |  | 02/06/2008
Gardco Lighting | Gardco | CR2012XLV**175PSMH************** | Horizontal | Pulse-start - magnetic | 175 |  |  |  |  | 88 | No Exceptions Met |  |  |  |  | Non Federally-Regulated | 12/24/2007 |  | 02/06/2008
Gardco Lighting | Gardco | SCA14SV1**150MH************** | Horizontal | Pulse-start - magnetic | 150 |  |  |  |  | 80 | Vertical - Base Up |  |  |  |  | Non Federally-Regulated | 12/24/2007 |  | 02/06/2008
Gardco Lighting | Gardco | A1941**320PSMH************** | Horizontal | Pulse-start - magnetic | 320 |  |  |  |  | 88 | No Exceptions Met |  |  |  |  | Non Federally-Regulated | 12/24/2007 |  | 02/06/2008
Gardco Lighting | Emco | ECA181FH**350PSMH************** | Horizontal | Pulse-start - magnetic | 350 |  |  |  |  | 88 | No Exceptions Met |  |  |  |  | Non Federally-Regulated | 12/24/2007 |  | 02/06/2008
Gardco Lighting | Gardco | BR1623**150MH************** | Horizontal | Pulse-start - magnetic | 150 |  |  |  |  | 80 | Vertical - Base Up |  |  |  |  | Non Federally-Regulated | 12/24/2007 |  | 02/06/2008
Gardco Lighting | Gardco | CA221Q**320PSMH************** | Horizontal | Pulse-start - magnetic | 320 |  |  |  |  | 88 | No Exceptions Met |  |  |  |  | Non Federally-Regulated | 12/24/2007 |  | 02/06/2008
Gardco Lighting | Gardco | LU610ML1*150MH*50MH*144************* | Horizontal | Pulse-start - magnetic | 150 |  |  |  |  | 80 | Vertical - Base Up |  |  |  |  | Non Federally-Regulated | 12/24/2007 |  | 02/06/2008
Gardco Lighting | Emco | PAEM-2H**400PSMH************** | Horizontal | Pulse-start - magnetic | 400 |  |  |  |  | 88 | No Exceptions Met |  |  |  |  | Non Federally-Regulated | 12/24/2007 |  | 02/06/2008
Gardco Lighting | Gardco | CTA2114XL**400PSMH************** | Horizontal | Pulse-start - magnetic | 400 |  |  |  |  | 88 | No Exceptions Met |  |  |  |  | Non Federally-Regulated | 12/24/2007 |  | 02/06/2008
Gardco Lighting | Gardco | DF12MFL**350PSMH************** | Horizontal | Pulse-start - magnetic | 350 |  |  |  |  | 88 | No Exceptions Met |  |  |  |  | Non Federally-Regulated | 12/24/2007 |  | 02/06/2008
Gardco Lighting | Gardco | JEH1411**150MH************** | Horizontal | Pulse-start - magnetic | 150 |  |  |  |  | 80 | Vertical - Base Up |  |  |  |  | Non Federally-Regulated | 12/24/2007 |  | 02/06/2008
Gardco Lighting | Gardco | CTP2114XL**250PSMH************** | Horizontal | Pulse-start - magnetic | 250 |  |  |  |  | 88 | No Exceptions Met |  |  |  |  | Non Federally-Regulated | 12/24/2007 |  | 02/06/2008
Gardco Lighting | Gardco | JH141VS**200MH************** | Vertical - Base Up | Pulse-start - magnetic | 200 |  |  |  |  | 88 | No Exceptions Met |  |  |  |  | Non Federally-Regulated | 12/24/2007 |  | 02/06/2008
Gardco Lighting | Gardco | A192FM**250PSMH************** | Horizontal | Pulse-start - magnetic | 250 |  |  |  |  | 88 | No Exceptions Met |  |  |  |  | Non Federally-Regulated | 12/24/2007 |  | 02/06/2008
Gardco Lighting | Gardco | CR25(W,WS)4XL**250PSMH************** | Horizontal | Pulse-start - magnetic | 250 |  |  |  |  | 88 | No Exceptions Met |  |  |  |  | Non Federally-Regulated | 12/24/2007 |  | 02/06/2008
Gardco Lighting | Gardco | CTP211Q**350PSMH************** | Horizontal | Pulse-start - magnetic | 350 |  |  |  |  | 88 | No Exceptions Met |  |  |  |  | Non Federally-Regulated | 12/24/2007 |  | 02/06/2008
Gardco Lighting | Gardco | G18(W,WS)3XL**350PSMH************** | Horizontal | Pulse-start - magnetic | 350 |  |  |  |  | 88 | No Exceptions Met |  |  |  |  | Non Federally-Regulated | 12/24/2007 |  | 02/06/2008
Gardco Lighting | Gardco | DF7HSP**150MH************** | Horizontal | Pulse-start - magnetic | 150 |  |  |  |  | 80 | Vertical - Base Up |  |  |  |  | Non Federally-Regulated | 12/24/2007 |  | 02/06/2008
Gardco Lighting | Emco | DECP2313VFC**400PSMH************** | Vertical - Base Up | Pulse-start - magnetic | 400 |  |  |  |  | 88 | No Exceptions Met |  |  |  |  | Non Federally-Regulated | 12/24/2007 |  | 02/06/2008
Gardco Lighting | Gardco | STLEH191Q**400PSMH************** | Horizontal | Pulse-start - magnetic | 400 |  |  |  |  | 88 | No Exceptions Met |  |  |  |  | Non Federally-Regulated | 12/24/2007 |  | 02/06/2008
Gardco Lighting | Gardco | JH191Q**400PSMH************** | Horizontal | Pulse-start - magnetic | 400 |  |  |  |  | 88 | No Exceptions Met |  |  |  |  | Non Federally-Regulated | 12/24/2007 |  | 02/06/2008
Gardco Lighting | Emco | EV15-U-F/WT**250PSMH************** | Horizontal | Pulse-start - magnetic | 250 |  |  |  |  | 88 | No Exceptions Met |  |  |  |  | Non Federally-Regulated | 12/24/2007 |  | 02/06/2008
Gardco Lighting | Gardco | H1411**200MH************** | Horizontal | Pulse-start - magnetic | 200 |  |  |  |  | 88 | No Exceptions Met |  |  |  |  | Non Federally-Regulated | 12/24/2007 |  | 02/06/2008
Advance A Division, Philips Electronics NA | Advance A Division, Philips Electronics NA | IZTEMH4003PSXC | Vertical - Base Up | Pulse-start - electronic | 400 |  |  |  |  | 93.3 | No Exceptions Met |  |  |  |  | Non Federally-Regulated | 08/25/2008 |  | 06/22/2009
Gardco Lighting | Gardco | CA2214X**350PSMH************** | Horizontal | Pulse-start - magnetic | 350 |  |  |  |  | 88 | No Exceptions Met |  |  |  |  | Non Federally-Regulated | 12/24/2007 |  | 02/06/2008
Gardco Lighting | Gardco | CA2214X**320PSMH************** | Horizontal | Pulse-start - magnetic | 320 |  |  |  |  | 88 | No Exceptions Met |  |  |  |  | Non Federally-Regulated | 12/24/2007 |  | 02/06/2008
Gardco Lighting | Gardco | BE1914X**250PSMH************** | Horizontal | Pulse-start - magnetic | 250 |  |  |  |  | 88 | No Exceptions Met |  |  |  |  | Non Federally-Regulated | 12/24/2007 |  | 02/06/2008
Gardco Lighting | Emco | AVR-1-5**150MH************** | Horizontal | Pulse-start - magnetic | 150 |  |  |  |  | 80 | Vertical - Base Up |  |  |  |  | Non Federally-Regulated | 12/24/2007 |  | 02/06/2008
Gardco Lighting | Gardco | H1913**350PSMH************** | Horizontal | Pulse-start - magnetic | 350 |  |  |  |  | 88 | No Exceptions Met |  |  |  |  | Non Federally-Regulated | 12/24/2007 |  | 02/06/2008
Signify North America Corporation | Philips Lighting Electronics North America | IMH-150-H-LF | Vertical - Base Up | Pulse-start - electronic | 150 |  |  |  |  | 91.9 | No Exceptions Met |  |  |  |  | Non Federally-Regulated | 12/28/2009 |  | 11/17/2011
Gardco Lighting | Gardco | CR2514XL**350PSMH************** | Horizontal | Pulse-start - magnetic | 350 |  |  |  |  | 88 | No Exceptions Met |  |  |  |  | Non Federally-Regulated | 12/24/2007 |  | 02/06/2008
Gardco Lighting | Gardco | CTP2113XL**250PSMH************** | Horizontal | Pulse-start - magnetic | 250 |  |  |  |  | 88 | No Exceptions Met |  |  |  |  | Non Federally-Regulated | 12/24/2007 |  | 02/06/2008
Gardco Lighting | Gardco | STSEH1913**400PSMH************** | Horizontal | Pulse-start - magnetic | 400 |  |  |  |  | 88 | No Exceptions Met |  |  |  |  | Non Federally-Regulated | 12/24/2007 |  | 02/06/2008
Gardco Lighting | Gardco | 600D**150MH************** | Horizontal | Pulse-start - magnetic | 150 |  |  |  |  | 80 | Vertical - Base Up |  |  |  |  | Non Federally-Regulated | 12/24/2007 |  | 02/06/2008
Gardco Lighting | Gardco | STLEH1911**250PSMH************** | Horizontal | Pulse-start - magnetic | 250 |  |  |  |  | 88 | No Exceptions Met |  |  |  |  | Non Federally-Regulated | 12/24/2007 |  | 02/06/2008
Gardco Lighting | Emco | PAES-2H**150MH************** | Horizontal | Pulse-start - magnetic | 150 |  |  |  |  | 80 | Vertical - Base Up |  |  |  |  | Non Federally-Regulated | 12/24/2007 |  | 02/06/2008
Gardco Lighting | Gardco | H191Q**320PSMH************** | Horizontal | Pulse-start - magnetic | 320 |  |  |  |  | 88 | No Exceptions Met |  |  |  |  | Non Federally-Regulated | 12/24/2007 |  | 02/06/2008
Gardco Lighting | Gardco | CR2513XLV**350PSMH************** | Horizontal | Pulse-start - magnetic | 350 |  |  |  |  | 88 | No Exceptions Met |  |  |  |  | Non Federally-Regulated | 12/24/2007 |  | 02/06/2008
Gardco Lighting | Gardco | A1943**350PSMH************** | Horizontal | Pulse-start - magnetic | 350 |  |  |  |  | 88 | No Exceptions Met |  |  |  |  | Non Federally-Regulated | 12/24/2007 |  | 02/06/2008
Gardco Lighting | Gardco | BE1913**250PSMH************** | Horizontal | Pulse-start - magnetic | 250 |  |  |  |  | 88 | No Exceptions Met |  |  |  |  | Non Federally-Regulated | 12/24/2007 |  | 02/06/2008
Gardco Lighting | Gardco | HPV2315XVF**400PSMH************** | Vertical - Base Up | Pulse-start - magnetic | 400 |  |  |  |  | 88 | No Exceptions Met |  |  |  |  | Non Federally-Regulated | 12/24/2007 |  | 02/06/2008
Gardco Lighting | Gardco | CR2513XLV**320PSMH************** | Horizontal | Pulse-start - magnetic | 320 |  |  |  |  | 88 | No Exceptions Met |  |  |  |  | Non Federally-Regulated | 12/24/2007 |  | 02/06/2008
Gardco Lighting | Gardco | BR160FM**150MH************** | Horizontal | Pulse-start - magnetic | 150 |  |  |  |  | 80 | Vertical - Base Up |  |  |  |  | Non Federally-Regulated | 12/24/2007 |  | 02/06/2008
Gardco Lighting | Gardco | STSEH1913**350PSMH************** | Horizontal | Pulse-start - magnetic | 350 |  |  |  |  | 88 | No Exceptions Met |  |  |  |  | Non Federally-Regulated | 12/24/2007 |  | 02/06/2008
Gardco Lighting | Emco | ERA251FV**450PSMH************** | Vertical - Base Up | Pulse-start - magnetic | 450 |  |  |  |  | 88 | No Exceptions Met |  |  |  |  | Non Federally-Regulated | 12/24/2007 |  | 02/06/2008
Gardco Lighting | Emco | ECW141FV**175PSMH************** | Vertical - Base Up | Pulse-start - magnetic | 175 |  |  |  |  | 88 | No Exceptions Met |  |  |  |  | Non Federally-Regulated | 12/24/2007 |  | 02/06/2008
Gardco Lighting | Gardco | BH1413**200MH************** | Horizontal | Pulse-start - magnetic | 200 |  |  |  |  | 88 | No Exceptions Met |  |  |  |  | Non Federally-Regulated | 12/24/2007 |  | 02/06/2008
Gardco Lighting | Emco | DECTA181QV**450PSMH************** | Vertical - Base Up | Pulse-start - magnetic | 450 |  |  |  |  | 88 | No Exceptions Met |  |  |  |  | Non Federally-Regulated | 12/24/2007 |  | 02/06/2008
Gardco Lighting | Gardco | LD600**150MH*102************* | Horizontal | Pulse-start - magnetic | 150 |  |  |  |  | 80 | Vertical - Base Up |  |  |  |  | Non Federally-Regulated | 12/24/2007 |  | 02/06/2008
Gardco Lighting | Gardco | JH1411**200MH************** | Horizontal | Pulse-start - magnetic | 200 |  |  |  |  | 88 | No Exceptions Met |  |  |  |  | Non Federally-Regulated | 12/24/2007 |  | 02/06/2008
Gardco Lighting | Gardco | STLEH1913**320PSMH************** | Horizontal | Pulse-start - magnetic | 320 |  |  |  |  | 88 | No Exceptions Met |  |  |  |  | Non Federally-Regulated | 12/24/2007 |  | 02/06/2008
Gardco Lighting | Gardco | H1914X**400PSMH************** | Horizontal | Pulse-start - magnetic | 400 |  |  |  |  | 88 | No Exceptions Met |  |  |  |  | Non Federally-Regulated | 12/24/2007 |  | 02/06/2008
Gardco Lighting | Gardco | CPG181FM**200MH************** | Horizontal | Pulse-start - magnetic | 200 |  |  |  |  | 88 | No Exceptions Met |  |  |  |  | Non Federally-Regulated | 12/24/2007 |  | 02/06/2008
Gardco Lighting | Emco | AVA-1-5**150MH************** | Horizontal | Pulse-start - magnetic | 150 |  |  |  |  | 80 | Vertical - Base Up |  |  |  |  | Non Federally-Regulated | 12/24/2007 |  | 02/06/2008
Gardco Lighting | Gardco | CA2213**250PSMH************** | Horizontal | Pulse-start - magnetic | 250 |  |  |  |  | 88 | No Exceptions Met |  |  |  |  | Non Federally-Regulated | 12/24/2007 |  | 02/06/2008
Gardco Lighting | Emco | AVA-1-5**250PSMH************** | Horizontal | Pulse-start - magnetic | 250 |  |  |  |  | 88 | No Exceptions Met |  |  |  |  | Non Federally-Regulated | 12/24/2007 |  | 02/06/2008
Gardco Lighting | Emco | ECA231QVFC**400PSMH************** | Vertical - Base Up | Pulse-start - magnetic | 400 |  |  |  |  | 88 | No Exceptions Met |  |  |  |  | Non Federally-Regulated | 12/24/2007 |  | 02/06/2008
Gardco Lighting | Emco | ECP1813H**350PSMH************** | Horizontal | Pulse-start - magnetic | 350 |  |  |  |  | 88 | No Exceptions Met |  |  |  |  | Non Federally-Regulated | 12/24/2007 |  | 02/06/2008
Gardco Lighting | Emco | DECWA141FV**200MH************** | Vertical - Base Up | Pulse-start - magnetic | 200 |  |  |  |  | 88 | No Exceptions Met |  |  |  |  | Non Federally-Regulated | 12/24/2007 |  | 02/06/2008
Gardco Lighting | Gardco | MAG181FM**200MH************** | Horizontal | Pulse-start - magnetic | 200 |  |  |  |  | 88 | No Exceptions Met |  |  |  |  | Non Federally-Regulated | 12/24/2007 |  | 02/06/2008
Gardco Lighting | Gardco | MA2211**320PSMH************** | Horizontal | Pulse-start - magnetic | 320 |  |  |  |  | 88 | No Exceptions Met |  |  |  |  | Non Federally-Regulated | 12/24/2007 |  | 02/06/2008
Gardco Lighting | Gardco | DF12VFL**350PSMH************** | Horizontal | Pulse-start - magnetic | 350 |  |  |  |  | 88 | No Exceptions Met |  |  |  |  | Non Federally-Regulated | 12/24/2007 |  | 02/06/2008
Gardco Lighting | Gardco | G1313XL**150MH************** | Horizontal | Pulse-start - magnetic | 150 |  |  |  |  | 80 | Vertical - Base Up |  |  |  |  | Non Federally-Regulated | 12/24/2007 |  | 02/06/2008
Gardco Lighting | Gardco | STSEH191FM**400PSMH************** | Horizontal | Pulse-start - magnetic | 400 |  |  |  |  | 88 | No Exceptions Met |  |  |  |  | Non Federally-Regulated | 12/24/2007 |  | 02/06/2008
Gardco Lighting | Gardco | 301EFT**T150MH************** | Horizontal | Pulse-start - magnetic | 150 |  |  |  |  | 80 | Vertical - Base Up |  |  |  |  | Non Federally-Regulated | 12/24/2007 |  | 02/06/2008
Gardco Lighting | Gardco | A191FM**320PSMH************** | Horizontal | Pulse-start - magnetic | 320 |  |  |  |  | 88 | No Exceptions Met |  |  |  |  | Non Federally-Regulated | 12/24/2007 |  | 02/06/2008
Gardco Lighting | Gardco | LU610ML1*150MH*100MH*78************* | Horizontal | Pulse-start - magnetic | 150 |  |  |  |  | 80 | Vertical - Base Up |  |  |  |  | Non Federally-Regulated | 12/24/2007 |  | 02/06/2008
Gardco Lighting | Gardco | G1814XL**320PSMH************** | Horizontal | Pulse-start - magnetic | 320 |  |  |  |  | 88 | No Exceptions Met |  |  |  |  | Non Federally-Regulated | 12/24/2007 |  | 02/06/2008
Gardco Lighting | Gardco | STSEH191FM**350PSMH************** | Horizontal | Pulse-start - magnetic | 350 |  |  |  |  | 88 | No Exceptions Met |  |  |  |  | Non Federally-Regulated | 12/24/2007 |  | 02/06/2008
Gardco Lighting | Emco | DECA181QV**250PSMH************** | Vertical - Base Up | Pulse-start - magnetic | 250 |  |  |  |  | 88 | No Exceptions Met |  |  |  |  | Non Federally-Regulated | 12/24/2007 |  | 02/06/2008
Gardco Lighting | Gardco | G1811**400PSMH************** | Horizontal | Pulse-start - magnetic | 400 |  |  |  |  | 88 | No Exceptions Met |  |  |  |  | Non Federally-Regulated | 12/24/2007 |  | 02/06/2008
Gardco Lighting | Gardco | CTA2113XL**250PSMH************** | Horizontal | Pulse-start - magnetic | 250 |  |  |  |  | 88 | No Exceptions Met |  |  |  |  | Non Federally-Regulated | 12/24/2007 |  | 02/06/2008
Gardco Lighting | Emco | ECW1812H**400PSMH************** | Horizontal | Pulse-start - magnetic | 400 |  |  |  |  | 88 | No Exceptions Met |  |  |  |  | Non Federally-Regulated | 12/24/2007 |  | 02/06/2008
Gardco Lighting | Emco | ECA1413H**200MH************** | Horizontal | Pulse-start - magnetic | 200 |  |  |  |  | 88 | No Exceptions Met |  |  |  |  | Non Federally-Regulated | 12/24/2007 |  | 02/06/2008
Gardco Lighting | Emco | DECW1812H**400PSMH************** | Horizontal | Pulse-start - magnetic | 400 |  |  |  |  | 88 | No Exceptions Met |  |  |  |  | Non Federally-Regulated | 12/24/2007 |  | 02/06/2008
Gardco Lighting | Emco | DECP1812H**400PSMH************** | Horizontal | Pulse-start - magnetic | 400 |  |  |  |  | 88 | No Exceptions Met |  |  |  |  | Non Federally-Regulated | 12/24/2007 |  | 02/06/2008
Gardco Lighting | Gardco | CR2011**150MH************** | Horizontal | Pulse-start - magnetic | 150 |  |  |  |  | 80 | Vertical - Base Up |  |  |  |  | Non Federally-Regulated | 12/24/2007 |  | 02/06/2008
Gardco Lighting | Emco | ECA1812H**350PSMH************** | Horizontal | Pulse-start - magnetic | 350 |  |  |  |  | 88 | No Exceptions Met |  |  |  |  | Non Federally-Regulated | 12/24/2007 |  | 02/06/2008
Gardco Lighting | Gardco | LU610ML*150MH*50MH*102************* | Horizontal | Pulse-start - magnetic | 150 |  |  |  |  | 80 | Vertical - Base Up |  |  |  |  | Non Federally-Regulated | 12/24/2007 |  | 02/06/2008
Gardco Lighting | Gardco | GP1**150MH************** | Horizontal | Pulse-start - magnetic | 150 |  |  |  |  | 80 | Vertical - Base Up |  |  |  |  | Non Federally-Regulated | 12/24/2007 |  | 02/06/2008
Signify North America Corporation | Philips Lighting Electronics North America | 71A5642TEE | Vertical - Base Up | Pulse-start - magnetic | 200 |  |  |  |  | 88.1 | No Exceptions Met |  |  |  |  | Non Federally-Regulated | 06/22/2009 |  | 11/17/2011
Gardco Lighting | Gardco | JH141VS**150MH************** | Vertical - Base Up | Pulse-start - magnetic | 150 |  |  |  |  | 80 | Vertical - Base Up |  |  |  |  | Non Federally-Regulated | 12/24/2007 |  | 02/06/2008
Lumec | Lumec | RNS20 | Vertical - Base Up | Pulse-start - magnetic | 250 |  |  |  |  | 88 | No Exceptions Met |  |  |  |  | Non Federally-Regulated | 01/23/2008 |  | 01/24/2008
Gardco Lighting | Emco | ECP181QV**250PSMH************** | Vertical - Base Up | Pulse-start - magnetic | 250 |  |  |  |  | 88 | No Exceptions Met |  |  |  |  | Non Federally-Regulated | 12/24/2007 |  | 02/06/2008
Gardco Lighting | Gardco | G1814XL**250PSMH************** | Horizontal | Pulse-start - magnetic | 250 |  |  |  |  | 88 | No Exceptions Met |  |  |  |  | Non Federally-Regulated | 12/24/2007 |  | 02/06/2008
Gardco Lighting | Gardco | JH141FM**150MH************** | Horizontal | Pulse-start - magnetic | 150 |  |  |  |  | 80 | Vertical - Base Up |  |  |  |  | Non Federally-Regulated | 12/24/2007 |  | 02/06/2008
Gardco Lighting | Gardco | 141FT**400PSMH************** | Horizontal | Pulse-start - magnetic | 400 |  |  |  |  | 88 | No Exceptions Met |  |  |  |  | Non Federally-Regulated | 12/24/2007 |  | 02/06/2008
Lumec | Lumec | L40S | Horizontal | Pulse-start - magnetic | 250 |  |  |  |  | 88 | No Exceptions Met |  |  |  |  | Non Federally-Regulated | 01/23/2008 |  | 01/24/2008
Gardco Lighting | Gardco | EH1911**400PSMH************** | Horizontal | Pulse-start - magnetic | 400 |  |  |  |  | 88 | No Exceptions Met |  |  |  |  | Non Federally-Regulated | 12/24/2007 |  | 02/06/2008
Gardco Lighting | Emco | ERP251QV**200MH************** | Vertical - Base Up | Pulse-start - magnetic | 200 |  |  |  |  | 88 | No Exceptions Met |  |  |  |  | Non Federally-Regulated | 12/24/2007 |  | 02/06/2008
Gardco Lighting | Gardco | A1913**320PSMH************** | Horizontal | Pulse-start - magnetic | 320 |  |  |  |  | 88 | No Exceptions Met |  |  |  |  | Non Federally-Regulated | 12/24/2007 |  | 02/06/2008
Gardco Lighting | Gardco | CTB211Q**400PSMH************** | Horizontal | Pulse-start - magnetic | 400 |  |  |  |  | 88 | No Exceptions Met |  |  |  |  | Non Federally-Regulated | 12/24/2007 |  | 02/06/2008
Lumec | Lumec | DOS | Vertical - Base Up | Pulse-start - magnetic | 175 |  |  |  |  | 88 | No Exceptions Met |  |  |  |  | Non Federally-Regulated | 01/23/2008 |  | 01/24/2008
Gardco Lighting | Emco | PAES-FH**250PSMH************** | Horizontal | Pulse-start - magnetic | 250 |  |  |  |  | 88 | No Exceptions Met |  |  |  |  | Non Federally-Regulated | 12/24/2007 |  | 02/06/2008
Gardco Lighting | Emco | ERA251FV**400PSMH************** | Vertical - Base Up | Pulse-start - magnetic | 400 |  |  |  |  | 88 | No Exceptions Met |  |  |  |  | Non Federally-Regulated | 12/24/2007 |  | 02/06/2008
Lumec | Lumec | RNS20FPC | Horizontal | Pulse-start - magnetic | 250 |  |  |  |  | 88 | No Exceptions Met |  |  |  |  | Non Federally-Regulated | 01/23/2008 |  | 01/24/2008
Signify North America Corporation | Philips Lighting Electronics North America | 71A5637B | Vertical - Base Up | Pulse-start - magnetic | 200 |  |  |  |  | 93.4 | No Exceptions Met |  |  |  |  | Non Federally-Regulated | 06/22/2009 |  | 11/17/2011
Gardco Lighting | Emco | PAEM-3H-WA**350PSMH************** | Horizontal | Pulse-start - magnetic | 350 |  |  |  |  | 88 | No Exceptions Met |  |  |  |  | Non Federally-Regulated | 12/24/2007 |  | 02/06/2008
Gardco Lighting | Emco | DECWA1813H**350PSMH************** | Horizontal | Pulse-start - magnetic | 350 |  |  |  |  | 88 | No Exceptions Met |  |  |  |  | Non Federally-Regulated | 12/24/2007 |  | 02/06/2008
Gardco Lighting | Emco | EV15-TW-F/WT**250PSMH************** | Horizontal | Pulse-start - magnetic | 250 |  |  |  |  | 88 | No Exceptions Met |  |  |  |  | Non Federally-Regulated | 12/24/2007 |  | 02/06/2008
GE Lighting, a Savant company | General Electric | MDCL25E*A******* | Horizontal | Pulse-start - magnetic | 250 | 250 |  | True | Relamping Rated Wattage | 90 |  |  |  | 150-160 watts |  | Non Federally-Regulated | 04/02/2013 |  | 09/03/2015
Advance A Division, Philips Electronics NA | Advance A Division, Philips Electronics NA | 71A6042TA | Vertical - Base Up | Pulse-start - magnetic | 400 |  |  |  |  | 88 | No Exceptions Met |  |  |  |  | Non Federally-Regulated | 12/17/2007 |  | 06/22/2009
Gardco Lighting | Emco | ECW1813V**250PSMH************** | Vertical - Base Up | Pulse-start - magnetic | 250 |  |  |  |  | 88 | No Exceptions Met |  |  |  |  | Non Federally-Regulated | 12/24/2007 |  | 02/06/2008
Gardco Lighting | Gardco | 221P**150MH************** | Horizontal | Pulse-start - magnetic | 150 |  |  |  |  | 80 | Vertical - Base Up |  |  |  |  | Non Federally-Regulated | 12/24/2007 |  | 02/06/2008
Gardco Lighting | Gardco | H191VS**450PSMH************** | Vertical - Base Up | Pulse-start - magnetic | 450 |  |  |  |  | 88 | No Exceptions Met |  |  |  |  | Non Federally-Regulated | 12/24/2007 |  | 02/06/2008
Gardco Lighting | Gardco | JH191VS**400PSMH************** | Vertical - Base Up | Pulse-start - magnetic | 400 |  |  |  |  | 88 | No Exceptions Met |  |  |  |  | Non Federally-Regulated | 12/24/2007 |  | 02/06/2008
Gardco Lighting | Emco | ECP1813V**350PSMH************** | Vertical - Base Up | Pulse-start - magnetic | 350 |  |  |  |  | 88 | No Exceptions Met |  |  |  |  | Non Federally-Regulated | 12/24/2007 |  | 02/06/2008
Gardco Lighting | Emco | ECW1413H**200MH************** | Horizontal | Pulse-start - magnetic | 200 |  |  |  |  | 88 | No Exceptions Met |  |  |  |  | Non Federally-Regulated | 12/24/2007 |  | 02/06/2008
Gardco Lighting | Emco | PAES-3H-WA**250PSMH************** | Horizontal | Pulse-start - magnetic | 250 |  |  |  |  | 88 | No Exceptions Met |  |  |  |  | Non Federally-Regulated | 12/24/2007 |  | 02/06/2008
Gardco Lighting | Emco | ERA251QV**450PSMH************** | Vertical - Base Up | Pulse-start - magnetic | 450 |  |  |  |  | 88 | No Exceptions Met |  |  |  |  | Non Federally-Regulated | 12/24/2007 |  | 02/06/2008
Gardco Lighting | Gardco | GS01-(ST/OT)-13XL**150CMHE*12************* | Horizontal | Pulse-start - electronic | 150 |  |  |  |  | 88 | No Exceptions Met |  |  |  |  | Non Federally-Regulated | 12/24/2007 |  | 02/06/2008
Gardco Lighting | Gardco | JH191Q**350PSMH************** | Horizontal | Pulse-start - magnetic | 350 |  |  |  |  | 88 | No Exceptions Met |  |  |  |  | Non Federally-Regulated | 12/24/2007 |  | 02/06/2008
Gardco Lighting | Emco | DECA231FVFC**400PSMH************** | Vertical - Base Up | Pulse-start - magnetic | 400 |  |  |  |  | 88 | No Exceptions Met |  |  |  |  | Non Federally-Regulated | 12/24/2007 |  | 02/06/2008
Gardco Lighting | Gardco | MA171VS**175PSMH************** | Vertical - Base Up | Pulse-start - magnetic | 175 |  |  |  |  | 88 | No Exceptions Met |  |  |  |  | Non Federally-Regulated | 12/24/2007 |  | 02/06/2008
Gardco Lighting | Gardco | 301ESU**150MH************** | Horizontal | Pulse-start - magnetic | 150 |  |  |  |  | 80 | Vertical - Base Up |  |  |  |  | Non Federally-Regulated | 12/24/2007 |  | 02/06/2008
Gardco Lighting | Emco | ECP181QV**320PSMH************** | Vertical - Base Up | Pulse-start - magnetic | 320 |  |  |  |  | 88 | No Exceptions Met |  |  |  |  | Non Federally-Regulated | 12/24/2007 |  | 02/06/2008
GE Lighting, a Savant company | General Electric | MDRL25E*A********** | Horizontal | Pulse-start - magnetic | 250 | 250 |  | True | Ballast Efficiency | 90 |  |  |  | 150-160 watts | True | Non Federally-Regulated | 12/27/2012 |  | 09/03/2015
Gardco Lighting | Emco | ERW201FV**175PSMH************** | Vertical - Base Up | Pulse-start - magnetic | 175 |  |  |  |  | 88 | No Exceptions Met |  |  |  |  | Non Federally-Regulated | 12/24/2007 |  | 02/06/2008
Gardco Lighting | Gardco | CTP2111**250PSMH************** | Horizontal | Pulse-start - magnetic | 250 |  |  |  |  | 88 | No Exceptions Met |  |  |  |  | Non Federally-Regulated | 12/24/2007 |  | 02/06/2008
Lumec | Lumec | SL40 | Horizontal | Pulse-start - magnetic | 250 |  |  |  |  | 88 | No Exceptions Met |  |  |  |  | Non Federally-Regulated | 01/23/2008 |  | 01/24/2008
Gardco Lighting | Emco | DECW181FV**350PSMH************** | Vertical - Base Up | Pulse-start - magnetic | 350 |  |  |  |  | 88 | No Exceptions Met |  |  |  |  | Non Federally-Regulated | 12/24/2007 |  | 02/06/2008
Gardco Lighting | Gardco | GS02-(ST/OT)-13XL**150CMHE*10************* | Horizontal | Pulse-start - electronic | 150 |  |  |  |  | 88 | No Exceptions Met |  |  |  |  | Non Federally-Regulated | 12/24/2007 |  | 02/06/2008
Gardco Lighting | Emco | DECA1813V**320PSMH************** | Vertical - Base Up | Pulse-start - magnetic | 320 |  |  |  |  | 88 | No Exceptions Met |  |  |  |  | Non Federally-Regulated | 12/24/2007 |  | 02/06/2008
Gardco Lighting | Gardco | CA2214X**250PSMH************** | Horizontal | Pulse-start - magnetic | 250 |  |  |  |  | 88 | No Exceptions Met |  |  |  |  | Non Federally-Regulated | 12/24/2007 |  | 02/06/2008
Gardco Lighting | Gardco | CRP22-5VINDR**T150MH************** | Horizontal | Pulse-start - magnetic | 150 |  |  |  |  | 80 | Vertical - Base Up |  |  |  |  | Non Federally-Regulated | 12/24/2007 |  | 02/06/2008
Gardco Lighting | Gardco | CTP2112XL**250PSMH************** | Horizontal | Pulse-start - magnetic | 250 |  |  |  |  | 88 | No Exceptions Met |  |  |  |  | Non Federally-Regulated | 12/24/2007 |  | 02/06/2008
Gardco Lighting | Gardco | GS01-(ST/OT)-13XL**150CMHE*8************* | Horizontal | Pulse-start - electronic | 150 |  |  |  |  | 88 | No Exceptions Met |  |  |  |  | Non Federally-Regulated | 12/24/2007 |  | 02/06/2008
Gardco Lighting | Gardco | CP221Q**350PSMH************** | Horizontal | Pulse-start - magnetic | 350 |  |  |  |  | 88 | No Exceptions Met |  |  |  |  | Non Federally-Regulated | 12/24/2007 |  | 02/06/2008
Gardco Lighting | Gardco | MP221VS**450PSMH************** | Vertical - Base Up | Pulse-start - magnetic | 450 |  |  |  |  | 88 | No Exceptions Met |  |  |  |  | Non Federally-Regulated | 12/24/2007 |  | 02/06/2008
Gardco Lighting | Gardco | MP221FM**250PSMH************** | Horizontal | Pulse-start - magnetic | 250 |  |  |  |  | 88 | No Exceptions Met |  |  |  |  | Non Federally-Regulated | 12/24/2007 |  | 02/06/2008
Gardco Lighting | Emco | ERW2513V**320PSMH************** | Vertical - Base Up | Pulse-start - magnetic | 320 |  |  |  |  | 88 | No Exceptions Met |  |  |  |  | Non Federally-Regulated | 12/24/2007 |  | 02/06/2008
Lumec | Lumec | AT40 | Horizontal | Pulse-start - magnetic | 400 |  |  |  |  | 88 | No Exceptions Met |  |  |  |  | Non Federally-Regulated | 01/23/2008 |  | 01/24/2008
Gardco Lighting | Emco | ERA2012H**150MH************** | Horizontal | Pulse-start - magnetic | 150 |  |  |  |  | 80 | Vertical - Base Up |  |  |  |  | Non Federally-Regulated | 12/24/2007 |  | 02/06/2008
Gardco Lighting | Gardco | JEH1913**350PSMH************** | Horizontal | Pulse-start - magnetic | 350 |  |  |  |  | 88 | No Exceptions Met |  |  |  |  | Non Federally-Regulated | 12/24/2007 |  | 02/06/2008
Gardco Lighting | Gardco | A1423**150MH************** | Horizontal | Pulse-start - magnetic | 150 |  |  |  |  | 80 | Vertical - Base Up |  |  |  |  | Non Federally-Regulated | 12/24/2007 |  | 02/06/2008
Gardco Lighting | Gardco | 301ESD**150MH************** | Horizontal | Pulse-start - magnetic | 150 |  |  |  |  | 80 | Vertical - Base Up |  |  |  |  | Non Federally-Regulated | 12/24/2007 |  | 02/06/2008
Gardco Lighting | Gardco | LU610ML*150MH*100MH*144************* | Horizontal | Pulse-start - magnetic | 150 |  |  |  |  | 80 | Vertical - Base Up |  |  |  |  | Non Federally-Regulated | 12/24/2007 |  | 02/06/2008
Gardco Lighting | Gardco | STSEH1911**400PSMH************** | Horizontal | Pulse-start - magnetic | 400 |  |  |  |  | 88 | No Exceptions Met |  |  |  |  | Non Federally-Regulated | 12/24/2007 |  | 02/06/2008
Gardco Lighting | Emco | ERP251QH**400PSMH************** | Horizontal | Pulse-start - magnetic | 400 |  |  |  |  | 88 | No Exceptions Met |  |  |  |  | Non Federally-Regulated | 12/24/2007 |  | 02/06/2008
Gardco Lighting | Emco | ECA141QH**150MH************** | Horizontal | Pulse-start - magnetic | 150 |  |  |  |  | 80 | Vertical - Base Up |  |  |  |  | Non Federally-Regulated | 12/24/2007 |  | 02/06/2008
Gardco Lighting | Emco | ECA181QV**400PSMH************** | Vertical - Base Up | Pulse-start - magnetic | 400 |  |  |  |  | 88 | No Exceptions Met |  |  |  |  | Non Federally-Regulated | 12/24/2007 |  | 02/06/2008
Gardco Lighting | Gardco | EH1411**200MH************** | Horizontal | Pulse-start - magnetic | 200 |  |  |  |  | 88 | No Exceptions Met |  |  |  |  | Non Federally-Regulated | 12/24/2007 |  | 02/06/2008
Gardco Lighting | Gardco | A1911**400PSMH************** | Horizontal | Pulse-start - magnetic | 400 |  |  |  |  | 88 | No Exceptions Met |  |  |  |  | Non Federally-Regulated | 12/24/2007 |  | 02/06/2008
Gardco Lighting | Emco | ERA251FV**250PSMH************** | Vertical - Base Up | Pulse-start - magnetic | 250 |  |  |  |  | 88 | No Exceptions Met |  |  |  |  | Non Federally-Regulated | 12/24/2007 |  | 02/06/2008
Gardco Lighting | Gardco | LU610**150MH*42************* | Horizontal | Pulse-start - magnetic | 150 |  |  |  |  | 80 | Vertical - Base Up |  |  |  |  | Non Federally-Regulated | 12/24/2007 |  | 02/06/2008
Lumec | Lumec | DMS20 | Vertical - Base Up | Pulse-start - magnetic | 400 |  |  |  |  | 88 | No Exceptions Met |  |  |  |  | Non Federally-Regulated | 01/23/2008 |  | 01/24/2008
Lumec | Lumec | L26N | Horizontal | Pulse-start - magnetic | 250 |  |  |  |  | 88 | No Exceptions Met |  |  |  |  | Non Federally-Regulated | 01/23/2008 |  | 01/24/2008
Gardco Lighting | Gardco | LU610**150MH*66************* | Horizontal | Pulse-start - magnetic | 150 |  |  |  |  | 80 | Vertical - Base Up |  |  |  |  | Non Federally-Regulated | 12/24/2007 |  | 02/06/2008
Gardco Lighting | Gardco | LU610ML1*150MH*50MH*78************* | Horizontal | Pulse-start - magnetic | 150 |  |  |  |  | 80 | Vertical - Base Up |  |  |  |  | Non Federally-Regulated | 12/24/2007 |  | 02/06/2008
Gardco Lighting | Gardco | A1441**150MH************** | Horizontal | Pulse-start - magnetic | 150 |  |  |  |  | 80 | Vertical - Base Up |  |  |  |  | Non Federally-Regulated | 12/24/2007 |  | 02/06/2008
Gardco Lighting | Emco | ERP201FV**175PSMH************** | Vertical - Base Up | Pulse-start - magnetic | 175 |  |  |  |  | 88 | No Exceptions Met |  |  |  |  | Non Federally-Regulated | 12/24/2007 |  | 02/06/2008
Gardco Lighting | Gardco | LD600**150MH*66************* | Horizontal | Pulse-start - magnetic | 150 |  |  |  |  | 80 | Vertical - Base Up |  |  |  |  | Non Federally-Regulated | 12/24/2007 |  | 02/06/2008
Gardco Lighting | Gardco | EH141VS**150MH************** | Vertical - Base Up | Pulse-start - magnetic | 150 |  |  |  |  | 80 | Vertical - Base Up |  |  |  |  | Non Federally-Regulated | 12/24/2007 |  | 02/06/2008
Gardco Lighting | Gardco | CR2514XL**320PSMH************** | Horizontal | Pulse-start - magnetic | 320 |  |  |  |  | 88 | No Exceptions Met |  |  |  |  | Non Federally-Regulated | 12/24/2007 |  | 02/06/2008
Gardco Lighting | Gardco | BH1413**150MH************** | Horizontal | Pulse-start - magnetic | 150 |  |  |  |  | 80 | Vertical - Base Up |  |  |  |  | Non Federally-Regulated | 12/24/2007 |  | 02/06/2008
Gardco Lighting | Gardco | MAGL181FM**200MH************** | Horizontal | Pulse-start - magnetic | 200 |  |  |  |  | 88 | No Exceptions Met |  |  |  |  | Non Federally-Regulated | 12/24/2007 |  | 02/06/2008
Gardco Lighting | Gardco | CRP22-3VRF**150MH************** | Vertical - Base Up | Pulse-start - magnetic | 150 |  |  |  |  | 80 | Vertical - Base Up |  |  |  |  | Non Federally-Regulated | 12/24/2007 |  | 02/06/2008
Gardco Lighting | Gardco | JH1413**200MH************** | Horizontal | Pulse-start - magnetic | 200 |  |  |  |  | 88 | No Exceptions Met |  |  |  |  | Non Federally-Regulated | 12/24/2007 |  | 02/06/2008
Gardco Lighting | Gardco | LU610ML*150MH*70HPS*84************* | Horizontal | Pulse-start - magnetic | 150 |  |  |  |  | 80 | Vertical - Base Up |  |  |  |  | Non Federally-Regulated | 12/24/2007 |  | 02/06/2008
Gardco Lighting | Emco | ERA2513V**320PSMH************** | Vertical - Base Up | Pulse-start - magnetic | 320 |  |  |  |  | 88 | No Exceptions Met |  |  |  |  | Non Federally-Regulated | 12/24/2007 |  | 02/06/2008
Gardco Lighting | Emco | AVA-1-3/F**400PSMH************** | Horizontal | Pulse-start - magnetic | 400 |  |  |  |  | 88 | No Exceptions Met |  |  |  |  | Non Federally-Regulated | 12/24/2007 |  | 02/06/2008
Gardco Lighting | Gardco | SCBEH1913**350PSMH************** | Horizontal | Pulse-start - magnetic | 350 |  |  |  |  | 88 | No Exceptions Met |  |  |  |  | Non Federally-Regulated | 12/24/2007 |  | 02/06/2008
Gardco Lighting | Emco | ECA181QV**350PSMH************** | Vertical - Base Up | Pulse-start - magnetic | 350 |  |  |  |  | 88 | No Exceptions Met |  |  |  |  | Non Federally-Regulated | 12/24/2007 |  | 02/06/2008
Gardco Lighting | Gardco | CPG181FM**150MH************** | Horizontal | Pulse-start - magnetic | 150 |  |  |  |  | 80 | Vertical - Base Up |  |  |  |  | Non Federally-Regulated | 12/24/2007 |  | 02/06/2008
Gardco Lighting | Emco | ECA1812H**320PSMH************** | Horizontal | Pulse-start - magnetic | 320 |  |  |  |  | 88 | No Exceptions Met |  |  |  |  | Non Federally-Regulated | 12/24/2007 |  | 02/06/2008
Gardco Lighting | Gardco | SCA14DV1**150MH************** | Horizontal | Pulse-start - magnetic | 150 |  |  |  |  | 80 | Vertical - Base Up |  |  |  |  | Non Federally-Regulated | 12/24/2007 |  | 02/06/2008
Gardco Lighting | Emco | DECWA141FV**150MH************** | Vertical - Base Up | Pulse-start - magnetic | 150 |  |  |  |  | 80 | Vertical - Base Up |  |  |  |  | Non Federally-Regulated | 12/24/2007 |  | 02/06/2008
Gardco Lighting | Emco | ECA1412H**150MH************** | Horizontal | Pulse-start - magnetic | 150 |  |  |  |  | 80 | Vertical - Base Up |  |  |  |  | Non Federally-Regulated | 12/24/2007 |  | 02/06/2008
Gardco Lighting | Gardco | A191VS**250PSMH************** | Vertical - Base Up | Pulse-start - magnetic | 250 |  |  |  |  | 88 | No Exceptions Met |  |  |  |  | Non Federally-Regulated | 12/24/2007 |  | 02/06/2008
Gardco Lighting | Gardco | SCA14DV1**175PSMH************** | Horizontal | Pulse-start - magnetic | 175 |  |  |  |  | 88 | No Exceptions Met |  |  |  |  | Non Federally-Regulated | 12/24/2007 |  | 02/06/2008
Gardco Lighting | Gardco | A192Q**320PSMH************** | Horizontal | Pulse-start - magnetic | 320 |  |  |  |  | 88 | No Exceptions Met |  |  |  |  | Non Federally-Regulated | 12/24/2007 |  | 02/06/2008
Gardco Lighting | Emco | DECTWA181FV**450PSMH************** | Vertical - Base Up | Pulse-start - magnetic | 450 |  |  |  |  | 88 | No Exceptions Met |  |  |  |  | Non Federally-Regulated | 12/24/2007 |  | 02/06/2008
Gardco Lighting | Gardco | MPG181FM**150MH************** | Horizontal | Pulse-start - magnetic | 150 |  |  |  |  | 80 | Vertical - Base Up |  |  |  |  | Non Federally-Regulated | 12/24/2007 |  | 02/06/2008
Gardco Lighting | Gardco | CR25(W,WS)3XL**350PSMH************** | Horizontal | Pulse-start - magnetic | 350 |  |  |  |  | 88 | No Exceptions Met |  |  |  |  | Non Federally-Regulated | 12/24/2007 |  | 02/06/2008
Gardco Lighting | Gardco | GS03-(ST/OT)-15ID**T150CMHE*8************* | Horizontal | Pulse-start - electronic | 150 |  |  |  |  | 88 | No Exceptions Met |  |  |  |  | Non Federally-Regulated | 12/24/2007 |  | 02/06/2008
Gardco Lighting | Emco | ECWA181FV**400PSMH************** | Vertical - Base Up | Pulse-start - magnetic | 400 |  |  |  |  | 88 | No Exceptions Met |  |  |  |  | Non Federally-Regulated | 12/24/2007 |  | 02/06/2008
Lumec | Lumec | L60* | Horizontal | Pulse-start - magnetic | 250 |  |  |  |  | 88 | No Exceptions Met |  |  |  |  | Non Federally-Regulated | 01/23/2008 |  | 01/24/2008
Gardco Lighting | Gardco | CP171Q**150MH************** | Horizontal | Pulse-start - magnetic | 150 |  |  |  |  | 80 | Vertical - Base Up |  |  |  |  | Non Federally-Regulated | 12/24/2007 |  | 02/06/2008
Advance A Division, Philips Electronics NA | Advance A Division, Philips Electronics NA | IZTEMH4003PS | Vertical - Base Up | Pulse-start - electronic | 350 |  |  |  |  | 93 | No Exceptions Met |  |  |  |  | Non Federally-Regulated | 08/25/2008 |  | 06/22/2009
Gardco Lighting | Emco | DECP1812H**250PSMH************** | Horizontal | Pulse-start - magnetic | 250 |  |  |  |  | 88 | No Exceptions Met |  |  |  |  | Non Federally-Regulated | 12/24/2007 |  | 02/06/2008
Gardco Lighting | Emco | ECP1813H**400PSMH************** | Horizontal | Pulse-start - magnetic | 400 |  |  |  |  | 88 | No Exceptions Met |  |  |  |  | Non Federally-Regulated | 12/24/2007 |  | 02/06/2008
Gardco Lighting | Gardco | A192Q**250PSMH************** | Horizontal | Pulse-start - magnetic | 250 |  |  |  |  | 88 | No Exceptions Met |  |  |  |  | Non Federally-Regulated | 12/24/2007 |  | 02/06/2008
Gardco Lighting | Emco | ECWA181FH**350PSMH************** | Horizontal | Pulse-start - magnetic | 350 |  |  |  |  | 88 | No Exceptions Met |  |  |  |  | Non Federally-Regulated | 12/24/2007 |  | 02/06/2008
Gardco Lighting | Gardco | DF12VFL**320PSMH************** | Horizontal | Pulse-start - magnetic | 320 |  |  |  |  | 88 | No Exceptions Met |  |  |  |  | Non Federally-Regulated | 12/24/2007 |  | 02/06/2008
Gardco Lighting | Emco | AVA-1-3/F**350PSMH************** | Horizontal | Pulse-start - magnetic | 350 |  |  |  |  | 88 | No Exceptions Met |  |  |  |  | Non Federally-Regulated | 12/24/2007 |  | 02/06/2008
Gardco Lighting | Emco | DECTW1813V**450PSMH************** | Vertical - Base Up | Pulse-start - magnetic | 450 |  |  |  |  | 88 | No Exceptions Met |  |  |  |  | Non Federally-Regulated | 12/24/2007 |  | 02/06/2008
Gardco Lighting | Emco | ERW2513V**250PSMH************** | Vertical - Base Up | Pulse-start - magnetic | 250 |  |  |  |  | 88 | No Exceptions Met |  |  |  |  | Non Federally-Regulated | 12/24/2007 |  | 02/06/2008
Gardco Lighting | Emco | DECP1813H**320PSMH************** | Horizontal | Pulse-start - magnetic | 320 |  |  |  |  | 88 | No Exceptions Met |  |  |  |  | Non Federally-Regulated | 12/24/2007 |  | 02/06/2008
Gardco Lighting | Gardco | EH191Q**400PSMH************** | Horizontal | Pulse-start - magnetic | 400 |  |  |  |  | 88 | No Exceptions Met |  |  |  |  | Non Federally-Regulated | 12/24/2007 |  | 02/06/2008
Gardco Lighting | Gardco | CR2514XLV**450PSMH************** | Horizontal | Pulse-start - magnetic | 450 |  |  |  |  | 88 | No Exceptions Met |  |  |  |  | Non Federally-Regulated | 12/24/2007 |  | 02/06/2008
Gardco Lighting | Emco | DECW1813H**320PSMH************** | Horizontal | Pulse-start - magnetic | 320 |  |  |  |  | 88 | No Exceptions Met |  |  |  |  | Non Federally-Regulated | 12/24/2007 |  | 02/06/2008
Lumec | Lumec | L40 | Vertical - Base Up | Pulse-start - magnetic | 250 |  |  |  |  | 88 | No Exceptions Met |  |  |  |  | Non Federally-Regulated | 01/23/2008 |  | 01/24/2008
Gardco Lighting | Gardco | H1411**150MH************** | Horizontal | Pulse-start - magnetic | 150 |  |  |  |  | 80 | Vertical - Base Up |  |  |  |  | Non Federally-Regulated | 12/24/2007 |  | 02/06/2008
Gardco Lighting | Emco | ECW181FV**350PSMH************** | Vertical - Base Up | Pulse-start - magnetic | 350 |  |  |  |  | 88 | No Exceptions Met |  |  |  |  | Non Federally-Regulated | 12/24/2007 |  | 02/06/2008
Gardco Lighting | Emco | DECTP181QV**450PSMH************** | Vertical - Base Up | Pulse-start - magnetic | 450 |  |  |  |  | 88 | No Exceptions Met |  |  |  |  | Non Federally-Regulated | 12/24/2007 |  | 02/06/2008
Gardco Lighting | Gardco | CA2211**250PSMH************** | Horizontal | Pulse-start - magnetic | 250 |  |  |  |  | 88 | No Exceptions Met |  |  |  |  | Non Federally-Regulated | 12/24/2007 |  | 02/06/2008
Gardco Lighting | Emco | ERA2013H**200MH************** | Horizontal | Pulse-start - magnetic | 200 |  |  |  |  | 88 | No Exceptions Met |  |  |  |  | Non Federally-Regulated | 12/24/2007 |  | 02/06/2008
Gardco Lighting | Gardco | MP171FM**150MH************** | Horizontal | Pulse-start - magnetic | 150 |  |  |  |  | 80 | Vertical - Base Up |  |  |  |  | Non Federally-Regulated | 12/24/2007 |  | 02/06/2008
Gardco Lighting | Emco | ECA181FV**320PSMH************** | Vertical - Base Up | Pulse-start - magnetic | 320 |  |  |  |  | 88 | No Exceptions Met |  |  |  |  | Non Federally-Regulated | 12/24/2007 |  | 02/06/2008
Gardco Lighting | Gardco | MP2211**250PSMH************** | Horizontal | Pulse-start - magnetic | 250 |  |  |  |  | 88 | No Exceptions Met |  |  |  |  | Non Federally-Regulated | 12/24/2007 |  | 02/06/2008
Gardco Lighting | Gardco | WE1413**200MH************** | Horizontal | Pulse-start - magnetic | 200 |  |  |  |  | 88 | No Exceptions Met |  |  |  |  | Non Federally-Regulated | 12/24/2007 |  | 02/06/2008
Gardco Lighting | Emco | DECW141FH**150MH************** | Horizontal | Pulse-start - magnetic | 150 |  |  |  |  | 80 | Vertical - Base Up |  |  |  |  | Non Federally-Regulated | 12/24/2007 |  | 02/06/2008
Gardco Lighting | Emco | ERP251QH**200MH************** | Horizontal | Pulse-start - magnetic | 200 |  |  |  |  | 88 | No Exceptions Met |  |  |  |  | Non Federally-Regulated | 12/24/2007 |  | 02/06/2008
Gardco Lighting | Emco | ECP181FV**320PSMH************** | Vertical - Base Up | Pulse-start - magnetic | 320 |  |  |  |  | 88 | No Exceptions Met |  |  |  |  | Non Federally-Regulated | 12/24/2007 |  | 02/06/2008
Gardco Lighting | Gardco | CR20(W,WS)4XLV**200MH************** | Horizontal | Pulse-start - magnetic | 200 |  |  |  |  | 88 | No Exceptions Met |  |  |  |  | Non Federally-Regulated | 12/24/2007 |  | 02/06/2008
Gardco Lighting | Emco | DECW1813V**250PSMH************** | Vertical - Base Up | Pulse-start - magnetic | 250 |  |  |  |  | 88 | No Exceptions Met |  |  |  |  | Non Federally-Regulated | 12/24/2007 |  | 02/06/2008
Gardco Lighting | Gardco | EH141Q**150MH************** | Horizontal | Pulse-start - magnetic | 150 |  |  |  |  | 80 | Vertical - Base Up |  |  |  |  | Non Federally-Regulated | 12/24/2007 |  | 02/06/2008
Lumec | Lumec | XL10 | Vertical - Base Up | Pulse-start - magnetic | 400 |  |  |  |  | 88 | No Exceptions Met |  |  |  |  | Non Federally-Regulated | 01/23/2008 |  | 01/24/2008
Gardco Lighting | Gardco | CTA211Q**400PSMH************** | Horizontal | Pulse-start - magnetic | 400 |  |  |  |  | 88 | No Exceptions Met |  |  |  |  | Non Federally-Regulated | 12/24/2007 |  | 02/06/2008
Lumec | Lumec | L40U | Horizontal | Pulse-start - magnetic | 250 |  |  |  |  | 88 | No Exceptions Met |  |  |  |  | Non Federally-Regulated | 01/23/2008 |  | 01/24/2008
Gardco Lighting | Gardco | CW2213**350PSMH************** | Horizontal | Pulse-start - magnetic | 350 |  |  |  |  | 88 | No Exceptions Met |  |  |  |  | Non Federally-Regulated | 12/24/2007 |  | 02/06/2008
Gardco Lighting | Emco | AVA-1-3/F**150MH************** | Horizontal | Pulse-start - magnetic | 150 |  |  |  |  | 80 | Vertical - Base Up |  |  |  |  | Non Federally-Regulated | 12/24/2007 |  | 02/06/2008
Gardco Lighting | Gardco | MP171Q**150MH************** | Horizontal | Pulse-start - magnetic | 150 |  |  |  |  | 80 | Vertical - Base Up |  |  |  |  | Non Federally-Regulated | 12/24/2007 |  | 02/06/2008
Gardco Lighting | Gardco | DF12MFL**320PSMH************** | Horizontal | Pulse-start - magnetic | 320 |  |  |  |  | 88 | No Exceptions Met |  |  |  |  | Non Federally-Regulated | 12/24/2007 |  | 02/06/2008
GE Lighting, a Savant company | General Electric | M2AC25E3A1GSC21388 | Horizontal | Pulse-start - magnetic | 250 | 250 |  | True | Ballast Efficiency | 90 | [5 empty] | Non Federally-Regulated | 03/28/2012 |  | 09/03/2015
Gardco Lighting | Emco | ECA141QV**150MH************** | Vertical - Base Up | Pulse-start - magnetic | 150 |  |  |  |  | 80 | Vertical - Base Up |  |  |  |  | Non Federally-Regulated | 12/24/2007 |  | 02/06/2008
Gardco Lighting | Emco | DECW141FV**200MH************** | Vertical - Base Up | Pulse-start - magnetic | 200 |  |  |  |  | 88 | No Exceptions Met |  |  |  |  | Non Federally-Regulated | 12/24/2007 |  | 02/06/2008
Gardco Lighting | Gardco | CTB2113XL**320PSMH************** | Horizontal | Pulse-start - magnetic | 320 |  |  |  |  | 88 | No Exceptions Met |  |  |  |  | Non Federally-Regulated | 12/24/2007 |  | 02/06/2008
Advance A Division, Philips Electronics NA | Advance A Division, Philips Electronics NA | IZTEMH4003PSXJF | Vertical - Base Up | Pulse-start - electronic | 350 |  |  |  |  | 93 | No Exceptions Met |  |  |  |  | Non Federally-Regulated | 08/25/2008 |  | 06/22/2009
Lumec | Lumec | L26SP | Vertical - Base Up | Pulse-start - magnetic | 250 |  |  |  |  | 88 | No Exceptions Met |  |  |  |  | Non Federally-Regulated | 01/23/2008 |  | 01/24/2008
Gardco Lighting | Emco | DECWA1812H**350PSMH************** | Horizontal | Pulse-start - magnetic | 350 |  |  |  |  | 88 | No Exceptions Met |  |  |  |  | Non Federally-Regulated | 12/24/2007 |  | 02/06/2008
Gardco Lighting | Emco | AVR-1-3/F**400PSMH************** | Horizontal | Pulse-start - magnetic | 400 |  |  |  |  | 88 | No Exceptions Met |  |  |  |  | Non Federally-Regulated | 12/24/2007 |  | 02/06/2008
Gardco Lighting | Gardco | CW221FM**400PSMH************** | Horizontal | Pulse-start - magnetic | 400 |  |  |  |  | 88 | No Exceptions Met |  |  |  |  | Non Federally-Regulated | 12/24/2007 |  | 02/06/2008
Gardco Lighting | Gardco | 220C-F**150CMHE************** | Horizontal | Pulse-start - electronic | 150 |  |  |  |  | 88 | No Exceptions Met |  |  |  |  | Non Federally-Regulated | 12/24/2007 |  | 02/06/2008
Gardco Lighting | Gardco | MWG181FM**150MH************** | Horizontal | Pulse-start - magnetic | 150 |  |  |  |  | 80 | Vertical - Base Up |  |  |  |  | Non Federally-Regulated | 12/24/2007 |  | 02/06/2008
Gardco Lighting | Gardco | CW1713**150MH************** | Horizontal | Pulse-start - magnetic | 150 |  |  |  |  | 80 | Vertical - Base Up |  |  |  |  | Non Federally-Regulated | 12/24/2007 |  | 02/06/2008
Lumec | Lumec | L80* | Vertical - Base Up | Pulse-start - magnetic | 250 |  |  |  |  | 88 | No Exceptions Met |  |  |  |  | Non Federally-Regulated | 01/23/2008 |  | 01/24/2008
Gardco Lighting | Emco | ECW1413H**150MH************** | Horizontal | Pulse-start - magnetic | 150 |  |  |  |  | 80 | Vertical - Base Up |  |  |  |  | Non Federally-Regulated | 12/24/2007 |  | 02/06/2008
Gardco Lighting | Emco | DECW1813H**250PSMH************** | Horizontal | Pulse-start - magnetic | 250 |  |  |  |  | 88 | No Exceptions Met |  |  |  |  | Non Federally-Regulated | 12/24/2007 |  | 02/06/2008
Gardco Lighting | Gardco | A192VS**350PSMH************** | Vertical - Base Up | Pulse-start - magnetic | 350 |  |  |  |  | 88 | No Exceptions Met |  |  |  |  | Non Federally-Regulated | 12/24/2007 |  | 02/06/2008
Gardco Lighting | Gardco | DF12HFL**320PSMH************** | Horizontal | Pulse-start - magnetic | 320 |  |  |  |  | 88 | No Exceptions Met |  |  |  |  | Non Federally-Regulated | 12/24/2007 |  | 02/06/2008
Gardco Lighting | Emco | ECW181FV**400PSMH************** | Vertical - Base Up | Pulse-start - magnetic | 400 |  |  |  |  | 88 | No Exceptions Met |  |  |  |  | Non Federally-Regulated | 12/24/2007 |  | 02/06/2008
Lumec | Lumec | SL40 | Vertical - Base Up | Pulse-start - magnetic | 250 |  |  |  |  | 88 | No Exceptions Met |  |  |  |  | Non Federally-Regulated | 01/23/2008 |  | 01/24/2008
Gardco Lighting | Emco | ECWA1813H**350PSMH************** | Horizontal | Pulse-start - magnetic | 350 |  |  |  |  | 88 | No Exceptions Met |  |  |  |  | Non Federally-Regulated | 12/24/2007 |  | 02/06/2008
Gardco Lighting | Gardco | A194VS**250PSMH************** | Vertical - Base Up | Pulse-start - magnetic | 250 |  |  |  |  | 88 | No Exceptions Met |  |  |  |  | Non Federally-Regulated | 12/24/2007 |  | 02/06/2008
Gardco Lighting | Gardco | MP221Q**350PSMH************** | Horizontal | Pulse-start - magnetic | 350 |  |  |  |  | 88 | No Exceptions Met |  |  |  |  | Non Federally-Regulated | 12/24/2007 |  | 02/06/2008
Gardco Lighting | Gardco | CP1713**150MH************** | Horizontal | Pulse-start - magnetic | 150 |  |  |  |  | 80 | Vertical - Base Up |  |  |  |  | Non Federally-Regulated | 12/24/2007 |  | 02/06/2008
Advance A Division, Philips Electronics NA | Advance A Division, Philips Electronics NA | IZTEMH4003PSXJ | Vertical - Base Up | Pulse-start - electronic | 350 |  |  |  |  | 93 | No Exceptions Met |  |  |  |  | Non Federally-Regulated | 08/25/2008 |  | 06/22/2009
Signify North America Corporation | Philips Lighting Electronics North America | IZTMH-210-315-R-LF | Vertical - Base Up | Pulse-start - electronic | 315 |  |  |  |  | 93.2 | No Exceptions Met |  |  |  |  | Non Federally-Regulated | 12/28/2009 |  | 11/17/2011
Lumec | Lumec | RNS30 | Horizontal | Pulse-start - magnetic | 250 |  |  |  |  | 88 | No Exceptions Met |  |  |  |  | Non Federally-Regulated | 01/23/2008 |  | 01/24/2008
Gardco Lighting | Gardco | SCA14LVS**175PSMH************** | Vertical - Base Up | Pulse-start - magnetic | 175 |  |  |  |  | 88 | No Exceptions Met |  |  |  |  | Non Federally-Regulated | 12/24/2007 |  | 02/06/2008
Gardco Lighting | Gardco | WH1411**150MH************** | Horizontal | Pulse-start - magnetic | 150 |  |  |  |  | 80 | Vertical - Base Up |  |  |  |  | Non Federally-Regulated | 12/24/2007 |  | 02/06/2008
Gardco Lighting | Gardco | MAGL1813**150MH************** | Horizontal | Pulse-start - magnetic | 150 |  |  |  |  | 80 | Vertical - Base Up |  |  |  |  | Non Federally-Regulated | 12/24/2007 |  | 02/06/2008
Gardco Lighting | Gardco | MA221VS**250PSMH************** | Vertical - Base Up | Pulse-start - magnetic | 250 |  |  |  |  | 88 | No Exceptions Met |  |  |  |  | Non Federally-Regulated | 12/24/2007 |  | 02/06/2008
Lumec | Lumec | L71 | Vertical - Base Up | Pulse-start - magnetic | 250 |  |  |  |  | 88 | No Exceptions Met |  |  |  |  | Non Federally-Regulated | 01/23/2008 |  | 01/24/2008
Gardco Lighting | Gardco | A192VS**400PSMH************** | Vertical - Base Up | Pulse-start - magnetic | 400 |  |  |  |  | 88 | No Exceptions Met |  |  |  |  | Non Federally-Regulated | 12/24/2007 |  | 02/06/2008
Gardco Lighting | Emco | ECA141FH**200MH************** | Horizontal | Pulse-start - magnetic | 200 |  |  |  |  | 88 | No Exceptions Met |  |  |  |  | Non Federally-Regulated | 12/24/2007 |  | 02/06/2008
Gardco Lighting | Gardco | LU610ML1*150MH*100HPS*120************* | Horizontal | Pulse-start - magnetic | 150 |  |  |  |  | 80 | Vertical - Base Up |  |  |  |  | Non Federally-Regulated | 12/24/2007 |  | 02/06/2008
Gardco Lighting | Gardco | A1921**250PSMH************** | Horizontal | Pulse-start - magnetic | 250 |  |  |  |  | 88 | No Exceptions Met |  |  |  |  | Non Federally-Regulated | 12/24/2007 |  | 02/06/2008
Gardco Lighting | Gardco | EH141FM**150MH************** | Horizontal | Pulse-start - magnetic | 150 |  |  |  |  | 80 | Vertical - Base Up |  |  |  |  | Non Federally-Regulated | 12/24/2007 |  | 02/06/2008
Gardco Lighting | Gardco | GS02-(ST/OT)-13XL**150CMHE*8************* | Horizontal | Pulse-start - electronic | 150 |  |  |  |  | 88 | No Exceptions Met |  |  |  |  | Non Federally-Regulated | 12/24/2007 |  | 02/06/2008
Gardco Lighting | Gardco | A1921**400PSMH************** | Horizontal | Pulse-start - magnetic | 400 |  |  |  |  | 88 | No Exceptions Met |  |  |  |  | Non Federally-Regulated | 12/24/2007 |  | 02/06/2008
Gardco Lighting | Gardco | BR162FM**150MH************** | Horizontal | Pulse-start - magnetic | 150 |  |  |  |  | 80 | Vertical - Base Up |  |  |  |  | Non Federally-Regulated | 12/24/2007 |  | 02/06/2008
Gardco Lighting | Emco | DECA181FV**400PSMH************** | Vertical - Base Up | Pulse-start - magnetic | 400 |  |  |  |  | 88 | No Exceptions Met |  |  |  |  | Non Federally-Regulated | 12/24/2007 |  | 02/06/2008
Lumec | Lumec | TR20 | Vertical - Base Up | Pulse-start - magnetic | 400 |  |  |  |  | 88 | No Exceptions Met |  |  |  |  | Non Federally-Regulated | 01/23/2008 |  | 01/24/2008
Gardco Lighting | Emco | ECWA1412H**150MH************** | Horizontal | Pulse-start - magnetic | 150 |  |  |  |  | 80 | Vertical - Base Up |  |  |  |  | Non Federally-Regulated | 12/24/2007 |  | 02/06/2008
Gardco Lighting | Emco | ECA231FVFC**400PSMH************** | Vertical - Base Up | Pulse-start - magnetic | 400 |  |  |  |  | 88 | No Exceptions Met |  |  |  |  | Non Federally-Regulated | 12/24/2007 |  | 02/06/2008
Gardco Lighting | Gardco | EH1411**150MH************** | Horizontal | Pulse-start - magnetic | 150 |  |  |  |  | 80 | Vertical - Base Up |  |  |  |  | Non Federally-Regulated | 12/24/2007 |  | 02/06/2008
Gardco Lighting | Gardco | CRP22-5VRF**150MH************** | Horizontal | Pulse-start - magnetic | 150 |  |  |  |  | 80 | Vertical - Base Up |  |  |  |  | Non Federally-Regulated | 12/24/2007 |  | 02/06/2008
Gardco Lighting | Gardco | LU610ML1*150MH*70MH*120************* | Horizontal | Pulse-start - magnetic | 150 |  |  |  |  | 80 | Vertical - Base Up |  |  |  |  | Non Federally-Regulated | 12/24/2007 |  | 02/06/2008
Gardco Lighting | Emco | ERA251FH**250PSMH************** | Horizontal | Pulse-start - magnetic | 250 |  |  |  |  | 88 | No Exceptions Met |  |  |  |  | Non Federally-Regulated | 12/24/2007 |  | 02/06/2008
Gardco Lighting | Gardco | BH1911**400PSMH************** | Horizontal | Pulse-start - magnetic | 400 |  |  |  |  | 88 | No Exceptions Met |  |  |  |  | Non Federally-Regulated | 12/24/2007 |  | 02/06/2008
Gardco Lighting | Gardco | CA171FM**150MH************** | Horizontal | Pulse-start - magnetic | 150 |  |  |  |  | 80 | Vertical - Base Up |  |  |  |  | Non Federally-Regulated | 12/24/2007 |  | 02/06/2008
Gardco Lighting | Emco | ERA201FV**150MH************** | Vertical - Base Up | Pulse-start - magnetic | 150 |  |  |  |  | 80 | Vertical - Base Up |  |  |  |  | Non Federally-Regulated | 12/24/2007 |  | 02/06/2008
Gardco Lighting | Gardco | G13(W,WS)4XL**150CMHE************** | Horizontal | Pulse-start - electronic | 150 |  |  |  |  | 88 | No Exceptions Met |  |  |  |  | Non Federally-Regulated | 12/24/2007 |  | 02/06/2008
Gardco Lighting | Gardco | STSEH1911**320PSMH************** | Horizontal | Pulse-start - magnetic | 320 |  |  |  |  | 88 | No Exceptions Met |  |  |  |  | Non Federally-Regulated | 12/24/2007 |  | 02/06/2008
Gardco Lighting | Gardco | CR2512XLV**350PSMH************** | Horizontal | Pulse-start - magnetic | 350 |  |  |  |  | 88 | No Exceptions Met |  |  |  |  | Non Federally-Regulated | 12/24/2007 |  | 02/06/2008
Gardco Lighting | Gardco | BR163B3**150MH************** | Horizontal | Pulse-start - magnetic | 150 |  |  |  |  | 80 | Vertical - Base Up |  |  |  |  | Non Federally-Regulated | 12/24/2007 |  | 02/06/2008
Advance A Division, Philips Electronics NA | Advance A Division, Philips Electronics NA | IZTEMH4003PSXJ | Vertical - Base Up | Pulse-start - electronic | 400 |  |  |  |  | 93.3 | No Exceptions Met |  |  |  |  | Non Federally-Regulated | 08/25/2008 |  | 06/22/2009
Gardco Lighting | Emco | EV15-TW-F/WT**350PSMH************** | Horizontal | Pulse-start - magnetic | 350 |  |  |  |  | 88 | No Exceptions Met |  |  |  |  | Non Federally-Regulated | 12/24/2007 |  | 02/06/2008
Gardco Lighting | Emco | ECP231FVFC**400PSMH************** | Vertical - Base Up | Pulse-start - magnetic | 400 |  |  |  |  | 88 | No Exceptions Met |  |  |  |  | Non Federally-Regulated | 12/24/2007 |  | 02/06/2008
Gardco Lighting | Gardco | CP2211**250PSMH************** | Horizontal | Pulse-start - magnetic | 250 |  |  |  |  | 88 | No Exceptions Met |  |  |  |  | Non Federally-Regulated | 12/24/2007 |  | 02/06/2008
Gardco Lighting | Emco | ECP1813V**250PSMH************** | Vertical - Base Up | Pulse-start - magnetic | 250 |  |  |  |  | 88 | No Exceptions Met |  |  |  |  | Non Federally-Regulated | 12/24/2007 |  | 02/06/2008
Gardco Lighting | Emco | ERP251FV**175PSMH************** | Vertical - Base Up | Pulse-start - magnetic | 175 |  |  |  |  | 88 | No Exceptions Met |  |  |  |  | Non Federally-Regulated | 12/24/2007 |  | 02/06/2008
Gardco Lighting | Gardco | CR2515V**450PSMH************** | Horizontal | Pulse-start - magnetic | 450 |  |  |  |  | 88 | No Exceptions Met |  |  |  |  | Non Federally-Regulated | 12/24/2007 |  | 02/06/2008
Gardco Lighting | Gardco | MP221FM**350PSMH************** | Horizontal | Pulse-start - magnetic | 350 |  |  |  |  | 88 | No Exceptions Met |  |  |  |  | Non Federally-Regulated | 12/24/2007 |  | 02/06/2008
Gardco Lighting | Gardco | EH1413**150MH************** | Horizontal | Pulse-start - magnetic | 150 |  |  |  |  | 80 | Vertical - Base Up |  |  |  |  | Non Federally-Regulated | 12/24/2007 |  | 02/06/2008
Gardco Lighting | Emco | ERP2513V**320PSMH************** | Vertical - Base Up | Pulse-start - magnetic | 320 |  |  |  |  | 88 | No Exceptions Met |  |  |  |  | Non Federally-Regulated | 12/24/2007 |  | 02/06/2008
Gardco Lighting | Emco | ERW2513V**400PSMH************** | Vertical - Base Up | Pulse-start - magnetic | 400 |  |  |  |  | 88 | No Exceptions Met |  |  |  |  | Non Federally-Regulated | 12/24/2007 |  | 02/06/2008
Gardco Lighting | Gardco | H191Q**400PSMH************** | Horizontal | Pulse-start - magnetic | 400 |  |  |  |  | 88 | No Exceptions Met |  |  |  |  | Non Federally-Regulated | 12/24/2007 |  | 02/06/2008
Gardco Lighting | Gardco | CP2213**250PSMH************** | Horizontal | Pulse-start - magnetic | 250 |  |  |  |  | 88 | No Exceptions Met |  |  |  |  | Non Federally-Regulated | 12/24/2007 |  | 02/06/2008
Advance A Division, Philips Electronics NA | Advance A Division, Philips Electronics NA | 71A5692EE | Vertical - Base Up | Pulse-start - magnetic | 200 |  |  |  |  | 88.2 | No Exceptions Met |  |  |  |  | Non Federally-Regulated | 08/25/2008 |  | 06/22/2009
Gardco Lighting | Gardco | CR2014XLV**150MH************** | Horizontal | Pulse-start - magnetic | 150 |  |  |  |  | 80 | Vertical - Base Up |  |  |  |  | Non Federally-Regulated | 12/24/2007 |  | 02/06/2008
Gardco Lighting | Gardco | MA2213**350PSMH************** | Horizontal | Pulse-start - magnetic | 350 |  |  |  |  | 88 | No Exceptions Met |  |  |  |  | Non Federally-Regulated | 12/24/2007 |  | 02/06/2008
Gardco Lighting | Emco | DECA1813H**400PSMH************** | Horizontal | Pulse-start - magnetic | 400 |  |  |  |  | 88 | No Exceptions Met |  |  |  |  | Non Federally-Regulated | 12/24/2007 |  | 02/06/2008
Gardco Lighting | Emco | DECWA1413V**200MH************** | Vertical - Base Up | Pulse-start - magnetic | 200 |  |  |  |  | 88 | No Exceptions Met |  |  |  |  | Non Federally-Regulated | 12/24/2007 |  | 02/06/2008
Gardco Lighting | Emco | DECA1413H**200MH************** | Horizontal | Pulse-start - magnetic | 200 |  |  |  |  | 88 | No Exceptions Met |  |  |  |  | Non Federally-Regulated | 12/24/2007 |  | 02/06/2008
Gardco Lighting | Gardco | GS02-(ST/OT)-12XL**150CMHE*10************* | Horizontal | Pulse-start - electronic | 150 |  |  |  |  | 88 | No Exceptions Met |  |  |  |  | Non Federally-Regulated | 12/24/2007 |  | 02/06/2008
Gardco Lighting | Gardco | 141FT**250PSMH************** | Horizontal | Pulse-start - magnetic | 250 |  |  |  |  | 88 | No Exceptions Met |  |  |  |  | Non Federally-Regulated | 12/24/2007 |  | 02/06/2008
Gardco Lighting | Gardco | A192FM**320PSMH************** | Horizontal | Pulse-start - magnetic | 320 |  |  |  |  | 88 | No Exceptions Met |  |  |  |  | Non Federally-Regulated | 12/24/2007 |  | 02/06/2008
Gardco Lighting | Gardco | SCA14D3**150MH************** | Horizontal | Pulse-start - magnetic | 150 |  |  |  |  | 80 | Vertical - Base Up |  |  |  |  | Non Federally-Regulated | 12/24/2007 |  | 02/06/2008
Gardco Lighting | Gardco | JH191FM**400PSMH************** | Horizontal | Pulse-start - magnetic | 400 |  |  |  |  | 88 | No Exceptions Met |  |  |  |  | Non Federally-Regulated | 12/24/2007 |  | 02/06/2008
Gardco Lighting | Gardco | G18(W,WS)3XL**150MH************** | Horizontal | Pulse-start - magnetic | 150 |  |  |  |  | 80 | Vertical - Base Up |  |  |  |  | Non Federally-Regulated | 12/24/2007 |  | 02/06/2008
Signify North America Corporation | Philips Lighting Electronics North America | 71A5737B | Vertical - Base Up | Pulse-start - magnetic | 250 |  |  |  |  | 94 | No Exceptions Met |  |  |  |  | Non Federally-Regulated | 06/22/2009 |  | 11/17/2011
Gardco Lighting | Emco | ERP2513V**350PSMH************** | Vertical - Base Up | Pulse-start - magnetic | 350 |  |  |  |  | 88 | No Exceptions Met |  |  |  |  | Non Federally-Regulated | 12/24/2007 |  | 02/06/2008
Gardco Lighting | Gardco | WH1914X**320PSMH************** | Horizontal | Pulse-start - magnetic | 320 |  |  |  |  | 88 | No Exceptions Met |  |  |  |  | Non Federally-Regulated | 12/24/2007 |  | 02/06/2008
Gardco Lighting | Emco | AVA-1-5**400PSMH************** | Horizontal | Pulse-start - magnetic | 400 |  |  |  |  | 88 | No Exceptions Met |  |  |  |  | Non Federally-Regulated | 12/24/2007 |  | 02/06/2008
Gardco Lighting | Gardco | MAGL181FM**150MH************** | Horizontal | Pulse-start - magnetic | 150 |  |  |  |  | 80 | Vertical - Base Up |  |  |  |  | Non Federally-Regulated | 12/24/2007 |  | 02/06/2008
Gardco Lighting | Gardco | WE1911**320PSMH************** | Horizontal | Pulse-start - magnetic | 320 |  |  |  |  | 88 | No Exceptions Met |  |  |  |  | Non Federally-Regulated | 12/24/2007 |  | 02/06/2008
Gardco Lighting | Gardco | MAGL181Q**200MH************** | Horizontal | Pulse-start - magnetic | 200 |  |  |  |  | 88 | No Exceptions Met |  |  |  |  | Non Federally-Regulated | 12/24/2007 |  | 02/06/2008
Gardco Lighting | Emco | ECW141FH**200MH************** | Horizontal | Pulse-start - magnetic | 200 |  |  |  |  | 88 | No Exceptions Met |  |  |  |  | Non Federally-Regulated | 12/24/2007 |  | 02/06/2008
Gardco Lighting | Emco | ERW2013V**175PSMH************** | Vertical - Base Up | Pulse-start - magnetic | 175 |  |  |  |  | 88 | No Exceptions Met |  |  |  |  | Non Federally-Regulated | 12/24/2007 |  | 02/06/2008
Gardco Lighting | Gardco | CA171FM**200MH************** | Horizontal | Pulse-start - magnetic | 200 |  |  |  |  | 88 | No Exceptions Met |  |  |  |  | Non Federally-Regulated | 12/24/2007 |  | 02/06/2008
Advance A Division, Philips Electronics NA | Advance A Division, Philips Electronics NA | 71A58A2A | Vertical - Base Up | Pulse-start - magnetic | 320 |  |  |  |  | 88.1 | No Exceptions Met |  |  |  |  | Non Federally-Regulated | 12/17/2007 |  | 06/22/2009
Gardco Lighting | Gardco | BE1914X**320PSMH************** | Horizontal | Pulse-start - magnetic | 320 |  |  |  |  | 88 | No Exceptions Met |  |  |  |  | Non Federally-Regulated | 12/24/2007 |  | 02/06/2008
Gardco Lighting | Gardco | G1812XL**320PSMH************** | Horizontal | Pulse-start - magnetic | 320 |  |  |  |  | 88 | No Exceptions Met |  |  |  |  | Non Federally-Regulated | 12/24/2007 |  | 02/06/2008
Gardco Lighting | Gardco | LU610ML*150MH*100HPS*78************* | Horizontal | Pulse-start - magnetic | 150 |  |  |  |  | 80 | Vertical - Base Up |  |  |  |  | Non Federally-Regulated | 12/24/2007 |  | 02/06/2008
Gardco Lighting | Emco | ECWA1813V**250PSMH************** | Vertical - Base Up | Pulse-start - magnetic | 250 |  |  |  |  | 88 | No Exceptions Met |  |  |  |  | Non Federally-Regulated | 12/24/2007 |  | 02/06/2008
Gardco Lighting | Gardco | MP221VS**320PSMH************** | Vertical - Base Up | Pulse-start - magnetic | 320 |  |  |  |  | 88 | No Exceptions Met |  |  |  |  | Non Federally-Regulated | 12/24/2007 |  | 02/06/2008
Gardco Lighting | Gardco | SCA14LV1**150MH************** | Horizontal | Pulse-start - magnetic | 150 |  |  |  |  | 80 | Vertical - Base Up |  |  |  |  | Non Federally-Regulated | 12/24/2007 |  | 02/06/2008
Gardco Lighting | Gardco | CTA2114XL**350PSMH************** | Horizontal | Pulse-start - magnetic | 350 |  |  |  |  | 88 | No Exceptions Met |  |  |  |  | Non Federally-Regulated | 12/24/2007 |  | 02/06/2008
Gardco Lighting | Gardco | CR2513XL**320PSMH************** | Horizontal | Pulse-start - magnetic | 320 |  |  |  |  | 88 | No Exceptions Met |  |  |  |  | Non Federally-Regulated | 12/24/2007 |  | 02/06/2008
Gardco Lighting | Emco | ERA251FH**400PSMH************** | Horizontal | Pulse-start - magnetic | 400 |  |  |  |  | 88 | No Exceptions Met |  |  |  |  | Non Federally-Regulated | 12/24/2007 |  | 02/06/2008
Gardco Lighting | Emco | DECP1813H**400PSMH************** | Horizontal | Pulse-start - magnetic | 400 |  |  |  |  | 88 | No Exceptions Met |  |  |  |  | Non Federally-Regulated | 12/24/2007 |  | 02/06/2008
Gardco Lighting | Gardco | MP221FM**320PSMH************** | Horizontal | Pulse-start - magnetic | 320 |  |  |  |  | 88 | No Exceptions Met |  |  |  |  | Non Federally-Regulated | 12/24/2007 |  | 02/06/2008
Gardco Lighting | Emco | DECA181QV**400PSMH************** | Vertical - Base Up | Pulse-start - magnetic | 400 |  |  |  |  | 88 | No Exceptions Met |  |  |  |  | Non Federally-Regulated | 12/24/2007 |  | 02/06/2008
Gardco Lighting | Gardco | A1941**250PSMH************** | Horizontal | Pulse-start - magnetic | 250 |  |  |  |  | 88 | No Exceptions Met |  |  |  |  | Non Federally-Regulated | 12/24/2007 |  | 02/06/2008
Gardco Lighting | Gardco | CA1713**200MH************** | Horizontal | Pulse-start - magnetic | 200 |  |  |  |  | 88 | No Exceptions Met |  |  |  |  | Non Federally-Regulated | 12/24/2007 |  | 02/06/2008
Gardco Lighting | Emco | ECW141FV**150MH************** | Vertical - Base Up | Pulse-start - magnetic | 150 |  |  |  |  | 80 | Vertical - Base Up |  |  |  |  | Non Federally-Regulated | 12/24/2007 |  | 02/06/2008
Gardco Lighting | Gardco | SCA14JV1**150MH************** | Horizontal | Pulse-start - magnetic | 150 |  |  |  |  | 80 | Vertical - Base Up |  |  |  |  | Non Federally-Regulated | 12/24/2007 |  | 02/06/2008
Gardco Lighting | Emco | DECA181QH**250PSMH************** | Horizontal | Pulse-start - magnetic | 250 |  |  |  |  | 88 | No Exceptions Met |  |  |  |  | Non Federally-Regulated | 12/24/2007 |  | 02/06/2008
Gardco Lighting | Emco | DECP181FV**320PSMH************** | Vertical - Base Up | Pulse-start - magnetic | 320 |  |  |  |  | 88 | No Exceptions Met |  |  |  |  | Non Federally-Regulated | 12/24/2007 |  | 02/06/2008
Gardco Lighting | Emco | DECA181FH**350PSMH************** | Horizontal | Pulse-start - magnetic | 350 |  |  |  |  | 88 | No Exceptions Met |  |  |  |  | Non Federally-Regulated | 12/24/2007 |  | 02/06/2008
Advance A Division, Philips Electronics NA | Advance A Division, Philips Electronics NA | 71A6042TAEE | Vertical - Base Up | Pulse-start - magnetic | 400 |  |  |  |  | 88 | No Exceptions Met |  |  |  |  | Non Federally-Regulated | 08/25/2008 |  | 06/22/2009
Gardco Lighting | Gardco | 103MT-UD**150MH************** | Horizontal | Pulse-start - magnetic | 150 |  |  |  |  | 80 | Vertical - Base Up |  |  |  |  | Non Federally-Regulated | 12/24/2007 |  | 02/06/2008
Gardco Lighting | Emco | PAEM-FH-WA**350PSMH************** | Horizontal | Pulse-start - magnetic | 350 |  |  |  |  | 88 | No Exceptions Met |  |  |  |  | Non Federally-Regulated | 12/24/2007 |  | 02/06/2008
Gardco Lighting | Emco | ERP201QV**150MH************** | Vertical - Base Up | Pulse-start - magnetic | 150 |  |  |  |  | 80 | Vertical - Base Up |  |  |  |  | Non Federally-Regulated | 12/24/2007 |  | 02/06/2008
Advance A Division, Philips Electronics NA | Advance A Division, Philips Electronics NA | 71A5993AEE | Vertical - Base Up | Pulse-start - magnetic | 350 |  |  |  |  | 88.4 | No Exceptions Met |  |  |  |  | Non Federally-Regulated | 08/25/2008 |  | 06/22/2009
Gardco Lighting | Gardco | CP2214X**400PSMH************** | Horizontal | Pulse-start - magnetic | 400 |  |  |  |  | 88 | No Exceptions Met |  |  |  |  | Non Federally-Regulated | 12/24/2007 |  | 02/06/2008
Gardco Lighting | Emco | ECA181FH**400PSMH************** | Horizontal | Pulse-start - magnetic | 400 |  |  |  |  | 88 | No Exceptions Met |  |  |  |  | Non Federally-Regulated | 12/24/2007 |  | 02/06/2008
Gardco Lighting | Emco | ECA181FV**400PSMH************** | Vertical - Base Up | Pulse-start - magnetic | 400 |  |  |  |  | 88 | No Exceptions Met |  |  |  |  | Non Federally-Regulated | 12/24/2007 |  | 02/06/2008
Gardco Lighting | Emco | PAES-2H-WA**150MH************** | Horizontal | Pulse-start - magnetic | 150 |  |  |  |  | 80 | Vertical - Base Up |  |  |  |  | Non Federally-Regulated | 12/24/2007 |  | 02/06/2008
Gardco Lighting | Gardco | H1911**400PSMH************** | Horizontal | Pulse-start - magnetic | 400 |  |  |  |  | 88 | No Exceptions Met |  |  |  |  | Non Federally-Regulated | 12/24/2007 |  | 02/06/2008
Gardco Lighting | Emco | ECW181FV**320PSMH************** | Vertical - Base Up | Pulse-start - magnetic | 320 |  |  |  |  | 88 | No Exceptions Met |  |  |  |  | Non Federally-Regulated | 12/24/2007 |  | 02/06/2008
Gardco Lighting | Gardco | 221P**150CMHE************** | Horizontal | Pulse-start - electronic | 150 |  |  |  |  | 88 | No Exceptions Met |  |  |  |  | Non Federally-Regulated | 12/24/2007 |  | 02/06/2008
Gardco Lighting | Emco | DECWA1412H**200MH************** | Horizontal | Pulse-start - magnetic | 200 |  |  |  |  | 88 | No Exceptions Met |  |  |  |  | Non Federally-Regulated | 12/24/2007 |  | 02/06/2008
Gardco Lighting | Gardco | CR25(W,WS)2XL**400PSMH************** | Horizontal | Pulse-start - magnetic | 400 |  |  |  |  | 88 | No Exceptions Met |  |  |  |  | Non Federally-Regulated | 12/24/2007 |  | 02/06/2008
Gardco Lighting | Gardco | H1911**350PSMH************** | Horizontal | Pulse-start - magnetic | 350 |  |  |  |  | 88 | No Exceptions Met |  |  |  |  | Non Federally-Regulated | 12/24/2007 |  | 02/06/2008
Gardco Lighting | Gardco | SCA14DVS**175PSMH************** | Vertical - Base Up | Pulse-start - magnetic | 175 |  |  |  |  | 88 | No Exceptions Met |  |  |  |  | Non Federally-Regulated | 12/24/2007 |  | 02/06/2008
Gardco Lighting | Gardco | CR25(W,WS)3XLV**400PSMH************** | Horizontal | Pulse-start - magnetic | 400 |  |  |  |  | 88 | No Exceptions Met |  |  |  |  | Non Federally-Regulated | 12/24/2007 |  | 02/06/2008
Gardco Lighting | Gardco | G13(W,WS)3XL**150MH************** | Horizontal | Pulse-start - magnetic | 150 |  |  |  |  | 80 | Vertical - Base Up |  |  |  |  | Non Federally-Regulated | 12/24/2007 |  | 02/06/2008
Gardco Lighting | Gardco | 220F**150CMHE************** | Horizontal | Pulse-start - electronic | 150 |  |  |  |  | 88 | No Exceptions Met |  |  |  |  | Non Federally-Regulated | 12/24/2007 |  | 02/06/2008
Gardco Lighting | Emco | DECW1812H**320PSMH************** | Horizontal | Pulse-start - magnetic | 320 |  |  |  |  | 88 | No Exceptions Met |  |  |  |  | Non Federally-Regulated | 12/24/2007 |  | 02/06/2008
Gardco Lighting | Emco | ERP2512H**250PSMH************** | Horizontal | Pulse-start - magnetic | 250 |  |  |  |  | 88 | No Exceptions Met |  |  |  |  | Non Federally-Regulated | 12/24/2007 |  | 02/06/2008
Gardco Lighting | Gardco | MP221VS**400PSMH************** | Vertical - Base Up | Pulse-start - magnetic | 400 |  |  |  |  | 88 | No Exceptions Met |  |  |  |  | Non Federally-Regulated | 12/24/2007 |  | 02/06/2008
Gardco Lighting | Gardco | SCA14JV1**200MH************** | Horizontal | Pulse-start - magnetic | 200 |  |  |  |  | 88 | No Exceptions Met |  |  |  |  | Non Federally-Regulated | 12/24/2007 |  | 02/06/2008
Advance A Division, Philips Electronics NA | Advance A Division, Philips Electronics NA | IZTEMH4003PSXC | Vertical - Base Up | Pulse-start - electronic | 320 |  |  |  |  | 93 | No Exceptions Met |  |  |  |  | Non Federally-Regulated | 08/25/2008 |  | 06/22/2009
Gardco Lighting | Gardco | SCA14JV1**175PSMH************** | Horizontal | Pulse-start - magnetic | 175 |  |  |  |  | 88 | No Exceptions Met |  |  |  |  | Non Federally-Regulated | 12/24/2007 |  | 02/06/2008
Gardco Lighting | Gardco | JEH1411**200MH************** | Horizontal | Pulse-start - magnetic | 200 |  |  |  |  | 88 | No Exceptions Met |  |  |  |  | Non Federally-Regulated | 12/24/2007 |  | 02/06/2008
Gardco Lighting | Gardco | CR2515V**320PSMH************** | Horizontal | Pulse-start - magnetic | 320 |  |  |  |  | 88 | No Exceptions Met |  |  |  |  | Non Federally-Regulated | 12/24/2007 |  | 02/06/2008
Gardco Lighting | Emco | ERP2513V**250PSMH************** | Vertical - Base Up | Pulse-start - magnetic | 250 |  |  |  |  | 88 | No Exceptions Met |  |  |  |  | Non Federally-Regulated | 12/24/2007 |  | 02/06/2008
Gardco Lighting | Gardco | A1921**320PSMH************** | Horizontal | Pulse-start - magnetic | 320 |  |  |  |  | 88 | No Exceptions Met |  |  |  |  | Non Federally-Regulated | 12/24/2007 |  | 02/06/2008
Gardco Lighting | Gardco | CA221VS**320PSMH************** | Vertical - Base Up | Pulse-start - magnetic | 320 |  |  |  |  | 88 | No Exceptions Met |  |  |  |  | Non Federally-Regulated | 12/24/2007 |  | 02/06/2008
Gardco Lighting | Emco | DECW181FV**250PSMH************** | Vertical - Base Up | Pulse-start - magnetic | 250 |  |  |  |  | 88 | No Exceptions Met |  |  |  |  | Non Federally-Regulated | 12/24/2007 |  | 02/06/2008
Gardco Lighting | Emco | ECP181QV**400PSMH************** | Vertical - Base Up | Pulse-start - magnetic | 400 |  |  |  |  | 88 | No Exceptions Met |  |  |  |  | Non Federally-Regulated | 12/24/2007 |  | 02/06/2008
Gardco Lighting | Gardco | CA1711**200MH************** | Horizontal | Pulse-start - magnetic | 200 |  |  |  |  | 88 | No Exceptions Met |  |  |  |  | Non Federally-Regulated | 12/24/2007 |  | 02/06/2008
Lumec | Lumec | DMS50FPC | Vertical - Base Up | Pulse-start - magnetic | 400 |  |  |  |  | 88 | No Exceptions Met |  |  |  |  | Non Federally-Regulated | 01/23/2008 |  | 01/24/2008
Gardco Lighting | Gardco | MPG1813**150MH************** | Horizontal | Pulse-start - magnetic | 150 |  |  |  |  | 80 | Vertical - Base Up |  |  |  |  | Non Federally-Regulated | 12/24/2007 |  | 02/06/2008
Gardco Lighting | Gardco | MPGL181Q**150MH************** | Horizontal | Pulse-start - magnetic | 150 |  |  |  |  | 80 | Vertical - Base Up |  |  |  |  | Non Federally-Regulated | 12/24/2007 |  | 02/06/2008
Gardco Lighting | Gardco | A194VS**400PSMH************** | Vertical - Base Up | Pulse-start - magnetic | 400 |  |  |  |  | 88 | No Exceptions Met |  |  |  |  | Non Federally-Regulated | 12/24/2007 |  | 02/06/2008
Gardco Lighting | Gardco | GP1T-150MH-277V-F-QS**150MH************** | Horizontal | Pulse-start - magnetic | 150 |  |  |  |  | 80 | Vertical - Base Up |  |  |  |  | Non Federally-Regulated | 12/24/2007 |  | 02/06/2008
Gardco Lighting | Gardco | 106WT**150MH************** | Horizontal | Pulse-start - magnetic | 150 |  |  |  |  | 80 | Vertical - Base Up |  |  |  |  | Non Federally-Regulated | 12/24/2007 |  | 02/06/2008
Gardco Lighting | Gardco | CP221VS**320PSMH************** | Vertical - Base Up | Pulse-start - magnetic | 320 |  |  |  |  | 88 | No Exceptions Met |  |  |  |  | Non Federally-Regulated | 12/24/2007 |  | 02/06/2008
Gardco Lighting | Gardco | CA221FM**400PSMH************** | Horizontal | Pulse-start - magnetic | 400 |  |  |  |  | 88 | No Exceptions Met |  |  |  |  | Non Federally-Regulated | 12/24/2007 |  | 02/06/2008
Gardco Lighting | Gardco | G18(W,WS)4XL**320PSMH************** | Horizontal | Pulse-start - magnetic | 320 |  |  |  |  | 88 | No Exceptions Met |  |  |  |  | Non Federally-Regulated | 12/24/2007 |  | 02/06/2008
Gardco Lighting | Gardco | EH191Q**320PSMH************** | Horizontal | Pulse-start - magnetic | 320 |  |  |  |  | 88 | No Exceptions Met |  |  |  |  | Non Federally-Regulated | 12/24/2007 |  | 02/06/2008
Gardco Lighting | Emco | PAEM-FH-WA**400PSMH************** | Horizontal | Pulse-start - magnetic | 400 |  |  |  |  | 88 | No Exceptions Met |  |  |  |  | Non Federally-Regulated | 12/24/2007 |  | 02/06/2008
Gardco Lighting | Emco | ERP201QH**200MH************** | Horizontal | Pulse-start - magnetic | 200 |  |  |  |  | 88 | No Exceptions Met |  |  |  |  | Non Federally-Regulated | 12/24/2007 |  | 02/06/2008
Gardco Lighting | Gardco | GS01A-14XL**150MH************** | Horizontal | Pulse-start - magnetic | 150 |  |  |  |  | 80 | Vertical - Base Up |  |  |  |  | Non Federally-Regulated | 12/24/2007 |  | 02/06/2008
Gardco Lighting | Emco | ERP2012H**150MH************** | Horizontal | Pulse-start - magnetic | 150 |  |  |  |  | 80 | Vertical - Base Up |  |  |  |  | Non Federally-Regulated | 12/24/2007 |  | 02/06/2008
Lumec | Lumec | L26A | Vertical - Base Up | Pulse-start - magnetic | 250 |  |  |  |  | 88 | No Exceptions Met |  |  |  |  | Non Federally-Regulated | 01/23/2008 |  | 01/24/2008
Gardco Lighting | Gardco | SCA14LV1**175PSMH************** | Horizontal | Pulse-start - magnetic | 175 |  |  |  |  | 88 | No Exceptions Met |  |  |  |  | Non Federally-Regulated | 12/24/2007 |  | 02/06/2008
Gardco Lighting | Gardco | 301DEL**150MH************** | Horizontal | Pulse-start - magnetic | 150 |  |  |  |  | 80 | Vertical - Base Up |  |  |  |  | Non Federally-Regulated | 12/24/2007 |  | 02/06/2008
Gardco Lighting | Emco | ECA1813V**400PSMH************** | Vertical - Base Up | Pulse-start - magnetic | 400 |  |  |  |  | 88 | No Exceptions Met |  |  |  |  | Non Federally-Regulated | 12/24/2007 |  | 02/06/2008
Gardco Lighting | Emco | ECA181FH**320PSMH************** | Horizontal | Pulse-start - magnetic | 320 |  |  |  |  | 88 | No Exceptions Met |  |  |  |  | Non Federally-Regulated | 12/24/2007 |  | 02/06/2008
Gardco Lighting | Gardco | CA2211**350PSMH************** | Horizontal | Pulse-start - magnetic | 350 |  |  |  |  | 88 | No Exceptions Met |  |  |  |  | Non Federally-Regulated | 12/24/2007 |  | 02/06/2008
Gardco Lighting | Gardco | A141Q**150MH************** | Horizontal | Pulse-start - magnetic | 150 |  |  |  |  | 80 | Vertical - Base Up |  |  |  |  | Non Federally-Regulated | 12/24/2007 |  | 02/06/2008
Lumec | Lumec | L61* | Vertical - Base Up | Pulse-start - magnetic | 250 |  |  |  |  | 88 | No Exceptions Met |  |  |  |  | Non Federally-Regulated | 01/23/2008 |  | 01/24/2008
Lumec | Lumec | L72 | Horizontal | Pulse-start - magnetic | 250 |  |  |  |  | 88 | No Exceptions Met |  |  |  |  | Non Federally-Regulated | 01/23/2008 |  | 01/24/2008
Gardco Lighting | Gardco | JH1914X**250PSMH************** | Horizontal | Pulse-start - magnetic | 250 |  |  |  |  | 88 | No Exceptions Met |  |  |  |  | Non Federally-Regulated | 12/24/2007 |  | 02/06/2008
Gardco Lighting | Emco | ECWA181FV**250PSMH************** | Vertical - Base Up | Pulse-start - magnetic | 250 |  |  |  |  | 88 | No Exceptions Met |  |  |  |  | Non Federally-Regulated | 12/24/2007 |  | 02/06/2008
Gardco Lighting | Gardco | A1913**400PSMH************** | Horizontal | Pulse-start - magnetic | 400 |  |  |  |  | 88 | No Exceptions Met |  |  |  |  | Non Federally-Regulated | 12/24/2007 |  | 02/06/2008
Gardco Lighting | Gardco | CTA2111**350PSMH************** | Horizontal | Pulse-start - magnetic | 350 |  |  |  |  | 88 | No Exceptions Met |  |  |  |  | Non Federally-Regulated | 12/24/2007 |  | 02/06/2008
Gardco Lighting | Gardco | BR163BQ**150MH************** | Horizontal | Pulse-start - magnetic | 150 |  |  |  |  | 80 | Vertical - Base Up |  |  |  |  | Non Federally-Regulated | 12/24/2007 |  | 02/06/2008
Gardco Lighting | Emco | ECA1812H**400PSMH************** | Horizontal | Pulse-start - magnetic | 400 |  |  |  |  | 88 | No Exceptions Met |  |  |  |  | Non Federally-Regulated | 12/24/2007 |  | 02/06/2008
Gardco Lighting | Gardco | G13(W,WS)2XL**150MH************** | Horizontal | Pulse-start - magnetic | 150 |  |  |  |  | 80 | Vertical - Base Up |  |  |  |  | Non Federally-Regulated | 12/24/2007 |  | 02/06/2008
Gardco Lighting | Gardco | CPG1813**150MH************** | Horizontal | Pulse-start - magnetic | 150 |  |  |  |  | 80 | Vertical - Base Up |  |  |  |  | Non Federally-Regulated | 12/24/2007 |  | 02/06/2008
Lumec | Lumec | L61* | Horizontal | Pulse-start - magnetic | 250 |  |  |  |  | 88 | No Exceptions Met |  |  |  |  | Non Federally-Regulated | 01/23/2008 |  | 01/24/2008
Gardco Lighting | Gardco | CR2512XLV**250PSMH************** | Horizontal | Pulse-start - magnetic | 250 |  |  |  |  | 88 | No Exceptions Met |  |  |  |  | Non Federally-Regulated | 12/24/2007 |  | 02/06/2008
Lumec | Lumec | L26P | Vertical - Base Up | Pulse-start - magnetic | 250 |  |  |  |  | 88 | No Exceptions Met |  |  |  |  | Non Federally-Regulated | 01/23/2008 |  | 01/24/2008
Gardco Lighting | Gardco | WH191FM**400PSMH************** | Horizontal | Pulse-start - magnetic | 400 |  |  |  |  | 88 | No Exceptions Met |  |  |  |  | Non Federally-Regulated | 12/24/2007 |  | 02/06/2008
Gardco Lighting | Gardco | MP171VS**150MH************** | Vertical - Base Up | Pulse-start - magnetic | 150 |  |  |  |  | 80 | Vertical - Base Up |  |  |  |  | Non Federally-Regulated | 12/24/2007 |  | 02/06/2008
Gardco Lighting | Gardco | 440W1**320PSMH************** | Horizontal | Pulse-start - magnetic | 320 |  |  |  |  | 88 | No Exceptions Met |  |  |  |  | Non Federally-Regulated | 12/24/2007 |  | 02/06/2008
Gardco Lighting | Emco | ERP251FV**250PSMH************** | Vertical - Base Up | Pulse-start - magnetic | 250 |  |  |  |  | 88 | No Exceptions Met |  |  |  |  | Non Federally-Regulated | 12/24/2007 |  | 02/06/2008
Gardco Lighting | Gardco | WE1914X**250PSMH************** | Horizontal | Pulse-start - magnetic | 250 |  |  |  |  | 88 | No Exceptions Met |  |  |  |  | Non Federally-Regulated | 12/24/2007 |  | 02/06/2008
Gardco Lighting | Emco | DECA1813H**250PSMH************** | Horizontal | Pulse-start - magnetic | 250 |  |  |  |  | 88 | No Exceptions Met |  |  |  |  | Non Federally-Regulated | 12/24/2007 |  | 02/06/2008
Gardco Lighting | Emco | ECP1812H**250PSMH************** | Horizontal | Pulse-start - magnetic | 250 |  |  |  |  | 88 | No Exceptions Met |  |  |  |  | Non Federally-Regulated | 12/24/2007 |  | 02/06/2008
Gardco Lighting | Emco | PAES-3H**150MH************** | Horizontal | Pulse-start - magnetic | 150 |  |  |  |  | 80 | Vertical - Base Up |  |  |  |  | Non Federally-Regulated | 12/24/2007 |  | 02/06/2008
Gardco Lighting | Gardco | 105UD**150MH************** | Horizontal | Pulse-start - magnetic | 150 |  |  |  |  | 80 | Vertical - Base Up |  |  |  |  | Non Federally-Regulated | 12/24/2007 |  | 02/06/2008
Gardco Lighting | Emco | ERP251QH**320PSMH************** | Horizontal | Pulse-start - magnetic | 320 |  |  |  |  | 88 | No Exceptions Met |  |  |  |  | Non Federally-Regulated | 12/24/2007 |  | 02/06/2008
Advance A Division, Philips Electronics NA | Advance A Division, Philips Electronics NA | 71A5642TEE | Vertical - Base Up | Pulse-start - magnetic | 200 |  |  |  |  | 88.1 | No Exceptions Met |  |  |  |  | Non Federally-Regulated | 08/25/2008 |  | 06/22/2009
Gardco Lighting | Gardco | STSEH1913**320PSMH************** | Horizontal | Pulse-start - magnetic | 320 |  |  |  |  | 88 | No Exceptions Met |  |  |  |  | Non Federally-Regulated | 12/24/2007 |  | 02/06/2008
Advance A Division, Philips Electronics NA | Advance A Division, Philips Electronics NA | 71A5637B | Vertical - Base Up | Pulse-start - magnetic | 200 |  |  |  |  | 93.4 | No Exceptions Met |  |  |  |  | Non Federally-Regulated | 04/07/2008 |  | 06/22/2009
Gardco Lighting | Gardco | G1313XL**150CMHE************** | Horizontal | Pulse-start - electronic | 150 |  |  |  |  | 88 | No Exceptions Met |  |  |  |  | Non Federally-Regulated | 12/24/2007 |  | 02/06/2008
Signify North America Corporation | Philips Lighting Electronics North America | 71A5837BP | Vertical - Base Up | Pulse-start - magnetic | 320 |  |  |  |  | 93.7 | No Exceptions Met |  |  |  |  | Non Federally-Regulated | 06/22/2009 |  | 11/17/2011
Gardco Lighting | Gardco | GS04-(ST/OT)-15ID**T150CMHE*8************* | Horizontal | Pulse-start - electronic | 150 |  |  |  |  | 88 | No Exceptions Met |  |  |  |  | Non Federally-Regulated | 12/24/2007 |  | 02/06/2008
Gardco Lighting | Gardco | CW2211**250PSMH************** | Horizontal | Pulse-start - magnetic | 250 |  |  |  |  | 88 | No Exceptions Met |  |  |  |  | Non Federally-Regulated | 12/24/2007 |  | 02/06/2008
Gardco Lighting | Emco | PAES-3H**250PSMH************** | Horizontal | Pulse-start - magnetic | 250 |  |  |  |  | 88 | No Exceptions Met |  |  |  |  | Non Federally-Regulated | 12/24/2007 |  | 02/06/2008
Gardco Lighting | Gardco | MAG181Q**200MH************** | Horizontal | Pulse-start - magnetic | 200 |  |  |  |  | 88 | No Exceptions Met |  |  |  |  | Non Federally-Regulated | 12/24/2007 |  | 02/06/2008
Gardco Lighting | Emco | ECW1413V**200MH************** | Vertical - Base Up | Pulse-start - magnetic | 200 |  |  |  |  | 88 | No Exceptions Met |  |  |  |  | Non Federally-Regulated | 12/24/2007 |  | 02/06/2008
Gardco Lighting | Gardco | JEH1914X**400PSMH************** | Horizontal | Pulse-start - magnetic | 400 |  |  |  |  | 88 | No Exceptions Met |  |  |  |  | Non Federally-Regulated | 12/24/2007 |  | 02/06/2008
Lumec | Lumec | L82 | Vertical - Base Up | Pulse-start - magnetic | 250 |  |  |  |  | 88 | No Exceptions Met |  |  |  |  | Non Federally-Regulated | 01/23/2008 |  | 01/24/2008
Advance A Division, Philips Electronics NA | Advance A Division, Philips Electronics NA | IMH175CLF | Vertical - Base Up | Pulse-start - electronic | 150 |  |  |  |  | 90.3 | No Exceptions Met |  |  |  |  | Non Federally-Regulated | 08/25/2008 |  | 06/22/2009
Gardco Lighting | Gardco | WE1411**200MH************** | Horizontal | Pulse-start - magnetic | 200 |  |  |  |  | 88 | No Exceptions Met |  |  |  |  | Non Federally-Regulated | 12/24/2007 |  | 02/06/2008
Gardco Lighting | Gardco | 102FT**150MH************** | Horizontal | Pulse-start - magnetic | 150 |  |  |  |  | 80 | Vertical - Base Up |  |  |  |  | Non Federally-Regulated | 12/24/2007 |  | 02/06/2008
Gardco Lighting | Gardco | G18(W,WS)4XL**350PSMH************** | Horizontal | Pulse-start - magnetic | 350 |  |  |  |  | 88 | No Exceptions Met |  |  |  |  | Non Federally-Regulated | 12/24/2007 |  | 02/06/2008
Gardco Lighting | Gardco | BE1913**320PSMH************** | Horizontal | Pulse-start - magnetic | 320 |  |  |  |  | 88 | No Exceptions Met |  |  |  |  | Non Federally-Regulated | 12/24/2007 |  | 02/06/2008
Gardco Lighting | Gardco | EH191FM**320PSMH************** | Horizontal | Pulse-start - magnetic | 320 |  |  |  |  | 88 | No Exceptions Met |  |  |  |  | Non Federally-Regulated | 12/24/2007 |  | 02/06/2008
Gardco Lighting | Gardco | A191Q**400PSMH************** | Horizontal | Pulse-start - magnetic | 400 |  |  |  |  | 88 | No Exceptions Met |  |  |  |  | Non Federally-Regulated | 12/24/2007 |  | 02/06/2008
Gardco Lighting | Emco | ECW181FH**350PSMH************** | Horizontal | Pulse-start - magnetic | 350 |  |  |  |  | 88 | No Exceptions Met |  |  |  |  | Non Federally-Regulated | 12/24/2007 |  | 02/06/2008
Gardco Lighting | Gardco | G18(W,WS)2XL**400PSMH************** | Horizontal | Pulse-start - magnetic | 400 |  |  |  |  | 88 | No Exceptions Met |  |  |  |  | Non Federally-Regulated | 12/24/2007 |  | 02/06/2008
Gardco Lighting | Gardco | GS01-(ST/OT)-12XL**150CMHE*12************* | Horizontal | Pulse-start - electronic | 150 |  |  |  |  | 88 | No Exceptions Met |  |  |  |  | Non Federally-Regulated | 12/24/2007 |  | 02/06/2008
Gardco Lighting | Gardco | CTP2111**320PSMH************** | Horizontal | Pulse-start - magnetic | 320 |  |  |  |  | 88 | No Exceptions Met |  |  |  |  | Non Federally-Regulated | 12/24/2007 |  | 02/06/2008
Gardco Lighting | Gardco | JH1413**150MH************** | Horizontal | Pulse-start - magnetic | 150 |  |  |  |  | 80 | Vertical - Base Up |  |  |  |  | Non Federally-Regulated | 12/24/2007 |  | 02/06/2008
Gardco Lighting | Emco | ECWA1812H**320PSMH************** | Horizontal | Pulse-start - magnetic | 320 |  |  |  |  | 88 | No Exceptions Met |  |  |  |  | Non Federally-Regulated | 12/24/2007 |  | 02/06/2008
Gardco Lighting | Gardco | A144VS**150MH************** | Vertical - Base Up | Pulse-start - magnetic | 150 |  |  |  |  | 80 | Vertical - Base Up |  |  |  |  | Non Federally-Regulated | 12/24/2007 |  | 02/06/2008
Advance A Division, Philips Electronics NA | Advance A Division, Philips Electronics NA | 71A5593EE | Vertical - Base Up | Pulse-start - magnetic | 175 |  |  |  |  | 88.2 | No Exceptions Met |  |  |  |  | Non Federally-Regulated | 08/25/2008 |  | 06/22/2009
Gardco Lighting | Emco | ERP201FH**200MH************** | Horizontal | Pulse-start - magnetic | 200 |  |  |  |  | 88 | No Exceptions Met |  |  |  |  | Non Federally-Regulated | 12/24/2007 |  | 02/06/2008
Gardco Lighting | Emco | ERP251QV**400PSMH************** | Vertical - Base Up | Pulse-start - magnetic | 400 |  |  |  |  | 88 | No Exceptions Met |  |  |  |  | Non Federally-Regulated | 12/24/2007 |  | 02/06/2008
Gardco Lighting | Emco | ERW2012H**200MH************** | Horizontal | Pulse-start - magnetic | 200 |  |  |  |  | 88 | No Exceptions Met |  |  |  |  | Non Federally-Regulated | 12/24/2007 |  | 02/06/2008
Gardco Lighting | Gardco | CR25(W,WS)2XL**350PSMH************** | Horizontal | Pulse-start - magnetic | 350 |  |  |  |  | 88 | No Exceptions Met |  |  |  |  | Non Federally-Regulated | 12/24/2007 |  | 02/06/2008
Gardco Lighting | Gardco | JEH191Q**400PSMH************** | Horizontal | Pulse-start - magnetic | 400 |  |  |  |  | 88 | No Exceptions Met |  |  |  |  | Non Federally-Regulated | 12/24/2007 |  | 02/06/2008
Gardco Lighting | Emco | ECP181QH**400PSMH************** | Horizontal | Pulse-start - magnetic | 400 |  |  |  |  | 88 | No Exceptions Met |  |  |  |  | Non Federally-Regulated | 12/24/2007 |  | 02/06/2008
Gardco Lighting | Gardco | MP2214X**250PSMH************** | Horizontal | Pulse-start - magnetic | 250 |  |  |  |  | 88 | No Exceptions Met |  |  |  |  | Non Federally-Regulated | 12/24/2007 |  | 02/06/2008
Gardco Lighting | Emco | ERA2513V**400PSMH************** | Vertical - Base Up | Pulse-start - magnetic | 400 |  |  |  |  | 88 | No Exceptions Met |  |  |  |  | Non Federally-Regulated | 12/24/2007 |  | 02/06/2008
Gardco Lighting | Gardco | G1813XL**150MH************** | Horizontal | Pulse-start - magnetic | 150 |  |  |  |  | 80 | Vertical - Base Up |  |  |  |  | Non Federally-Regulated | 12/24/2007 |  | 02/06/2008
Gardco Lighting | Emco | DECA181QH**400PSMH************** | Horizontal | Pulse-start - magnetic | 400 |  |  |  |  | 88 | No Exceptions Met |  |  |  |  | Non Federally-Regulated | 12/24/2007 |  | 02/06/2008
Gardco Lighting | Emco | ERP2513V**450PSMH************** | Vertical - Base Up | Pulse-start - magnetic | 450 |  |  |  |  | 88 | No Exceptions Met |  |  |  |  | Non Federally-Regulated | 12/24/2007 |  | 02/06/2008
Gardco Lighting | Emco | ERW201FH**200MH************** | Horizontal | Pulse-start - magnetic | 200 |  |  |  |  | 88 | No Exceptions Met |  |  |  |  | Non Federally-Regulated | 12/24/2007 |  | 02/06/2008
Lumec | Lumec | L40S | Vertical - Base Up | Pulse-start - magnetic | 250 |  |  |  |  | 88 | No Exceptions Met |  |  |  |  | Non Federally-Regulated | 01/23/2008 |  | 01/24/2008
Gardco Lighting | Gardco | MPG1813**200MH************** | Horizontal | Pulse-start - magnetic | 200 |  |  |  |  | 88 | No Exceptions Met |  |  |  |  | Non Federally-Regulated | 12/24/2007 |  | 02/06/2008
Lumec | Lumec | L60S* | Vertical - Base Up | Pulse-start - magnetic | 250 |  |  |  |  | 88 | No Exceptions Met |  |  |  |  | Non Federally-Regulated | 01/23/2008 |  | 01/24/2008
Lumec | Lumec | L82 | Horizontal | Pulse-start - magnetic | 250 |  |  |  |  | 88 | No Exceptions Met |  |  |  |  | Non Federally-Regulated | 01/23/2008 |  | 01/24/2008
Gardco Lighting | Emco | DECP181FH**400PSMH************** | Horizontal | Pulse-start - magnetic | 400 |  |  |  |  | 88 | No Exceptions Met |  |  |  |  | Non Federally-Regulated | 12/24/2007 |  | 02/06/2008
Gardco Lighting | Gardco | LU610ML1*150MH*70MH*102************* | Horizontal | Pulse-start - magnetic | 150 |  |  |  |  | 80 | Vertical - Base Up |  |  |  |  | Non Federally-Regulated | 12/24/2007 |  | 02/06/2008
Gardco Lighting | Gardco | MW2213**350PSMH************** | Horizontal | Pulse-start - magnetic | 350 |  |  |  |  | 88 | No Exceptions Met |  |  |  |  | Non Federally-Regulated | 12/24/2007 |  | 02/06/2008
Gardco Lighting | Gardco | MW2211**400PSMH************** | Horizontal | Pulse-start - magnetic | 400 |  |  |  |  | 88 | No Exceptions Met |  |  |  |  | Non Federally-Regulated | 12/24/2007 |  | 02/06/2008
Gardco Lighting | Emco | ECA1412H**200MH************** | Horizontal | Pulse-start - magnetic | 200 |  |  |  |  | 88 | No Exceptions Met |  |  |  |  | Non Federally-Regulated | 12/24/2007 |  | 02/06/2008
Gardco Lighting | Gardco | DF12NSP**350PSMH************** | Horizontal | Pulse-start - magnetic | 350 |  |  |  |  | 88 | No Exceptions Met |  |  |  |  | Non Federally-Regulated | 12/24/2007 |  | 02/06/2008
Gardco Lighting | Gardco | JH141VS**175PSMH************** | Vertical - Base Up | Pulse-start - magnetic | 175 |  |  |  |  | 88 | No Exceptions Met |  |  |  |  | Non Federally-Regulated | 12/24/2007 |  | 02/06/2008
Gardco Lighting | Gardco | H1913**250PSMH************** | Horizontal | Pulse-start - magnetic | 250 |  |  |  |  | 88 | No Exceptions Met |  |  |  |  | Non Federally-Regulated | 12/24/2007 |  | 02/06/2008
Gardco Lighting | Gardco | SCA14SV1**175PSMH************** | Horizontal | Pulse-start - magnetic | 175 |  |  |  |  | 88 | No Exceptions Met |  |  |  |  | Non Federally-Regulated | 12/24/2007 |  | 02/06/2008
Gardco Lighting | Gardco | G18(W,WS)4XL**400PSMH************** | Horizontal | Pulse-start - magnetic | 400 |  |  |  |  | 88 | No Exceptions Met |  |  |  |  | Non Federally-Regulated | 12/24/2007 |  | 02/06/2008
Gardco Lighting | Emco | DECA1413H**150MH************** | Horizontal | Pulse-start - magnetic | 150 |  |  |  |  | 80 | Vertical - Base Up |  |  |  |  | Non Federally-Regulated | 12/24/2007 |  | 02/06/2008
Gardco Lighting | Gardco | A194Q**250PSMH************** | Horizontal | Pulse-start - magnetic | 250 |  |  |  |  | 88 | No Exceptions Met |  |  |  |  | Non Federally-Regulated | 12/24/2007 |  | 02/06/2008
Lumec | Lumec | DOS | Horizontal | Pulse-start - magnetic | 175 |  |  |  |  | 88 | No Exceptions Met |  |  |  |  | Non Federally-Regulated | 01/23/2008 |  | 01/24/2008
Gardco Lighting | Emco | PAEM-2H-WA**400PSMH************** | Horizontal | Pulse-start - magnetic | 400 |  |  |  |  | 88 | No Exceptions Met |  |  |  |  | Non Federally-Regulated | 12/24/2007 |  | 02/06/2008
Gardco Lighting | Gardco | BR163GQ**150MH************** | Horizontal | Pulse-start - magnetic | 150 |  |  |  |  | 80 | Vertical - Base Up |  |  |  |  | Non Federally-Regulated | 12/24/2007 |  | 02/06/2008
Gardco Lighting | Emco | ERA251QH**250PSMH************** | Horizontal | Pulse-start - magnetic | 250 |  |  |  |  | 88 | No Exceptions Met |  |  |  |  | Non Federally-Regulated | 12/24/2007 |  | 02/06/2008
Gardco Lighting | Gardco | CTA2113XL**320PSMH************** | Horizontal | Pulse-start - magnetic | 320 |  |  |  |  | 88 | No Exceptions Met |  |  |  |  | Non Federally-Regulated | 12/24/2007 |  | 02/06/2008
Gardco Lighting | Gardco | EH141FM**200MH************** | Horizontal | Pulse-start - magnetic | 200 |  |  |  |  | 88 | No Exceptions Met |  |  |  |  | Non Federally-Regulated | 12/24/2007 |  | 02/06/2008
Gardco Lighting | Emco | DECP181QH**400PSMH************** | Horizontal | Pulse-start - magnetic | 400 |  |  |  |  | 88 | No Exceptions Met |  |  |  |  | Non Federally-Regulated | 12/24/2007 |  | 02/06/2008
Gardco Lighting | Gardco | MA2214X**250PSMH************** | Horizontal | Pulse-start - magnetic | 250 |  |  |  |  | 88 | No Exceptions Met |  |  |  |  | Non Federally-Regulated | 12/24/2007 |  | 02/06/2008
Gardco Lighting | Gardco | G181Q**400PSMH************** | Horizontal | Pulse-start - magnetic | 400 |  |  |  |  | 88 | No Exceptions Met |  |  |  |  | Non Federally-Regulated | 12/24/2007 |  | 02/06/2008
Gardco Lighting | Gardco | CTB2113XL**350PSMH************** | Horizontal | Pulse-start - magnetic | 350 |  |  |  |  | 88 | No Exceptions Met |  |  |  |  | Non Federally-Regulated | 12/24/2007 |  | 02/06/2008
Gardco Lighting | Gardco | SCA14LV1**200MH************** | Horizontal | Pulse-start - magnetic | 200 |  |  |  |  | 88 | No Exceptions Met |  |  |  |  | Non Federally-Regulated | 12/24/2007 |  | 02/06/2008
Gardco Lighting | Gardco | H1911**250PSMH************** | Horizontal | Pulse-start - magnetic | 250 |  |  |  |  | 88 | No Exceptions Met |  |  |  |  | Non Federally-Regulated | 12/24/2007 |  | 02/06/2008
Gardco Lighting | Gardco | CTP2114XL**400PSMH************** | Horizontal | Pulse-start - magnetic | 400 |  |  |  |  | 88 | No Exceptions Met |  |  |  |  | Non Federally-Regulated | 12/24/2007 |  | 02/06/2008
Gardco Lighting | Gardco | CTA211Q**200MH************** | Horizontal | Pulse-start - magnetic | 200 |  |  |  |  | 88 | No Exceptions Met |  |  |  |  | Non Federally-Regulated | 12/24/2007 |  | 02/06/2008
Gardco Lighting | Gardco | STSEH191FM**250PSMH************** | Horizontal | Pulse-start - magnetic | 250 |  |  |  |  | 88 | No Exceptions Met |  |  |  |  | Non Federally-Regulated | 12/24/2007 |  | 02/06/2008
Gardco Lighting | Gardco | LU610ML1*150MH*100HPS*78************* | Horizontal | Pulse-start - magnetic | 150 |  |  |  |  | 80 | Vertical - Base Up |  |  |  |  | Non Federally-Regulated | 12/24/2007 |  | 02/06/2008
Gardco Lighting | Gardco | DF7VFL**150MH************** | Horizontal | Pulse-start - magnetic | 150 |  |  |  |  | 80 | Vertical - Base Up |  |  |  |  | Non Federally-Regulated | 12/24/2007 |  | 02/06/2008
Gardco Lighting | Gardco | CR2013XLV**150MH************** | Horizontal | Pulse-start - magnetic | 150 |  |  |  |  | 80 | Vertical - Base Up |  |  |  |  | Non Federally-Regulated | 12/24/2007 |  | 02/06/2008
Gardco Lighting | Emco | PAEM-FH**400PSMH************** | Horizontal | Pulse-start - magnetic | 400 |  |  |  |  | 88 | No Exceptions Met |  |  |  |  | Non Federally-Regulated | 12/24/2007 |  | 02/06/2008
GE Lighting, a Savant company | General Electric | MSCL25E1A21FMC3517 | Horizontal | Pulse-start - magnetic | 250 | 250 |  | True | Ballast Efficiency | 90 | [5 empty] | Non Federally-Regulated | 03/28/2012 |  | 09/03/2015
Gardco Lighting | Gardco | DF12VFL**400PSMH************** | Horizontal | Pulse-start - magnetic | 400 |  |  |  |  | 88 | No Exceptions Met |  |  |  |  | Non Federally-Regulated | 12/24/2007 |  | 02/06/2008
Gardco Lighting | Gardco | JH191Q**250PSMH************** | Horizontal | Pulse-start - magnetic | 250 |  |  |  |  | 88 | No Exceptions Met |  |  |  |  | Non Federally-Regulated | 12/24/2007 |  | 02/06/2008
Gardco Lighting | Gardco | 104WT**150MH************** | Horizontal | Pulse-start - magnetic | 150 |  |  |  |  | 80 | Vertical - Base Up |  |  |  |  | Non Federally-Regulated | 12/24/2007 |  | 02/06/2008
Gardco Lighting | Gardco | LD600**150MH*120************* | Horizontal | Pulse-start - magnetic | 150 |  |  |  |  | 80 | Vertical - Base Up |  |  |  |  | Non Federally-Regulated | 12/24/2007 |  | 02/06/2008
Gardco Lighting | Gardco | MP221VS**350PSMH************** | Vertical - Base Up | Pulse-start - magnetic | 350 |  |  |  |  | 88 | No Exceptions Met |  |  |  |  | Non Federally-Regulated | 12/24/2007 |  | 02/06/2008
Gardco Lighting | Gardco | JH191FM**320PSMH************** | Horizontal | Pulse-start - magnetic | 320 |  |  |  |  | 88 | No Exceptions Met |  |  |  |  | Non Federally-Regulated | 12/24/2007 |  | 02/06/2008
Gardco Lighting | Gardco | A194VS**320PSMH************** | Vertical - Base Up | Pulse-start - magnetic | 320 |  |  |  |  | 88 | No Exceptions Met |  |  |  |  | Non Federally-Regulated | 12/24/2007 |  | 02/06/2008
Gardco Lighting | Emco | DECP1813H**250PSMH************** | Horizontal | Pulse-start - magnetic | 250 |  |  |  |  | 88 | No Exceptions Met |  |  |  |  | Non Federally-Regulated | 12/24/2007 |  | 02/06/2008
Gardco Lighting | Gardco | LU610ML1*150MH*100MH*84************* | Horizontal | Pulse-start - magnetic | 150 |  |  |  |  | 80 | Vertical - Base Up |  |  |  |  | Non Federally-Regulated | 12/24/2007 |  | 02/06/2008
Gardco Lighting | Gardco | GS01-(ST/OT)-12XL**150CMHE*8************* | Horizontal | Pulse-start - electronic | 150 |  |  |  |  | 88 | No Exceptions Met |  |  |  |  | Non Federally-Regulated | 12/24/2007 |  | 02/06/2008
Gardco Lighting | Gardco | G13(W,WS)2XL**150CMHE************** | Horizontal | Pulse-start - electronic | 150 |  |  |  |  | 88 | No Exceptions Met |  |  |  |  | Non Federally-Regulated | 12/24/2007 |  | 02/06/2008
Gardco Lighting | Emco | DECWA181FV**320PSMH************** | Vertical - Base Up | Pulse-start - magnetic | 320 |  |  |  |  | 88 | No Exceptions Met |  |  |  |  | Non Federally-Regulated | 12/24/2007 |  | 02/06/2008
Gardco Lighting | Emco | DECTWA1813V**450PSMH************** | Vertical - Base Up | Pulse-start - magnetic | 450 |  |  |  |  | 88 | No Exceptions Met |  |  |  |  | Non Federally-Regulated | 12/24/2007 |  | 02/06/2008
Lumec | Lumec | L81 | Horizontal | Pulse-start - magnetic | 250 |  |  |  |  | 88 | No Exceptions Met |  |  |  |  | Non Federally-Regulated | 01/23/2008 |  | 01/24/2008
Gardco Lighting | Gardco | LU610ML*150MH*70HPS*78************* | Horizontal | Pulse-start - magnetic | 150 |  |  |  |  | 80 | Vertical - Base Up |  |  |  |  | Non Federally-Regulated | 12/24/2007 |  | 02/06/2008
Signify North America Corporation | Philips Lighting Electronics North America | IZTEMH4003PSXJ | Vertical - Base Up | Pulse-start - electronic | 400 |  |  |  |  | 93.3 | No Exceptions Met |  |  |  |  | Non Federally-Regulated | 06/22/2009 |  | 11/17/2011
Gardco Lighting | Gardco | A192Q**400PSMH************** | Horizontal | Pulse-start - magnetic | 400 |  |  |  |  | 88 | No Exceptions Met |  |  |  |  | Non Federally-Regulated | 12/24/2007 |  | 02/06/2008
Gardco Lighting | Gardco | MPG181Q**200MH************** | Horizontal | Pulse-start - magnetic | 200 |  |  |  |  | 88 | No Exceptions Met |  |  |  |  | Non Federally-Regulated | 12/24/2007 |  | 02/06/2008
Gardco Lighting | Emco | ERP251QH**250PSMH************** | Horizontal | Pulse-start - magnetic | 250 |  |  |  |  | 88 | No Exceptions Met |  |  |  |  | Non Federally-Regulated | 12/24/2007 |  | 02/06/2008
Gardco Lighting | Emco | DECWA181FV**400PSMH************** | Vertical - Base Up | Pulse-start - magnetic | 400 |  |  |  |  | 88 | No Exceptions Met |  |  |  |  | Non Federally-Regulated | 12/24/2007 |  | 02/06/2008
Gardco Lighting | Emco | ECW1813H**250PSMH************** | Horizontal | Pulse-start - magnetic | 250 |  |  |  |  | 88 | No Exceptions Met |  |  |  |  | Non Federally-Regulated | 12/24/2007 |  | 02/06/2008
Gardco Lighting | Emco | PAEM-QH-WA**320PSMH************** | Horizontal | Pulse-start - magnetic | 320 |  |  |  |  | 88 | No Exceptions Met |  |  |  |  | Non Federally-Regulated | 12/24/2007 |  | 02/06/2008
Gardco Lighting | Emco | ERW2513V**350PSMH************** | Vertical - Base Up | Pulse-start - magnetic | 350 |  |  |  |  | 88 | No Exceptions Met |  |  |  |  | Non Federally-Regulated | 12/24/2007 |  | 02/06/2008
Lumec | Lumec | L24* | Vertical - Base Up | Pulse-start - magnetic | 250 |  |  |  |  | 88 | No Exceptions Met |  |  |  |  | Non Federally-Regulated | 01/23/2008 |  | 01/24/2008
Gardco Lighting | Gardco | CR2015V**150MH************** | Horizontal | Pulse-start - magnetic | 150 |  |  |  |  | 80 | Vertical - Base Up |  |  |  |  | Non Federally-Regulated | 12/24/2007 |  | 02/06/2008
Gardco Lighting | Gardco | STLEH191FM**250PSMH************** | Horizontal | Pulse-start - magnetic | 250 |  |  |  |  | 88 | No Exceptions Met |  |  |  |  | Non Federally-Regulated | 12/24/2007 |  | 02/06/2008
Gardco Lighting | Gardco | SCA14SVS**175PSMH************** | Vertical - Base Up | Pulse-start - magnetic | 175 |  |  |  |  | 88 | No Exceptions Met |  |  |  |  | Non Federally-Regulated | 12/24/2007 |  | 02/06/2008
Gardco Lighting | Gardco | CTA1714XL**150MH************** | Horizontal | Pulse-start - magnetic | 150 |  |  |  |  | 80 | Vertical - Base Up |  |  |  |  | Non Federally-Regulated | 12/24/2007 |  | 02/06/2008
Gardco Lighting | Emco | ERP251FH**250PSMH************** | Horizontal | Pulse-start - magnetic | 250 |  |  |  |  | 88 | No Exceptions Met |  |  |  |  | Non Federally-Regulated | 12/24/2007 |  | 02/06/2008
Gardco Lighting | Gardco | SCA14DVS**150MH************** | Vertical - Base Up | Pulse-start - magnetic | 150 |  |  |  |  | 80 | Vertical - Base Up |  |  |  |  | Non Federally-Regulated | 12/24/2007 |  | 02/06/2008
Lumec | Lumec | L31 | Vertical - Base Up | Pulse-start - magnetic | 250 |  |  |  |  | 88 | No Exceptions Met |  |  |  |  | Non Federally-Regulated | 01/23/2008 |  | 01/24/2008
Advance A Division, Philips Electronics NA | Advance A Division, Philips Electronics NA | 71A6337B | Vertical - Base Up | Pulse-start - magnetic | 450 |  |  |  |  | 94.2 | No Exceptions Met |  |  |  |  | Non Federally-Regulated | 04/07/2008 |  | 06/22/2009
Gardco Lighting | Gardco | MA2214X**350PSMH************** | Horizontal | Pulse-start - magnetic | 350 |  |  |  |  | 88 | No Exceptions Met |  |  |  |  | Non Federally-Regulated | 12/24/2007 |  | 02/06/2008
Gardco Lighting | Emco | ERA201QV**175PSMH************** | Vertical - Base Up | Pulse-start - magnetic | 175 |  |  |  |  | 88 | No Exceptions Met |  |  |  |  | Non Federally-Regulated | 12/24/2007 |  | 02/06/2008
Gardco Lighting | Gardco | MP2213**250PSMH************** | Horizontal | Pulse-start - magnetic | 250 |  |  |  |  | 88 | No Exceptions Met |  |  |  |  | Non Federally-Regulated | 12/24/2007 |  | 02/06/2008
Gardco Lighting | Gardco | CR2514XL**400PSMH************** | Horizontal | Pulse-start - magnetic | 400 |  |  |  |  | 88 | No Exceptions Met |  |  |  |  | Non Federally-Regulated | 12/24/2007 |  | 02/06/2008
Gardco Lighting | Emco | ERW2513H**250PSMH************** | Horizontal | Pulse-start - magnetic | 250 |  |  |  |  | 88 | No Exceptions Met |  |  |  |  | Non Federally-Regulated | 12/24/2007 |  | 02/06/2008
Advance Transformer Co. S.A. de C.V. | Advance Transformer | 71A5752AEE | Vertical - Base Up | Pulse-start - magnetic | 250 |  |  |  |  | 88.1 | No Exceptions Met |  |  |  |  | Non Federally-Regulated | 02/19/2009 |  | 09/18/2012
Gardco Lighting | Emco | ECA1812H**250PSMH************** | Horizontal | Pulse-start - magnetic | 250 |  |  |  |  | 88 | No Exceptions Met |  |  |  |  | Non Federally-Regulated | 12/24/2007 |  | 02/06/2008
Gardco Lighting | Gardco | CR2512XLV**400PSMH************** | Horizontal | Pulse-start - magnetic | 400 |  |  |  |  | 88 | No Exceptions Met |  |  |  |  | Non Federally-Regulated | 12/24/2007 |  | 02/06/2008
Gardco Lighting | Emco | ERW2512H**250PSMH************** | Horizontal | Pulse-start - magnetic | 250 |  |  |  |  | 88 | No Exceptions Met |  |  |  |  | Non Federally-Regulated | 12/24/2007 |  | 02/06/2008
Gardco Lighting | Gardco | 141WT**400PSMH************** | Horizontal | Pulse-start - magnetic | 400 |  |  |  |  | 88 | No Exceptions Met |  |  |  |  | Non Federally-Regulated | 12/24/2007 |  | 02/06/2008
Gardco Lighting | Emco | DECP231FVFC**400PSMH************** | Vertical - Base Up | Pulse-start - magnetic | 400 |  |  |  |  | 88 | No Exceptions Met |  |  |  |  | Non Federally-Regulated | 12/24/2007 |  | 02/06/2008
Signify North America Corporation | Philips Lighting Electronics North America | 71A5892AEE | Vertical - Base Up | Pulse-start - magnetic | 320 |  |  |  |  | 88.4 | No Exceptions Met |  |  |  |  | Non Federally-Regulated | 06/22/2009 |  | 11/17/2011
Gardco Lighting | Gardco | SCA14SVS**200MH************** | Vertical - Base Up | Pulse-start - magnetic | 200 |  |  |  |  | 88 | No Exceptions Met |  |  |  |  | Non Federally-Regulated | 12/24/2007 |  | 02/06/2008
Advance A Division, Philips Electronics NA | Advance A Division, Philips Electronics NA | 71A5892A | Vertical - Base Up | Pulse-start - magnetic | 320 |  |  |  |  | 88.4 | No Exceptions Met |  |  |  |  | Non Federally-Regulated | 12/17/2007 |  | 06/22/2009
Gardco Lighting | Emco | DECW141FV**150MH************** | Vertical - Base Up | Pulse-start - magnetic | 150 |  |  |  |  | 80 | Vertical - Base Up |  |  |  |  | Non Federally-Regulated | 12/24/2007 |  | 02/06/2008
Gardco Lighting | Gardco | HPV2315XVS**400PSMH************** | Vertical - Base Up | Pulse-start - magnetic | 400 |  |  |  |  | 88 | No Exceptions Met |  |  |  |  | Non Federally-Regulated | 12/24/2007 |  | 02/06/2008
Gardco Lighting | Gardco | HPV2313XVS**400PSMH************** | Vertical - Base Up | Pulse-start - magnetic | 400 |  |  |  |  | 88 | No Exceptions Met |  |  |  |  | Non Federally-Regulated | 12/24/2007 |  | 02/06/2008
Gardco Lighting | Gardco | CR2511**250PSMH************** | Horizontal | Pulse-start - magnetic | 250 |  |  |  |  | 88 | No Exceptions Met |  |  |  |  | Non Federally-Regulated | 12/24/2007 |  | 02/06/2008
Gardco Lighting | Gardco | STLEH1913**250PSMH************** | Horizontal | Pulse-start - magnetic | 250 |  |  |  |  | 88 | No Exceptions Met |  |  |  |  | Non Federally-Regulated | 12/24/2007 |  | 02/06/2008
Gardco Lighting | Gardco | LD600**150MH*42************* | Horizontal | Pulse-start - magnetic | 150 |  |  |  |  | 80 | Vertical - Base Up |  |  |  |  | Non Federally-Regulated | 12/24/2007 |  | 02/06/2008
Gardco Lighting | Gardco | 108WT**150MH************** | Horizontal | Pulse-start - magnetic | 150 |  |  |  |  | 80 | Vertical - Base Up |  |  |  |  | Non Federally-Regulated | 12/24/2007 |  | 02/06/2008
Gardco Lighting | Emco | DECA181QV**350PSMH************** | Vertical - Base Up | Pulse-start - magnetic | 350 |  |  |  |  | 88 | No Exceptions Met |  |  |  |  | Non Federally-Regulated | 12/24/2007 |  | 02/06/2008
Gardco Lighting | Gardco | CP2211**400PSMH************** | Horizontal | Pulse-start - magnetic | 400 |  |  |  |  | 88 | No Exceptions Met |  |  |  |  | Non Federally-Regulated | 12/24/2007 |  | 02/06/2008
Gardco Lighting | Gardco | H191FM**320PSMH************** | Horizontal | Pulse-start - magnetic | 320 |  |  |  |  | 88 | No Exceptions Met |  |  |  |  | Non Federally-Regulated | 12/24/2007 |  | 02/06/2008
Gardco Lighting | Emco | EV13-U-F/WT**150MH************** | Horizontal | Pulse-start - magnetic | 150 |  |  |  |  | 80 | Vertical - Base Up |  |  |  |  | Non Federally-Regulated | 12/24/2007 |  | 02/06/2008
Gardco Lighting | Gardco | CTA2111**250PSMH************** | Horizontal | Pulse-start - magnetic | 250 |  |  |  |  | 88 | No Exceptions Met |  |  |  |  | Non Federally-Regulated | 12/24/2007 |  | 02/06/2008
Gardco Lighting | Gardco | CP2214X**250PSMH************** | Horizontal | Pulse-start - magnetic | 250 |  |  |  |  | 88 | No Exceptions Met |  |  |  |  | Non Federally-Regulated | 12/24/2007 |  | 02/06/2008
Gardco Lighting | Gardco | CPG1811**200MH************** | Horizontal | Pulse-start - magnetic | 200 |  |  |  |  | 88 | No Exceptions Met |  |  |  |  | Non Federally-Regulated | 12/24/2007 |  | 02/06/2008
Gardco Lighting | Gardco | CA171Q**200MH************** | Horizontal | Pulse-start - magnetic | 200 |  |  |  |  | 88 | No Exceptions Met |  |  |  |  | Non Federally-Regulated | 12/24/2007 |  | 02/06/2008
Gardco Lighting | Gardco | JEH1413**150MH************** | Horizontal | Pulse-start - magnetic | 150 |  |  |  |  | 80 | Vertical - Base Up |  |  |  |  | Non Federally-Regulated | 12/24/2007 |  | 02/06/2008
Gardco Lighting | Gardco | LU610ML*150MH*70HPS*120************* | Horizontal | Pulse-start - magnetic | 150 |  |  |  |  | 80 | Vertical - Base Up |  |  |  |  | Non Federally-Regulated | 12/24/2007 |  | 02/06/2008
Gardco Lighting | Gardco | CTP1713XL**150MH************** | Horizontal | Pulse-start - magnetic | 150 |  |  |  |  | 80 | Vertical - Base Up |  |  |  |  | Non Federally-Regulated | 12/24/2007 |  | 02/06/2008
Gardco Lighting | Gardco | MA2211**400PSMH************** | Horizontal | Pulse-start - magnetic | 400 |  |  |  |  | 88 | No Exceptions Met |  |  |  |  | Non Federally-Regulated | 12/24/2007 |  | 02/06/2008
Gardco Lighting | Emco | ECP181QH**350PSMH************** | Horizontal | Pulse-start - magnetic | 350 |  |  |  |  | 88 | No Exceptions Met |  |  |  |  | Non Federally-Regulated | 12/24/2007 |  | 02/06/2008
Gardco Lighting | Emco | PAEM-QH-WA**250PSMH************** | Horizontal | Pulse-start - magnetic | 250 |  |  |  |  | 88 | No Exceptions Met |  |  |  |  | Non Federally-Regulated | 12/24/2007 |  | 02/06/2008
Gardco Lighting | Gardco | CA221Q**400PSMH************** | Horizontal | Pulse-start - magnetic | 400 |  |  |  |  | 88 | No Exceptions Met |  |  |  |  | Non Federally-Regulated | 12/24/2007 |  | 02/06/2008
Lumec | Lumec | L41* | Horizontal | Pulse-start - magnetic | 250 |  |  |  |  | 88 | No Exceptions Met |  |  |  |  | Non Federally-Regulated | 01/23/2008 |  | 01/24/2008
GE Lighting, a Savant company | General Electric | MSCL40E1A21FMC3516 | Horizontal | Pulse-start - magnetic | 400 | 400 |  | True | Relamping Rated Wattage | 88 |  |  |  | 336-500 watts | True | Non Federally-Regulated | 03/28/2012 |  | 09/03/2015
Gardco Lighting | Gardco | BH1913**350PSMH************** | Horizontal | Pulse-start - magnetic | 350 |  |  |  |  | 88 | No Exceptions Met |  |  |  |  | Non Federally-Regulated | 12/24/2007 |  | 02/06/2008
Gardco Lighting | Gardco | A1944X**400PSMH************** | Horizontal | Pulse-start - magnetic | 400 |  |  |  |  | 88 | No Exceptions Met |  |  |  |  | Non Federally-Regulated | 12/24/2007 |  | 02/06/2008
Gardco Lighting | Gardco | CR25(W,WS)3XLV**450PSMH************** | Horizontal | Pulse-start - magnetic | 450 |  |  |  |  | 88 | No Exceptions Met |  |  |  |  | Non Federally-Regulated | 12/24/2007 |  | 02/06/2008
Lumec | Lumec | L21A | Horizontal | Pulse-start - magnetic | 250 |  |  |  |  | 88 | No Exceptions Met |  |  |  |  | Non Federally-Regulated | 01/23/2008 |  | 01/24/2008
Gardco Lighting | Gardco | CA1711**150MH************** | Horizontal | Pulse-start - magnetic | 150 |  |  |  |  | 80 | Vertical - Base Up |  |  |  |  | Non Federally-Regulated | 12/24/2007 |  | 02/06/2008
Gardco Lighting | Gardco | EH1911**320PSMH************** | Horizontal | Pulse-start - magnetic | 320 |  |  |  |  | 88 | No Exceptions Met |  |  |  |  | Non Federally-Regulated | 12/24/2007 |  | 02/06/2008
Gardco Lighting | Emco | DECW181FV**320PSMH************** | Vertical - Base Up | Pulse-start - magnetic | 320 |  |  |  |  | 88 | No Exceptions Met |  |  |  |  | Non Federally-Regulated | 12/24/2007 |  | 02/06/2008
Gardco Lighting | Emco | ERP201FV**150MH************** | Vertical - Base Up | Pulse-start - magnetic | 150 |  |  |  |  | 80 | Vertical - Base Up |  |  |  |  | Non Federally-Regulated | 12/24/2007 |  | 02/06/2008
Gardco Lighting | Gardco | CAG181Q**200MH************** | Horizontal | Pulse-start - magnetic | 200 |  |  |  |  | 88 | No Exceptions Met |  |  |  |  | Non Federally-Regulated | 12/24/2007 |  | 02/06/2008
Advance Transformer Co. S.A. de C.V. | Advance Transformer | 71A5591EE | Vertical - Base Up | Pulse-start - magnetic | 175 |  |  |  |  | 88.2 | No Exceptions Met |  |  |  |  | Non Federally-Regulated | 03/20/2009 |  | 09/18/2012
Gardco Lighting | Gardco | CTB1713XL**150MH************** | Horizontal | Pulse-start - magnetic | 150 |  |  |  |  | 80 | Vertical - Base Up |  |  |  |  | Non Federally-Regulated | 12/24/2007 |  | 02/06/2008
Gardco Lighting | Gardco | CTA2113XL**350PSMH************** | Horizontal | Pulse-start - magnetic | 350 |  |  |  |  | 88 | No Exceptions Met |  |  |  |  | Non Federally-Regulated | 12/24/2007 |  | 02/06/2008
Gardco Lighting | Gardco | MA171VS**150MH************** | Vertical - Base Up | Pulse-start - magnetic | 150 |  |  |  |  | 80 | Vertical - Base Up |  |  |  |  | Non Federally-Regulated | 12/24/2007 |  | 02/06/2008
Gardco Lighting | Gardco | GP1T-175PSMH-277V-F**175PSMH************** | Horizontal | Pulse-start - magnetic | 175 |  |  |  |  | 88 | No Exceptions Met |  |  |  |  | Non Federally-Regulated | 12/24/2007 |  | 02/06/2008
Gardco Lighting | Gardco | MAG181Q**150MH************** | Horizontal | Pulse-start - magnetic | 150 |  |  |  |  | 80 | Vertical - Base Up |  |  |  |  | Non Federally-Regulated | 12/24/2007 |  | 02/06/2008
Gardco Lighting | Gardco | WH1914X**400PSMH************** | Horizontal | Pulse-start - magnetic | 400 |  |  |  |  | 88 | No Exceptions Met |  |  |  |  | Non Federally-Regulated | 12/24/2007 |  | 02/06/2008
Gardco Lighting | Gardco | CW2211**320PSMH************** | Horizontal | Pulse-start - magnetic | 320 |  |  |  |  | 88 | No Exceptions Met |  |  |  |  | Non Federally-Regulated | 12/24/2007 |  | 02/06/2008
Gardco Lighting | Gardco | CPG1811**150MH************** | Horizontal | Pulse-start - magnetic | 150 |  |  |  |  | 80 | Vertical - Base Up |  |  |  |  | Non Federally-Regulated | 12/24/2007 |  | 02/06/2008
Gardco Lighting | Emco | ERW251FH**250PSMH************** | Horizontal | Pulse-start - magnetic | 250 |  |  |  |  | 88 | No Exceptions Met |  |  |  |  | Non Federally-Regulated | 12/24/2007 |  | 02/06/2008
GE Lighting, a Savant company | General Electric | MDCL40E3A12FMC31525 | Horizontal | Pulse-start - magnetic | 400 | 400 |  | True | Relamping Rated Wattage | 88 |  |  |  | 336-500 watts | True | Non Federally-Regulated | 03/28/2012 |  | 09/03/2015
Gardco Lighting | Gardco | WE1913**250PSMH************** | Horizontal | Pulse-start - magnetic | 250 |  |  |  |  | 88 | No Exceptions Met |  |  |  |  | Non Federally-Regulated | 12/24/2007 |  | 02/06/2008
Gardco Lighting | Emco | EV15-TW-F/WT**400PSMH************** | Horizontal | Pulse-start - magnetic | 400 |  |  |  |  | 88 | No Exceptions Met |  |  |  |  | Non Federally-Regulated | 12/24/2007 |  | 02/06/2008
Gardco Lighting | Gardco | EH191VS**250PSMH************** | Vertical - Base Up | Pulse-start - magnetic | 250 |  |  |  |  | 88 | No Exceptions Met |  |  |  |  | Non Federally-Regulated | 12/24/2007 |  | 02/06/2008
Gardco Lighting | Gardco | LU610ML1*150MH*100HPS*144************* | Horizontal | Pulse-start - magnetic | 150 |  |  |  |  | 80 | Vertical - Base Up |  |  |  |  | Non Federally-Regulated | 12/24/2007 |  | 02/06/2008
Gardco Lighting | Emco | ERA201FH**200MH************** | Horizontal | Pulse-start - magnetic | 200 |  |  |  |  | 88 | No Exceptions Met |  |  |  |  | Non Federally-Regulated | 12/24/2007 |  | 02/06/2008
Gardco Lighting | Emco | ERA201QV**150MH************** | Vertical - Base Up | Pulse-start - magnetic | 150 |  |  |  |  | 80 | Vertical - Base Up |  |  |  |  | Non Federally-Regulated | 12/24/2007 |  | 02/06/2008
Gardco Lighting | Emco | PAES-2H-WA**250PSMH************** | Horizontal | Pulse-start - magnetic | 250 |  |  |  |  | 88 | No Exceptions Met |  |  |  |  | Non Federally-Regulated | 12/24/2007 |  | 02/06/2008
Gardco Lighting | Emco | ECA2313VFC**400PSMH************** | Vertical - Base Up | Pulse-start - magnetic | 400 |  |  |  |  | 88 | No Exceptions Met |  |  |  |  | Non Federally-Regulated | 12/24/2007 |  | 02/06/2008
Gardco Lighting | Gardco | H191VS**320PSMH************** | Vertical - Base Up | Pulse-start - magnetic | 320 |  |  |  |  | 88 | No Exceptions Met |  |  |  |  | Non Federally-Regulated | 12/24/2007 |  | 02/06/2008
Gardco Lighting | Gardco | A192VS**450PSMH************** | Vertical - Base Up | Pulse-start - magnetic | 450 |  |  |  |  | 88 | No Exceptions Met |  |  |  |  | Non Federally-Regulated | 12/24/2007 |  | 02/06/2008
Gardco Lighting | Gardco | MAGL181Q**150MH************** | Horizontal | Pulse-start - magnetic | 150 |  |  |  |  | 80 | Vertical - Base Up |  |  |  |  | Non Federally-Regulated | 12/24/2007 |  | 02/06/2008
Gardco Lighting | Gardco | CP171VS**175PSMH************** | Vertical - Base Up | Pulse-start - magnetic | 175 |  |  |  |  | 88 | No Exceptions Met |  |  |  |  | Non Federally-Regulated | 12/24/2007 |  | 02/06/2008
Gardco Lighting | Gardco | LU610ML1*150MH*70HPS*144************* | Horizontal | Pulse-start - magnetic | 150 |  |  |  |  | 80 | Vertical - Base Up |  |  |  |  | Non Federally-Regulated | 12/24/2007 |  | 02/06/2008
Gardco Lighting | Emco | DECP181FV**400PSMH************** | Vertical - Base Up | Pulse-start - magnetic | 400 |  |  |  |  | 88 | No Exceptions Met |  |  |  |  | Non Federally-Regulated | 12/24/2007 |  | 02/06/2008
Gardco Lighting | Emco | DECW1813V**400PSMH************** | Vertical - Base Up | Pulse-start - magnetic | 400 |  |  |  |  | 88 | No Exceptions Met |  |  |  |  | Non Federally-Regulated | 12/24/2007 |  | 02/06/2008
Gardco Lighting | Gardco | MA2213**250PSMH************** | Horizontal | Pulse-start - magnetic | 250 |  |  |  |  | 88 | No Exceptions Met |  |  |  |  | Non Federally-Regulated | 12/24/2007 |  | 02/06/2008
Gardco Lighting | Emco | ERA2513V**250PSMH************** | Vertical - Base Up | Pulse-start - magnetic | 250 |  |  |  |  | 88 | No Exceptions Met |  |  |  |  | Non Federally-Regulated | 12/24/2007 |  | 02/06/2008
Gardco Lighting | Gardco | SCA14L1**150MH************** | Horizontal | Pulse-start - magnetic | 150 |  |  |  |  | 80 | Vertical - Base Up |  |  |  |  | Non Federally-Regulated | 12/24/2007 |  | 02/06/2008
Gardco Lighting | Emco | ECA1413V**175PSMH************** | Vertical - Base Up | Pulse-start - magnetic | 175 |  |  |  |  | 88 | No Exceptions Met |  |  |  |  | Non Federally-Regulated | 12/24/2007 |  | 02/06/2008
Gardco Lighting | Gardco | MW2211**250PSMH************** | Horizontal | Pulse-start - magnetic | 250 |  |  |  |  | 88 | No Exceptions Met |  |  |  |  | Non Federally-Regulated | 12/24/2007 |  | 02/06/2008
Gardco Lighting | Emco | ECW141FH**150MH************** | Horizontal | Pulse-start - magnetic | 150 |  |  |  |  | 80 | Vertical - Base Up |  |  |  |  | Non Federally-Regulated | 12/24/2007 |  | 02/06/2008
Gardco Lighting | Emco | ECP1813V**320PSMH************** | Vertical - Base Up | Pulse-start - magnetic | 320 |  |  |  |  | 88 | No Exceptions Met |  |  |  |  | Non Federally-Regulated | 12/24/2007 |  | 02/06/2008
Gardco Lighting | Emco | ERP251QV**175PSMH************** | Vertical - Base Up | Pulse-start - magnetic | 175 |  |  |  |  | 88 | No Exceptions Met |  |  |  |  | Non Federally-Regulated | 12/24/2007 |  | 02/06/2008
Gardco Lighting | Gardco | WE191FM**400PSMH************** | Horizontal | Pulse-start - magnetic | 400 |  |  |  |  | 88 | No Exceptions Met |  |  |  |  | Non Federally-Regulated | 12/24/2007 |  | 02/06/2008
Gardco Lighting | Gardco | G1811**150MH************** | Horizontal | Pulse-start - magnetic | 150 |  |  |  |  | 80 | Vertical - Base Up |  |  |  |  | Non Federally-Regulated | 12/24/2007 |  | 02/06/2008
Lumec | Lumec | RN20FPC | Vertical - Base Up | Pulse-start - magnetic | 400 |  |  |  |  | 88 | No Exceptions Met |  |  |  |  | Non Federally-Regulated | 01/23/2008 |  | 01/24/2008
Gardco Lighting | Gardco | MPG1811**150MH************** | Horizontal | Pulse-start - magnetic | 150 |  |  |  |  | 80 | Vertical - Base Up |  |  |  |  | Non Federally-Regulated | 12/24/2007 |  | 02/06/2008
Lumec | Lumec | DMS50 | Vertical - Base Up | Pulse-start - magnetic | 400 |  |  |  |  | 88 | No Exceptions Met |  |  |  |  | Non Federally-Regulated | 01/23/2008 |  | 01/24/2008
Gardco Lighting | Gardco | BR1633**150MH************** | Horizontal | Pulse-start - magnetic | 150 |  |  |  |  | 80 | Vertical - Base Up |  |  |  |  | Non Federally-Regulated | 12/24/2007 |  | 02/06/2008
Gardco Lighting | Emco | ERW2513V**450PSMH************** | Vertical - Base Up | Pulse-start - magnetic | 450 |  |  |  |  | 88 | No Exceptions Met |  |  |  |  | Non Federally-Regulated | 12/24/2007 |  | 02/06/2008
Gardco Lighting | Gardco | SCBEH1913**320PSMH************** | Horizontal | Pulse-start - magnetic | 320 |  |  |  |  | 88 | No Exceptions Met |  |  |  |  | Non Federally-Regulated | 12/24/2007 |  | 02/06/2008
Gardco Lighting | Gardco | LU610ML*150MH*50HPS*144************* | Horizontal | Pulse-start - magnetic | 150 |  |  |  |  | 80 | Vertical - Base Up |  |  |  |  | Non Federally-Regulated | 12/24/2007 |  | 02/06/2008
Gardco Lighting | Gardco | JEH191VS**450PSMH************** | Vertical - Base Up | Pulse-start - magnetic | 450 |  |  |  |  | 88 | No Exceptions Met |  |  |  |  | Non Federally-Regulated | 12/24/2007 |  | 02/06/2008
Gardco Lighting | Emco | ECP1812H**350PSMH************** | Horizontal | Pulse-start - magnetic | 350 |  |  |  |  | 88 | No Exceptions Met |  |  |  |  | Non Federally-Regulated | 12/24/2007 |  | 02/06/2008
Gardco Lighting | Gardco | CTA2112XL**400PSMH************** | Horizontal | Pulse-start - magnetic | 400 |  |  |  |  | 88 | No Exceptions Met |  |  |  |  | Non Federally-Regulated | 12/24/2007 |  | 02/06/2008
Gardco Lighting | Gardco | SCA14DQ**150MH************** | Horizontal | Pulse-start - magnetic | 150 |  |  |  |  | 80 | Vertical - Base Up |  |  |  |  | Non Federally-Regulated | 12/24/2007 |  | 02/06/2008
Gardco Lighting | Emco | ECWA141FV**150MH************** | Vertical - Base Up | Pulse-start - magnetic | 150 |  |  |  |  | 80 | Vertical - Base Up |  |  |  |  | Non Federally-Regulated | 12/24/2007 |  | 02/06/2008
Gardco Lighting | Emco | ECA181QV**250PSMH************** | Vertical - Base Up | Pulse-start - magnetic | 250 |  |  |  |  | 88 | No Exceptions Met |  |  |  |  | Non Federally-Regulated | 12/24/2007 |  | 02/06/2008
Gardco Lighting | Emco | AVR-1-5**320PSMH************** | Horizontal | Pulse-start - magnetic | 320 |  |  |  |  | 88 | No Exceptions Met |  |  |  |  | Non Federally-Regulated | 12/24/2007 |  | 02/06/2008
Gardco Lighting | Gardco | CA171Q**150MH************** | Horizontal | Pulse-start - magnetic | 150 |  |  |  |  | 80 | Vertical - Base Up |  |  |  |  | Non Federally-Regulated | 12/24/2007 |  | 02/06/2008
Gardco Lighting | Gardco | A1923**320PSMH************** | Horizontal | Pulse-start - magnetic | 320 |  |  |  |  | 88 | No Exceptions Met |  |  |  |  | Non Federally-Regulated | 12/24/2007 |  | 02/06/2008
Gardco Lighting | Gardco | A142VS**175PSMH************** | Vertical - Base Up | Pulse-start - magnetic | 175 |  |  |  |  | 88 | No Exceptions Met |  |  |  |  | Non Federally-Regulated | 12/24/2007 |  | 02/06/2008
Gardco Lighting | Gardco | SCBEH191Q**250PSMH************** | Horizontal | Pulse-start - magnetic | 250 |  |  |  |  | 88 | No Exceptions Met |  |  |  |  | Non Federally-Regulated | 12/24/2007 |  | 02/06/2008
Gardco Lighting | Gardco | H1413**200MH************** | Horizontal | Pulse-start - magnetic | 200 |  |  |  |  | 88 | No Exceptions Met |  |  |  |  | Non Federally-Regulated | 12/24/2007 |  | 02/06/2008
Gardco Lighting | Emco | DECA181QV**320PSMH************** | Vertical - Base Up | Pulse-start - magnetic | 320 |  |  |  |  | 88 | No Exceptions Met |  |  |  |  | Non Federally-Regulated | 12/24/2007 |  | 02/06/2008
Gardco Lighting | Gardco | BH191FM**320PSMH************** | Horizontal | Pulse-start - magnetic | 320 |  |  |  |  | 88 | No Exceptions Met |  |  |  |  | Non Federally-Regulated | 12/24/2007 |  | 02/06/2008
Gardco Lighting | Gardco | MP2211**320PSMH************** | Horizontal | Pulse-start - magnetic | 320 |  |  |  |  | 88 | No Exceptions Met |  |  |  |  | Non Federally-Regulated | 12/24/2007 |  | 02/06/2008
Gardco Lighting | Gardco | STLEH191FM**350PSMH************** | Horizontal | Pulse-start - magnetic | 350 |  |  |  |  | 88 | No Exceptions Met |  |  |  |  | Non Federally-Regulated | 12/24/2007 |  | 02/06/2008
Gardco Lighting | Gardco | CWG1813**150MH************** | Horizontal | Pulse-start - magnetic | 150 |  |  |  |  | 80 | Vertical - Base Up |  |  |  |  | Non Federally-Regulated | 12/24/2007 |  | 02/06/2008
Gardco Lighting | Gardco | CAG1813**150MH************** | Horizontal | Pulse-start - magnetic | 150 |  |  |  |  | 80 | Vertical - Base Up |  |  |  |  | Non Federally-Regulated | 12/24/2007 |  | 02/06/2008
Advance A Division, Philips Electronics NA | Advance A Division, Philips Electronics NA | IZTEMH4003PSXJ | Vertical - Base Up | Pulse-start - electronic | 320 |  |  |  |  | 93 | No Exceptions Met |  |  |  |  | Non Federally-Regulated | 08/25/2008 |  | 06/22/2009
Gardco Lighting | Gardco | A192FM**350PSMH************** | Horizontal | Pulse-start - magnetic | 350 |  |  |  |  | 88 | No Exceptions Met |  |  |  |  | Non Federally-Regulated | 12/24/2007 |  | 02/06/2008
Gardco Lighting | Gardco | CA221VS**450PSMH************** | Vertical - Base Up | Pulse-start - magnetic | 450 |  |  |  |  | 88 | No Exceptions Met |  |  |  |  | Non Federally-Regulated | 12/24/2007 |  | 02/06/2008
Gardco Lighting | Gardco | A192VS**320PSMH************** | Vertical - Base Up | Pulse-start - magnetic | 320 |  |  |  |  | 88 | No Exceptions Met |  |  |  |  | Non Federally-Regulated | 12/24/2007 |  | 02/06/2008
Gardco Lighting | Emco | ERP251QV**350PSMH************** | Vertical - Base Up | Pulse-start - magnetic | 350 |  |  |  |  | 88 | No Exceptions Met |  |  |  |  | Non Federally-Regulated | 12/24/2007 |  | 02/06/2008
Gardco Lighting | Gardco | G1812XL**350PSMH************** | Horizontal | Pulse-start - magnetic | 350 |  |  |  |  | 88 | No Exceptions Met |  |  |  |  | Non Federally-Regulated | 12/24/2007 |  | 02/06/2008
Gardco Lighting | Emco | ECP181QH**250PSMH************** | Horizontal | Pulse-start - magnetic | 250 |  |  |  |  | 88 | No Exceptions Met |  |  |  |  | Non Federally-Regulated | 12/24/2007 |  | 02/06/2008
Gardco Lighting | Emco | ECW181FH**250PSMH************** | Horizontal | Pulse-start - magnetic | 250 |  |  |  |  | 88 | No Exceptions Met |  |  |  |  | Non Federally-Regulated | 12/24/2007 |  | 02/06/2008
Gardco Lighting | Gardco | BH1914X**320PSMH************** | Horizontal | Pulse-start - magnetic | 320 |  |  |  |  | 88 | No Exceptions Met |  |  |  |  | Non Federally-Regulated | 12/24/2007 |  | 02/06/2008
Lumec | Lumec | DMS50 | Horizontal | Pulse-start - magnetic | 400 |  |  |  |  | 88 | No Exceptions Met |  |  |  |  | Non Federally-Regulated | 01/23/2008 |  | 01/24/2008
Gardco Lighting | Gardco | BH1911**320PSMH************** | Horizontal | Pulse-start - magnetic | 320 |  |  |  |  | 88 | No Exceptions Met |  |  |  |  | Non Federally-Regulated | 12/24/2007 |  | 02/06/2008
Gardco Lighting | Gardco | SCBEH1913**400PSMH************** | Horizontal | Pulse-start - magnetic | 400 |  |  |  |  | 88 | No Exceptions Met |  |  |  |  | Non Federally-Regulated | 12/24/2007 |  | 02/06/2008
Gardco Lighting | Gardco | A144Q**150MH************** | Horizontal | Pulse-start - magnetic | 150 |  |  |  |  | 80 | Vertical - Base Up |  |  |  |  | Non Federally-Regulated | 12/24/2007 |  | 02/06/2008
Gardco Lighting | Emco | DECA1812H**400PSMH************** | Horizontal | Pulse-start - magnetic | 400 |  |  |  |  | 88 | No Exceptions Met |  |  |  |  | Non Federally-Regulated | 12/24/2007 |  | 02/06/2008
Lumec | Lumec | DMS55 | Vertical - Base Up | Pulse-start - magnetic | 400 |  |  |  |  | 88 | No Exceptions Met |  |  |  |  | Non Federally-Regulated | 01/23/2008 |  | 01/24/2008
Advance A Division, Philips Electronics NA | Advance A Division, Philips Electronics NA | IMH175CBLS | Vertical - Base Up | Pulse-start - electronic | 150 |  |  |  |  | 90.3 | No Exceptions Met |  |  |  |  | Non Federally-Regulated | 08/25/2008 |  | 06/22/2009
Gardco Lighting | Gardco | SCA14LVS**150MH************** | Vertical - Base Up | Pulse-start - magnetic | 150 |  |  |  |  | 80 | Vertical - Base Up |  |  |  |  | Non Federally-Regulated | 12/24/2007 |  | 02/06/2008
Gardco Lighting | Emco | DECP1813H**350PSMH************** | Horizontal | Pulse-start - magnetic | 350 |  |  |  |  | 88 | No Exceptions Met |  |  |  |  | Non Federally-Regulated | 12/24/2007 |  | 02/06/2008
Gardco Lighting | Gardco | JEH191FM**320PSMH************** | Horizontal | Pulse-start - magnetic | 320 |  |  |  |  | 88 | No Exceptions Met |  |  |  |  | Non Federally-Regulated | 12/24/2007 |  | 02/06/2008
Gardco Lighting | Emco | ECP181FH**320PSMH************** | Horizontal | Pulse-start - magnetic | 320 |  |  |  |  | 88 | No Exceptions Met |  |  |  |  | Non Federally-Regulated | 12/24/2007 |  | 02/06/2008
Gardco Lighting | Gardco | CP221FM**320PSMH************** | Horizontal | Pulse-start - magnetic | 320 |  |  |  |  | 88 | No Exceptions Met |  |  |  |  | Non Federally-Regulated | 12/24/2007 |  | 02/06/2008
Gardco Lighting | Gardco | G1811**250PSMH************** | Horizontal | Pulse-start - magnetic | 250 |  |  |  |  | 88 | No Exceptions Met |  |  |  |  | Non Federally-Regulated | 12/24/2007 |  | 02/06/2008
Gardco Lighting | Gardco | CR2012XLV**150MH************** | Horizontal | Pulse-start - magnetic | 150 |  |  |  |  | 80 | Vertical - Base Up |  |  |  |  | Non Federally-Regulated | 12/24/2007 |  | 02/06/2008
Gardco Lighting | Gardco | CA221VS**350PSMH************** | Vertical - Base Up | Pulse-start - magnetic | 350 |  |  |  |  | 88 | No Exceptions Met |  |  |  |  | Non Federally-Regulated | 12/24/2007 |  | 02/06/2008
Gardco Lighting | Gardco | CW171FM**150MH************** | Horizontal | Pulse-start - magnetic | 150 |  |  |  |  | 80 | Vertical - Base Up |  |  |  |  | Non Federally-Regulated | 12/24/2007 |  | 02/06/2008
Lumec | Lumec | L90 | Vertical - Base Up | Pulse-start - magnetic | 250 |  |  |  |  | 88 | No Exceptions Met |  |  |  |  | Non Federally-Regulated | 01/23/2008 |  | 01/24/2008
Gardco Lighting | Emco | DECWA1413H**200MH************** | Horizontal | Pulse-start - magnetic | 200 |  |  |  |  | 88 | No Exceptions Met |  |  |  |  | Non Federally-Regulated | 12/24/2007 |  | 02/06/2008
Gardco Lighting | Gardco | STLEH1911**320PSMH************** | Horizontal | Pulse-start - magnetic | 320 |  |  |  |  | 88 | No Exceptions Met |  |  |  |  | Non Federally-Regulated | 12/24/2007 |  | 02/06/2008
Gardco Lighting | Gardco | A1924X**250PSMH************** | Horizontal | Pulse-start - magnetic | 250 |  |  |  |  | 88 | No Exceptions Met |  |  |  |  | Non Federally-Regulated | 12/24/2007 |  | 02/06/2008
Gardco Lighting | Gardco | MP221Q**400PSMH************** | Horizontal | Pulse-start - magnetic | 400 |  |  |  |  | 88 | No Exceptions Met |  |  |  |  | Non Federally-Regulated | 12/24/2007 |  | 02/06/2008
Gardco Lighting | Emco | DECW1413V**200MH************** | Vertical - Base Up | Pulse-start - magnetic | 200 |  |  |  |  | 88 | No Exceptions Met |  |  |  |  | Non Federally-Regulated | 12/24/2007 |  | 02/06/2008
Gardco Lighting | Gardco | CTP2114XL**200MH************** | Horizontal | Pulse-start - magnetic | 200 |  |  |  |  | 88 | No Exceptions Met |  |  |  |  | Non Federally-Regulated | 12/24/2007 |  | 02/06/2008
Gardco Lighting | Gardco | CW2213**320PSMH************** | Horizontal | Pulse-start - magnetic | 320 |  |  |  |  | 88 | No Exceptions Met |  |  |  |  | Non Federally-Regulated | 12/24/2007 |  | 02/06/2008
Lumec | Lumec | TR20 | Horizontal | Pulse-start - magnetic | 400 |  |  |  |  | 88 | No Exceptions Met |  |  |  |  | Non Federally-Regulated | 01/23/2008 |  | 01/24/2008
Lumec | Lumec | L21N | Horizontal | Pulse-start - magnetic | 250 |  |  |  |  | 88 | No Exceptions Met |  |  |  |  | Non Federally-Regulated | 01/23/2008 |  | 01/24/2008
Gardco Lighting | Gardco | 440W1**350PSMH************** | Horizontal | Pulse-start - magnetic | 350 |  |  |  |  | 88 | No Exceptions Met |  |  |  |  | Non Federally-Regulated | 12/24/2007 |  | 02/06/2008
Gardco Lighting | Gardco | A1923**350PSMH************** | Horizontal | Pulse-start - magnetic | 350 |  |  |  |  | 88 | No Exceptions Met |  |  |  |  | Non Federally-Regulated | 12/24/2007 |  | 02/06/2008
Gardco Lighting | Gardco | CR25(W,WS)4XL**400PSMH************** | Horizontal | Pulse-start - magnetic | 400 |  |  |  |  | 88 | No Exceptions Met |  |  |  |  | Non Federally-Regulated | 12/24/2007 |  | 02/06/2008
Gardco Lighting | Gardco | A1943**250PSMH************** | Horizontal | Pulse-start - magnetic | 250 |  |  |  |  | 88 | No Exceptions Met |  |  |  |  | Non Federally-Regulated | 12/24/2007 |  | 02/06/2008
Gardco Lighting | Gardco | 220P**150MH************** | Horizontal | Pulse-start - magnetic | 150 |  |  |  |  | 80 | Vertical - Base Up |  |  |  |  | Non Federally-Regulated | 12/24/2007 |  | 02/06/2008
Gardco Lighting | Gardco | A1913**250PSMH************** | Horizontal | Pulse-start - magnetic | 250 |  |  |  |  | 88 | No Exceptions Met |  |  |  |  | Non Federally-Regulated | 12/24/2007 |  | 02/06/2008
Gardco Lighting | Emco | DECW1413H**200MH************** | Horizontal | Pulse-start - magnetic | 200 |  |  |  |  | 88 | No Exceptions Met |  |  |  |  | Non Federally-Regulated | 12/24/2007 |  | 02/06/2008
Gardco Lighting | Gardco | CTB2114XL**250PSMH************** | Horizontal | Pulse-start - magnetic | 250 |  |  |  |  | 88 | No Exceptions Met |  |  |  |  | Non Federally-Regulated | 12/24/2007 |  | 02/06/2008
Gardco Lighting | Gardco | CTP211Q**400PSMH************** | Horizontal | Pulse-start - magnetic | 400 |  |  |  |  | 88 | No Exceptions Met |  |  |  |  | Non Federally-Regulated | 12/24/2007 |  | 02/06/2008
Gardco Lighting | Emco | DECW181FH**350PSMH************** | Horizontal | Pulse-start - magnetic | 350 |  |  |  |  | 88 | No Exceptions Met |  |  |  |  | Non Federally-Regulated | 12/24/2007 |  | 02/06/2008
Gardco Lighting | Gardco | MA2211**350PSMH************** | Horizontal | Pulse-start - magnetic | 350 |  |  |  |  | 88 | No Exceptions Met |  |  |  |  | Non Federally-Regulated | 12/24/2007 |  | 02/06/2008
Gardco Lighting | Emco | PAEM-QH**400PSMH************** | Horizontal | Pulse-start - magnetic | 400 |  |  |  |  | 88 | No Exceptions Met |  |  |  |  | Non Federally-Regulated | 12/24/2007 |  | 02/06/2008
Advance A Division, Philips Electronics NA | Advance A Division, Philips Electronics NA | IZTEMH4003PS | Vertical - Base Up | Pulse-start - electronic | 400 |  |  |  |  | 93.3 | No Exceptions Met |  |  |  |  | Non Federally-Regulated | 08/25/2008 |  | 06/22/2009
Gardco Lighting | Emco | DECA1813H**350PSMH************** | Horizontal | Pulse-start - magnetic | 350 |  |  |  |  | 88 | No Exceptions Met |  |  |  |  | Non Federally-Regulated | 12/24/2007 |  | 02/06/2008
Gardco Lighting | Gardco | 301DESD**150MH************** | Horizontal | Pulse-start - magnetic | 150 |  |  |  |  | 80 | Vertical - Base Up |  |  |  |  | Non Federally-Regulated | 12/24/2007 |  | 02/06/2008
Gardco Lighting | Emco | ERP251QV**250PSMH************** | Vertical - Base Up | Pulse-start - magnetic | 250 |  |  |  |  | 88 | No Exceptions Met |  |  |  |  | Non Federally-Regulated | 12/24/2007 |  | 02/06/2008
Gardco Lighting | Emco | DECTW181FV**450PSMH************** | Vertical - Base Up | Pulse-start - magnetic | 450 |  |  |  |  | 88 | No Exceptions Met |  |  |  |  | Non Federally-Regulated | 12/24/2007 |  | 02/06/2008
Gardco Lighting | Gardco | CTB211Q**350PSMH************** | Horizontal | Pulse-start - magnetic | 350 |  |  |  |  | 88 | No Exceptions Met |  |  |  |  | Non Federally-Regulated | 12/24/2007 |  | 02/06/2008
Gardco Lighting | Gardco | A1914X**350PSMH************** | Horizontal | Pulse-start - magnetic | 350 |  |  |  |  | 88 | No Exceptions Met |  |  |  |  | Non Federally-Regulated | 12/24/2007 |  | 02/06/2008
Gardco Lighting | Emco | ERA251QV**250PSMH************** | Vertical - Base Up | Pulse-start - magnetic | 250 |  |  |  |  | 88 | No Exceptions Met |  |  |  |  | Non Federally-Regulated | 12/24/2007 |  | 02/06/2008
Gardco Lighting | Gardco | CR25(W,WS)3XLV**250PSMH************** | Horizontal | Pulse-start - magnetic | 250 |  |  |  |  | 88 | No Exceptions Met |  |  |  |  | Non Federally-Regulated | 12/24/2007 |  | 02/06/2008
Gardco Lighting | Gardco | MW221FM**400PSMH************** | Horizontal | Pulse-start - magnetic | 400 |  |  |  |  | 88 | No Exceptions Met |  |  |  |  | Non Federally-Regulated | 12/24/2007 |  | 02/06/2008
Gardco Lighting | Gardco | CR25(W,WS)2XL**320PSMH************** | Horizontal | Pulse-start - magnetic | 320 |  |  |  |  | 88 | No Exceptions Met |  |  |  |  | Non Federally-Regulated | 12/24/2007 |  | 02/06/2008
Gardco Lighting | Gardco | LU610ML1*150MH*50HPS*102************* | Horizontal | Pulse-start - magnetic | 150 |  |  |  |  | 80 | Vertical - Base Up |  |  |  |  | Non Federally-Regulated | 12/24/2007 |  | 02/06/2008
Gardco Lighting | Gardco | WH191FM**250PSMH************** | Horizontal | Pulse-start - magnetic | 250 |  |  |  |  | 88 | No Exceptions Met |  |  |  |  | Non Federally-Regulated | 12/24/2007 |  | 02/06/2008
Gardco Lighting | Gardco | H141VS**200MH************** | Vertical - Base Up | Pulse-start - magnetic | 200 |  |  |  |  | 88 | No Exceptions Met |  |  |  |  | Non Federally-Regulated | 12/24/2007 |  | 02/06/2008
Gardco Lighting | Gardco | CA2211**320PSMH************** | Horizontal | Pulse-start - magnetic | 320 |  |  |  |  | 88 | No Exceptions Met |  |  |  |  | Non Federally-Regulated | 12/24/2007 |  | 02/06/2008
Gardco Lighting | Gardco | MW1713**150MH************** | Horizontal | Pulse-start - magnetic | 150 |  |  |  |  | 80 | Vertical - Base Up |  |  |  |  | Non Federally-Regulated | 12/24/2007 |  | 02/06/2008
Gardco Lighting | Gardco | GP1T-150MH-277V-F**150MH************** | Horizontal | Pulse-start - magnetic | 150 |  |  |  |  | 80 | Vertical - Base Up |  |  |  |  | Non Federally-Regulated | 12/24/2007 |  | 02/06/2008
Gardco Lighting | Emco | DECP181FV**350PSMH************** | Vertical - Base Up | Pulse-start - magnetic | 350 |  |  |  |  | 88 | No Exceptions Met |  |  |  |  | Non Federally-Regulated | 12/24/2007 |  | 02/06/2008
Gardco Lighting | Gardco | BH191FM**350PSMH************** | Horizontal | Pulse-start - magnetic | 350 |  |  |  |  | 88 | No Exceptions Met |  |  |  |  | Non Federally-Regulated | 12/24/2007 |  | 02/06/2008
Gardco Lighting | Gardco | LU610ML*150MH*100MH*120************* | Horizontal | Pulse-start - magnetic | 150 |  |  |  |  | 80 | Vertical - Base Up |  |  |  |  | Non Federally-Regulated | 12/24/2007 |  | 02/06/2008
Gardco Lighting | Gardco | JEH1911**400PSMH************** | Horizontal | Pulse-start - magnetic | 400 |  |  |  |  | 88 | No Exceptions Met |  |  |  |  | Non Federally-Regulated | 12/24/2007 |  | 02/06/2008
Gardco Lighting | Gardco | CP2211**320PSMH************** | Horizontal | Pulse-start - magnetic | 320 |  |  |  |  | 88 | No Exceptions Met |  |  |  |  | Non Federally-Regulated | 12/24/2007 |  | 02/06/2008
Gardco Lighting | Emco | PAEM-2H-WA**320PSMH************** | Horizontal | Pulse-start - magnetic | 320 |  |  |  |  | 88 | No Exceptions Met |  |  |  |  | Non Federally-Regulated | 12/24/2007 |  | 02/06/2008
Gardco Lighting | Emco | ERP2513H**400PSMH************** | Horizontal | Pulse-start - magnetic | 400 |  |  |  |  | 88 | No Exceptions Met |  |  |  |  | Non Federally-Regulated | 12/24/2007 |  | 02/06/2008
Gardco Lighting | Emco | ECW1813H**350PSMH************** | Horizontal | Pulse-start - magnetic | 350 |  |  |  |  | 88 | No Exceptions Met |  |  |  |  | Non Federally-Regulated | 12/24/2007 |  | 02/06/2008
Gardco Lighting | Gardco | A1943**320PSMH************** | Horizontal | Pulse-start - magnetic | 320 |  |  |  |  | 88 | No Exceptions Met |  |  |  |  | Non Federally-Regulated | 12/24/2007 |  | 02/06/2008
Gardco Lighting | Emco | ECA1813H**400PSMH************** | Horizontal | Pulse-start - magnetic | 400 |  |  |  |  | 88 | No Exceptions Met |  |  |  |  | Non Federally-Regulated | 12/24/2007 |  | 02/06/2008
Gardco Lighting | Gardco | WE1911**350PSMH************** | Horizontal | Pulse-start - magnetic | 350 |  |  |  |  | 88 | No Exceptions Met |  |  |  |  | Non Federally-Regulated | 12/24/2007 |  | 02/06/2008
Gardco Lighting | Gardco | CW2211**400PSMH************** | Horizontal | Pulse-start - magnetic | 400 |  |  |  |  | 88 | No Exceptions Met |  |  |  |  | Non Federally-Regulated | 12/24/2007 |  | 02/06/2008
Gardco Lighting | Gardco | 102WT**150MH************** | Horizontal | Pulse-start - magnetic | 150 |  |  |  |  | 80 | Vertical - Base Up |  |  |  |  | Non Federally-Regulated | 12/24/2007 |  | 02/06/2008
Gardco Lighting | Gardco | A142FM**150MH************** | Horizontal | Pulse-start - magnetic | 150 |  |  |  |  | 80 | Vertical - Base Up |  |  |  |  | Non Federally-Regulated | 12/24/2007 |  | 02/06/2008
Gardco Lighting | Gardco | CA1713**150MH************** | Horizontal | Pulse-start - magnetic | 150 |  |  |  |  | 80 | Vertical - Base Up |  |  |  |  | Non Federally-Regulated | 12/24/2007 |  | 02/06/2008
Gardco Lighting | Gardco | BH1911**250PSMH************** | Horizontal | Pulse-start - magnetic | 250 |  |  |  |  | 88 | No Exceptions Met |  |  |  |  | Non Federally-Regulated | 12/24/2007 |  | 02/06/2008
Gardco Lighting | Gardco | JEH1911**320PSMH************** | Horizontal | Pulse-start - magnetic | 320 |  |  |  |  | 88 | No Exceptions Met |  |  |  |  | Non Federally-Regulated | 12/24/2007 |  | 02/06/2008
Gardco Lighting | Emco | ERA251QV**400PSMH************** | Vertical - Base Up | Pulse-start - magnetic | 400 |  |  |  |  | 88 | No Exceptions Met |  |  |  |  | Non Federally-Regulated | 12/24/2007 |  | 02/06/2008
Gardco Lighting | Emco | ECWA1813V**350PSMH************** | Vertical - Base Up | Pulse-start - magnetic | 350 |  |  |  |  | 88 | No Exceptions Met |  |  |  |  | Non Federally-Regulated | 12/24/2007 |  | 02/06/2008
Gardco Lighting | Emco | PAEM-2H-WA**350PSMH************** | Horizontal | Pulse-start - magnetic | 350 |  |  |  |  | 88 | No Exceptions Met |  |  |  |  | Non Federally-Regulated | 12/24/2007 |  | 02/06/2008
Gardco Lighting | Gardco | EH141Q**200MH************** | Horizontal | Pulse-start - magnetic | 200 |  |  |  |  | 88 | No Exceptions Met |  |  |  |  | Non Federally-Regulated | 12/24/2007 |  | 02/06/2008
Gardco Lighting | Gardco | STSEH1913**250PSMH************** | Horizontal | Pulse-start - magnetic | 250 |  |  |  |  | 88 | No Exceptions Met |  |  |  |  | Non Federally-Regulated | 12/24/2007 |  | 02/06/2008
GE Lighting, a Savant company | General Electric | M2RE25E*A****** | Horizontal | Pulse-start - magnetic | 250 | 250 |  | True | Relamping Rated Wattage | 90 |  |  |  | 150-160 watts |  | Non Federally-Regulated | 04/02/2013 |  | 09/03/2015
Gardco Lighting | Gardco | JEH141VS**175PSMH************** | Vertical - Base Up | Pulse-start - magnetic | 175 |  |  |  |  | 88 | No Exceptions Met |  |  |  |  | Non Federally-Regulated | 12/24/2007 |  | 02/06/2008
Gardco Lighting | Gardco | CTB2113XL**250PSMH************** | Horizontal | Pulse-start - magnetic | 250 |  |  |  |  | 88 | No Exceptions Met |  |  |  |  | Non Federally-Regulated | 12/24/2007 |  | 02/06/2008
Gardco Lighting | Gardco | MP221FM**400PSMH************** | Horizontal | Pulse-start - magnetic | 400 |  |  |  |  | 88 | No Exceptions Met |  |  |  |  | Non Federally-Regulated | 12/24/2007 |  | 02/06/2008
Gardco Lighting | Emco | ECWA1813V**400PSMH************** | Vertical - Base Up | Pulse-start - magnetic | 400 |  |  |  |  | 88 | No Exceptions Met |  |  |  |  | Non Federally-Regulated | 12/24/2007 |  | 02/06/2008
Gardco Lighting | Gardco | BE191FM**400PSMH************** | Horizontal | Pulse-start - magnetic | 400 |  |  |  |  | 88 | No Exceptions Met |  |  |  |  | Non Federally-Regulated | 12/24/2007 |  | 02/06/2008
Gardco Lighting | Gardco | LU610ML1*150MH*70MH*84************* | Horizontal | Pulse-start - magnetic | 150 |  |  |  |  | 80 | Vertical - Base Up |  |  |  |  | Non Federally-Regulated | 12/24/2007 |  | 02/06/2008
Gardco Lighting | Gardco | MA1713**150MH************** | Horizontal | Pulse-start - magnetic | 150 |  |  |  |  | 80 | Vertical - Base Up |  |  |  |  | Non Federally-Regulated | 12/24/2007 |  | 02/06/2008
Gardco Lighting | Gardco | CR25(W,WS)2XLV**400PSMH************** | Horizontal | Pulse-start - magnetic | 400 |  |  |  |  | 88 | No Exceptions Met |  |  |  |  | Non Federally-Regulated | 12/24/2007 |  | 02/06/2008
Gardco Lighting | Gardco | H191FM**350PSMH************** | Horizontal | Pulse-start - magnetic | 350 |  |  |  |  | 88 | No Exceptions Met |  |  |  |  | Non Federally-Regulated | 12/24/2007 |  | 02/06/2008
Gardco Lighting | Gardco | SCBEH1913**250PSMH************** | Horizontal | Pulse-start - magnetic | 250 |  |  |  |  | 88 | No Exceptions Met |  |  |  |  | Non Federally-Regulated | 12/24/2007 |  | 02/06/2008
Gardco Lighting | Gardco | MPGL181Q**200MH************** | Horizontal | Pulse-start - magnetic | 200 |  |  |  |  | 88 | No Exceptions Met |  |  |  |  | Non Federally-Regulated | 12/24/2007 |  | 02/06/2008
Gardco Lighting | Gardco | CTP211Q**250PSMH************** | Horizontal | Pulse-start - magnetic | 250 |  |  |  |  | 88 | No Exceptions Met |  |  |  |  | Non Federally-Regulated | 12/24/2007 |  | 02/06/2008
Signify North America Corporation | Philips Lighting Electronics North America | IZTEMH4003PS-R | Vertical - Base Up | Pulse-start - electronic | 400 |  |  |  |  | 93.3 | No Exceptions Met |  |  |  |  | Non Federally-Regulated | 06/22/2009 |  | 11/17/2011
Gardco Lighting | Emco | DECWA1812H**320PSMH************** | Horizontal | Pulse-start - magnetic | 320 |  |  |  |  | 88 | No Exceptions Met |  |  |  |  | Non Federally-Regulated | 12/24/2007 |  | 02/06/2008
Gardco Lighting | Emco | ERP251FV**320PSMH************** | Vertical - Base Up | Pulse-start - magnetic | 320 |  |  |  |  | 88 | No Exceptions Met |  |  |  |  | Non Federally-Regulated | 12/24/2007 |  | 02/06/2008
Gardco Lighting | Emco | DECA181FH**400PSMH************** | Horizontal | Pulse-start - magnetic | 400 |  |  |  |  | 88 | No Exceptions Met |  |  |  |  | Non Federally-Regulated | 12/24/2007 |  | 02/06/2008
Gardco Lighting | Gardco | MP1713**150MH************** | Horizontal | Pulse-start - magnetic | 150 |  |  |  |  | 80 | Vertical - Base Up |  |  |  |  | Non Federally-Regulated | 12/24/2007 |  | 02/06/2008
Lumec | Lumec | L26SA | Vertical - Base Up | Pulse-start - magnetic | 250 |  |  |  |  | 88 | No Exceptions Met |  |  |  |  | Non Federally-Regulated | 01/23/2008 |  | 01/24/2008
Gardco Lighting | Gardco | CTB1714XL**150MH************** | Horizontal | Pulse-start - magnetic | 150 |  |  |  |  | 80 | Vertical - Base Up |  |  |  |  | Non Federally-Regulated | 12/24/2007 |  | 02/06/2008
Gardco Lighting | Emco | DECWA1812H**250PSMH************** | Horizontal | Pulse-start - magnetic | 250 |  |  |  |  | 88 | No Exceptions Met |  |  |  |  | Non Federally-Regulated | 12/24/2007 |  | 02/06/2008
Lumec | Lumec | L40U | Vertical - Base Up | Pulse-start - magnetic | 250 |  |  |  |  | 88 | No Exceptions Met |  |  |  |  | Non Federally-Regulated | 01/23/2008 |  | 01/24/2008
Gardco Lighting | Emco | ECWA1413V**150MH************** | Vertical - Base Up | Pulse-start - magnetic | 150 |  |  |  |  | 80 | Vertical - Base Up |  |  |  |  | Non Federally-Regulated | 12/24/2007 |  | 02/06/2008
Gardco Lighting | Gardco | CW221FM**320PSMH************** | Horizontal | Pulse-start - magnetic | 320 |  |  |  |  | 88 | No Exceptions Met |  |  |  |  | Non Federally-Regulated | 12/24/2007 |  | 02/06/2008
Gardco Lighting | Gardco | DF12HFL**400PSMH************** | Horizontal | Pulse-start - magnetic | 400 |  |  |  |  | 88 | No Exceptions Met |  |  |  |  | Non Federally-Regulated | 12/24/2007 |  | 02/06/2008
Gardco Lighting | Gardco | CA221FM**320PSMH************** | Horizontal | Pulse-start - magnetic | 320 |  |  |  |  | 88 | No Exceptions Met |  |  |  |  | Non Federally-Regulated | 12/24/2007 |  | 02/06/2008
Gardco Lighting | Gardco | MPG181FM**200MH************** | Horizontal | Pulse-start - magnetic | 200 |  |  |  |  | 88 | No Exceptions Met |  |  |  |  | Non Federally-Regulated | 12/24/2007 |  | 02/06/2008
Gardco Lighting | Emco | ERP2013H**200MH************** | Horizontal | Pulse-start - magnetic | 200 |  |  |  |  | 88 | No Exceptions Met |  |  |  |  | Non Federally-Regulated | 12/24/2007 |  | 02/06/2008
Gardco Lighting | Gardco | JEH191VS**350PSMH************** | Vertical - Base Up | Pulse-start - magnetic | 350 |  |  |  |  | 88 | No Exceptions Met |  |  |  |  | Non Federally-Regulated | 12/24/2007 |  | 02/06/2008
Gardco Lighting | Emco | ERA251FV**320PSMH************** | Vertical - Base Up | Pulse-start - magnetic | 320 |  |  |  |  | 88 | No Exceptions Met |  |  |  |  | Non Federally-Regulated | 12/24/2007 |  | 02/06/2008
Gardco Lighting | Gardco | CP1713**200MH************** | Horizontal | Pulse-start - magnetic | 200 |  |  |  |  | 88 | No Exceptions Met |  |  |  |  | Non Federally-Regulated | 12/24/2007 |  | 02/06/2008
Lumec | Lumec | L20* | Vertical - Base Up | Pulse-start - magnetic | 250 |  |  |  |  | 88 | No Exceptions Met |  |  |  |  | Non Federally-Regulated | 01/23/2008 |  | 01/24/2008
Gardco Lighting | Gardco | A191FM**350PSMH************** | Horizontal | Pulse-start - magnetic | 350 |  |  |  |  | 88 | No Exceptions Met |  |  |  |  | Non Federally-Regulated | 12/24/2007 |  | 02/06/2008
Gardco Lighting | Gardco | MP171VS**175PSMH************** | Vertical - Base Up | Pulse-start - magnetic | 175 |  |  |  |  | 88 | No Exceptions Met |  |  |  |  | Non Federally-Regulated | 12/24/2007 |  | 02/06/2008
Lumec | Lumec | L30 | Horizontal | Pulse-start - magnetic | 250 |  |  |  |  | 88 | No Exceptions Met |  |  |  |  | Non Federally-Regulated | 01/23/2008 |  | 01/24/2008
Gardco Lighting | Gardco | SCA14LFM**150MH************** | Horizontal | Pulse-start - magnetic | 150 |  |  |  |  | 80 | Vertical - Base Up |  |  |  |  | Non Federally-Regulated | 12/24/2007 |  | 02/06/2008
Gardco Lighting | Gardco | GP1**150CMHE************** | Horizontal | Pulse-start - electronic | 150 |  |  |  |  | 88 | No Exceptions Met |  |  |  |  | Non Federally-Regulated | 12/24/2007 |  | 02/06/2008
Lumec | Lumec | L28* | Vertical - Base Up | Pulse-start - magnetic | 250 |  |  |  |  | 88 | No Exceptions Met |  |  |  |  | Non Federally-Regulated | 01/23/2008 |  | 01/24/2008
Gardco Lighting | Gardco | GS03-(ST/OT)-15ID**T150CMHE*12************* | Horizontal | Pulse-start - electronic | 150 |  |  |  |  | 88 | No Exceptions Met |  |  |  |  | Non Federally-Regulated | 12/24/2007 |  | 02/06/2008
Gardco Lighting | Gardco | A1941**400PSMH************** | Horizontal | Pulse-start - magnetic | 400 |  |  |  |  | 88 | No Exceptions Met |  |  |  |  | Non Federally-Regulated | 12/24/2007 |  | 02/06/2008
Gardco Lighting | Gardco | BE1911**400PSMH************** | Horizontal | Pulse-start - magnetic | 400 |  |  |  |  | 88 | No Exceptions Met |  |  |  |  | Non Federally-Regulated | 12/24/2007 |  | 02/06/2008
Gardco Lighting | Gardco | WE1914X**350PSMH************** | Horizontal | Pulse-start - magnetic | 350 |  |  |  |  | 88 | No Exceptions Met |  |  |  |  | Non Federally-Regulated | 12/24/2007 |  | 02/06/2008
Gardco Lighting | Emco | ERW2512H**320PSMH************** | Horizontal | Pulse-start - magnetic | 320 |  |  |  |  | 88 | No Exceptions Met |  |  |  |  | Non Federally-Regulated | 12/24/2007 |  | 02/06/2008
Gardco Lighting | Gardco | CA221VS**400PSMH************** | Vertical - Base Up | Pulse-start - magnetic | 400 |  |  |  |  | 88 | No Exceptions Met |  |  |  |  | Non Federally-Regulated | 12/24/2007 |  | 02/06/2008
Signify North America Corporation | Philips Lighting Electronics North America | IZTMH-210-315-R-LF | Vertical - Base Up | Pulse-start - electronic | 210 |  |  |  |  | 93.1 | No Exceptions Met |  |  |  |  | Non Federally-Regulated | 12/28/2009 |  | 11/17/2011
Gardco Lighting | Gardco | H191FM**400PSMH************** | Horizontal | Pulse-start - magnetic | 400 |  |  |  |  | 88 | No Exceptions Met |  |  |  |  | Non Federally-Regulated | 12/24/2007 |  | 02/06/2008
Gardco Lighting | Gardco | WE1411**150MH************** | Horizontal | Pulse-start - magnetic | 150 |  |  |  |  | 80 | Vertical - Base Up |  |  |  |  | Non Federally-Regulated | 12/24/2007 |  | 02/06/2008
Advance A Division, Philips Electronics NA | Advance A Division, Philips Electronics NA | 71A5543TEE | Vertical - Base Up | Pulse-start - magnetic | 175 |  |  |  |  | 88.3 | No Exceptions Met |  |  |  |  | Non Federally-Regulated | 08/25/2008 |  | 06/22/2009
Gardco Lighting | Gardco | WE191FM**320PSMH************** | Horizontal | Pulse-start - magnetic | 320 |  |  |  |  | 88 | No Exceptions Met |  |  |  |  | Non Federally-Regulated | 12/24/2007 |  | 02/06/2008
Gardco Lighting | Gardco | DF12HSP**250PSMH************** | Horizontal | Pulse-start - magnetic | 250 |  |  |  |  | 88 | No Exceptions Met |  |  |  |  | Non Federally-Regulated | 12/24/2007 |  | 02/06/2008
Gardco Lighting | Emco | ERA2012H**200MH************** | Horizontal | Pulse-start - magnetic | 200 |  |  |  |  | 88 | No Exceptions Met |  |  |  |  | Non Federally-Regulated | 12/24/2007 |  | 02/06/2008
Gardco Lighting | Gardco | EH1911**250PSMH************** | Horizontal | Pulse-start - magnetic | 250 |  |  |  |  | 88 | No Exceptions Met |  |  |  |  | Non Federally-Regulated | 12/24/2007 |  | 02/06/2008
Gardco Lighting | Gardco | WH141FM**150MH************** | Horizontal | Pulse-start - magnetic | 150 |  |  |  |  | 80 | Vertical - Base Up |  |  |  |  | Non Federally-Regulated | 12/24/2007 |  | 02/06/2008
Advance A Division, Philips Electronics NA | Advance A Division, Philips Electronics NA | 71A6393 | Vertical - Base Up | Pulse-start - magnetic | 450 |  |  |  |  | 89 | No Exceptions Met |  |  |  |  | Non Federally-Regulated | 12/17/2007 |  | 06/22/2009
Gardco Lighting | Emco | DECWA141FH**150MH************** | Horizontal | Pulse-start - magnetic | 150 |  |  |  |  | 80 | Vertical - Base Up |  |  |  |  | Non Federally-Regulated | 12/24/2007 |  | 02/06/2008
Gardco Lighting | Gardco | JEH1913**320PSMH************** | Horizontal | Pulse-start - magnetic | 320 |  |  |  |  | 88 | No Exceptions Met |  |  |  |  | Non Federally-Regulated | 12/24/2007 |  | 02/06/2008
Gardco Lighting | Gardco | CR2511**400PSMH************** | Horizontal | Pulse-start - magnetic | 400 |  |  |  |  | 88 | No Exceptions Met |  |  |  |  | Non Federally-Regulated | 12/24/2007 |  | 02/06/2008
Gardco Lighting | Emco | ECWA1812H**400PSMH************** | Horizontal | Pulse-start - magnetic | 400 |  |  |  |  | 88 | No Exceptions Met |  |  |  |  | Non Federally-Regulated | 12/24/2007 |  | 02/06/2008
Gardco Lighting | Emco | ERP201QV**200MH************** | Vertical - Base Up | Pulse-start - magnetic | 200 |  |  |  |  | 88 | No Exceptions Met |  |  |  |  | Non Federally-Regulated | 12/24/2007 |  | 02/06/2008
Gardco Lighting | Gardco | CW221FM**250PSMH************** | Horizontal | Pulse-start - magnetic | 250 |  |  |  |  | 88 | No Exceptions Met |  |  |  |  | Non Federally-Regulated | 12/24/2007 |  | 02/06/2008
Gardco Lighting | Emco | DECW181FH**320PSMH************** | Horizontal | Pulse-start - magnetic | 320 |  |  |  |  | 88 | No Exceptions Met |  |  |  |  | Non Federally-Regulated | 12/24/2007 |  | 02/06/2008
Gardco Lighting | Emco | ECWA1812H**250PSMH************** | Horizontal | Pulse-start - magnetic | 250 |  |  |  |  | 88 | No Exceptions Met |  |  |  |  | Non Federally-Regulated | 12/24/2007 |  | 02/06/2008
Gardco Lighting | Gardco | MPG1811**200MH************** | Horizontal | Pulse-start - magnetic | 200 |  |  |  |  | 88 | No Exceptions Met |  |  |  |  | Non Federally-Regulated | 12/24/2007 |  | 02/06/2008
Gardco Lighting | Emco | PAEM-3H-WA**400PSMH************** | Horizontal | Pulse-start - magnetic | 400 |  |  |  |  | 88 | No Exceptions Met |  |  |  |  | Non Federally-Regulated | 12/24/2007 |  | 02/06/2008
Gardco Lighting | Gardco | G1312XL**150MH************** | Horizontal | Pulse-start - magnetic | 150 |  |  |  |  | 80 | Vertical - Base Up |  |  |  |  | Non Federally-Regulated | 12/24/2007 |  | 02/06/2008
Gardco Lighting | Gardco | A1921**350PSMH************** | Horizontal | Pulse-start - magnetic | 350 |  |  |  |  | 88 | No Exceptions Met |  |  |  |  | Non Federally-Regulated | 12/24/2007 |  | 02/06/2008
Advance A Division, Philips Electronics NA | Advance A Division, Philips Electronics NA | 71A6343T | Vertical - Base Up | Pulse-start - magnetic | 450 |  |  |  |  | 88.7 | No Exceptions Met |  |  |  |  | Non Federally-Regulated | 04/07/2008 |  | 06/22/2009
Advance A Division, Philips Electronics NA | Advance A Division, Philips Electronics NA | 71A5837BP | Vertical - Base Up | Pulse-start - magnetic | 320 |  |  |  |  | 93.7 | No Exceptions Met |  |  |  |  | Non Federally-Regulated | 12/17/2007 |  | 06/22/2009
Gardco Lighting | Emco | PAES-FH**150MH************** | Horizontal | Pulse-start - magnetic | 150 |  |  |  |  | 80 | Vertical - Base Up |  |  |  |  | Non Federally-Regulated | 12/24/2007 |  | 02/06/2008
Gardco Lighting | Gardco | CTP1712XL**150MH************** | Horizontal | Pulse-start - magnetic | 150 |  |  |  |  | 80 | Vertical - Base Up |  |  |  |  | Non Federally-Regulated | 12/24/2007 |  | 02/06/2008
Gardco Lighting | Gardco | EH1911**350PSMH************** | Horizontal | Pulse-start - magnetic | 350 |  |  |  |  | 88 | No Exceptions Met |  |  |  |  | Non Federally-Regulated | 12/24/2007 |  | 02/06/2008
Gardco Lighting | Gardco | LU610**150MH*84************* | Horizontal | Pulse-start - magnetic | 150 |  |  |  |  | 80 | Vertical - Base Up |  |  |  |  | Non Federally-Regulated | 12/24/2007 |  | 02/06/2008
Gardco Lighting | Gardco | CAG181FM**150MH************** | Horizontal | Pulse-start - magnetic | 150 |  |  |  |  | 80 | Vertical - Base Up |  |  |  |  | Non Federally-Regulated | 12/24/2007 |  | 02/06/2008
Gardco Lighting | Gardco | CR2514XLV**320PSMH************** | Horizontal | Pulse-start - magnetic | 320 |  |  |  |  | 88 | No Exceptions Met |  |  |  |  | Non Federally-Regulated | 12/24/2007 |  | 02/06/2008
Gardco Lighting | Emco | ECWA1413V**200MH************** | Vertical - Base Up | Pulse-start - magnetic | 200 |  |  |  |  | 88 | No Exceptions Met |  |  |  |  | Non Federally-Regulated | 12/24/2007 |  | 02/06/2008
Gardco Lighting | Gardco | A1911**350PSMH************** | Horizontal | Pulse-start - magnetic | 350 |  |  |  |  | 88 | No Exceptions Met |  |  |  |  | Non Federally-Regulated | 12/24/2007 |  | 02/06/2008
Gardco Lighting | Gardco | MP2214X**320PSMH************** | Horizontal | Pulse-start - magnetic | 320 |  |  |  |  | 88 | No Exceptions Met |  |  |  |  | Non Federally-Regulated | 12/24/2007 |  | 02/06/2008
Gardco Lighting | Gardco | A142VS**150MH************** | Vertical - Base Up | Pulse-start - magnetic | 150 |  |  |  |  | 80 | Vertical - Base Up |  |  |  |  | Non Federally-Regulated | 12/24/2007 |  | 02/06/2008
Gardco Lighting | Gardco | CW2213**250PSMH************** | Horizontal | Pulse-start - magnetic | 250 |  |  |  |  | 88 | No Exceptions Met |  |  |  |  | Non Federally-Regulated | 12/24/2007 |  | 02/06/2008
Gardco Lighting | Gardco | CP221Q**320PSMH************** | Horizontal | Pulse-start - magnetic | 320 |  |  |  |  | 88 | No Exceptions Met |  |  |  |  | Non Federally-Regulated | 12/24/2007 |  | 02/06/2008
Gardco Lighting | Emco | DECP181QV**400PSMH************** | Vertical - Base Up | Pulse-start - magnetic | 400 |  |  |  |  | 88 | No Exceptions Met |  |  |  |  | Non Federally-Regulated | 12/24/2007 |  | 02/06/2008
Gardco Lighting | Gardco | CR2515H**320PSMH************** | Horizontal | Pulse-start - magnetic | 320 |  |  |  |  | 88 | No Exceptions Met |  |  |  |  | Non Federally-Regulated | 12/24/2007 |  | 02/06/2008
Lumec | Lumec | L31 | Horizontal | Pulse-start - magnetic | 250 |  |  |  |  | 88 | No Exceptions Met |  |  |  |  | Non Federally-Regulated | 01/23/2008 |  | 01/24/2008
Gardco Lighting | Emco | ERW251FV**250PSMH************** | Vertical - Base Up | Pulse-start - magnetic | 250 |  |  |  |  | 88 | No Exceptions Met |  |  |  |  | Non Federally-Regulated | 12/24/2007 |  | 02/06/2008
Gardco Lighting | Gardco | JEH1914X**350PSMH************** | Horizontal | Pulse-start - magnetic | 350 |  |  |  |  | 88 | No Exceptions Met |  |  |  |  | Non Federally-Regulated | 12/24/2007 |  | 02/06/2008
Gardco Lighting | Gardco | CTP1714XL**150MH************** | Horizontal | Pulse-start - magnetic | 150 |  |  |  |  | 80 | Vertical - Base Up |  |  |  |  | Non Federally-Regulated | 12/24/2007 |  | 02/06/2008
Gardco Lighting | Gardco | MA171Q**150MH************** | Horizontal | Pulse-start - magnetic | 150 |  |  |  |  | 80 | Vertical - Base Up |  |  |  |  | Non Federally-Regulated | 12/24/2007 |  | 02/06/2008
Gardco Lighting | Emco | ERP251FH**350PSMH************** | Horizontal | Pulse-start - magnetic | 350 |  |  |  |  | 88 | No Exceptions Met |  |  |  |  | Non Federally-Regulated | 12/24/2007 |  | 02/06/2008
Gardco Lighting | Gardco | JEH1413**200MH************** | Horizontal | Pulse-start - magnetic | 200 |  |  |  |  | 88 | No Exceptions Met |  |  |  |  | Non Federally-Regulated | 12/24/2007 |  | 02/06/2008
Lumec | Lumec | OT10 | Horizontal | Pulse-start - magnetic | 400 |  |  |  |  | 88 | No Exceptions Met |  |  |  |  | Non Federally-Regulated | 01/23/2008 |  | 01/24/2008
Gardco Lighting | Gardco | CPG181Q**150MH************** | Horizontal | Pulse-start - magnetic | 150 |  |  |  |  | 80 | Vertical - Base Up |  |  |  |  | Non Federally-Regulated | 12/24/2007 |  | 02/06/2008
Gardco Lighting | Emco | ERA201QH**150MH************** | Horizontal | Pulse-start - magnetic | 150 |  |  |  |  | 80 | Vertical - Base Up |  |  |  |  | Non Federally-Regulated | 12/24/2007 |  | 02/06/2008
Gardco Lighting | Emco | ERP201FV**200MH************** | Vertical - Base Up | Pulse-start - magnetic | 200 |  |  |  |  | 88 | No Exceptions Met |  |  |  |  | Non Federally-Regulated | 12/24/2007 |  | 02/06/2008
Gardco Lighting | Gardco | 101MT**150MH************** | Horizontal | Pulse-start - magnetic | 150 |  |  |  |  | 80 | Vertical - Base Up |  |  |  |  | Non Federally-Regulated | 12/24/2007 |  | 02/06/2008
Gardco Lighting | Gardco | LU610ML1*150MH*50MH*120************* | Horizontal | Pulse-start - magnetic | 150 |  |  |  |  | 80 | Vertical - Base Up |  |  |  |  | Non Federally-Regulated | 12/24/2007 |  | 02/06/2008
Gardco Lighting | Gardco | G18(W,WS)2XL**250PSMH************** | Horizontal | Pulse-start - magnetic | 250 |  |  |  |  | 88 | No Exceptions Met |  |  |  |  | Non Federally-Regulated | 12/24/2007 |  | 02/06/2008
Gardco Lighting | Gardco | WH1913**320PSMH************** | Horizontal | Pulse-start - magnetic | 320 |  |  |  |  | 88 | No Exceptions Met |  |  |  |  | Non Federally-Regulated | 12/24/2007 |  | 02/06/2008
Gardco Lighting | Gardco | MA221FM**350PSMH************** | Horizontal | Pulse-start - magnetic | 350 |  |  |  |  | 88 | No Exceptions Met |  |  |  |  | Non Federally-Regulated | 12/24/2007 |  | 02/06/2008
Lumec | Lumec | L21N | Vertical - Base Up | Pulse-start - magnetic | 250 |  |  |  |  | 88 | No Exceptions Met |  |  |  |  | Non Federally-Regulated | 01/23/2008 |  | 01/24/2008
Gardco Lighting | Gardco | CTA2114XL**200MH************** | Horizontal | Pulse-start - magnetic | 200 |  |  |  |  | 88 | No Exceptions Met |  |  |  |  | Non Federally-Regulated | 12/24/2007 |  | 02/06/2008
Gardco Lighting | Emco | PAEM-3H**350PSMH************** | Horizontal | Pulse-start - magnetic | 350 |  |  |  |  | 88 | No Exceptions Met |  |  |  |  | Non Federally-Regulated | 12/24/2007 |  | 02/06/2008
Gardco Lighting | Gardco | BH1411**150MH************** | Horizontal | Pulse-start - magnetic | 150 |  |  |  |  | 80 | Vertical - Base Up |  |  |  |  | Non Federally-Regulated | 12/24/2007 |  | 02/06/2008
Gardco Lighting | Gardco | GS04-(ST/OT)-15ID**T150CMHE*10************* | Horizontal | Pulse-start - electronic | 150 |  |  |  |  | 88 | No Exceptions Met |  |  |  |  | Non Federally-Regulated | 12/24/2007 |  | 02/06/2008
Gardco Lighting | Gardco | MAG181FM**150MH************** | Horizontal | Pulse-start - magnetic | 150 |  |  |  |  | 80 | Vertical - Base Up |  |  |  |  | Non Federally-Regulated | 12/24/2007 |  | 02/06/2008
Gardco Lighting | Gardco | SCA14S3**150MH************** | Horizontal | Pulse-start - magnetic | 150 |  |  |  |  | 80 | Vertical - Base Up |  |  |  |  | Non Federally-Regulated | 12/24/2007 |  | 02/06/2008
Gardco Lighting | Gardco | CP221FM**400PSMH************** | Horizontal | Pulse-start - magnetic | 400 |  |  |  |  | 88 | No Exceptions Met |  |  |  |  | Non Federally-Regulated | 12/24/2007 |  | 02/06/2008
Gardco Lighting | Gardco | DF7NSP**150MH************** | Horizontal | Pulse-start - magnetic | 150 |  |  |  |  | 80 | Vertical - Base Up |  |  |  |  | Non Federally-Regulated | 12/24/2007 |  | 02/06/2008
Gardco Lighting | Emco | DECA141QV**200MH************** | Vertical - Base Up | Pulse-start - magnetic | 200 |  |  |  |  | 88 | No Exceptions Met |  |  |  |  | Non Federally-Regulated | 12/24/2007 |  | 02/06/2008
Gardco Lighting | Gardco | H191VS**350PSMH************** | Vertical - Base Up | Pulse-start - magnetic | 350 |  |  |  |  | 88 | No Exceptions Met |  |  |  |  | Non Federally-Regulated | 12/24/2007 |  | 02/06/2008
Gardco Lighting | Gardco | LU610ML*150MH*100HPS*102************* | Horizontal | Pulse-start - magnetic | 150 |  |  |  |  | 80 | Vertical - Base Up |  |  |  |  | Non Federally-Regulated | 12/24/2007 |  | 02/06/2008
Gardco Lighting | Gardco | CP1711**200MH************** | Horizontal | Pulse-start - magnetic | 200 |  |  |  |  | 88 | No Exceptions Met |  |  |  |  | Non Federally-Regulated | 12/24/2007 |  | 02/06/2008
Gardco Lighting | Gardco | 301DELL**150MH************** | Horizontal | Pulse-start - magnetic | 150 |  |  |  |  | 80 | Vertical - Base Up |  |  |  |  | Non Federally-Regulated | 12/24/2007 |  | 02/06/2008
Gardco Lighting | Emco | DECP181QH**320PSMH************** | Horizontal | Pulse-start - magnetic | 320 |  |  |  |  | 88 | No Exceptions Met |  |  |  |  | Non Federally-Regulated | 12/24/2007 |  | 02/06/2008
Gardco Lighting | Gardco | GS01-(ST/OT)-14XL**150CMHE*10************* | Horizontal | Pulse-start - electronic | 150 |  |  |  |  | 88 | No Exceptions Met |  |  |  |  | Non Federally-Regulated | 12/24/2007 |  | 02/06/2008
Gardco Lighting | Gardco | LU610ML1*150MH*100MH*120************* | Horizontal | Pulse-start - magnetic | 150 |  |  |  |  | 80 | Vertical - Base Up |  |  |  |  | Non Federally-Regulated | 12/24/2007 |  | 02/06/2008
Gardco Lighting | Gardco | CA221FM**350PSMH************** | Horizontal | Pulse-start - magnetic | 350 |  |  |  |  | 88 | No Exceptions Met |  |  |  |  | Non Federally-Regulated | 12/24/2007 |  | 02/06/2008
Lumec | Lumec | RN20FPC | Horizontal | Pulse-start - magnetic | 400 |  |  |  |  | 88 | No Exceptions Met |  |  |  |  | Non Federally-Regulated | 01/23/2008 |  | 01/24/2008
Gardco Lighting | Gardco | EH1914X**320PSMH************** | Horizontal | Pulse-start - magnetic | 320 |  |  |  |  | 88 | No Exceptions Met |  |  |  |  | Non Federally-Regulated | 12/24/2007 |  | 02/06/2008
Gardco Lighting | Emco | DECW181FV**400PSMH************** | Vertical - Base Up | Pulse-start - magnetic | 400 |  |  |  |  | 88 | No Exceptions Met |  |  |  |  | Non Federally-Regulated | 12/24/2007 |  | 02/06/2008
Signify North America Corporation | Philips Lighting Electronics North America | 71A6343T | Vertical - Base Up | Pulse-start - magnetic | 450 |  |  |  |  | 88.7 | No Exceptions Met |  |  |  |  | Non Federally-Regulated | 06/22/2009 |  | 11/17/2011
Advance A Division, Philips Electronics NA | Advance A Division, Philips Electronics NA | 71A5742TEE | Vertical - Base Up | Pulse-start - magnetic | 250 |  |  |  |  | 88 | No Exceptions Met |  |  |  |  | Non Federally-Regulated | 08/25/2008 |  | 06/22/2009
Gardco Lighting | Gardco | MP2213**400PSMH************** | Horizontal | Pulse-start - magnetic | 400 |  |  |  |  | 88 | No Exceptions Met |  |  |  |  | Non Federally-Regulated | 12/24/2007 |  | 02/06/2008
Gardco Lighting | Emco | PAEM-FH-WA**320PSMH************** | Horizontal | Pulse-start - magnetic | 320 |  |  |  |  | 88 | No Exceptions Met |  |  |  |  | Non Federally-Regulated | 12/24/2007 |  | 02/06/2008
Gardco Lighting | Gardco | LU610ML1*150MH*100MH*144************* | Horizontal | Pulse-start - magnetic | 150 |  |  |  |  | 80 | Vertical - Base Up |  |  |  |  | Non Federally-Regulated | 12/24/2007 |  | 02/06/2008
Gardco Lighting | Emco | ECWA181FV**320PSMH************** | Vertical - Base Up | Pulse-start - magnetic | 320 |  |  |  |  | 88 | No Exceptions Met |  |  |  |  | Non Federally-Regulated | 12/24/2007 |  | 02/06/2008
Gardco Lighting | Emco | DECW181FH**400PSMH************** | Horizontal | Pulse-start - magnetic | 400 |  |  |  |  | 88 | No Exceptions Met |  |  |  |  | Non Federally-Regulated | 12/24/2007 |  | 02/06/2008
Gardco Lighting | Gardco | CR25(W,WS)4XL**350PSMH************** | Horizontal | Pulse-start - magnetic | 350 |  |  |  |  | 88 | No Exceptions Met |  |  |  |  | Non Federally-Regulated | 12/24/2007 |  | 02/06/2008
Gardco Lighting | Gardco | GS02-(ST/OT)-14XL**150CMHE*10************* | Horizontal | Pulse-start - electronic | 150 |  |  |  |  | 88 | No Exceptions Met |  |  |  |  | Non Federally-Regulated | 12/24/2007 |  | 02/06/2008
Gardco Lighting | Emco | DECW1812H**250PSMH************** | Horizontal | Pulse-start - magnetic | 250 |  |  |  |  | 88 | No Exceptions Met |  |  |  |  | Non Federally-Regulated | 12/24/2007 |  | 02/06/2008
Lumec | Lumec | L60* | Vertical - Base Up | Pulse-start - magnetic | 250 |  |  |  |  | 88 | No Exceptions Met |  |  |  |  | Non Federally-Regulated | 01/23/2008 |  | 01/24/2008
Gardco Lighting | Gardco | CR20(W,WS)4XL**150MH************** | Horizontal | Pulse-start - magnetic | 150 |  |  |  |  | 80 | Vertical - Base Up |  |  |  |  | Non Federally-Regulated | 12/24/2007 |  | 02/06/2008
Gardco Lighting | Gardco | CTB2111**320PSMH************** | Horizontal | Pulse-start - magnetic | 320 |  |  |  |  | 88 | No Exceptions Met |  |  |  |  | Non Federally-Regulated | 12/24/2007 |  | 02/06/2008
Gardco Lighting | Gardco | MA2213**400PSMH************** | Horizontal | Pulse-start - magnetic | 400 |  |  |  |  | 88 | No Exceptions Met |  |  |  |  | Non Federally-Regulated | 12/24/2007 |  | 02/06/2008
Gardco Lighting | Gardco | WH1911**400PSMH************** | Horizontal | Pulse-start - magnetic | 400 |  |  |  |  | 88 | No Exceptions Met |  |  |  |  | Non Federally-Regulated | 12/24/2007 |  | 02/06/2008
Gardco Lighting | Emco | DECA141FH**200MH************** | Horizontal | Pulse-start - magnetic | 200 |  |  |  |  | 88 | No Exceptions Met |  |  |  |  | Non Federally-Regulated | 12/24/2007 |  | 02/06/2008
Gardco Lighting | Gardco | 108MT**150MH************** | Horizontal | Pulse-start - magnetic | 150 |  |  |  |  | 80 | Vertical - Base Up |  |  |  |  | Non Federally-Regulated | 12/24/2007 |  | 02/06/2008
Gardco Lighting | Gardco | MW2214X**400PSMH************** | Horizontal | Pulse-start - magnetic | 400 |  |  |  |  | 88 | No Exceptions Met |  |  |  |  | Non Federally-Regulated | 12/24/2007 |  | 02/06/2008
Gardco Lighting | Gardco | CR25(W,WS)4XL**320PSMH************** | Horizontal | Pulse-start - magnetic | 320 |  |  |  |  | 88 | No Exceptions Met |  |  |  |  | Non Federally-Regulated | 12/24/2007 |  | 02/06/2008
Gardco Lighting | Gardco | BE141FM**150MH************** | Horizontal | Pulse-start - magnetic | 150 |  |  |  |  | 80 | Vertical - Base Up |  |  |  |  | Non Federally-Regulated | 12/24/2007 |  | 02/06/2008
Gardco Lighting | Emco | ECW1412H**200MH************** | Horizontal | Pulse-start - magnetic | 200 |  |  |  |  | 88 | No Exceptions Met |  |  |  |  | Non Federally-Regulated | 12/24/2007 |  | 02/06/2008
Gardco Lighting | Emco | ERA2013H**150MH************** | Horizontal | Pulse-start - magnetic | 150 |  |  |  |  | 80 | Vertical - Base Up |  |  |  |  | Non Federally-Regulated | 12/24/2007 |  | 02/06/2008
Lumec | Lumec | RN30 | Vertical - Base Up | Pulse-start - magnetic | 400 |  |  |  |  | 88 | No Exceptions Met |  |  |  |  | Non Federally-Regulated | 01/23/2008 |  | 01/24/2008
Gardco Lighting | Emco | DECA1813V**350PSMH************** | Vertical - Base Up | Pulse-start - magnetic | 350 |  |  |  |  | 88 | No Exceptions Met |  |  |  |  | Non Federally-Regulated | 12/24/2007 |  | 02/06/2008
Signify North America Corporation | Philips Lighting Electronics North America | 71A6137B | Vertical - Base Up | Pulse-start - magnetic | 400 |  |  |  |  | 94.9 | No Exceptions Met |  |  |  |  | Non Federally-Regulated | 06/22/2009 |  | 11/17/2011
Gardco Lighting | Gardco | H1913**400PSMH************** | Horizontal | Pulse-start - magnetic | 400 |  |  |  |  | 88 | No Exceptions Met |  |  |  |  | Non Federally-Regulated | 12/24/2007 |  | 02/06/2008
Gardco Lighting | Gardco | LU610ML*150MH*50MH*84************* | Horizontal | Pulse-start - magnetic | 150 |  |  |  |  | 80 | Vertical - Base Up |  |  |  |  | Non Federally-Regulated | 12/24/2007 |  | 02/06/2008
Gardco Lighting | Emco | DECA141QV**175PSMH************** | Vertical - Base Up | Pulse-start - magnetic | 175 |  |  |  |  | 88 | No Exceptions Met |  |  |  |  | Non Federally-Regulated | 12/24/2007 |  | 02/06/2008
Gardco Lighting | Gardco | H1914X**320PSMH************** | Horizontal | Pulse-start - magnetic | 320 |  |  |  |  | 88 | No Exceptions Met |  |  |  |  | Non Federally-Regulated | 12/24/2007 |  | 02/06/2008
Gardco Lighting | Emco | DECWA1813V**320PSMH************** | Vertical - Base Up | Pulse-start - magnetic | 320 |  |  |  |  | 88 | No Exceptions Met |  |  |  |  | Non Federally-Regulated | 12/24/2007 |  | 02/06/2008
Advance A Division, Philips Electronics NA | Advance A Division, Philips Electronics NA | 71A6137B | Vertical - Base Up | Pulse-start - magnetic | 400 |  |  |  |  | 94.9 | No Exceptions Met |  |  |  |  | Non Federally-Regulated | 04/07/2008 |  | 06/22/2009
Gardco Lighting | Emco | ECP181QV**350PSMH************** | Vertical - Base Up | Pulse-start - magnetic | 350 |  |  |  |  | 88 | No Exceptions Met |  |  |  |  | Non Federally-Regulated | 12/24/2007 |  | 02/06/2008
Gardco Lighting | Gardco | JEH1911**250PSMH************** | Horizontal | Pulse-start - magnetic | 250 |  |  |  |  | 88 | No Exceptions Met |  |  |  |  | Non Federally-Regulated | 12/24/2007 |  | 02/06/2008
Gardco Lighting | Gardco | A194FM**320PSMH************** | Horizontal | Pulse-start - magnetic | 320 |  |  |  |  | 88 | No Exceptions Met |  |  |  |  | Non Federally-Regulated | 12/24/2007 |  | 02/06/2008
Gardco Lighting | Gardco | 301DOB**150MH************** | Horizontal | Pulse-start - magnetic | 150 |  |  |  |  | 80 | Vertical - Base Up |  |  |  |  | Non Federally-Regulated | 12/24/2007 |  | 02/06/2008
Gardco Lighting | Gardco | CTB2114XL**320PSMH************** | Horizontal | Pulse-start - magnetic | 320 |  |  |  |  | 88 | No Exceptions Met |  |  |  |  | Non Federally-Regulated | 12/24/2007 |  | 02/06/2008
Gardco Lighting | Emco | DECP1813V**400PSMH************** | Vertical - Base Up | Pulse-start - magnetic | 400 |  |  |  |  | 88 | No Exceptions Met |  |  |  |  | Non Federally-Regulated | 12/24/2007 |  | 02/06/2008
Gardco Lighting | Gardco | CR25(W,WS)3XLV**320PSMH************** | Horizontal | Pulse-start - magnetic | 320 |  |  |  |  | 88 | No Exceptions Met |  |  |  |  | Non Federally-Regulated | 12/24/2007 |  | 02/06/2008
Gardco Lighting | Gardco | CP221FM**250PSMH************** | Horizontal | Pulse-start - magnetic | 250 |  |  |  |  | 88 | No Exceptions Met |  |  |  |  | Non Federally-Regulated | 12/24/2007 |  | 02/06/2008
Gardco Lighting | Gardco | STSEH191Q**320PSMH************** | Horizontal | Pulse-start - magnetic | 320 |  |  |  |  | 88 | No Exceptions Met |  |  |  |  | Non Federally-Regulated | 12/24/2007 |  | 02/06/2008
Gardco Lighting | Emco | PAEM-QH**320PSMH************** | Horizontal | Pulse-start - magnetic | 320 |  |  |  |  | 88 | No Exceptions Met |  |  |  |  | Non Federally-Regulated | 12/24/2007 |  | 02/06/2008
Gardco Lighting | Gardco | CW2214X**350PSMH************** | Horizontal | Pulse-start - magnetic | 350 |  |  |  |  | 88 | No Exceptions Met |  |  |  |  | Non Federally-Regulated | 12/24/2007 |  | 02/06/2008
Gardco Lighting | Gardco | A1411**150MH************** | Horizontal | Pulse-start - magnetic | 150 |  |  |  |  | 80 | Vertical - Base Up |  |  |  |  | Non Federally-Regulated | 12/24/2007 |  | 02/06/2008
Gardco Lighting | Gardco | MP2213**350PSMH************** | Horizontal | Pulse-start - magnetic | 350 |  |  |  |  | 88 | No Exceptions Met |  |  |  |  | Non Federally-Regulated | 12/24/2007 |  | 02/06/2008
Gardco Lighting | Emco | PAEM-2H**320PSMH************** | Horizontal | Pulse-start - magnetic | 320 |  |  |  |  | 88 | No Exceptions Met |  |  |  |  | Non Federally-Regulated | 12/24/2007 |  | 02/06/2008
Gardco Lighting | Gardco | H141FM**150MH************** | Horizontal | Pulse-start - magnetic | 150 |  |  |  |  | 80 | Vertical - Base Up |  |  |  |  | Non Federally-Regulated | 12/24/2007 |  | 02/06/2008
Gardco Lighting | Gardco | CTP2111**350PSMH************** | Horizontal | Pulse-start - magnetic | 350 |  |  |  |  | 88 | No Exceptions Met |  |  |  |  | Non Federally-Regulated | 12/24/2007 |  | 02/06/2008
Gardco Lighting | Gardco | STSEH191FM**320PSMH************** | Horizontal | Pulse-start - magnetic | 320 |  |  |  |  | 88 | No Exceptions Met |  |  |  |  | Non Federally-Regulated | 12/24/2007 |  | 02/06/2008
Gardco Lighting | Emco | ERW251FV**400PSMH************** | Vertical - Base Up | Pulse-start - magnetic | 400 |  |  |  |  | 88 | No Exceptions Met |  |  |  |  | Non Federally-Regulated | 12/24/2007 |  | 02/06/2008
Gardco Lighting | Emco | PAEM-QH-WA**350PSMH************** | Horizontal | Pulse-start - magnetic | 350 |  |  |  |  | 88 | No Exceptions Met |  |  |  |  | Non Federally-Regulated | 12/24/2007 |  | 02/06/2008
Gardco Lighting | Gardco | 220F**150MH************** | Horizontal | Pulse-start - magnetic | 150 |  |  |  |  | 80 | Vertical - Base Up |  |  |  |  | Non Federally-Regulated | 12/24/2007 |  | 02/06/2008
Gardco Lighting | Gardco | WH1911**350PSMH************** | Horizontal | Pulse-start - magnetic | 350 |  |  |  |  | 88 | No Exceptions Met |  |  |  |  | Non Federally-Regulated | 12/24/2007 |  | 02/06/2008
Gardco Lighting | Emco | DECP1813V**350PSMH************** | Vertical - Base Up | Pulse-start - magnetic | 350 |  |  |  |  | 88 | No Exceptions Met |  |  |  |  | Non Federally-Regulated | 12/24/2007 |  | 02/06/2008
Gardco Lighting | Gardco | EH141VS**200MH************** | Vertical - Base Up | Pulse-start - magnetic | 200 |  |  |  |  | 88 | No Exceptions Met |  |  |  |  | Non Federally-Regulated | 12/24/2007 |  | 02/06/2008
Gardco Lighting | Emco | DECA181FV**320PSMH************** | Vertical - Base Up | Pulse-start - magnetic | 320 |  |  |  |  | 88 | No Exceptions Met |  |  |  |  | Non Federally-Regulated | 12/24/2007 |  | 02/06/2008
Gardco Lighting | Gardco | CR2514XL**250PSMH************** | Horizontal | Pulse-start - magnetic | 250 |  |  |  |  | 88 | No Exceptions Met |  |  |  |  | Non Federally-Regulated | 12/24/2007 |  | 02/06/2008
Gardco Lighting | Gardco | CR2014XLV**200MH************** | Horizontal | Pulse-start - magnetic | 200 |  |  |  |  | 88 | No Exceptions Met |  |  |  |  | Non Federally-Regulated | 12/24/2007 |  | 02/06/2008
Gardco Lighting | Gardco | CTP2112XL**400PSMH************** | Horizontal | Pulse-start - magnetic | 400 |  |  |  |  | 88 | No Exceptions Met |  |  |  |  | Non Federally-Regulated | 12/24/2007 |  | 02/06/2008
Gardco Lighting | Gardco | CW2214X**400PSMH************** | Horizontal | Pulse-start - magnetic | 400 |  |  |  |  | 88 | No Exceptions Met |  |  |  |  | Non Federally-Regulated | 12/24/2007 |  | 02/06/2008
Gardco Lighting | Gardco | CTP2114XL**320PSMH************** | Horizontal | Pulse-start - magnetic | 320 |  |  |  |  | 88 | No Exceptions Met |  |  |  |  | Non Federally-Regulated | 12/24/2007 |  | 02/06/2008
Gardco Lighting | Gardco | CTP2113XL**200MH************** | Horizontal | Pulse-start - magnetic | 200 |  |  |  |  | 88 | No Exceptions Met |  |  |  |  | Non Federally-Regulated | 12/24/2007 |  | 02/06/2008
Gardco Lighting | Gardco | STLEH191Q**320PSMH************** | Horizontal | Pulse-start - magnetic | 320 |  |  |  |  | 88 | No Exceptions Met |  |  |  |  | Non Federally-Regulated | 12/24/2007 |  | 02/06/2008
Gardco Lighting | Gardco | JEH191Q**350PSMH************** | Horizontal | Pulse-start - magnetic | 350 |  |  |  |  | 88 | No Exceptions Met |  |  |  |  | Non Federally-Regulated | 12/24/2007 |  | 02/06/2008
Gardco Lighting | Gardco | WH191FM**320PSMH************** | Horizontal | Pulse-start - magnetic | 320 |  |  |  |  | 88 | No Exceptions Met |  |  |  |  | Non Federally-Regulated | 12/24/2007 |  | 02/06/2008
Gardco Lighting | Gardco | H191Q**350PSMH************** | Horizontal | Pulse-start - magnetic | 350 |  |  |  |  | 88 | No Exceptions Met |  |  |  |  | Non Federally-Regulated | 12/24/2007 |  | 02/06/2008
Gardco Lighting | Gardco | LU610ML1*150MH*50HPS*78************* | Horizontal | Pulse-start - magnetic | 150 |  |  |  |  | 80 | Vertical - Base Up |  |  |  |  | Non Federally-Regulated | 12/24/2007 |  | 02/06/2008
Gardco Lighting | Gardco | H1913**320PSMH************** | Horizontal | Pulse-start - magnetic | 320 |  |  |  |  | 88 | No Exceptions Met |  |  |  |  | Non Federally-Regulated | 12/24/2007 |  | 02/06/2008
Gardco Lighting | Gardco | BE1914X**400PSMH************** | Horizontal | Pulse-start - magnetic | 400 |  |  |  |  | 88 | No Exceptions Met |  |  |  |  | Non Federally-Regulated | 12/24/2007 |  | 02/06/2008
Gardco Lighting | Gardco | WH1911**320PSMH************** | Horizontal | Pulse-start - magnetic | 320 |  |  |  |  | 88 | No Exceptions Met |  |  |  |  | Non Federally-Regulated | 12/24/2007 |  | 02/06/2008
Gardco Lighting | Gardco | 141FT**320PSMH************** | Horizontal | Pulse-start - magnetic | 320 |  |  |  |  | 88 | No Exceptions Met |  |  |  |  | Non Federally-Regulated | 12/24/2007 |  | 02/06/2008
Advance A Division, Philips Electronics NA | Advance A Division, Philips Electronics NA | 71A60A2A | Vertical - Base Up | Pulse-start - magnetic | 400 |  |  |  |  | 88.1 | No Exceptions Met |  |  |  |  | Non Federally-Regulated | 12/17/2007 |  | 06/22/2009
Gardco Lighting | Gardco | 101FT**150MH************** | Horizontal | Pulse-start - magnetic | 150 |  |  |  |  | 80 | Vertical - Base Up |  |  |  |  | Non Federally-Regulated | 12/24/2007 |  | 02/06/2008
Gardco Lighting | Emco | ERP2512H**350PSMH************** | Horizontal | Pulse-start - magnetic | 350 |  |  |  |  | 88 | No Exceptions Met |  |  |  |  | Non Federally-Regulated | 12/24/2007 |  | 02/06/2008
Gardco Lighting | Gardco | CTP2111**200MH************** | Horizontal | Pulse-start - magnetic | 200 |  |  |  |  | 88 | No Exceptions Met |  |  |  |  | Non Federally-Regulated | 12/24/2007 |  | 02/06/2008
Gardco Lighting | Emco | DECTA181FV**450PSMH************** | Vertical - Base Up | Pulse-start - magnetic | 450 |  |  |  |  | 88 | No Exceptions Met |  |  |  |  | Non Federally-Regulated | 12/24/2007 |  | 02/06/2008
Gardco Lighting | Emco | ECWA1812H**350PSMH************** | Horizontal | Pulse-start - magnetic | 350 |  |  |  |  | 88 | No Exceptions Met |  |  |  |  | Non Federally-Regulated | 12/24/2007 |  | 02/06/2008
Gardco Lighting | Gardco | 108FT**150MH************** | Horizontal | Pulse-start - magnetic | 150 |  |  |  |  | 80 | Vertical - Base Up |  |  |  |  | Non Federally-Regulated | 12/24/2007 |  | 02/06/2008
Gardco Lighting | Gardco | STSEH1911**250PSMH************** | Horizontal | Pulse-start - magnetic | 250 |  |  |  |  | 88 | No Exceptions Met |  |  |  |  | Non Federally-Regulated | 12/24/2007 |  | 02/06/2008
Gardco Lighting | Gardco | WH141FM**200MH************** | Horizontal | Pulse-start - magnetic | 200 |  |  |  |  | 88 | No Exceptions Met |  |  |  |  | Non Federally-Regulated | 12/24/2007 |  | 02/06/2008
Gardco Lighting | Gardco | CTA2111**320PSMH************** | Horizontal | Pulse-start - magnetic | 320 |  |  |  |  | 88 | No Exceptions Met |  |  |  |  | Non Federally-Regulated | 12/24/2007 |  | 02/06/2008
Gardco Lighting | Emco | PAEM-QH-WA**400PSMH************** | Horizontal | Pulse-start - magnetic | 400 |  |  |  |  | 88 | No Exceptions Met |  |  |  |  | Non Federally-Regulated | 12/24/2007 |  | 02/06/2008
Gardco Lighting | Gardco | CR2512XL**250PSMH************** | Horizontal | Pulse-start - magnetic | 250 |  |  |  |  | 88 | No Exceptions Met |  |  |  |  | Non Federally-Regulated | 12/24/2007 |  | 02/06/2008
Gardco Lighting | Gardco | BH191FM**250PSMH************** | Horizontal | Pulse-start - magnetic | 250 |  |  |  |  | 88 | No Exceptions Met |  |  |  |  | Non Federally-Regulated | 12/24/2007 |  | 02/06/2008
Gardco Lighting | Gardco | A194FM**400PSMH************** | Horizontal | Pulse-start - magnetic | 400 |  |  |  |  | 88 | No Exceptions Met |  |  |  |  | Non Federally-Regulated | 12/24/2007 |  | 02/06/2008
Gardco Lighting | Gardco | A1923**400PSMH************** | Horizontal | Pulse-start - magnetic | 400 |  |  |  |  | 88 | No Exceptions Met |  |  |  |  | Non Federally-Regulated | 12/24/2007 |  | 02/06/2008
Gardco Lighting | Gardco | MP2214X**400PSMH************** | Horizontal | Pulse-start - magnetic | 400 |  |  |  |  | 88 | No Exceptions Met |  |  |  |  | Non Federally-Regulated | 12/24/2007 |  | 02/06/2008
Gardco Lighting | Emco | ERP2512H**400PSMH************** | Horizontal | Pulse-start - magnetic | 400 |  |  |  |  | 88 | No Exceptions Met |  |  |  |  | Non Federally-Regulated | 12/24/2007 |  | 02/06/2008
Gardco Lighting | Gardco | CTB2111**250PSMH************** | Horizontal | Pulse-start - magnetic | 250 |  |  |  |  | 88 | No Exceptions Met |  |  |  |  | Non Federally-Regulated | 12/24/2007 |  | 02/06/2008
Gardco Lighting | Emco | PAES-3H-WA**150MH************** | Horizontal | Pulse-start - magnetic | 150 |  |  |  |  | 80 | Vertical - Base Up |  |  |  |  | Non Federally-Regulated | 12/24/2007 |  | 02/06/2008
Lumec | Lumec | TR10 | Vertical - Base Up | Pulse-start - magnetic | 400 |  |  |  |  | 88 | No Exceptions Met |  |  |  |  | Non Federally-Regulated | 01/23/2008 |  | 01/24/2008
Gardco Lighting | Gardco | BE1914X**350PSMH************** | Horizontal | Pulse-start - magnetic | 350 |  |  |  |  | 88 | No Exceptions Met |  |  |  |  | Non Federally-Regulated | 12/24/2007 |  | 02/06/2008
Gardco Lighting | Gardco | BH141FM**150MH************** | Horizontal | Pulse-start - magnetic | 150 |  |  |  |  | 80 | Vertical - Base Up |  |  |  |  | Non Federally-Regulated | 12/24/2007 |  | 02/06/2008
Gardco Lighting | Gardco | CP221FM**350PSMH************** | Horizontal | Pulse-start - magnetic | 350 |  |  |  |  | 88 | No Exceptions Met |  |  |  |  | Non Federally-Regulated | 12/24/2007 |  | 02/06/2008
Advance A Division, Philips Electronics NA | Advance A Division, Philips Electronics NA | 71A6092A | Vertical - Base Up | Pulse-start - magnetic | 400 |  |  |  |  | 88.3 | No Exceptions Met |  |  |  |  | Non Federally-Regulated | 12/17/2007 |  | 06/22/2009
Gardco Lighting | Gardco | BE191FM**250PSMH************** | Horizontal | Pulse-start - magnetic | 250 |  |  |  |  | 88 | No Exceptions Met |  |  |  |  | Non Federally-Regulated | 12/24/2007 |  | 02/06/2008
Lumec | Lumec | OT20 | Horizontal | Pulse-start - magnetic | 400 |  |  |  |  | 88 | No Exceptions Met |  |  |  |  | Non Federally-Regulated | 01/23/2008 |  | 01/24/2008
Gardco Lighting | Gardco | A141VS**175PSMH************** | Vertical - Base Up | Pulse-start - magnetic | 175 |  |  |  |  | 88 | No Exceptions Met |  |  |  |  | Non Federally-Regulated | 12/24/2007 |  | 02/06/2008
Gardco Lighting | Gardco | CP221VS**450PSMH************** | Vertical - Base Up | Pulse-start - magnetic | 450 |  |  |  |  | 88 | No Exceptions Met |  |  |  |  | Non Federally-Regulated | 12/24/2007 |  | 02/06/2008
Gardco Lighting | Gardco | A191Q**250PSMH************** | Horizontal | Pulse-start - magnetic | 250 |  |  |  |  | 88 | No Exceptions Met |  |  |  |  | Non Federally-Regulated | 12/24/2007 |  | 02/06/2008
Gardco Lighting | Gardco | CP221Q**250PSMH************** | Horizontal | Pulse-start - magnetic | 250 |  |  |  |  | 88 | No Exceptions Met |  |  |  |  | Non Federally-Regulated | 12/24/2007 |  | 02/06/2008
Lumec | Lumec | RNS30 | Vertical - Base Up | Pulse-start - magnetic | 250 |  |  |  |  | 88 | No Exceptions Met |  |  |  |  | Non Federally-Regulated | 01/23/2008 |  | 01/24/2008
Gardco Lighting | Emco | ECA181FV**250PSMH************** | Vertical - Base Up | Pulse-start - magnetic | 250 |  |  |  |  | 88 | No Exceptions Met |  |  |  |  | Non Federally-Regulated | 12/24/2007 |  | 02/06/2008
Advance A Division, Philips Electronics NA | Advance A Division, Philips Electronics NA | IZTEMH4003PS-R | Vertical - Base Up | Pulse-start - electronic | 350 |  |  |  |  | 93 | No Exceptions Met |  |  |  |  | Non Federally-Regulated | 08/25/2008 |  | 06/22/2009
Gardco Lighting | Emco | DECA181QH**320PSMH************** | Horizontal | Pulse-start - magnetic | 320 |  |  |  |  | 88 | No Exceptions Met |  |  |  |  | Non Federally-Regulated | 12/24/2007 |  | 02/06/2008
Gardco Lighting | Emco | ECW1813V**350PSMH************** | Vertical - Base Up | Pulse-start - magnetic | 350 |  |  |  |  | 88 | No Exceptions Met |  |  |  |  | Non Federally-Regulated | 12/24/2007 |  | 02/06/2008
Advance Transformer Co. S.A. de C.V. | Advance Transformer | 71A5852AEE | Vertical - Base Up | Pulse-start - magnetic | 320 |  |  |  |  | 88.2 | No Exceptions Met |  |  |  |  | Non Federally-Regulated | 02/19/2009 |  | 09/18/2012
Gardco Lighting | Emco | DECW1813H**350PSMH************** | Horizontal | Pulse-start - magnetic | 350 |  |  |  |  | 88 | No Exceptions Met |  |  |  |  | Non Federally-Regulated | 12/24/2007 |  | 02/06/2008
Gardco Lighting | Gardco | G13(W,WS)4XL**150MH************** | Horizontal | Pulse-start - magnetic | 150 |  |  |  |  | 80 | Vertical - Base Up |  |  |  |  | Non Federally-Regulated | 12/24/2007 |  | 02/06/2008
Advance A Division, Philips Electronics NA | Advance A Division, Philips Electronics NA | IZTEMH4003PSXJF | Vertical - Base Up | Pulse-start - electronic | 320 |  |  |  |  | 93 | No Exceptions Met |  |  |  |  | Non Federally-Regulated | 08/25/2008 |  | 06/22/2009
Gardco Lighting | Gardco | H191VS**250PSMH************** | Vertical - Base Up | Pulse-start - magnetic | 250 |  |  |  |  | 88 | No Exceptions Met |  |  |  |  | Non Federally-Regulated | 12/24/2007 |  | 02/06/2008
Gardco Lighting | Gardco | LD600**150MH*84************* | Horizontal | Pulse-start - magnetic | 150 |  |  |  |  | 80 | Vertical - Base Up |  |  |  |  | Non Federally-Regulated | 12/24/2007 |  | 02/06/2008
Gardco Lighting | Gardco | CTP2112XL**350PSMH************** | Horizontal | Pulse-start - magnetic | 350 |  |  |  |  | 88 | No Exceptions Met |  |  |  |  | Non Federally-Regulated | 12/24/2007 |  | 02/06/2008
Gardco Lighting | Gardco | G18(W,WS)3XL**400PSMH************** | Horizontal | Pulse-start - magnetic | 400 |  |  |  |  | 88 | No Exceptions Met |  |  |  |  | Non Federally-Regulated | 12/24/2007 |  | 02/06/2008
Gardco Lighting | Emco | ERW2513H**320PSMH************** | Horizontal | Pulse-start - magnetic | 320 |  |  |  |  | 88 | No Exceptions Met |  |  |  |  | Non Federally-Regulated | 12/24/2007 |  | 02/06/2008
Gardco Lighting | Emco | AVR-1-5**350PSMH************** | Horizontal | Pulse-start - magnetic | 350 |  |  |  |  | 88 | No Exceptions Met |  |  |  |  | Non Federally-Regulated | 12/24/2007 |  | 02/06/2008
Gardco Lighting | Emco | ECA1813V**320PSMH************** | Vertical - Base Up | Pulse-start - magnetic | 320 |  |  |  |  | 88 | No Exceptions Met |  |  |  |  | Non Federally-Regulated | 12/24/2007 |  | 02/06/2008
GE Lighting, a Savant company | General Electric | MSCL40E5A11FMC3516 | Horizontal | Pulse-start - magnetic | 400 | 400 |  | True | Relamping Rated Wattage | 88 |  |  |  | 336-500 watts | True | Non Federally-Regulated | 03/28/2012 |  | 09/03/2015
Gardco Lighting | Gardco | EH1913**320PSMH************** | Horizontal | Pulse-start - magnetic | 320 |  |  |  |  | 88 | No Exceptions Met |  |  |  |  | Non Federally-Regulated | 12/24/2007 |  | 02/06/2008
Gardco Lighting | Emco | ERA251FV**350PSMH************** | Vertical - Base Up | Pulse-start - magnetic | 350 |  |  |  |  | 88 | No Exceptions Met |  |  |  |  | Non Federally-Regulated | 12/24/2007 |  | 02/06/2008
Gardco Lighting | Gardco | SCA14J1**150MH************** | Horizontal | Pulse-start - magnetic | 150 |  |  |  |  | 80 | Vertical - Base Up |  |  |  |  | Non Federally-Regulated | 12/24/2007 |  | 02/06/2008
Gardco Lighting | Emco | DECTA1813V**450PSMH************** | Vertical - Base Up | Pulse-start - magnetic | 450 |  |  |  |  | 88 | No Exceptions Met |  |  |  |  | Non Federally-Regulated | 12/24/2007 |  | 02/06/2008
Gardco Lighting | Emco | DECWA1813H**250PSMH************** | Horizontal | Pulse-start - magnetic | 250 |  |  |  |  | 88 | No Exceptions Met |  |  |  |  | Non Federally-Regulated | 12/24/2007 |  | 02/06/2008
Gardco Lighting | Gardco | MW2213**250PSMH************** | Horizontal | Pulse-start - magnetic | 250 |  |  |  |  | 88 | No Exceptions Met |  |  |  |  | Non Federally-Regulated | 12/24/2007 |  | 02/06/2008
Gardco Lighting | Gardco | SCA14L3**150MH************** | Horizontal | Pulse-start - magnetic | 150 |  |  |  |  | 80 | Vertical - Base Up |  |  |  |  | Non Federally-Regulated | 12/24/2007 |  | 02/06/2008
Gardco Lighting | Gardco | H191VS**400PSMH************** | Vertical - Base Up | Pulse-start - magnetic | 400 |  |  |  |  | 88 | No Exceptions Met |  |  |  |  | Non Federally-Regulated | 12/24/2007 |  | 02/06/2008
Lumec | Lumec | SL26* | Horizontal | Pulse-start - magnetic | 250 |  |  |  |  | 88 | No Exceptions Met |  |  |  |  | Non Federally-Regulated | 01/23/2008 |  | 01/24/2008
Gardco Lighting | Gardco | H141VS**150MH************** | Vertical - Base Up | Pulse-start - magnetic | 150 |  |  |  |  | 80 | Vertical - Base Up |  |  |  |  | Non Federally-Regulated | 12/24/2007 |  | 02/06/2008
Lumec | Lumec | L41* | Vertical - Base Up | Pulse-start - magnetic | 250 |  |  |  |  | 88 | No Exceptions Met |  |  |  |  | Non Federally-Regulated | 01/23/2008 |  | 01/24/2008
Gardco Lighting | Emco | ECA141FV**200MH************** | Vertical - Base Up | Pulse-start - magnetic | 200 |  |  |  |  | 88 | No Exceptions Met |  |  |  |  | Non Federally-Regulated | 12/24/2007 |  | 02/06/2008
Gardco Lighting | Gardco | LU610ML*150MH*100HPS*84************* | Horizontal | Pulse-start - magnetic | 150 |  |  |  |  | 80 | Vertical - Base Up |  |  |  |  | Non Federally-Regulated | 12/24/2007 |  | 02/06/2008
Gardco Lighting | Gardco | DF12HSP**320PSMH************** | Horizontal | Pulse-start - magnetic | 320 |  |  |  |  | 88 | No Exceptions Met |  |  |  |  | Non Federally-Regulated | 12/24/2007 |  | 02/06/2008
Gardco Lighting | Gardco | CR20(W,WS)3XLV**200MH************** | Horizontal | Pulse-start - magnetic | 200 |  |  |  |  | 88 | No Exceptions Met |  |  |  |  | Non Federally-Regulated | 12/24/2007 |  | 02/06/2008
Gardco Lighting | Emco | ECA1413V**200MH************** | Vertical - Base Up | Pulse-start - magnetic | 200 |  |  |  |  | 88 | No Exceptions Met |  |  |  |  | Non Federally-Regulated | 12/24/2007 |  | 02/06/2008
Gardco Lighting | Gardco | G1312XL**150CMHE************** | Horizontal | Pulse-start - electronic | 150 |  |  |  |  | 88 | No Exceptions Met |  |  |  |  | Non Federally-Regulated | 12/24/2007 |  | 02/06/2008
Gardco Lighting | Gardco | MP2211**400PSMH************** | Horizontal | Pulse-start - magnetic | 400 |  |  |  |  | 88 | No Exceptions Met |  |  |  |  | Non Federally-Regulated | 12/24/2007 |  | 02/06/2008
Gardco Lighting | Gardco | G181Q**350PSMH************** | Horizontal | Pulse-start - magnetic | 350 |  |  |  |  | 88 | No Exceptions Met |  |  |  |  | Non Federally-Regulated | 12/24/2007 |  | 02/06/2008
Gardco Lighting | Gardco | JEH191Q**320PSMH************** | Horizontal | Pulse-start - magnetic | 320 |  |  |  |  | 88 | No Exceptions Met |  |  |  |  | Non Federally-Regulated | 12/24/2007 |  | 02/06/2008
Gardco Lighting | Emco | ERP251QV**450PSMH************** | Vertical - Base Up | Pulse-start - magnetic | 450 |  |  |  |  | 88 | No Exceptions Met |  |  |  |  | Non Federally-Regulated | 12/24/2007 |  | 02/06/2008
Gardco Lighting | Gardco | CR2515V**350PSMH************** | Horizontal | Pulse-start - magnetic | 350 |  |  |  |  | 88 | No Exceptions Met |  |  |  |  | Non Federally-Regulated | 12/24/2007 |  | 02/06/2008
Gardco Lighting | Gardco | MW221FM**250PSMH************** | Horizontal | Pulse-start - magnetic | 250 |  |  |  |  | 88 | No Exceptions Met |  |  |  |  | Non Federally-Regulated | 12/24/2007 |  | 02/06/2008
Gardco Lighting | Emco | AVR-1-3/F**350PSMH************** | Horizontal | Pulse-start - magnetic | 350 |  |  |  |  | 88 | No Exceptions Met |  |  |  |  | Non Federally-Regulated | 12/24/2007 |  | 02/06/2008
Gardco Lighting | Emco | EV13-U-F/WT-150MH-QUAD-BRP************** | Horizontal | Pulse-start - magnetic | 150 |  |  |  |  | 80 | Vertical - Base Up |  |  |  |  | Non Federally-Regulated | 12/24/2007 |  | 02/06/2008
Gardco Lighting | Gardco | 440W1**400PSMH************** | Horizontal | Pulse-start - magnetic | 400 |  |  |  |  | 88 | No Exceptions Met |  |  |  |  | Non Federally-Regulated | 12/24/2007 |  | 02/06/2008
Gardco Lighting | Gardco | EH191VS**320PSMH************** | Vertical - Base Up | Pulse-start - magnetic | 320 |  |  |  |  | 88 | No Exceptions Met |  |  |  |  | Non Federally-Regulated | 12/24/2007 |  | 02/06/2008
Gardco Lighting | Gardco | DF12MFL**400PSMH************** | Horizontal | Pulse-start - magnetic | 400 |  |  |  |  | 88 | No Exceptions Met |  |  |  |  | Non Federally-Regulated | 12/24/2007 |  | 02/06/2008
Gardco Lighting | Emco | ERW2013H**150MH************** | Horizontal | Pulse-start - magnetic | 150 |  |  |  |  | 80 | Vertical - Base Up |  |  |  |  | Non Federally-Regulated | 12/24/2007 |  | 02/06/2008
Gardco Lighting | Gardco | GP1T-175PSMH-277V-F-QS**175PSMH************** | Horizontal | Pulse-start - magnetic | 175 |  |  |  |  | 88 | No Exceptions Met |  |  |  |  | Non Federally-Regulated | 12/24/2007 |  | 02/06/2008
Gardco Lighting | Gardco | CP2213**320PSMH************** | Horizontal | Pulse-start - magnetic | 320 |  |  |  |  | 88 | No Exceptions Met |  |  |  |  | Non Federally-Regulated | 12/24/2007 |  | 02/06/2008
Gardco Lighting | Emco | DECA141FH**150MH************** | Horizontal | Pulse-start - magnetic | 150 |  |  |  |  | 80 | Vertical - Base Up |  |  |  |  | Non Federally-Regulated | 12/24/2007 |  | 02/06/2008
Gardco Lighting | Gardco | MP2211**350PSMH************** | Horizontal | Pulse-start - magnetic | 350 |  |  |  |  | 88 | No Exceptions Met |  |  |  |  | Non Federally-Regulated | 12/24/2007 |  | 02/06/2008
Gardco Lighting | Gardco | BE1413**150MH************** | Horizontal | Pulse-start - magnetic | 150 |  |  |  |  | 80 | Vertical - Base Up |  |  |  |  | Non Federally-Regulated | 12/24/2007 |  | 02/06/2008
GE Lighting, a Savant company | General Electric | DSMT25E*A********** | Horizontal | Pulse-start - magnetic | 250 | 250 |  | True | Ballast Efficiency | 90 |  |  |  | 150-160 watts | True | Non Federally-Regulated | 12/27/2012 |  | 09/03/2015
Gardco Lighting | Gardco | JEH191VS**400PSMH************** | Vertical - Base Up | Pulse-start - magnetic | 400 |  |  |  |  | 88 | No Exceptions Met |  |  |  |  | Non Federally-Regulated | 12/24/2007 |  | 02/06/2008
Gardco Lighting | Gardco | A194VS**350PSMH************** | Vertical - Base Up | Pulse-start - magnetic | 350 |  |  |  |  | 88 | No Exceptions Met |  |  |  |  | Non Federally-Regulated | 12/24/2007 |  | 02/06/2008
Gardco Lighting | Gardco | MWGL18FM**150MH************** | Horizontal | Pulse-start - magnetic | 150 |  |  |  |  | 80 | Vertical - Base Up |  |  |  |  | Non Federally-Regulated | 12/24/2007 |  | 02/06/2008
Gardco Lighting | Emco | ERP2513V**175PSMH************** | Vertical - Base Up | Pulse-start - magnetic | 175 |  |  |  |  | 88 | No Exceptions Met |  |  |  |  | Non Federally-Regulated | 12/24/2007 |  | 02/06/2008
Gardco Lighting | Gardco | WH1413**150MH************** | Horizontal | Pulse-start - magnetic | 150 |  |  |  |  | 80 | Vertical - Base Up |  |  |  |  | Non Federally-Regulated | 12/24/2007 |  | 02/06/2008
Gardco Lighting | Gardco | SCA14JVS**175PSMH************** | Vertical - Base Up | Pulse-start - magnetic | 175 |  |  |  |  | 88 | No Exceptions Met |  |  |  |  | Non Federally-Regulated | 12/24/2007 |  | 02/06/2008
Gardco Lighting | Gardco | CTP2113XL**400PSMH************** | Horizontal | Pulse-start - magnetic | 400 |  |  |  |  | 88 | No Exceptions Met |  |  |  |  | Non Federally-Regulated | 12/24/2007 |  | 02/06/2008
Advance A Division, Philips Electronics NA | Advance A Division, Philips Electronics NA | 71A5937BP | Vertical - Base Up | Pulse-start - magnetic | 350 |  |  |  |  | 94 | No Exceptions Met |  |  |  |  | Non Federally-Regulated | 12/17/2007 |  | 06/22/2009
Gardco Lighting | Emco | ECA1413V**150MH************** | Vertical - Base Up | Pulse-start - magnetic | 150 |  |  |  |  | 80 | Vertical - Base Up |  |  |  |  | Non Federally-Regulated | 12/24/2007 |  | 02/06/2008
Gardco Lighting | Emco | DECP1813V**320PSMH************** | Vertical - Base Up | Pulse-start - magnetic | 320 |  |  |  |  | 88 | No Exceptions Met |  |  |  |  | Non Federally-Regulated | 12/24/2007 |  | 02/06/2008
Gardco Lighting | Gardco | MA221Q**250PSMH************** | Horizontal | Pulse-start - magnetic | 250 |  |  |  |  | 88 | No Exceptions Met |  |  |  |  | Non Federally-Regulated | 12/24/2007 |  | 02/06/2008
Gardco Lighting | Gardco | WE1914X**400PSMH************** | Horizontal | Pulse-start - magnetic | 400 |  |  |  |  | 88 | No Exceptions Met |  |  |  |  | Non Federally-Regulated | 12/24/2007 |  | 02/06/2008
Gardco Lighting | Gardco | MAG1811**150MH************** | Horizontal | Pulse-start - magnetic | 150 |  |  |  |  | 80 | Vertical - Base Up |  |  |  |  | Non Federally-Regulated | 12/24/2007 |  | 02/06/2008
Gardco Lighting | Gardco | CR25(W,WS)3XL**250PSMH************** | Horizontal | Pulse-start - magnetic | 250 |  |  |  |  | 88 | No Exceptions Met |  |  |  |  | Non Federally-Regulated | 12/24/2007 |  | 02/06/2008
Gardco Lighting | Gardco | JH1411**150MH************** | Horizontal | Pulse-start - magnetic | 150 |  |  |  |  | 80 | Vertical - Base Up |  |  |  |  | Non Federally-Regulated | 12/24/2007 |  | 02/06/2008
Advance A Division, Philips Electronics NA | Advance A Division, Philips Electronics NA | 71A5892AEE | Vertical - Base Up | Pulse-start - magnetic | 320 |  |  |  |  | 88.4 | No Exceptions Met |  |  |  |  | Non Federally-Regulated | 08/25/2008 |  | 06/22/2009
Gardco Lighting | Emco | ERA2513H**320PSMH************** | Horizontal | Pulse-start - magnetic | 320 |  |  |  |  | 88 | No Exceptions Met |  |  |  |  | Non Federally-Regulated | 12/24/2007 |  | 02/06/2008
Gardco Lighting | Gardco | BH1914X**250PSMH************** | Horizontal | Pulse-start - magnetic | 250 |  |  |  |  | 88 | No Exceptions Met |  |  |  |  | Non Federally-Regulated | 12/24/2007 |  | 02/06/2008
Gardco Lighting | Gardco | CR2511**350PSMH************** | Horizontal | Pulse-start - magnetic | 350 |  |  |  |  | 88 | No Exceptions Met |  |  |  |  | Non Federally-Regulated | 12/24/2007 |  | 02/06/2008
Gardco Lighting | Gardco | G1314XL**150CMHE************** | Horizontal | Pulse-start - electronic | 150 |  |  |  |  | 88 | No Exceptions Met |  |  |  |  | Non Federally-Regulated | 12/24/2007 |  | 02/06/2008
Gardco Lighting | Gardco | G1813XL**320PSMH************** | Horizontal | Pulse-start - magnetic | 320 |  |  |  |  | 88 | No Exceptions Met |  |  |  |  | Non Federally-Regulated | 12/24/2007 |  | 02/06/2008
Advance A Division, Philips Electronics NA | Advance A Division, Philips Electronics NA | 71A5792EE | Vertical - Base Up | Pulse-start - magnetic | 250 |  |  |  |  | 89.3 | No Exceptions Met |  |  |  |  | Non Federally-Regulated | 08/25/2008 |  | 06/22/2009
Gardco Lighting | Gardco | EH191Q**250PSMH************** | Horizontal | Pulse-start - magnetic | 250 |  |  |  |  | 88 | No Exceptions Met |  |  |  |  | Non Federally-Regulated | 12/24/2007 |  | 02/06/2008
Gardco Lighting | Gardco | JEH191FM**250PSMH************** | Horizontal | Pulse-start - magnetic | 250 |  |  |  |  | 88 | No Exceptions Met |  |  |  |  | Non Federally-Regulated | 12/24/2007 |  | 02/06/2008
Gardco Lighting | Gardco | JH1911**250PSMH************** | Horizontal | Pulse-start - magnetic | 250 |  |  |  |  | 88 | No Exceptions Met |  |  |  |  | Non Federally-Regulated | 12/24/2007 |  | 02/06/2008
Gardco Lighting | Emco | AVR-1-3/F**150MH************** | Horizontal | Pulse-start - magnetic | 150 |  |  |  |  | 80 | Vertical - Base Up |  |  |  |  | Non Federally-Regulated | 12/24/2007 |  | 02/06/2008
Gardco Lighting | Gardco | BE1411**150MH************** | Horizontal | Pulse-start - magnetic | 150 |  |  |  |  | 80 | Vertical - Base Up |  |  |  |  | Non Federally-Regulated | 12/24/2007 |  | 02/06/2008
Gardco Lighting | Gardco | CR25(W,WS)4XLV**400PSMH************** | Horizontal | Pulse-start - magnetic | 400 |  |  |  |  | 88 | No Exceptions Met |  |  |  |  | Non Federally-Regulated | 12/24/2007 |  | 02/06/2008
Gardco Lighting | Gardco | GS03-(ST/OT)-15ID**T150CMHE*10************* | Horizontal | Pulse-start - electronic | 150 |  |  |  |  | 88 | No Exceptions Met |  |  |  |  | Non Federally-Regulated | 12/24/2007 |  | 02/06/2008
Gardco Lighting | Gardco | SCA14JFM**150MH************** | Horizontal | Pulse-start - magnetic | 150 |  |  |  |  | 80 | Vertical - Base Up |  |  |  |  | Non Federally-Regulated | 12/24/2007 |  | 02/06/2008
Gardco Lighting | Emco | ECW1412H**150MH************** | Horizontal | Pulse-start - magnetic | 150 |  |  |  |  | 80 | Vertical - Base Up |  |  |  |  | Non Federally-Regulated | 12/24/2007 |  | 02/06/2008
Gardco Lighting | Emco | ECWA1412H**200MH************** | Horizontal | Pulse-start - magnetic | 200 |  |  |  |  | 88 | No Exceptions Met |  |  |  |  | Non Federally-Regulated | 12/24/2007 |  | 02/06/2008
Gardco Lighting | Gardco | LU610ML*150MH*70MH*120************* | Horizontal | Pulse-start - magnetic | 150 |  |  |  |  | 80 | Vertical - Base Up |  |  |  |  | Non Federally-Regulated | 12/24/2007 |  | 02/06/2008
Gardco Lighting | Gardco | LU610ML*150MH*70MH*102************* | Horizontal | Pulse-start - magnetic | 150 |  |  |  |  | 80 | Vertical - Base Up |  |  |  |  | Non Federally-Regulated | 12/24/2007 |  | 02/06/2008
Gardco Lighting | Emco | ERA2513V**450PSMH************** | Vertical - Base Up | Pulse-start - magnetic | 450 |  |  |  |  | 88 | No Exceptions Met |  |  |  |  | Non Federally-Regulated | 12/24/2007 |  | 02/06/2008
Gardco Lighting | Gardco | CR2511**320PSMH************** | Horizontal | Pulse-start - magnetic | 320 |  |  |  |  | 88 | No Exceptions Met |  |  |  |  | Non Federally-Regulated | 12/24/2007 |  | 02/06/2008
Gardco Lighting | Gardco | CAG181FM**200MH************** | Horizontal | Pulse-start - magnetic | 200 |  |  |  |  | 88 | No Exceptions Met |  |  |  |  | Non Federally-Regulated | 12/24/2007 |  | 02/06/2008
Gardco Lighting | Gardco | CR25(W,WS)2XLV**320PSMH************** | Horizontal | Pulse-start - magnetic | 320 |  |  |  |  | 88 | No Exceptions Met |  |  |  |  | Non Federally-Regulated | 12/24/2007 |  | 02/06/2008
Gardco Lighting | Gardco | SCBEH1911**350PSMH************** | Horizontal | Pulse-start - magnetic | 350 |  |  |  |  | 88 | No Exceptions Met |  |  |  |  | Non Federally-Regulated | 12/24/2007 |  | 02/06/2008
Gardco Lighting | Gardco | WE141FM**150MH************** | Horizontal | Pulse-start - magnetic | 150 |  |  |  |  | 80 | Vertical - Base Up |  |  |  |  | Non Federally-Regulated | 12/24/2007 |  | 02/06/2008
Gardco Lighting | Gardco | LU610ML*150MH*100MH*78************* | Horizontal | Pulse-start - magnetic | 150 |  |  |  |  | 80 | Vertical - Base Up |  |  |  |  | Non Federally-Regulated | 12/24/2007 |  | 02/06/2008
Gardco Lighting | Gardco | G18(W,WS)4XL**150MH************** | Horizontal | Pulse-start - magnetic | 150 |  |  |  |  | 80 | Vertical - Base Up |  |  |  |  | Non Federally-Regulated | 12/24/2007 |  | 02/06/2008
Gardco Lighting | Emco | DECA181FH**320PSMH************** | Horizontal | Pulse-start - magnetic | 320 |  |  |  |  | 88 | No Exceptions Met |  |  |  |  | Non Federally-Regulated | 12/24/2007 |  | 02/06/2008
Gardco Lighting | Emco | ERP2513H**200MH************** | Horizontal | Pulse-start - magnetic | 200 |  |  |  |  | 88 | No Exceptions Met |  |  |  |  | Non Federally-Regulated | 12/24/2007 |  | 02/06/2008
Gardco Lighting | Emco | ERA2013V**150MH************** | Vertical - Base Up | Pulse-start - magnetic | 150 |  |  |  |  | 80 | Vertical - Base Up |  |  |  |  | Non Federally-Regulated | 12/24/2007 |  | 02/06/2008
Gardco Lighting | Gardco | WE191FM**350PSMH************** | Horizontal | Pulse-start - magnetic | 350 |  |  |  |  | 88 | No Exceptions Met |  |  |  |  | Non Federally-Regulated | 12/24/2007 |  | 02/06/2008
Gardco Lighting | Gardco | SCA14D1**150MH************** | Horizontal | Pulse-start - magnetic | 150 |  |  |  |  | 80 | Vertical - Base Up |  |  |  |  | Non Federally-Regulated | 12/24/2007 |  | 02/06/2008
Gardco Lighting | Gardco | A192Q**350PSMH************** | Horizontal | Pulse-start - magnetic | 350 |  |  |  |  | 88 | No Exceptions Met |  |  |  |  | Non Federally-Regulated | 12/24/2007 |  | 02/06/2008
Gardco Lighting | Gardco | LU610**150MH*102************* | Horizontal | Pulse-start - magnetic | 150 |  |  |  |  | 80 | Vertical - Base Up |  |  |  |  | Non Federally-Regulated | 12/24/2007 |  | 02/06/2008
Gardco Lighting | Gardco | CR2513XL**400PSMH************** | Horizontal | Pulse-start - magnetic | 400 |  |  |  |  | 88 | No Exceptions Met |  |  |  |  | Non Federally-Regulated | 12/24/2007 |  | 02/06/2008
Gardco Lighting | Gardco | A144VS**175PSMH************** | Vertical - Base Up | Pulse-start - magnetic | 175 |  |  |  |  | 88 | No Exceptions Met |  |  |  |  | Non Federally-Regulated | 12/24/2007 |  | 02/06/2008
Gardco Lighting | Gardco | CTP2113XL**350PSMH************** | Horizontal | Pulse-start - magnetic | 350 |  |  |  |  | 88 | No Exceptions Met |  |  |  |  | Non Federally-Regulated | 12/24/2007 |  | 02/06/2008
GE Lighting, a Savant company | General Electric | MDRL25E0A11RMS31517 | Horizontal | Pulse-start - magnetic | 250 | 250 |  | True | Ballast Efficiency | 90 | [5 empty] | Non Federally-Regulated | 03/28/2012 |  | 09/03/2015
Gardco Lighting | Gardco | BH1913**250PSMH************** | Horizontal | Pulse-start - magnetic | 250 |  |  |  |  | 88 | No Exceptions Met |  |  |  |  | Non Federally-Regulated | 12/24/2007 |  | 02/06/2008
Gardco Lighting | Emco | ERA201FV**175PSMH************** | Vertical - Base Up | Pulse-start - magnetic | 175 |  |  |  |  | 88 | No Exceptions Met |  |  |  |  | Non Federally-Regulated | 12/24/2007 |  | 02/06/2008
Gardco Lighting | Gardco | DF7HFL**150MH************** | Horizontal | Pulse-start - magnetic | 150 |  |  |  |  | 80 | Vertical - Base Up |  |  |  |  | Non Federally-Regulated | 12/24/2007 |  | 02/06/2008
Gardco Lighting | Gardco | 107FT**150MH************** | Horizontal | Pulse-start - magnetic | 150 |  |  |  |  | 80 | Vertical - Base Up |  |  |  |  | Non Federally-Regulated | 12/24/2007 |  | 02/06/2008
Gardco Lighting | Gardco | A194Q**400PSMH************** | Horizontal | Pulse-start - magnetic | 400 |  |  |  |  | 88 | No Exceptions Met |  |  |  |  | Non Federally-Regulated | 12/24/2007 |  | 02/06/2008
Gardco Lighting | Emco | ECP181QH**320PSMH************** | Horizontal | Pulse-start - magnetic | 320 |  |  |  |  | 88 | No Exceptions Met |  |  |  |  | Non Federally-Regulated | 12/24/2007 |  | 02/06/2008
Lumec | Lumec | AT30 | Vertical - Base Up | Pulse-start - magnetic | 400 |  |  |  |  | 88 | No Exceptions Met |  |  |  |  | Non Federally-Regulated | 01/23/2008 |  | 01/24/2008
Gardco Lighting | Gardco | CP2214X**320PSMH************** | Horizontal | Pulse-start - magnetic | 320 |  |  |  |  | 88 | No Exceptions Met |  |  |  |  | Non Federally-Regulated | 12/24/2007 |  | 02/06/2008
Gardco Lighting | Gardco | JH191VS**450PSMH************** | Vertical - Base Up | Pulse-start - magnetic | 450 |  |  |  |  | 88 | No Exceptions Met |  |  |  |  | Non Federally-Regulated | 12/24/2007 |  | 02/06/2008
Gardco Lighting | Gardco | CR2514XLV**400PSMH************** | Horizontal | Pulse-start - magnetic | 400 |  |  |  |  | 88 | No Exceptions Met |  |  |  |  | Non Federally-Regulated | 12/24/2007 |  | 02/06/2008
Gardco Lighting | Gardco | CA171VS**150MH************** | Vertical - Base Up | Pulse-start - magnetic | 150 |  |  |  |  | 80 | Vertical - Base Up |  |  |  |  | Non Federally-Regulated | 12/24/2007 |  | 02/06/2008
Gardco Lighting | Gardco | SCA14JVS**150MH************** | Vertical - Base Up | Pulse-start - magnetic | 150 |  |  |  |  | 80 | Vertical - Base Up |  |  |  |  | Non Federally-Regulated | 12/24/2007 |  | 02/06/2008
Gardco Lighting | Emco | ERP201QH**150MH************** | Horizontal | Pulse-start - magnetic | 150 |  |  |  |  | 80 | Vertical - Base Up |  |  |  |  | Non Federally-Regulated | 12/24/2007 |  | 02/06/2008
Gardco Lighting | Emco | DECP181FH**320PSMH************** | Horizontal | Pulse-start - magnetic | 320 |  |  |  |  | 88 | No Exceptions Met |  |  |  |  | Non Federally-Regulated | 12/24/2007 |  | 02/06/2008
Gardco Lighting | Gardco | EH191VS**350PSMH************** | Vertical - Base Up | Pulse-start - magnetic | 350 |  |  |  |  | 88 | No Exceptions Met |  |  |  |  | Non Federally-Regulated | 12/24/2007 |  | 02/06/2008
Gardco Lighting | Gardco | 440W1**250PSMH************** | Horizontal | Pulse-start - magnetic | 250 |  |  |  |  | 88 | No Exceptions Met |  |  |  |  | Non Federally-Regulated | 12/24/2007 |  | 02/06/2008
Gardco Lighting | Gardco | CP221Q**400PSMH************** | Horizontal | Pulse-start - magnetic | 400 |  |  |  |  | 88 | No Exceptions Met |  |  |  |  | Non Federally-Regulated | 12/24/2007 |  | 02/06/2008
Gardco Lighting | Gardco | CTB2113XL**200MH************** | Horizontal | Pulse-start - magnetic | 200 |  |  |  |  | 88 | No Exceptions Met |  |  |  |  | Non Federally-Regulated | 12/24/2007 |  | 02/06/2008
Gardco Lighting | Gardco | CA221FM**250PSMH************** | Horizontal | Pulse-start - magnetic | 250 |  |  |  |  | 88 | No Exceptions Met |  |  |  |  | Non Federally-Regulated | 12/24/2007 |  | 02/06/2008
Gardco Lighting | Gardco | MPG181Q**150MH************** | Horizontal | Pulse-start - magnetic | 150 |  |  |  |  | 80 | Vertical - Base Up |  |  |  |  | Non Federally-Regulated | 12/24/2007 |  | 02/06/2008
Gardco Lighting | Gardco | CTA2112XL**250PSMH************** | Horizontal | Pulse-start - magnetic | 250 |  |  |  |  | 88 | No Exceptions Met |  |  |  |  | Non Federally-Regulated | 12/24/2007 |  | 02/06/2008
Gardco Lighting | Gardco | G1812XL**150MH************** | Horizontal | Pulse-start - magnetic | 150 |  |  |  |  | 80 | Vertical - Base Up |  |  |  |  | Non Federally-Regulated | 12/24/2007 |  | 02/06/2008
Gardco Lighting | Gardco | STSEH191Q**400PSMH************** | Horizontal | Pulse-start - magnetic | 400 |  |  |  |  | 88 | No Exceptions Met |  |  |  |  | Non Federally-Regulated | 12/24/2007 |  | 02/06/2008
Gardco Lighting | Gardco | EH191FM**350PSMH************** | Horizontal | Pulse-start - magnetic | 350 |  |  |  |  | 88 | No Exceptions Met |  |  |  |  | Non Federally-Regulated | 12/24/2007 |  | 02/06/2008
Gardco Lighting | Emco | ERW251FV**320PSMH************** | Vertical - Base Up | Pulse-start - magnetic | 320 |  |  |  |  | 88 | No Exceptions Met |  |  |  |  | Non Federally-Regulated | 12/24/2007 |  | 02/06/2008
Gardco Lighting | Gardco | MWG1811**150MH************** | Horizontal | Pulse-start - magnetic | 150 |  |  |  |  | 80 | Vertical - Base Up |  |  |  |  | Non Federally-Regulated | 12/24/2007 |  | 02/06/2008
Gardco Lighting | Gardco | CR20(W,WS)4XLV**175PSMH************** | Horizontal | Pulse-start - magnetic | 175 |  |  |  |  | 88 | No Exceptions Met |  |  |  |  | Non Federally-Regulated | 12/24/2007 |  | 02/06/2008
Gardco Lighting | Emco | PAEM-QH**250PSMH************** | Horizontal | Pulse-start - magnetic | 250 |  |  |  |  | 88 | No Exceptions Met |  |  |  |  | Non Federally-Regulated | 12/24/2007 |  | 02/06/2008
Gardco Lighting | Gardco | STLEH191Q**350PSMH************** | Horizontal | Pulse-start - magnetic | 350 |  |  |  |  | 88 | No Exceptions Met |  |  |  |  | Non Federally-Regulated | 12/24/2007 |  | 02/06/2008
Gardco Lighting | Gardco | H1914X**350PSMH************** | Horizontal | Pulse-start - magnetic | 350 |  |  |  |  | 88 | No Exceptions Met |  |  |  |  | Non Federally-Regulated | 12/24/2007 |  | 02/06/2008
GE Lighting, a Savant company | General Electric | M2RC25E*A****** | Horizontal | Pulse-start - magnetic | 250 | 250 |  | True | Relamping Rated Wattage | 90 |  |  |  | 150-160 watts |  | Non Federally-Regulated | 04/02/2013 |  | 09/03/2015
Gardco Lighting | Gardco | MA2211**250PSMH************** | Horizontal | Pulse-start - magnetic | 250 |  |  |  |  | 88 | No Exceptions Met |  |  |  |  | Non Federally-Regulated | 12/24/2007 |  | 02/06/2008
Gardco Lighting | Emco | PAES-FH-WA**150MH************** | Horizontal | Pulse-start - magnetic | 150 |  |  |  |  | 80 | Vertical - Base Up |  |  |  |  | Non Federally-Regulated | 12/24/2007 |  | 02/06/2008
Gardco Lighting | Gardco | EH191VS**450PSMH************** | Vertical - Base Up | Pulse-start - magnetic | 450 |  |  |  |  | 88 | No Exceptions Met |  |  |  |  | Non Federally-Regulated | 12/24/2007 |  | 02/06/2008
Gardco Lighting | Emco | ECW181FV**250PSMH************** | Vertical - Base Up | Pulse-start - magnetic | 250 |  |  |  |  | 88 | No Exceptions Met |  |  |  |  | Non Federally-Regulated | 12/24/2007 |  | 02/06/2008
Gardco Lighting | Gardco | DF12HSP**350PSMH************** | Horizontal | Pulse-start - magnetic | 350 |  |  |  |  | 88 | No Exceptions Met |  |  |  |  | Non Federally-Regulated | 12/24/2007 |  | 02/06/2008
Lumec | Lumec | VLM | Vertical - Base Up | Pulse-start - magnetic | 400 |  |  |  |  | 88 | No Exceptions Met |  |  |  |  | Non Federally-Regulated | 01/23/2008 |  | 01/24/2008
Gardco Lighting | Gardco | LU610ML*150MH*70MH*78************* | Horizontal | Pulse-start - magnetic | 150 |  |  |  |  | 80 | Vertical - Base Up |  |  |  |  | Non Federally-Regulated | 12/24/2007 |  | 02/06/2008
Gardco Lighting | Gardco | MA221VS**350PSMH************** | Vertical - Base Up | Pulse-start - magnetic | 350 |  |  |  |  | 88 | No Exceptions Met |  |  |  |  | Non Federally-Regulated | 12/24/2007 |  | 02/06/2008
Gardco Lighting | Emco | ECW1813H**400PSMH************** | Horizontal | Pulse-start - magnetic | 400 |  |  |  |  | 88 | No Exceptions Met |  |  |  |  | Non Federally-Regulated | 12/24/2007 |  | 02/06/2008
Gardco Lighting | Gardco | 101WT**150MH************** | Horizontal | Pulse-start - magnetic | 150 |  |  |  |  | 80 | Vertical - Base Up |  |  |  |  | Non Federally-Regulated | 12/24/2007 |  | 02/06/2008
Gardco Lighting | Emco | ECW1812H**320PSMH************** | Horizontal | Pulse-start - magnetic | 320 |  |  |  |  | 88 | No Exceptions Met |  |  |  |  | Non Federally-Regulated | 12/24/2007 |  | 02/06/2008
Gardco Lighting | Gardco | HPV2313XVF**400PSMH************** | Vertical - Base Up | Pulse-start - magnetic | 400 |  |  |  |  | 88 | No Exceptions Met |  |  |  |  | Non Federally-Regulated | 12/24/2007 |  | 02/06/2008
Gardco Lighting | Gardco | MW2214X**250PSMH************** | Horizontal | Pulse-start - magnetic | 250 |  |  |  |  | 88 | No Exceptions Met |  |  |  |  | Non Federally-Regulated | 12/24/2007 |  | 02/06/2008
Gardco Lighting | Gardco | G1812XL**250PSMH************** | Horizontal | Pulse-start - magnetic | 250 |  |  |  |  | 88 | No Exceptions Met |  |  |  |  | Non Federally-Regulated | 12/24/2007 |  | 02/06/2008
Lumec | Lumec | DMS30 | Vertical - Base Up | Pulse-start - magnetic | 400 |  |  |  |  | 88 | No Exceptions Met |  |  |  |  | Non Federally-Regulated | 01/23/2008 |  | 01/24/2008
Gardco Lighting | Emco | DECA1812H**250PSMH************** | Horizontal | Pulse-start - magnetic | 250 |  |  |  |  | 88 | No Exceptions Met |  |  |  |  | Non Federally-Regulated | 12/24/2007 |  | 02/06/2008
Gardco Lighting | Emco | AVA-1-5**320PSMH************** | Horizontal | Pulse-start - magnetic | 320 |  |  |  |  | 88 | No Exceptions Met |  |  |  |  | Non Federally-Regulated | 12/24/2007 |  | 02/06/2008
Gardco Lighting | Gardco | CR25(W,WS)4XLV**350PSMH************** | Horizontal | Pulse-start - magnetic | 350 |  |  |  |  | 88 | No Exceptions Met |  |  |  |  | Non Federally-Regulated | 12/24/2007 |  | 02/06/2008
Gardco Lighting | Gardco | MA221Q**350PSMH************** | Horizontal | Pulse-start - magnetic | 350 |  |  |  |  | 88 | No Exceptions Met |  |  |  |  | Non Federally-Regulated | 12/24/2007 |  | 02/06/2008
Gardco Lighting | Gardco | CTA211Q**350PSMH************** | Horizontal | Pulse-start - magnetic | 350 |  |  |  |  | 88 | No Exceptions Met |  |  |  |  | Non Federally-Regulated | 12/24/2007 |  | 02/06/2008
Gardco Lighting | Gardco | BE191FM**350PSMH************** | Horizontal | Pulse-start - magnetic | 350 |  |  |  |  | 88 | No Exceptions Met |  |  |  |  | Non Federally-Regulated | 12/24/2007 |  | 02/06/2008
Signify North America Corporation | Philips Lighting Electronics North America | 71A6337B | Vertical - Base Up | Pulse-start - magnetic | 450 |  |  |  |  | 94.2 | No Exceptions Met |  |  |  |  | Non Federally-Regulated | 06/22/2009 |  | 11/17/2011
Lumec | Lumec | L26P | Horizontal | Pulse-start - magnetic | 250 |  |  |  |  | 88 | No Exceptions Met |  |  |  |  | Non Federally-Regulated | 01/23/2008 |  | 01/24/2008
Gardco Lighting | Gardco | CR25(W,WS)4XLV**320PSMH************** | Horizontal | Pulse-start - magnetic | 320 |  |  |  |  | 88 | No Exceptions Met |  |  |  |  | Non Federally-Regulated | 12/24/2007 |  | 02/06/2008
Gardco Lighting | Gardco | MP221Q**250PSMH************** | Horizontal | Pulse-start - magnetic | 250 |  |  |  |  | 88 | No Exceptions Met |  |  |  |  | Non Federally-Regulated | 12/24/2007 |  | 02/06/2008
Gardco Lighting | Gardco | CR2013XLV**200MH************** | Horizontal | Pulse-start - magnetic | 200 |  |  |  |  | 88 | No Exceptions Met |  |  |  |  | Non Federally-Regulated | 12/24/2007 |  | 02/06/2008
Gardco Lighting | Gardco | CAG1811**150MH************** | Horizontal | Pulse-start - magnetic | 150 |  |  |  |  | 80 | Vertical - Base Up |  |  |  |  | Non Federally-Regulated | 12/24/2007 |  | 02/06/2008
Gardco Lighting | Emco | ECW1413V**175PSMH************** | Vertical - Base Up | Pulse-start - magnetic | 175 |  |  |  |  | 88 | No Exceptions Met |  |  |  |  | Non Federally-Regulated | 12/24/2007 |  | 02/06/2008
Gardco Lighting | Gardco | H1911**320PSMH************** | Horizontal | Pulse-start - magnetic | 320 |  |  |  |  | 88 | No Exceptions Met |  |  |  |  | Non Federally-Regulated | 12/24/2007 |  | 02/06/2008
Gardco Lighting | Gardco | CP2213**400PSMH************** | Horizontal | Pulse-start - magnetic | 400 |  |  |  |  | 88 | No Exceptions Met |  |  |  |  | Non Federally-Regulated | 12/24/2007 |  | 02/06/2008
Gardco Lighting | Gardco | MA221Q**320PSMH************** | Horizontal | Pulse-start - magnetic | 320 |  |  |  |  | 88 | No Exceptions Met |  |  |  |  | Non Federally-Regulated | 12/24/2007 |  | 02/06/2008
Gardco Lighting | Gardco | MW2214X**320PSMH************** | Horizontal | Pulse-start - magnetic | 320 |  |  |  |  | 88 | No Exceptions Met |  |  |  |  | Non Federally-Regulated | 12/24/2007 |  | 02/06/2008
Gardco Lighting | Gardco | G1811**320PSMH************** | Horizontal | Pulse-start - magnetic | 320 |  |  |  |  | 88 | No Exceptions Met |  |  |  |  | Non Federally-Regulated | 12/24/2007 |  | 02/06/2008
Gardco Lighting | Emco | ERP251QV**320PSMH************** | Vertical - Base Up | Pulse-start - magnetic | 320 |  |  |  |  | 88 | No Exceptions Met |  |  |  |  | Non Federally-Regulated | 12/24/2007 |  | 02/06/2008
Lumec | Lumec | DMS60 | Horizontal | Pulse-start - magnetic | 400 |  |  |  |  | 88 | No Exceptions Met |  |  |  |  | Non Federally-Regulated | 01/23/2008 |  | 01/24/2008
Gardco Lighting | Gardco | 220P**150CMHE************** | Horizontal | Pulse-start - electronic | 150 |  |  |  |  | 88 | No Exceptions Met |  |  |  |  | Non Federally-Regulated | 12/24/2007 |  | 02/06/2008
Gardco Lighting | Emco | ECP181FH**400PSMH************** | Horizontal | Pulse-start - magnetic | 400 |  |  |  |  | 88 | No Exceptions Met |  |  |  |  | Non Federally-Regulated | 12/24/2007 |  | 02/06/2008
Gardco Lighting | Gardco | A194Q**320PSMH************** | Horizontal | Pulse-start - magnetic | 320 |  |  |  |  | 88 | No Exceptions Met |  |  |  |  | Non Federally-Regulated | 12/24/2007 |  | 02/06/2008
Gardco Lighting | Emco | ECWA181FV**350PSMH************** | Vertical - Base Up | Pulse-start - magnetic | 350 |  |  |  |  | 88 | No Exceptions Met |  |  |  |  | Non Federally-Regulated | 12/24/2007 |  | 02/06/2008
Gardco Lighting | Emco | ERA251QV**350PSMH************** | Vertical - Base Up | Pulse-start - magnetic | 350 |  |  |  |  | 88 | No Exceptions Met |  |  |  |  | Non Federally-Regulated | 12/24/2007 |  | 02/06/2008
Gardco Lighting | Emco | ECWA141FH**200MH************** | Horizontal | Pulse-start - magnetic | 200 |  |  |  |  | 88 | No Exceptions Met |  |  |  |  | Non Federally-Regulated | 12/24/2007 |  | 02/06/2008
Signify North America Corporation | Philips Lighting Electronics North America | IZTMH-150-C-LF | Vertical - Base Up | Pulse-start - electronic | 150 |  |  |  |  | 90.8 | No Exceptions Met |  |  |  |  | Non Federally-Regulated | 12/28/2009 |  | 11/17/2011
Gardco Lighting | Gardco | 103FT-U**150MH************** | Horizontal | Pulse-start - magnetic | 150 |  |  |  |  | 80 | Vertical - Base Up |  |  |  |  | Non Federally-Regulated | 12/24/2007 |  | 02/06/2008
Gardco Lighting | Gardco | MPGL1813**150MH************** | Horizontal | Pulse-start - magnetic | 150 |  |  |  |  | 80 | Vertical - Base Up |  |  |  |  | Non Federally-Regulated | 12/24/2007 |  | 02/06/2008
Lumec | Lumec | DMS50FPC | Horizontal | Pulse-start - magnetic | 400 |  |  |  |  | 88 | No Exceptions Met |  |  |  |  | Non Federally-Regulated | 01/23/2008 |  | 01/24/2008
Signify North America Corporation | Philips Lighting Electronics North America | 71A5692EE | Vertical - Base Up | Pulse-start - magnetic | 200 |  |  |  |  | 88.2 | No Exceptions Met |  |  |  |  | Non Federally-Regulated | 06/22/2009 |  | 11/17/2011
Signify North America Corporation | Philips Lighting Electronics North America | 71A5842TAEE | Vertical - Base Up | Pulse-start - magnetic | 320 |  |  |  |  | 88.1 | No Exceptions Met |  |  |  |  | Non Federally-Regulated | 06/22/2009 |  | 11/17/2011
Lumec | Lumec | RNS20FPC | Vertical - Base Up | Pulse-start - magnetic | 250 |  |  |  |  | 88 | No Exceptions Met |  |  |  |  | Non Federally-Regulated | 01/23/2008 |  | 01/24/2008
Gardco Lighting | Gardco | BR163G3**150MH************** | Horizontal | Pulse-start - magnetic | 150 |  |  |  |  | 80 | Vertical - Base Up |  |  |  |  | Non Federally-Regulated | 12/24/2007 |  | 02/06/2008
Gardco Lighting | Gardco | SCBEH1911**400PSMH************** | Horizontal | Pulse-start - magnetic | 400 |  |  |  |  | 88 | No Exceptions Met |  |  |  |  | Non Federally-Regulated | 12/24/2007 |  | 02/06/2008
Gardco Lighting | Gardco | CTA1712XL**150MH************** | Horizontal | Pulse-start - magnetic | 150 |  |  |  |  | 80 | Vertical - Base Up |  |  |  |  | Non Federally-Regulated | 12/24/2007 |  | 02/06/2008
Gardco Lighting | Emco | ERP2013H**150MH************** | Horizontal | Pulse-start - magnetic | 150 |  |  |  |  | 80 | Vertical - Base Up |  |  |  |  | Non Federally-Regulated | 12/24/2007 |  | 02/06/2008
Gardco Lighting | Emco | ECA1413H**150MH************** | Horizontal | Pulse-start - magnetic | 150 |  |  |  |  | 80 | Vertical - Base Up |  |  |  |  | Non Federally-Regulated | 12/24/2007 |  | 02/06/2008
Gardco Lighting | Emco | EV15-N-F/WT**400PSMH************** | Horizontal | Pulse-start - magnetic | 400 |  |  |  |  | 88 | No Exceptions Met |  |  |  |  | Non Federally-Regulated | 12/24/2007 |  | 02/06/2008
Lumec | Lumec | DMSL30 | Horizontal | Pulse-start - magnetic | 400 |  |  |  |  | 88 | No Exceptions Met |  |  |  |  | Non Federally-Regulated | 01/23/2008 |  | 01/24/2008
Signify North America Corporation | Philips Lighting Electronics North America | IZTEMH4003PS | Vertical - Base Up | Pulse-start - electronic | 400 |  |  |  |  | 93.3 | No Exceptions Met |  |  |  |  | Non Federally-Regulated | 06/22/2009 |  | 11/17/2011
Lumec | Lumec | DMS10 | Horizontal | Pulse-start - magnetic | 400 |  |  |  |  | 88 | No Exceptions Met |  |  |  |  | Non Federally-Regulated | 01/23/2008 |  | 01/24/2008
Gardco Lighting | Emco | DECWA1813V**400PSMH************** | Vertical - Base Up | Pulse-start - magnetic | 400 |  |  |  |  | 88 | No Exceptions Met |  |  |  |  | Non Federally-Regulated | 12/24/2007 |  | 02/06/2008
Gardco Lighting | Gardco | MA2214X**320PSMH************** | Horizontal | Pulse-start - magnetic | 320 |  |  |  |  | 88 | No Exceptions Met |  |  |  |  | Non Federally-Regulated | 12/24/2007 |  | 02/06/2008
Gardco Lighting | Gardco | LU610ML*150MH*50MH*78************* | Horizontal | Pulse-start - magnetic | 150 |  |  |  |  | 80 | Vertical - Base Up |  |  |  |  | Non Federally-Regulated | 12/24/2007 |  | 02/06/2008
Gardco Lighting | Gardco | WH1914X**350PSMH************** | Horizontal | Pulse-start - magnetic | 350 |  |  |  |  | 88 | No Exceptions Met |  |  |  |  | Non Federally-Regulated | 12/24/2007 |  | 02/06/2008
Gardco Lighting | Emco | AVR-1-3/F**250PSMH************** | Horizontal | Pulse-start - magnetic | 250 |  |  |  |  | 88 | No Exceptions Met |  |  |  |  | Non Federally-Regulated | 12/24/2007 |  | 02/06/2008
Gardco Lighting | Gardco | CTB2112XL**400PSMH************** | Horizontal | Pulse-start - magnetic | 400 |  |  |  |  | 88 | No Exceptions Met |  |  |  |  | Non Federally-Regulated | 12/24/2007 |  | 02/06/2008
Lumec | Lumec | OPC | Vertical - Base Up | Pulse-start - magnetic | 400 |  |  |  |  | 88 | No Exceptions Met |  |  |  |  | Non Federally-Regulated | 01/23/2008 |  | 01/24/2008
Lumec | Lumec | L70* | Horizontal | Pulse-start - magnetic | 250 |  |  |  |  | 88 | No Exceptions Met |  |  |  |  | Non Federally-Regulated | 01/23/2008 |  | 01/24/2008
Gardco Lighting | Gardco | LU610ML*150MH*70MH*84************* | Horizontal | Pulse-start - magnetic | 150 |  |  |  |  | 80 | Vertical - Base Up |  |  |  |  | Non Federally-Regulated | 12/24/2007 |  | 02/06/2008
Gardco Lighting | Gardco | 103WT-U**150MH************** | Horizontal | Pulse-start - magnetic | 150 |  |  |  |  | 80 | Vertical - Base Up |  |  |  |  | Non Federally-Regulated | 12/24/2007 |  | 02/06/2008
Gardco Lighting | Gardco | CR25(W,WS)4XLV**250PSMH************** | Horizontal | Pulse-start - magnetic | 250 |  |  |  |  | 88 | No Exceptions Met |  |  |  |  | Non Federally-Regulated | 12/24/2007 |  | 02/06/2008
Gardco Lighting | Emco | EV15-N-F/WT**320PSMH************** | Horizontal | Pulse-start - magnetic | 320 |  |  |  |  | 88 | No Exceptions Met |  |  |  |  | Non Federally-Regulated | 12/24/2007 |  | 02/06/2008
Gardco Lighting | Gardco | LU610ML1*150MH*50HPS*84************* | Horizontal | Pulse-start - magnetic | 150 |  |  |  |  | 80 | Vertical - Base Up |  |  |  |  | Non Federally-Regulated | 12/24/2007 |  | 02/06/2008
Gardco Lighting | Emco | ERP2512H**200MH************** | Horizontal | Pulse-start - magnetic | 200 |  |  |  |  | 88 | No Exceptions Met |  |  |  |  | Non Federally-Regulated | 12/24/2007 |  | 02/06/2008
Gardco Lighting | Gardco | A191FM**250PSMH************** | Horizontal | Pulse-start - magnetic | 250 |  |  |  |  | 88 | No Exceptions Met |  |  |  |  | Non Federally-Regulated | 12/24/2007 |  | 02/06/2008
Gardco Lighting | Gardco | LU610ML1*150MH*70MH*78************* | Horizontal | Pulse-start - magnetic | 150 |  |  |  |  | 80 | Vertical - Base Up |  |  |  |  | Non Federally-Regulated | 12/24/2007 |  | 02/06/2008
Gardco Lighting | Emco | ERA2512H**320PSMH************** | Horizontal | Pulse-start - magnetic | 320 |  |  |  |  | 88 | No Exceptions Met |  |  |  |  | Non Federally-Regulated | 12/24/2007 |  | 02/06/2008
Gardco Lighting | Gardco | CTB2112XL**320PSMH************** | Horizontal | Pulse-start - magnetic | 320 |  |  |  |  | 88 | No Exceptions Met |  |  |  |  | Non Federally-Regulated | 12/24/2007 |  | 02/06/2008
Gardco Lighting | Gardco | MAGL1811**150MH************** | Horizontal | Pulse-start - magnetic | 150 |  |  |  |  | 80 | Vertical - Base Up |  |  |  |  | Non Federally-Regulated | 12/24/2007 |  | 02/06/2008
Gardco Lighting | Gardco | CR2515H**250PSMH************** | Horizontal | Pulse-start - magnetic | 250 |  |  |  |  | 88 | No Exceptions Met |  |  |  |  | Non Federally-Regulated | 12/24/2007 |  | 02/06/2008
Gardco Lighting | Emco | ECA141QV**200MH************** | Vertical - Base Up | Pulse-start - magnetic | 200 |  |  |  |  | 88 | No Exceptions Met |  |  |  |  | Non Federally-Regulated | 12/24/2007 |  | 02/06/2008
Lumec | Lumec | RN20 | Horizontal | Pulse-start - magnetic | 400 |  |  |  |  | 88 | No Exceptions Met |  |  |  |  | Non Federally-Regulated | 01/23/2008 |  | 01/24/2008
Gardco Lighting | Gardco | A1914X**320PSMH************** | Horizontal | Pulse-start - magnetic | 320 |  |  |  |  | 88 | No Exceptions Met |  |  |  |  | Non Federally-Regulated | 12/24/2007 |  | 02/06/2008
Gardco Lighting | Gardco | G13(W,WS)3XL**150CMHE************** | Horizontal | Pulse-start - electronic | 150 |  |  |  |  | 88 | No Exceptions Met |  |  |  |  | Non Federally-Regulated | 12/24/2007 |  | 02/06/2008
Gardco Lighting | Gardco | A1911**250PSMH************** | Horizontal | Pulse-start - magnetic | 250 |  |  |  |  | 88 | No Exceptions Met |  |  |  |  | Non Federally-Regulated | 12/24/2007 |  | 02/06/2008
Gardco Lighting | Gardco | CR25(W,WS)2XLV**250PSMH************** | Horizontal | Pulse-start - magnetic | 250 |  |  |  |  | 88 | No Exceptions Met |  |  |  |  | Non Federally-Regulated | 12/24/2007 |  | 02/06/2008
Gardco Lighting | Gardco | DF12NSP**320PSMH************** | Horizontal | Pulse-start - magnetic | 320 |  |  |  |  | 88 | No Exceptions Met |  |  |  |  | Non Federally-Regulated | 12/24/2007 |  | 02/06/2008
Gardco Lighting | Emco | ECP181FH**350PSMH************** | Horizontal | Pulse-start - magnetic | 350 |  |  |  |  | 88 | No Exceptions Met |  |  |  |  | Non Federally-Regulated | 12/24/2007 |  | 02/06/2008
Lumec | Lumec | AT50 | Vertical - Base Up | Pulse-start - magnetic | 400 |  |  |  |  | 88 | No Exceptions Met |  |  |  |  | Non Federally-Regulated | 01/23/2008 |  | 01/24/2008
Gardco Lighting | Gardco | EH1913**250PSMH************** | Horizontal | Pulse-start - magnetic | 250 |  |  |  |  | 88 | No Exceptions Met |  |  |  |  | Non Federally-Regulated | 12/24/2007 |  | 02/06/2008
Gardco Lighting | Gardco | A191VS**350PSMH************** | Vertical - Base Up | Pulse-start - magnetic | 350 |  |  |  |  | 88 | No Exceptions Met |  |  |  |  | Non Federally-Regulated | 12/24/2007 |  | 02/06/2008
Gardco Lighting | Emco | DECWA1413V**150MH************** | Vertical - Base Up | Pulse-start - magnetic | 150 |  |  |  |  | 80 | Vertical - Base Up |  |  |  |  | Non Federally-Regulated | 12/24/2007 |  | 02/06/2008
Advance Transformer Co. S.A. de C.V. | Advance Transformer | 71A6052AEE | Vertical - Base Up | Pulse-start - magnetic | 400 |  |  |  |  | 88.3 | No Exceptions Met |  |  |  |  | Non Federally-Regulated | 02/24/2009 |  | 09/18/2012
Gardco Lighting | Gardco | CR2012XLV**200MH************** | Horizontal | Pulse-start - magnetic | 200 |  |  |  |  | 88 | No Exceptions Met |  |  |  |  | Non Federally-Regulated | 12/24/2007 |  | 02/06/2008
Gardco Lighting | Gardco | SCA14J3**150MH************** | Horizontal | Pulse-start - magnetic | 150 |  |  |  |  | 80 | Vertical - Base Up |  |  |  |  | Non Federally-Regulated | 12/24/2007 |  | 02/06/2008
Gardco Lighting | Gardco | JH191VS**320PSMH************** | Vertical - Base Up | Pulse-start - magnetic | 320 |  |  |  |  | 88 | No Exceptions Met |  |  |  |  | Non Federally-Regulated | 12/24/2007 |  | 02/06/2008
Advance A Division, Philips Electronics NA | Advance A Division, Philips Electronics NA | IZTEMH4003PSXJF | Vertical - Base Up | Pulse-start - electronic | 400 |  |  |  |  | 93.3 | No Exceptions Met |  |  |  |  | Non Federally-Regulated | 08/25/2008 |  | 06/22/2009
Gardco Lighting | Gardco | SCA14JQ**150MH************** | Horizontal | Pulse-start - magnetic | 150 |  |  |  |  | 80 | Vertical - Base Up |  |  |  |  | Non Federally-Regulated | 12/24/2007 |  | 02/06/2008
Gardco Lighting | Emco | ERA201QH**200MH************** | Horizontal | Pulse-start - magnetic | 200 |  |  |  |  | 88 | No Exceptions Met |  |  |  |  | Non Federally-Regulated | 12/24/2007 |  | 02/06/2008
Gardco Lighting | Gardco | MA221VS**400PSMH************** | Vertical - Base Up | Pulse-start - magnetic | 400 |  |  |  |  | 88 | No Exceptions Met |  |  |  |  | Non Federally-Regulated | 12/24/2007 |  | 02/06/2008
Gardco Lighting | Emco | DECA231QVFC**400PSMH************** | Vertical - Base Up | Pulse-start - magnetic | 400 |  |  |  |  | 88 | No Exceptions Met |  |  |  |  | Non Federally-Regulated | 12/24/2007 |  | 02/06/2008
Gardco Lighting | Emco | DECW1412H**200MH************** | Horizontal | Pulse-start - magnetic | 200 |  |  |  |  | 88 | No Exceptions Met |  |  |  |  | Non Federally-Regulated | 12/24/2007 |  | 02/06/2008
Gardco Lighting | Gardco | CTP2112XL**200MH************** | Horizontal | Pulse-start - magnetic | 200 |  |  |  |  | 88 | No Exceptions Met |  |  |  |  | Non Federally-Regulated | 12/24/2007 |  | 02/06/2008
Gardco Lighting | Gardco | H191Q**250PSMH************** | Horizontal | Pulse-start - magnetic | 250 |  |  |  |  | 88 | No Exceptions Met |  |  |  |  | Non Federally-Regulated | 12/24/2007 |  | 02/06/2008
Gardco Lighting | Emco | ECA181QH**250PSMH************** | Horizontal | Pulse-start - magnetic | 250 |  |  |  |  | 88 | No Exceptions Met |  |  |  |  | Non Federally-Regulated | 12/24/2007 |  | 02/06/2008